RE-Appl-EffCW-med-ElecDHW-ElecCDryer-Tier2-Top | DEER2016 | D16v1 | 2015-05-16 | Any | DMo | MH85 | CZ10 | rNCEH | Each | 1 | 621 | None | 301 | 0.0411 | 0 | 301 | 0.0411 | 0 | 301 | 0.0411 | 0 | 301 | 0.0411 | 0 |  |  | 1 |  | RE-Appl-EffCW-med-ElecDHW-ElecCDryer-Tier2-TopAnyDMoMH85CZ10rNCEH
RE-Appl-EffCW-med-ElecDHW-ElecCDryer-Tier2-Top | DEER2016 | D16v1 | 2015-05-16 | Any | DMo | MH85 | CZ10 | rNCGF | Each | 1 | 621 | None | 302 | 0.0408 | -0.249 | 302 | 0.0408 | -0.249 | 302 | 0.0408 | -0.249 | 302 | 0.0408 | -0.249 |  |  | 1 |  | RE-Appl-EffCW-med-ElecDHW-ElecCDryer-Tier2-TopAnyDMoMH85CZ10rNCGF
RE-Appl-EffCW-med-ElecDHW-ElecCDryer-Tier2-Top | DEER2016 | D16v1 | 2015-05-16 | Any | DMo | MH85 | CZ11 | rDXGF | Each | 1 | 621 | None | 318 | 0.0477 | -0.82 | 318 | 0.0477 | -0.82 | 318 | 0.0477 | -0.82 | 318 | 0.0477 | -0.82 |  |  | 1 |  | RE-Appl-EffCW-med-ElecDHW-ElecCDryer-Tier2-TopAnyDMoMH85CZ11rDXGF
RE-Appl-EffCW-med-ElecDHW-ElecCDryer-Tier2-Top | DEER2016 | D16v1 | 2015-05-16 | Any | DMo | MH85 | CZ11 | rDXHP | Each | 1 | 621 | None | 307 | 0.0455 | 0 | 307 | 0.0455 | 0 | 307 | 0.0455 | 0 | 307 | 0.0455 | 0 |  |  | 1 |  | RE-Appl-EffCW-med-ElecDHW-ElecCDryer-Tier2-TopAnyDMoMH85CZ11rDXHP
RE-Appl-EffCW-med-ElecDHW-ElecCDryer-Tier2-Top | DEER2016 | D16v1 | 2015-05-16 | Any | DMo | MH85 | CZ11 | rNCEH | Each | 1 | 621 | None | 295 | 0.041 | 0 | 295 | 0.041 | 0 | 295 | 0.041 | 0 | 295 | 0.041 | 0 |  |  | 1 |  | RE-Appl-EffCW-med-ElecDHW-ElecCDryer-Tier2-TopAnyDMoMH85CZ11rNCEH
RE-Appl-EffCW-med-ElecDHW-ElecCDryer-Tier2-Top | DEER2016 | D16v1 | 2015-05-16 | Any | DMo | MH85 | CZ11 | rNCGF | Each | 1 | 621 | None | 303 | 0.0408 | -0.955 | 303 | 0.0408 | -0.955 | 303 | 0.0408 | -0.955 | 303 | 0.0408 | -0.955 |  |  | 1 |  | RE-Appl-EffCW-med-ElecDHW-ElecCDryer-Tier2-TopAnyDMoMH85CZ11rNCGF
RE-Appl-EffCW-med-ElecDHW-ElecCDryer-Tier2-Top | DEER2016 | D16v1 | 2015-05-16 | Any | DMo | MH85 | CZ12 | rDXGF | Each | 1 | 621 | None | 317 | 0.0504 | -1.06 | 317 | 0.0504 | -1.06 | 317 | 0.0504 | -1.06 | 317 | 0.0504 | -1.06 |  |  | 1 |  | RE-Appl-EffCW-med-ElecDHW-ElecCDryer-Tier2-TopAnyDMoMH85CZ12rDXGF
RE-Appl-EffCW-med-ElecDHW-ElecCDryer-Tier2-Top | DEER2016 | D16v1 | 2015-05-16 | Any | DMo | MH85 | CZ12 | rDXHP | Each | 1 | 621 | None | 304 | 0.0477 | 0 | 304 | 0.0477 | 0 | 304 | 0.0477 | 0 | 304 | 0.0477 | 0 |  |  | 1 |  | RE-Appl-EffCW-med-ElecDHW-ElecCDryer-Tier2-TopAnyDMoMH85CZ12rDXHP
RE-Appl-EffCW-med-ElecDHW-ElecCDryer-Tier2-Top | DEER2016 | D16v1 | 2015-05-16 | Any | DMo | MH85 | CZ12 | rNCEH | Each | 1 | 621 | None | 296 | 0.0417 | 0 | 296 | 0.0417 | 0 | 296 | 0.0417 | 0 | 296 | 0.0417 | 0 |  |  | 1 |  | RE-Appl-EffCW-med-ElecDHW-ElecCDryer-Tier2-TopAnyDMoMH85CZ12rNCEH
RE-Appl-EffCW-med-ElecDHW-ElecCDryer-Tier2-Top | DEER2016 | D16v1 | 2015-05-16 | Any | DMo | MH85 | CZ12 | rNCGF | Each | 1 | 621 | None | 305 | 0.0417 | -1.09 | 305 | 0.0417 | -1.09 | 305 | 0.0417 | -1.09 | 305 | 0.0417 | -1.09 |  |  | 1 |  | RE-Appl-EffCW-med-ElecDHW-ElecCDryer-Tier2-TopAnyDMoMH85CZ12rNCGF
RE-Appl-EffCW-med-ElecDHW-ElecCDryer-Tier2-Top | DEER2016 | D16v1 | 2015-05-16 | Any | DMo | MH85 | CZ13 | rDXGF | Each | 1 | 621 | None | 315 | 0.0413 | -0.821 | 315 | 0.0413 | -0.821 | 315 | 0.0413 | -0.821 | 315 | 0.0413 | -0.821 |  |  | 1 |  | RE-Appl-EffCW-med-ElecDHW-ElecCDryer-Tier2-TopAnyDMoMH85CZ13rDXGF
RE-Appl-EffCW-med-ElecDHW-ElecCDryer-Tier2-Top | DEER2016 | D16v1 | 2015-05-16 | Any | DMo | MH85 | CZ13 | rDXHP | Each | 1 | 621 | None | 304 | 0.0389 | 0 | 304 | 0.0389 | 0 | 304 | 0.0389 | 0 | 304 | 0.0389 | 0 |  |  | 1 |  | RE-Appl-EffCW-med-ElecDHW-ElecCDryer-Tier2-TopAnyDMoMH85CZ13rDXHP
RE-Appl-EffCW-med-ElecDHW-ElecCDryer-Tier2-Top | DEER2016 | D16v1 | 2015-05-16 | Any | DMo | MH85 | CZ13 | rNCEH | Each | 1 | 621 | None | 295 | 0.041 | 0 | 295 | 0.041 | 0 | 295 | 0.041 | 0 | 295 | 0.041 | 0 |  |  | 1 |  | RE-Appl-EffCW-med-ElecDHW-ElecCDryer-Tier2-TopAnyDMoMH85CZ13rNCEH
RE-Appl-EffCW-med-ElecDHW-ElecCDryer-Tier2-Top | DEER2016 | D16v1 | 2015-05-16 | Any | DMo | MH85 | CZ13 | rNCGF | Each | 1 | 621 | None | 302 | 0.0403 | -0.897 | 302 | 0.0403 | -0.897 | 302 | 0.0403 | -0.897 | 302 | 0.0403 | -0.897 |  |  | 1 |  | RE-Appl-EffCW-med-ElecDHW-ElecCDryer-Tier2-TopAnyDMoMH85CZ13rNCGF
RE-Appl-EffCW-med-ElecDHW-ElecCDryer-Tier2-Top | DEER2016 | D16v1 | 2015-05-16 | Any | DMo | MH85 | CZ14 | rDXGF | Each | 1 | 621 | None | 325 | 0.0464 | -0.798 | 325 | 0.0464 | -0.798 | 325 | 0.0464 | -0.798 | 325 | 0.0464 | -0.798 |  |  | 1 |  | RE-Appl-EffCW-med-ElecDHW-ElecCDryer-Tier2-TopAnyDMoMH85CZ14rDXGF
RE-Appl-EffCW-med-ElecDHW-ElecCDryer-Tier2-Top | DEER2016 | D16v1 | 2015-05-16 | Any | DMo | MH85 | CZ14 | rDXHP | Each | 1 | 621 | None | 314 | 0.0447 | 0 | 314 | 0.0447 | 0 | 314 | 0.0447 | 0 | 314 | 0.0447 | 0 |  |  | 1 |  | RE-Appl-EffCW-med-ElecDHW-ElecCDryer-Tier2-TopAnyDMoMH85CZ14rDXHP
RE-Appl-EffCW-med-ElecDHW-ElecCDryer-Tier2-Top | DEER2016 | D16v1 | 2015-05-16 | Any | DMo | MH85 | CZ14 | rNCEH | Each | 1 | 621 | None | 296 | 0.0407 | 0 | 296 | 0.0407 | 0 | 296 | 0.0407 | 0 | 296 | 0.0407 | 0 |  |  | 1 |  | RE-Appl-EffCW-med-ElecDHW-ElecCDryer-Tier2-TopAnyDMoMH85CZ14rNCEH
RE-Appl-EffCW-med-ElecDHW-ElecCDryer-Tier2-Top | DEER2016 | D16v1 | 2015-05-16 | Any | DMo | MH85 | CZ14 | rNCGF | Each | 1 | 621 | None | 303 | 0.0402 | -0.931 | 303 | 0.0402 | -0.931 | 303 | 0.0402 | -0.931 | 303 | 0.0402 | -0.931 |  |  | 1 |  | RE-Appl-EffCW-med-ElecDHW-ElecCDryer-Tier2-TopAnyDMoMH85CZ14rNCGF
RE-Appl-EffCW-med-ElecDHW-ElecCDryer-Tier2-Top | DEER2016 | D16v1 | 2015-05-16 | Any | DMo | MH85 | CZ15 | rDXGF | Each | 1 | 621 | None | 314 | 0.0455 | -0.052 | 314 | 0.0455 | -0.052 | 314 | 0.0455 | -0.052 | 314 | 0.0455 | -0.052 |  |  | 1 |  | RE-Appl-EffCW-med-ElecDHW-ElecCDryer-Tier2-TopAnyDMoMH85CZ15rDXGF
RE-Appl-EffCW-med-ElecDHW-ElecCDryer-Tier2-Top | DEER2016 | D16v1 | 2015-05-16 | Any | DMo | MH85 | CZ15 | rDXHP | Each | 1 | 621 | None | 311 | 0.0449 | 0 | 311 | 0.0449 | 0 | 311 | 0.0449 | 0 | 311 | 0.0449 | 0 |  |  | 1 |  | RE-Appl-EffCW-med-ElecDHW-ElecCDryer-Tier2-TopAnyDMoMH85CZ15rDXHP
RE-Appl-EffCW-med-ElecDHW-ElecCDryer-Tier2-Top | DEER2016 | D16v1 | 2015-05-16 | Any | DMo | MH85 | CZ15 | rNCEH | Each | 1 | 621 | None | 290 | 0.0389 | 0 | 290 | 0.0389 | 0 | 290 | 0.0389 | 0 | 290 | 0.0389 | 0 |  |  | 1 |  | RE-Appl-EffCW-med-ElecDHW-ElecCDryer-Tier2-TopAnyDMoMH85CZ15rNCEH
RE-Appl-EffCW-med-ElecDHW-ElecCDryer-Tier2-Top | DEER2016 | D16v1 | 2015-05-16 | Any | DMo | MH85 | CZ15 | rNCGF | Each | 1 | 621 | None | 291 | 0.0381 | -0.188 | 291 | 0.0381 | -0.188 | 291 | 0.0381 | -0.188 | 291 | 0.0381 | -0.188 |  |  | 1 |  | RE-Appl-EffCW-med-ElecDHW-ElecCDryer-Tier2-TopAnyDMoMH85CZ15rNCGF
RE-Appl-EffCW-med-ElecDHW-ElecCDryer-Tier2-Top | DEER2016 | D16v1 | 2015-05-16 | Any | DMo | MH85 | CZ16 | rDXGF | Each | 1 | 621 | None | 325 | 0.049 | -1.21 | 325 | 0.049 | -1.21 | 325 | 0.049 | -1.21 | 325 | 0.049 | -1.21 |  |  | 1 |  | RE-Appl-EffCW-med-ElecDHW-ElecCDryer-Tier2-TopAnyDMoMH85CZ16rDXGF
RE-Appl-EffCW-med-ElecDHW-ElecCDryer-Tier2-Top | DEER2016 | D16v1 | 2015-05-16 | Any | DMo | MH85 | CZ16 | rDXHP | Each | 1 | 621 | None | 309 | 0.0484 | 0 | 309 | 0.0484 | 0 | 309 | 0.0484 | 0 | 309 | 0.0484 | 0 |  |  | 1 |  | RE-Appl-EffCW-med-ElecDHW-ElecCDryer-Tier2-TopAnyDMoMH85CZ16rDXHP
RE-Appl-EffCW-med-ElecDHW-ElecCDryer-Tier2-Top | DEER2016 | D16v1 | 2015-05-16 | Any | DMo | MH85 | CZ16 | rNCEH | Each | 1 | 621 | None | 304 | 0.0428 | 0 | 304 | 0.0428 | 0 | 304 | 0.0428 | 0 | 304 | 0.0428 | 0 |  |  | 1 |  | RE-Appl-EffCW-med-ElecDHW-ElecCDryer-Tier2-TopAnyDMoMH85CZ16rNCEH
RE-Appl-EffCW-med-ElecDHW-ElecCDryer-Tier2-Top | DEER2016 | D16v1 | 2015-05-16 | Any | DMo | MH85 | CZ16 | rNCGF | Each | 1 | 621 | None | 314 | 0.0429 | -1.28 | 314 | 0.0429 | -1.28 | 314 | 0.0429 | -1.28 | 314 | 0.0429 | -1.28 |  |  | 1 |  | RE-Appl-EffCW-med-ElecDHW-ElecCDryer-Tier2-TopAnyDMoMH85CZ16rNCGF
RE-Appl-EffCW-med-ElecDHW-ElecCDryer-Tier2-Top | DEER2016 | D16v1 | 2015-05-16 | Any | MFm | 1975 | CZ01 | rDXGF | Each | 1 | 474 | None | 319 | 0.0469 | -1.48 | 319 | 0.0469 | -1.48 | 319 | 0.0469 | -1.48 | 319 | 0.0469 | -1.48 |  |  | 1 |  | RE-Appl-EffCW-med-ElecDHW-ElecCDryer-Tier2-TopAnyMFm1975CZ01rDXGF
RE-Appl-EffCW-med-ElecDHW-ElecCDryer-Tier2-Top | DEER2016 | D16v1 | 2015-05-16 | Any | MFm | 1975 | CZ01 | rDXHP | Each | 1 | 474 | None | 306 | 0.0467 | 0 | 306 | 0.0467 | 0 | 306 | 0.0467 | 0 | 306 | 0.0467 | 0 |  |  | 1 |  | RE-Appl-EffCW-med-ElecDHW-ElecCDryer-Tier2-TopAnyMFm1975CZ01rDXHP
RE-Appl-EffCW-med-ElecDHW-ElecCDryer-Tier2-Top | DEER2016 | D16v1 | 2015-05-16 | Any | MFm | 1975 | CZ01 | rNCEH | Each | 1 | 474 | None | 294 | 0.0435 | 0 | 294 | 0.0435 | 0 | 294 | 0.0435 | 0 | 294 | 0.0435 | 0 |  |  | 1 |  | RE-Appl-EffCW-med-ElecDHW-ElecCDryer-Tier2-TopAnyMFm1975CZ01rNCEH
RE-Appl-EffCW-med-ElecDHW-ElecCDryer-Tier2-Top | DEER2016 | D16v1 | 2015-05-16 | Any | MFm | 1975 | CZ01 | rNCGF | Each | 1 | 474 | None | 318 | 0.0438 | -1.6 | 318 | 0.0438 | -1.6 | 318 | 0.0438 | -1.6 | 318 | 0.0438 | -1.6 |  |  | 1 |  | RE-Appl-EffCW-med-ElecDHW-ElecCDryer-Tier2-TopAnyMFm1975CZ01rNCGF
RE-Appl-EffCW-med-ElecDHW-ElecCDryer-Tier2-Top | DEER2016 | D16v1 | 2015-05-16 | Any | MFm | 1975 | CZ02 | rDXGF | Each | 1 | 474 | None | 317 | 0.0505 | -0.734 | 317 | 0.0505 | -0.734 | 317 | 0.0505 | -0.734 | 317 | 0.0505 | -0.734 |  |  | 1 |  | RE-Appl-EffCW-med-ElecDHW-ElecCDryer-Tier2-TopAnyMFm1975CZ02rDXGF
RE-Appl-EffCW-med-ElecDHW-ElecCDryer-Tier2-Top | DEER2016 | D16v1 | 2015-05-16 | Any | MFm | 1975 | CZ02 | rDXHP | Each | 1 | 474 | None | 309 | 0.0523 | 0 | 309 | 0.0523 | 0 | 309 | 0.0523 | 0 | 309 | 0.0523 | 0 |  |  | 1 |  | RE-Appl-EffCW-med-ElecDHW-ElecCDryer-Tier2-TopAnyMFm1975CZ02rDXHP
RE-Appl-EffCW-med-ElecDHW-ElecCDryer-Tier2-Top | DEER2016 | D16v1 | 2015-05-16 | Any | MFm | 1975 | CZ02 | rNCEH | Each | 1 | 474 | None | 301 | 0.0429 | 0 | 301 | 0.0429 | 0 | 301 | 0.0429 | 0 | 301 | 0.0429 | 0 |  |  | 1 |  | RE-Appl-EffCW-med-ElecDHW-ElecCDryer-Tier2-TopAnyMFm1975CZ02rNCEH
RE-Appl-EffCW-med-ElecDHW-ElecCDryer-Tier2-Top | DEER2016 | D16v1 | 2015-05-16 | Any | MFm | 1975 | CZ02 | rNCGF | Each | 1 | 474 | None | 313 | 0.0429 | -0.857 | 313 | 0.0429 | -0.857 | 313 | 0.0429 | -0.857 | 313 | 0.0429 | -0.857 |  |  | 1 |  | RE-Appl-EffCW-med-ElecDHW-ElecCDryer-Tier2-TopAnyMFm1975CZ02rNCGF
RE-Appl-EffCW-med-ElecDHW-ElecCDryer-Tier2-Top | DEER2016 | D16v1 | 2015-05-16 | Any | MFm | 1975 | CZ03 | rDXGF | Each | 1 | 474 | None | 315 | 0.0487 | -0.811 | 315 | 0.0487 | -0.811 | 315 | 0.0487 | -0.811 | 315 | 0.0487 | -0.811 |  |  | 1 |  | RE-Appl-EffCW-med-ElecDHW-ElecCDryer-Tier2-TopAnyMFm1975CZ03rDXGF
RE-Appl-EffCW-med-ElecDHW-ElecCDryer-Tier2-Top | DEER2016 | D16v1 | 2015-05-16 | Any | MFm | 1975 | CZ03 | rDXHP | Each | 1 | 474 | None | 307 | 0.0489 | 0 | 307 | 0.0489 | 0 | 307 | 0.0489 | 0 | 307 | 0.0489 | 0 |  |  | 1 |  | RE-Appl-EffCW-med-ElecDHW-ElecCDryer-Tier2-TopAnyMFm1975CZ03rDXHP
RE-Appl-EffCW-med-ElecDHW-ElecCDryer-Tier2-Top | DEER2016 | D16v1 | 2015-05-16 | Any | MFm | 1975 | CZ03 | rNCEH | Each | 1 | 474 | None | 299 | 0.043 | 0 | 299 | 0.043 | 0 | 299 | 0.043 | 0 | 299 | 0.043 | 0 |  |  | 1 |  | RE-Appl-EffCW-med-ElecDHW-ElecCDryer-Tier2-TopAnyMFm1975CZ03rNCEH
RE-Appl-EffCW-med-ElecDHW-ElecCDryer-Tier2-Top | DEER2016 | D16v1 | 2015-05-16 | Any | MFm | 1975 | CZ03 | rNCGF | Each | 1 | 474 | None | 313 | 0.043 | -0.893 | 313 | 0.043 | -0.893 | 313 | 0.043 | -0.893 | 313 | 0.043 | -0.893 |  |  | 1 |  | RE-Appl-EffCW-med-ElecDHW-ElecCDryer-Tier2-TopAnyMFm1975CZ03rNCGF
RE-Appl-EffCW-med-ElecDHW-ElecCDryer-Tier2-Top | DEER2016 | D16v1 | 2015-05-16 | Any | MFm | 1975 | CZ04 | rDXGF | Each | 1 | 474 | None | 316 | 0.0503 | -0.579 | 316 | 0.0503 | -0.579 | 316 | 0.0503 | -0.579 | 316 | 0.0503 | -0.579 |  |  | 1 |  | RE-Appl-EffCW-med-ElecDHW-ElecCDryer-Tier2-TopAnyMFm1975CZ04rDXGF
RE-Appl-EffCW-med-ElecDHW-ElecCDryer-Tier2-Top | DEER2016 | D16v1 | 2015-05-16 | Any | MFm | 1975 | CZ04 | rDXHP | Each | 1 | 474 | None | 310 | 0.0487 | 0 | 310 | 0.0487 | 0 | 310 | 0.0487 | 0 | 310 | 0.0487 | 0 |  |  | 1 |  | RE-Appl-EffCW-med-ElecDHW-ElecCDryer-Tier2-TopAnyMFm1975CZ04rDXHP
RE-Appl-EffCW-med-ElecDHW-ElecCDryer-Tier2-Top | DEER2016 | D16v1 | 2015-05-16 | Any | MFm | 1975 | CZ04 | rNCEH | Each | 1 | 474 | None | 301 | 0.0423 | 0 | 301 | 0.0423 | 0 | 301 | 0.0423 | 0 | 301 | 0.0423 | 0 |  |  | 1 |  | RE-Appl-EffCW-med-ElecDHW-ElecCDryer-Tier2-TopAnyMFm1975CZ04rNCEH
RE-Appl-EffCW-med-ElecDHW-ElecCDryer-Tier2-Top | DEER2016 | D16v1 | 2015-05-16 | Any | MFm | 1975 | CZ04 | rNCGF | Each | 1 | 474 | None | 311 | 0.0423 | -0.682 | 311 | 0.0423 | -0.682 | 311 | 0.0423 | -0.682 | 311 | 0.0423 | -0.682 |  |  | 1 |  | RE-Appl-EffCW-med-ElecDHW-ElecCDryer-Tier2-TopAnyMFm1975CZ04rNCGF
RE-Appl-EffCW-med-ElecDHW-ElecCDryer-Tier2-Top | DEER2016 | D16v1 | 2015-05-16 | Any | MFm | 1975 | CZ05 | rDXGF | Each | 1 | 474 | None | 315 | 0.0459 | -0.91 | 315 | 0.0459 | -0.91 | 315 | 0.0459 | -0.91 | 315 | 0.0459 | -0.91 |  |  | 1 |  | RE-Appl-EffCW-med-ElecDHW-ElecCDryer-Tier2-TopAnyMFm1975CZ05rDXGF
RE-Appl-EffCW-med-ElecDHW-ElecCDryer-Tier2-Top | DEER2016 | D16v1 | 2015-05-16 | Any | MFm | 1975 | CZ05 | rDXHP | Each | 1 | 474 | None | 308 | 0.0498 | 0 | 308 | 0.0498 | 0 | 308 | 0.0498 | 0 | 308 | 0.0498 | 0 |  |  | 1 |  | RE-Appl-EffCW-med-ElecDHW-ElecCDryer-Tier2-TopAnyMFm1975CZ05rDXHP
RE-Appl-EffCW-med-ElecDHW-ElecCDryer-Tier2-Top | DEER2016 | D16v1 | 2015-05-16 | Any | MFm | 1975 | CZ05 | rNCEH | Each | 1 | 474 | None | 299 | 0.0431 | 0 | 299 | 0.0431 | 0 | 299 | 0.0431 | 0 | 299 | 0.0431 | 0 |  |  | 1 |  | RE-Appl-EffCW-med-ElecDHW-ElecCDryer-Tier2-TopAnyMFm1975CZ05rNCEH
RE-Appl-EffCW-med-ElecDHW-ElecCDryer-Tier2-Top | DEER2016 | D16v1 | 2015-05-16 | Any | MFm | 1975 | CZ05 | rNCGF | Each | 1 | 474 | None | 314 | 0.0431 | -0.977 | 314 | 0.0431 | -0.977 | 314 | 0.0431 | -0.977 | 314 | 0.0431 | -0.977 |  |  | 1 |  | RE-Appl-EffCW-med-ElecDHW-ElecCDryer-Tier2-TopAnyMFm1975CZ05rNCGF
RE-Appl-EffCW-med-ElecDHW-ElecCDryer-Tier2-Top | DEER2016 | D16v1 | 2015-05-16 | Any | MFm | 1975 | CZ06 | rDXGF | Each | 1 | 465 | None | 318 | 0.047 | -0.174 | 318 | 0.047 | -0.174 | 318 | 0.047 | -0.174 | 318 | 0.047 | -0.174 |  |  | 1 |  | RE-Appl-EffCW-med-ElecDHW-ElecCDryer-Tier2-TopAnyMFm1975CZ06rDXGF
RE-Appl-EffCW-med-ElecDHW-ElecCDryer-Tier2-Top | DEER2016 | D16v1 | 2015-05-16 | Any | MFm | 1975 | CZ06 | rDXHP | Each | 1 | 465 | None | 315 | 0.0481 | 0 | 315 | 0.0481 | 0 | 315 | 0.0481 | 0 | 315 | 0.0481 | 0 |  |  | 1 |  | RE-Appl-EffCW-med-ElecDHW-ElecCDryer-Tier2-TopAnyMFm1975CZ06rDXHP
RE-Appl-EffCW-med-ElecDHW-ElecCDryer-Tier2-Top | DEER2016 | D16v1 | 2015-05-16 | Any | MFm | 1975 | CZ06 | rNCEH | Each | 1 | 465 | None | 302 | 0.0422 | 0 | 302 | 0.0422 | 0 | 302 | 0.0422 | 0 | 302 | 0.0422 | 0 |  |  | 1 |  | RE-Appl-EffCW-med-ElecDHW-ElecCDryer-Tier2-TopAnyMFm1975CZ06rNCEH
RE-Appl-EffCW-med-ElecDHW-ElecCDryer-Tier2-Top | DEER2016 | D16v1 | 2015-05-16 | Any | MFm | 1975 | CZ06 | rNCGF | Each | 1 | 465 | None | 309 | 0.0421 | -0.387 | 309 | 0.0421 | -0.387 | 309 | 0.0421 | -0.387 | 309 | 0.0421 | -0.387 |  |  | 1 |  | RE-Appl-EffCW-med-ElecDHW-ElecCDryer-Tier2-TopAnyMFm1975CZ06rNCGF
RE-Appl-EffCW-med-ElecDHW-ElecCDryer-Tier2-Top | DEER2016 | D16v1 | 2015-05-16 | Any | MFm | 1975 | CZ07 | rDXGF | Each | 1 | 465 | None | 314 | 0.0471 | -0.099 | 314 | 0.0471 | -0.099 | 314 | 0.0471 | -0.099 | 314 | 0.0471 | -0.099 |  |  | 1 |  | RE-Appl-EffCW-med-ElecDHW-ElecCDryer-Tier2-TopAnyMFm1975CZ07rDXGF
RE-Appl-EffCW-med-ElecDHW-ElecCDryer-Tier2-Top | DEER2016 | D16v1 | 2015-05-16 | Any | MFm | 1975 | CZ07 | rDXHP | Each | 1 | 465 | None | 313 | 0.0512 | 0 | 313 | 0.0512 | 0 | 313 | 0.0512 | 0 | 313 | 0.0512 | 0 |  |  | 1 |  | RE-Appl-EffCW-med-ElecDHW-ElecCDryer-Tier2-TopAnyMFm1975CZ07rDXHP
RE-Appl-EffCW-med-ElecDHW-ElecCDryer-Tier2-Top | DEER2016 | D16v1 | 2015-05-16 | Any | MFm | 1975 | CZ07 | rNCEH | Each | 1 | 465 | None | 303 | 0.0422 | 0 | 303 | 0.0422 | 0 | 303 | 0.0422 | 0 | 303 | 0.0422 | 0 |  |  | 1 |  | RE-Appl-EffCW-med-ElecDHW-ElecCDryer-Tier2-TopAnyMFm1975CZ07rNCEH
RE-Appl-EffCW-med-ElecDHW-ElecCDryer-Tier2-Top | DEER2016 | D16v1 | 2015-05-16 | Any | MFm | 1975 | CZ07 | rNCGF | Each | 1 | 465 | None | 308 | 0.0421 | -0.23 | 308 | 0.0421 | -0.23 | 308 | 0.0421 | -0.23 | 308 | 0.0421 | -0.23 |  |  | 1 |  | RE-Appl-EffCW-med-ElecDHW-ElecCDryer-Tier2-TopAnyMFm1975CZ07rNCGF
RE-Appl-EffCW-med-ElecDHW-ElecCDryer-Tier2-Top | DEER2016 | D16v1 | 2015-05-16 | Any | MFm | 1975 | CZ08 | rDXGF | Each | 1 | 465 | None | 317 | 0.0507 | -0.32 | 317 | 0.0507 | -0.32 | 317 | 0.0507 | -0.32 | 317 | 0.0507 | -0.32 |  |  | 1 |  | RE-Appl-EffCW-med-ElecDHW-ElecCDryer-Tier2-TopAnyMFm1975CZ08rDXGF
RE-Appl-EffCW-med-ElecDHW-ElecCDryer-Tier2-Top | DEER2016 | D16v1 | 2015-05-16 | Any | MFm | 1975 | CZ08 | rDXHP | Each | 1 | 465 | None | 314 | 0.0469 | 0 | 314 | 0.0469 | 0 | 314 | 0.0469 | 0 | 314 | 0.0469 | 0 |  |  | 1 |  | RE-Appl-EffCW-med-ElecDHW-ElecCDryer-Tier2-TopAnyMFm1975CZ08rDXHP
RE-Appl-EffCW-med-ElecDHW-ElecCDryer-Tier2-Top | DEER2016 | D16v1 | 2015-05-16 | Any | MFm | 1975 | CZ08 | rNCEH | Each | 1 | 465 | None | 299 | 0.0418 | 0 | 299 | 0.0418 | 0 | 299 | 0.0418 | 0 | 299 | 0.0418 | 0 |  |  | 1 |  | RE-Appl-EffCW-med-ElecDHW-ElecCDryer-Tier2-TopAnyMFm1975CZ08rNCEH
RE-Appl-EffCW-med-ElecDHW-ElecCDryer-Tier2-Top | DEER2016 | D16v1 | 2015-05-16 | Any | MFm | 1975 | CZ08 | rNCGF | Each | 1 | 465 | None | 307 | 0.0418 | -0.539 | 307 | 0.0418 | -0.539 | 307 | 0.0418 | -0.539 | 307 | 0.0418 | -0.539 |  |  | 1 |  | RE-Appl-EffCW-med-ElecDHW-ElecCDryer-Tier2-TopAnyMFm1975CZ08rNCGF
RE-Appl-EffCW-med-ElecDHW-ElecCDryer-Tier2-Top | DEER2016 | D16v1 | 2015-05-16 | Any | MFm | 1975 | CZ09 | rDXGF | Each | 1 | 544 | None | 316 | 0.0462 | -0.164 | 316 | 0.0462 | -0.164 | 316 | 0.0462 | -0.164 | 316 | 0.0462 | -0.164 |  |  | 1 |  | RE-Appl-EffCW-med-ElecDHW-ElecCDryer-Tier2-TopAnyMFm1975CZ09rDXGF
RE-Appl-EffCW-med-ElecDHW-ElecCDryer-Tier2-Top | DEER2016 | D16v1 | 2015-05-16 | Any | MFm | 1975 | CZ09 | rDXHP | Each | 1 | 544 | None | 315 | 0.0462 | 0 | 315 | 0.0462 | 0 | 315 | 0.0462 | 0 | 315 | 0.0462 | 0 |  |  | 1 |  | RE-Appl-EffCW-med-ElecDHW-ElecCDryer-Tier2-TopAnyMFm1975CZ09rDXHP
RE-Appl-EffCW-med-ElecDHW-ElecCDryer-Tier2-Top | DEER2016 | D16v1 | 2015-05-16 | Any | MFm | 1975 | CZ09 | rNCEH | Each | 1 | 544 | None | 301 | 0.0417 | 0 | 301 | 0.0417 | 0 | 301 | 0.0417 | 0 | 301 | 0.0417 | 0 |  |  | 1 |  | RE-Appl-EffCW-med-ElecDHW-ElecCDryer-Tier2-TopAnyMFm1975CZ09rNCEH
RE-Appl-EffCW-med-ElecDHW-ElecCDryer-Tier2-Top | DEER2016 | D16v1 | 2015-05-16 | Any | MFm | 1975 | CZ09 | rNCGF | Each | 1 | 544 | None | 307 | 0.0417 | -0.381 | 307 | 0.0417 | -0.381 | 307 | 0.0417 | -0.381 | 307 | 0.0417 | -0.381 |  |  | 1 |  | RE-Appl-EffCW-med-ElecDHW-ElecCDryer-Tier2-TopAnyMFm1975CZ09rNCGF
RE-Appl-EffCW-med-ElecDHW-ElecCDryer-Tier2-Top | DEER2016 | D16v1 | 2015-05-16 | Any | MFm | 1975 | CZ10 | rDXGF | Each | 1 | 544 | None | 314 | 0.0489 | -0.114 | 314 | 0.0489 | -0.114 | 314 | 0.0489 | -0.114 | 314 | 0.0489 | -0.114 |  |  | 1 |  | RE-Appl-EffCW-med-ElecDHW-ElecCDryer-Tier2-TopAnyMFm1975CZ10rDXGF
RE-Appl-EffCW-med-ElecDHW-ElecCDryer-Tier2-Top | DEER2016 | D16v1 | 2015-05-16 | Any | MFm | 1975 | CZ10 | rDXHP | Each | 1 | 544 | None | 313 | 0.0471 | 0 | 313 | 0.0471 | 0 | 313 | 0.0471 | 0 | 313 | 0.0471 | 0 |  |  | 1 |  | RE-Appl-EffCW-med-ElecDHW-ElecCDryer-Tier2-TopAnyMFm1975CZ10rDXHP
RE-Appl-EffCW-med-ElecDHW-ElecCDryer-Tier2-Top | DEER2016 | D16v1 | 2015-05-16 | Any | MFm | 1975 | CZ10 | rNCEH | Each | 1 | 544 | None | 302 | 0.0415 | 0 | 302 | 0.0415 | 0 | 302 | 0.0415 | 0 | 302 | 0.0415 | 0 |  |  | 1 |  | RE-Appl-EffCW-med-ElecDHW-ElecCDryer-Tier2-TopAnyMFm1975CZ10rNCEH
RE-Appl-EffCW-med-ElecDHW-ElecCDryer-Tier2-Top | DEER2016 | D16v1 | 2015-05-16 | Any | MFm | 1975 | CZ10 | rNCGF | Each | 1 | 544 | None | 306 | 0.0415 | -0.27 | 306 | 0.0415 | -0.27 | 306 | 0.0415 | -0.27 | 306 | 0.0415 | -0.27 |  |  | 1 |  | RE-Appl-EffCW-med-ElecDHW-ElecCDryer-Tier2-TopAnyMFm1975CZ10rNCGF
RE-Appl-EffCW-med-ElecDHW-ElecCDryer-Tier2-Top | DEER2016 | D16v1 | 2015-05-16 | Any | MFm | 1975 | CZ11 | rDXGF | Each | 1 | 487 | None | 313 | 0.0464 | -0.368 | 313 | 0.0464 | -0.368 | 313 | 0.0464 | -0.368 | 313 | 0.0464 | -0.368 |  |  | 1 |  | RE-Appl-EffCW-med-ElecDHW-ElecCDryer-Tier2-TopAnyMFm1975CZ11rDXGF
RE-Appl-EffCW-med-ElecDHW-ElecCDryer-Tier2-Top | DEER2016 | D16v1 | 2015-05-16 | Any | MFm | 1975 | CZ11 | rDXHP | Each | 1 | 487 | None | 309 | 0.0461 | 0 | 309 | 0.0461 | 0 | 309 | 0.0461 | 0 | 309 | 0.0461 | 0 |  |  | 1 |  | RE-Appl-EffCW-med-ElecDHW-ElecCDryer-Tier2-TopAnyMFm1975CZ11rDXHP
RE-Appl-EffCW-med-ElecDHW-ElecCDryer-Tier2-Top | DEER2016 | D16v1 | 2015-05-16 | Any | MFm | 1975 | CZ11 | rNCEH | Each | 1 | 487 | None | 301 | 0.0414 | 0 | 301 | 0.0414 | 0 | 301 | 0.0414 | 0 | 301 | 0.0414 | 0 |  |  | 1 |  | RE-Appl-EffCW-med-ElecDHW-ElecCDryer-Tier2-TopAnyMFm1975CZ11rNCEH
RE-Appl-EffCW-med-ElecDHW-ElecCDryer-Tier2-Top | DEER2016 | D16v1 | 2015-05-16 | Any | MFm | 1975 | CZ11 | rNCGF | Each | 1 | 487 | None | 307 | 0.0414 | -0.422 | 307 | 0.0414 | -0.422 | 307 | 0.0414 | -0.422 | 307 | 0.0414 | -0.422 |  |  | 1 |  | RE-Appl-EffCW-med-ElecDHW-ElecCDryer-Tier2-TopAnyMFm1975CZ11rNCGF
RE-Appl-EffCW-med-ElecDHW-ElecCDryer-Tier2-Top | DEER2016 | D16v1 | 2015-05-16 | Any | MFm | 1975 | CZ12 | rDXGF | Each | 1 | 487 | None | 315 | 0.049 | -0.177 | 315 | 0.049 | -0.177 | 315 | 0.049 | -0.177 | 315 | 0.049 | -0.177 |  |  | 1 |  | RE-Appl-EffCW-med-ElecDHW-ElecCDryer-Tier2-TopAnyMFm1975CZ12rDXGF
RE-Appl-EffCW-med-ElecDHW-ElecCDryer-Tier2-Top | DEER2016 | D16v1 | 2015-05-16 | Any | MFm | 1975 | CZ12 | rDXHP | Each | 1 | 487 | None | 311 | 0.0487 | 0 | 311 | 0.0487 | 0 | 311 | 0.0487 | 0 | 311 | 0.0487 | 0 |  |  | 1 |  | RE-Appl-EffCW-med-ElecDHW-ElecCDryer-Tier2-TopAnyMFm1975CZ12rDXHP
RE-Appl-EffCW-med-ElecDHW-ElecCDryer-Tier2-Top | DEER2016 | D16v1 | 2015-05-16 | Any | MFm | 1975 | CZ12 | rNCEH | Each | 1 | 487 | None | 305 | 0.0421 | 0 | 305 | 0.0421 | 0 | 305 | 0.0421 | 0 | 305 | 0.0421 | 0 |  |  | 1 |  | RE-Appl-EffCW-med-ElecDHW-ElecCDryer-Tier2-TopAnyMFm1975CZ12rNCEH
RE-Appl-EffCW-med-ElecDHW-ElecCDryer-Tier2-Top | DEER2016 | D16v1 | 2015-05-16 | Any | MFm | 1975 | CZ12 | rNCGF | Each | 1 | 487 | None | 309 | 0.0421 | -0.287 | 309 | 0.0421 | -0.287 | 309 | 0.0421 | -0.287 | 309 | 0.0421 | -0.287 |  |  | 1 |  | RE-Appl-EffCW-med-ElecDHW-ElecCDryer-Tier2-TopAnyMFm1975CZ12rNCGF
RE-Appl-EffCW-med-ElecDHW-ElecCDryer-Tier2-Top | DEER2016 | D16v1 | 2015-05-16 | Any | MFm | 1975 | CZ13 | rDXGF | Each | 1 | 487 | None | 313 | 0.0458 | -0.319 | 313 | 0.0458 | -0.319 | 313 | 0.0458 | -0.319 | 313 | 0.0458 | -0.319 |  |  | 1 |  | RE-Appl-EffCW-med-ElecDHW-ElecCDryer-Tier2-TopAnyMFm1975CZ13rDXGF
RE-Appl-EffCW-med-ElecDHW-ElecCDryer-Tier2-Top | DEER2016 | D16v1 | 2015-05-16 | Any | MFm | 1975 | CZ13 | rDXHP | Each | 1 | 487 | None | 308 | 0.0461 | 0 | 308 | 0.0461 | 0 | 308 | 0.0461 | 0 | 308 | 0.0461 | 0 |  |  | 1 |  | RE-Appl-EffCW-med-ElecDHW-ElecCDryer-Tier2-TopAnyMFm1975CZ13rDXHP
RE-Appl-EffCW-med-ElecDHW-ElecCDryer-Tier2-Top | DEER2016 | D16v1 | 2015-05-16 | Any | MFm | 1975 | CZ13 | rNCEH | Each | 1 | 487 | None | 301 | 0.0414 | 0 | 301 | 0.0414 | 0 | 301 | 0.0414 | 0 | 301 | 0.0414 | 0 |  |  | 1 |  | RE-Appl-EffCW-med-ElecDHW-ElecCDryer-Tier2-TopAnyMFm1975CZ13rNCEH
RE-Appl-EffCW-med-ElecDHW-ElecCDryer-Tier2-Top | DEER2016 | D16v1 | 2015-05-16 | Any | MFm | 1975 | CZ13 | rNCGF | Each | 1 | 487 | None | 306 | 0.0413 | -0.394 | 306 | 0.0413 | -0.394 | 306 | 0.0413 | -0.394 | 306 | 0.0413 | -0.394 |  |  | 1 |  | RE-Appl-EffCW-med-ElecDHW-ElecCDryer-Tier2-TopAnyMFm1975CZ13rNCGF
RE-Appl-EffCW-med-ElecDHW-ElecCDryer-Tier2-Top | DEER2016 | D16v1 | 2015-05-16 | Any | MFm | 1975 | CZ14 | rDXGF | Each | 1 | 634 | None | 323 | 0.0452 | -0.727 | 323 | 0.0452 | -0.727 | 323 | 0.0452 | -0.727 | 323 | 0.0452 | -0.727 |  |  | 1 |  | RE-Appl-EffCW-med-ElecDHW-ElecCDryer-Tier2-TopAnyMFm1975CZ14rDXGF
RE-Appl-EffCW-med-ElecDHW-ElecCDryer-Tier2-Top | DEER2016 | D16v1 | 2015-05-16 | Any | MFm | 1975 | CZ14 | rDXHP | Each | 1 | 634 | None | 315 | 0.0449 | 0 | 315 | 0.0449 | 0 | 315 | 0.0449 | 0 | 315 | 0.0449 | 0 |  |  | 1 |  | RE-Appl-EffCW-med-ElecDHW-ElecCDryer-Tier2-TopAnyMFm1975CZ14rDXHP
RE-Appl-EffCW-med-ElecDHW-ElecCDryer-Tier2-Top | DEER2016 | D16v1 | 2015-05-16 | Any | MFm | 1975 | CZ14 | rNCEH | Each | 1 | 634 | None | 296 | 0.0411 | 0 | 296 | 0.0411 | 0 | 296 | 0.0411 | 0 | 296 | 0.0411 | 0 |  |  | 1 |  | RE-Appl-EffCW-med-ElecDHW-ElecCDryer-Tier2-TopAnyMFm1975CZ14rNCEH
RE-Appl-EffCW-med-ElecDHW-ElecCDryer-Tier2-Top | DEER2016 | D16v1 | 2015-05-16 | Any | MFm | 1975 | CZ14 | rNCGF | Each | 1 | 634 | None | 307 | 0.0411 | -0.896 | 307 | 0.0411 | -0.896 | 307 | 0.0411 | -0.896 | 307 | 0.0411 | -0.896 |  |  | 1 |  | RE-Appl-EffCW-med-ElecDHW-ElecCDryer-Tier2-TopAnyMFm1975CZ14rNCGF
RE-Appl-EffCW-med-ElecDHW-ElecCDryer-Tier2-Top | DEER2016 | D16v1 | 2015-05-16 | Any | MFm | 1975 | CZ15 | rDXGF | Each | 1 | 634 | None | 311 | 0.0449 | -0.107 | 311 | 0.0449 | -0.107 | 311 | 0.0449 | -0.107 | 311 | 0.0449 | -0.107 |  |  | 1 |  | RE-Appl-EffCW-med-ElecDHW-ElecCDryer-Tier2-TopAnyMFm1975CZ15rDXGF
RE-Appl-EffCW-med-ElecDHW-ElecCDryer-Tier2-Top | DEER2016 | D16v1 | 2015-05-16 | Any | MFm | 1975 | CZ15 | rDXHP | Each | 1 | 634 | None | 310 | 0.0443 | 0 | 310 | 0.0443 | 0 | 310 | 0.0443 | 0 | 310 | 0.0443 | 0 |  |  | 1 |  | RE-Appl-EffCW-med-ElecDHW-ElecCDryer-Tier2-TopAnyMFm1975CZ15rDXHP
RE-Appl-EffCW-med-ElecDHW-ElecCDryer-Tier2-Top | DEER2016 | D16v1 | 2015-05-16 | Any | MFm | 1975 | CZ15 | rNCEH | Each | 1 | 634 | None | 291 | 0.0393 | 0 | 291 | 0.0393 | 0 | 291 | 0.0393 | 0 | 291 | 0.0393 | 0 |  |  | 1 |  | RE-Appl-EffCW-med-ElecDHW-ElecCDryer-Tier2-TopAnyMFm1975CZ15rNCEH
RE-Appl-EffCW-med-ElecDHW-ElecCDryer-Tier2-Top | DEER2016 | D16v1 | 2015-05-16 | Any | MFm | 1975 | CZ15 | rNCGF | Each | 1 | 634 | None | 295 | 0.0393 | -0.259 | 295 | 0.0393 | -0.259 | 295 | 0.0393 | -0.259 | 295 | 0.0393 | -0.259 |  |  | 1 |  | RE-Appl-EffCW-med-ElecDHW-ElecCDryer-Tier2-TopAnyMFm1975CZ15rNCGF
RE-Appl-EffCW-med-ElecDHW-ElecCDryer-Tier2-Top | DEER2016 | D16v1 | 2015-05-16 | Any | MFm | 1975 | CZ16 | rDXGF | Each | 1 | 474 | None | 324 | 0.0503 | -1.31 | 324 | 0.0503 | -1.31 | 324 | 0.0503 | -1.31 | 324 | 0.0503 | -1.31 |  |  | 1 |  | RE-Appl-EffCW-med-ElecDHW-ElecCDryer-Tier2-TopAnyMFm1975CZ16rDXGF
RE-Appl-EffCW-med-ElecDHW-ElecCDryer-Tier2-Top | DEER2016 | D16v1 | 2015-05-16 | Any | MFm | 1975 | CZ16 | rDXHP | Each | 1 | 474 | None | 309 | 0.0486 | 0 | 309 | 0.0486 | 0 | 309 | 0.0486 | 0 | 309 | 0.0486 | 0 |  |  | 1 |  | RE-Appl-EffCW-med-ElecDHW-ElecCDryer-Tier2-TopAnyMFm1975CZ16rDXHP
RE-Appl-EffCW-med-ElecDHW-ElecCDryer-Tier2-Top | DEER2016 | D16v1 | 2015-05-16 | Any | MFm | 1975 | CZ16 | rNCEH | Each | 1 | 474 | None | 299 | 0.0433 | 0 | 299 | 0.0433 | 0 | 299 | 0.0433 | 0 | 299 | 0.0433 | 0 |  |  | 1 |  | RE-Appl-EffCW-med-ElecDHW-ElecCDryer-Tier2-TopAnyMFm1975CZ16rNCEH
RE-Appl-EffCW-med-ElecDHW-ElecCDryer-Tier2-Top | DEER2016 | D16v1 | 2015-05-16 | Any | MFm | 1975 | CZ16 | rNCGF | Each | 1 | 474 | None | 318 | 0.0432 | -1.35 | 318 | 0.0432 | -1.35 | 318 | 0.0432 | -1.35 | 318 | 0.0432 | -1.35 |  |  | 1 |  | RE-Appl-EffCW-med-ElecDHW-ElecCDryer-Tier2-TopAnyMFm1975CZ16rNCGF
RE-Appl-EffCW-med-ElecDHW-ElecCDryer-Tier2-Top | DEER2016 | D16v1 | 2015-05-16 | Any | MFm | 1985 | CZ01 | rDXGF | Each | 1 | 512 | None | 320 | 0.045 | -0.693 | 320 | 0.045 | -0.693 | 320 | 0.045 | -0.693 | 320 | 0.045 | -0.693 |  |  | 1 |  | RE-Appl-EffCW-med-ElecDHW-ElecCDryer-Tier2-TopAnyMFm1985CZ01rDXGF
RE-Appl-EffCW-med-ElecDHW-ElecCDryer-Tier2-Top | DEER2016 | D16v1 | 2015-05-16 | Any | MFm | 1985 | CZ01 | rDXHP | Each | 1 | 512 | None | 315 | 0.0476 | 0 | 315 | 0.0476 | 0 | 315 | 0.0476 | 0 | 315 | 0.0476 | 0 |  |  | 1 |  | RE-Appl-EffCW-med-ElecDHW-ElecCDryer-Tier2-TopAnyMFm1985CZ01rDXHP
RE-Appl-EffCW-med-ElecDHW-ElecCDryer-Tier2-Top | DEER2016 | D16v1 | 2015-05-16 | Any | MFm | 1985 | CZ01 | rNCEH | Each | 1 | 512 | None | 304 | 0.0437 | 0 | 304 | 0.0437 | 0 | 304 | 0.0437 | 0 | 304 | 0.0437 | 0 |  |  | 1 |  | RE-Appl-EffCW-med-ElecDHW-ElecCDryer-Tier2-TopAnyMFm1985CZ01rNCEH
RE-Appl-EffCW-med-ElecDHW-ElecCDryer-Tier2-Top | DEER2016 | D16v1 | 2015-05-16 | Any | MFm | 1985 | CZ01 | rNCGF | Each | 1 | 512 | None | 319 | 0.0438 | -0.798 | 319 | 0.0438 | -0.798 | 319 | 0.0438 | -0.798 | 319 | 0.0438 | -0.798 |  |  | 1 |  | RE-Appl-EffCW-med-ElecDHW-ElecCDryer-Tier2-TopAnyMFm1985CZ01rNCGF
RE-Appl-EffCW-med-ElecDHW-ElecCDryer-Tier2-Top | DEER2016 | D16v1 | 2015-05-16 | Any | MFm | 1985 | CZ02 | rDXGF | Each | 1 | 512 | None | 318 | 0.0544 | -0.519 | 318 | 0.0544 | -0.519 | 318 | 0.0544 | -0.519 | 318 | 0.0544 | -0.519 |  |  | 1 |  | RE-Appl-EffCW-med-ElecDHW-ElecCDryer-Tier2-TopAnyMFm1985CZ02rDXGF
RE-Appl-EffCW-med-ElecDHW-ElecCDryer-Tier2-Top | DEER2016 | D16v1 | 2015-05-16 | Any | MFm | 1985 | CZ02 | rDXHP | Each | 1 | 512 | None | 312 | 0.0515 | 0 | 312 | 0.0515 | 0 | 312 | 0.0515 | 0 | 312 | 0.0515 | 0 |  |  | 1 |  | RE-Appl-EffCW-med-ElecDHW-ElecCDryer-Tier2-TopAnyMFm1985CZ02rDXHP
RE-Appl-EffCW-med-ElecDHW-ElecCDryer-Tier2-Top | DEER2016 | D16v1 | 2015-05-16 | Any | MFm | 1985 | CZ02 | rNCEH | Each | 1 | 512 | None | 304 | 0.0429 | 0 | 304 | 0.0429 | 0 | 304 | 0.0429 | 0 | 304 | 0.0429 | 0 |  |  | 1 |  | RE-Appl-EffCW-med-ElecDHW-ElecCDryer-Tier2-TopAnyMFm1985CZ02rNCEH
RE-Appl-EffCW-med-ElecDHW-ElecCDryer-Tier2-Top | DEER2016 | D16v1 | 2015-05-16 | Any | MFm | 1985 | CZ02 | rNCGF | Each | 1 | 512 | None | 313 | 0.0429 | -0.648 | 313 | 0.0429 | -0.648 | 313 | 0.0429 | -0.648 | 313 | 0.0429 | -0.648 |  |  | 1 |  | RE-Appl-EffCW-med-ElecDHW-ElecCDryer-Tier2-TopAnyMFm1985CZ02rNCGF
RE-Appl-EffCW-med-ElecDHW-ElecCDryer-Tier2-Top | DEER2016 | D16v1 | 2015-05-16 | Any | MFm | 1985 | CZ03 | rDXGF | Each | 1 | 512 | None | 315 | 0.0465 | -0.595 | 315 | 0.0465 | -0.595 | 315 | 0.0465 | -0.595 | 315 | 0.0465 | -0.595 |  |  | 1 |  | RE-Appl-EffCW-med-ElecDHW-ElecCDryer-Tier2-TopAnyMFm1985CZ03rDXGF
RE-Appl-EffCW-med-ElecDHW-ElecCDryer-Tier2-Top | DEER2016 | D16v1 | 2015-05-16 | Any | MFm | 1985 | CZ03 | rDXHP | Each | 1 | 512 | None | 310 | 0.0507 | 0 | 310 | 0.0507 | 0 | 310 | 0.0507 | 0 | 310 | 0.0507 | 0 |  |  | 1 |  | RE-Appl-EffCW-med-ElecDHW-ElecCDryer-Tier2-TopAnyMFm1985CZ03rDXHP
RE-Appl-EffCW-med-ElecDHW-ElecCDryer-Tier2-Top | DEER2016 | D16v1 | 2015-05-16 | Any | MFm | 1985 | CZ03 | rNCEH | Each | 1 | 512 | None | 303 | 0.0431 | 0 | 303 | 0.0431 | 0 | 303 | 0.0431 | 0 | 303 | 0.0431 | 0 |  |  | 1 |  | RE-Appl-EffCW-med-ElecDHW-ElecCDryer-Tier2-TopAnyMFm1985CZ03rNCEH
RE-Appl-EffCW-med-ElecDHW-ElecCDryer-Tier2-Top | DEER2016 | D16v1 | 2015-05-16 | Any | MFm | 1985 | CZ03 | rNCGF | Each | 1 | 512 | None | 313 | 0.0431 | -0.664 | 313 | 0.0431 | -0.664 | 313 | 0.0431 | -0.664 | 313 | 0.0431 | -0.664 |  |  | 1 |  | RE-Appl-EffCW-med-ElecDHW-ElecCDryer-Tier2-TopAnyMFm1985CZ03rNCGF
RE-Appl-EffCW-med-ElecDHW-ElecCDryer-Tier2-Top | DEER2016 | D16v1 | 2015-05-16 | Any | MFm | 1985 | CZ04 | rDXGF | Each | 1 | 512 | None | 315 | 0.0506 | -0.353 | 315 | 0.0506 | -0.353 | 315 | 0.0506 | -0.353 | 315 | 0.0506 | -0.353 |  |  | 1 |  | RE-Appl-EffCW-med-ElecDHW-ElecCDryer-Tier2-TopAnyMFm1985CZ04rDXGF
RE-Appl-EffCW-med-ElecDHW-ElecCDryer-Tier2-Top | DEER2016 | D16v1 | 2015-05-16 | Any | MFm | 1985 | CZ04 | rDXHP | Each | 1 | 512 | None | 312 | 0.0495 | 0 | 312 | 0.0495 | 0 | 312 | 0.0495 | 0 | 312 | 0.0495 | 0 |  |  | 1 |  | RE-Appl-EffCW-med-ElecDHW-ElecCDryer-Tier2-TopAnyMFm1985CZ04rDXHP
RE-Appl-EffCW-med-ElecDHW-ElecCDryer-Tier2-Top | DEER2016 | D16v1 | 2015-05-16 | Any | MFm | 1985 | CZ04 | rNCEH | Each | 1 | 512 | None | 304 | 0.0423 | 0 | 304 | 0.0423 | 0 | 304 | 0.0423 | 0 | 304 | 0.0423 | 0 |  |  | 1 |  | RE-Appl-EffCW-med-ElecDHW-ElecCDryer-Tier2-TopAnyMFm1985CZ04rNCEH
RE-Appl-EffCW-med-ElecDHW-ElecCDryer-Tier2-Top | DEER2016 | D16v1 | 2015-05-16 | Any | MFm | 1985 | CZ04 | rNCGF | Each | 1 | 512 | None | 311 | 0.0423 | -0.443 | 311 | 0.0423 | -0.443 | 311 | 0.0423 | -0.443 | 311 | 0.0423 | -0.443 |  |  | 1 |  | RE-Appl-EffCW-med-ElecDHW-ElecCDryer-Tier2-TopAnyMFm1985CZ04rNCGF
RE-Appl-EffCW-med-ElecDHW-ElecCDryer-Tier2-Top | DEER2016 | D16v1 | 2015-05-16 | Any | MFm | 1985 | CZ05 | rDXGF | Each | 1 | 512 | None | 316 | 0.0441 | -0.489 | 316 | 0.0441 | -0.489 | 316 | 0.0441 | -0.489 | 316 | 0.0441 | -0.489 |  |  | 1 |  | RE-Appl-EffCW-med-ElecDHW-ElecCDryer-Tier2-TopAnyMFm1985CZ05rDXGF
RE-Appl-EffCW-med-ElecDHW-ElecCDryer-Tier2-Top | DEER2016 | D16v1 | 2015-05-16 | Any | MFm | 1985 | CZ05 | rDXHP | Each | 1 | 512 | None | 312 | 0.0452 | 0 | 312 | 0.0452 | 0 | 312 | 0.0452 | 0 | 312 | 0.0452 | 0 |  |  | 1 |  | RE-Appl-EffCW-med-ElecDHW-ElecCDryer-Tier2-TopAnyMFm1985CZ05rDXHP
RE-Appl-EffCW-med-ElecDHW-ElecCDryer-Tier2-Top | DEER2016 | D16v1 | 2015-05-16 | Any | MFm | 1985 | CZ05 | rNCEH | Each | 1 | 512 | None | 304 | 0.0432 | 0 | 304 | 0.0432 | 0 | 304 | 0.0432 | 0 | 304 | 0.0432 | 0 |  |  | 1 |  | RE-Appl-EffCW-med-ElecDHW-ElecCDryer-Tier2-TopAnyMFm1985CZ05rNCEH
RE-Appl-EffCW-med-ElecDHW-ElecCDryer-Tier2-Top | DEER2016 | D16v1 | 2015-05-16 | Any | MFm | 1985 | CZ05 | rNCGF | Each | 1 | 512 | None | 315 | 0.0431 | -0.606 | 315 | 0.0431 | -0.606 | 315 | 0.0431 | -0.606 | 315 | 0.0431 | -0.606 |  |  | 1 |  | RE-Appl-EffCW-med-ElecDHW-ElecCDryer-Tier2-TopAnyMFm1985CZ05rNCGF
RE-Appl-EffCW-med-ElecDHW-ElecCDryer-Tier2-Top | DEER2016 | D16v1 | 2015-05-16 | Any | MFm | 1985 | CZ06 | rDXGF | Each | 1 | 578 | None | 313 | 0.0495 | 0.217 | 313 | 0.0495 | 0.217 | 313 | 0.0495 | 0.217 | 313 | 0.0495 | 0.217 |  |  | 1 |  | RE-Appl-EffCW-med-ElecDHW-ElecCDryer-Tier2-TopAnyMFm1985CZ06rDXGF
RE-Appl-EffCW-med-ElecDHW-ElecCDryer-Tier2-Top | DEER2016 | D16v1 | 2015-05-16 | Any | MFm | 1985 | CZ06 | rDXHP | Each | 1 | 578 | None | 315 | 0.0488 | 0 | 315 | 0.0488 | 0 | 315 | 0.0488 | 0 | 315 | 0.0488 | 0 |  |  | 1 |  | RE-Appl-EffCW-med-ElecDHW-ElecCDryer-Tier2-TopAnyMFm1985CZ06rDXHP
RE-Appl-EffCW-med-ElecDHW-ElecCDryer-Tier2-Top | DEER2016 | D16v1 | 2015-05-16 | Any | MFm | 1985 | CZ06 | rNCEH | Each | 1 | 578 | None | 306 | 0.0421 | 0 | 306 | 0.0421 | 0 | 306 | 0.0421 | 0 | 306 | 0.0421 | 0 |  |  | 1 |  | RE-Appl-EffCW-med-ElecDHW-ElecCDryer-Tier2-TopAnyMFm1985CZ06rNCEH
RE-Appl-EffCW-med-ElecDHW-ElecCDryer-Tier2-Top | DEER2016 | D16v1 | 2015-05-16 | Any | MFm | 1985 | CZ06 | rNCGF | Each | 1 | 578 | None | 308 | 0.0421 | 0.003 | 308 | 0.0421 | 0.003 | 308 | 0.0421 | 0.003 | 308 | 0.0421 | 0.003 |  |  | 1 |  | RE-Appl-EffCW-med-ElecDHW-ElecCDryer-Tier2-TopAnyMFm1985CZ06rNCGF
RE-Appl-EffCW-med-ElecDHW-ElecCDryer-Tier2-Top | DEER2016 | D16v1 | 2015-05-16 | Any | MFm | 1985 | CZ07 | rDXGF | Each | 1 | 578 | None | 311 | 0.0496 | 0.165 | 311 | 0.0496 | 0.165 | 311 | 0.0496 | 0.165 | 311 | 0.0496 | 0.165 |  |  | 1 |  | RE-Appl-EffCW-med-ElecDHW-ElecCDryer-Tier2-TopAnyMFm1985CZ07rDXGF
RE-Appl-EffCW-med-ElecDHW-ElecCDryer-Tier2-Top | DEER2016 | D16v1 | 2015-05-16 | Any | MFm | 1985 | CZ07 | rDXHP | Each | 1 | 578 | None | 313 | 0.0504 | 0 | 313 | 0.0504 | 0 | 313 | 0.0504 | 0 | 313 | 0.0504 | 0 |  |  | 1 |  | RE-Appl-EffCW-med-ElecDHW-ElecCDryer-Tier2-TopAnyMFm1985CZ07rDXHP
RE-Appl-EffCW-med-ElecDHW-ElecCDryer-Tier2-Top | DEER2016 | D16v1 | 2015-05-16 | Any | MFm | 1985 | CZ07 | rNCEH | Each | 1 | 578 | None | 306 | 0.0421 | 0 | 306 | 0.0421 | 0 | 306 | 0.0421 | 0 | 306 | 0.0421 | 0 |  |  | 1 |  | RE-Appl-EffCW-med-ElecDHW-ElecCDryer-Tier2-TopAnyMFm1985CZ07rNCEH
RE-Appl-EffCW-med-ElecDHW-ElecCDryer-Tier2-Top | DEER2016 | D16v1 | 2015-05-16 | Any | MFm | 1985 | CZ07 | rNCGF | Each | 1 | 578 | None | 308 | 0.0421 | 0.048 | 308 | 0.0421 | 0.048 | 308 | 0.0421 | 0.048 | 308 | 0.0421 | 0.048 |  |  | 1 |  | RE-Appl-EffCW-med-ElecDHW-ElecCDryer-Tier2-TopAnyMFm1985CZ07rNCGF
RE-Appl-EffCW-med-ElecDHW-ElecCDryer-Tier2-Top | DEER2016 | D16v1 | 2015-05-16 | Any | MFm | 1985 | CZ08 | rDXGF | Each | 1 | 578 | None | 314 | 0.0488 | 0.24 | 314 | 0.0488 | 0.24 | 314 | 0.0488 | 0.24 | 314 | 0.0488 | 0.24 |  |  | 1 |  | RE-Appl-EffCW-med-ElecDHW-ElecCDryer-Tier2-TopAnyMFm1985CZ08rDXGF
RE-Appl-EffCW-med-ElecDHW-ElecCDryer-Tier2-Top | DEER2016 | D16v1 | 2015-05-16 | Any | MFm | 1985 | CZ08 | rDXHP | Each | 1 | 578 | None | 315 | 0.0463 | 0 | 315 | 0.0463 | 0 | 315 | 0.0463 | 0 | 315 | 0.0463 | 0 |  |  | 1 |  | RE-Appl-EffCW-med-ElecDHW-ElecCDryer-Tier2-TopAnyMFm1985CZ08rDXHP
RE-Appl-EffCW-med-ElecDHW-ElecCDryer-Tier2-Top | DEER2016 | D16v1 | 2015-05-16 | Any | MFm | 1985 | CZ08 | rNCEH | Each | 1 | 578 | None | 304 | 0.0418 | 0 | 304 | 0.0418 | 0 | 304 | 0.0418 | 0 | 304 | 0.0418 | 0 |  |  | 1 |  | RE-Appl-EffCW-med-ElecDHW-ElecCDryer-Tier2-TopAnyMFm1985CZ08rNCEH
RE-Appl-EffCW-med-ElecDHW-ElecCDryer-Tier2-Top | DEER2016 | D16v1 | 2015-05-16 | Any | MFm | 1985 | CZ08 | rNCGF | Each | 1 | 578 | None | 306 | 0.0418 | -0.026 | 306 | 0.0418 | -0.026 | 306 | 0.0418 | -0.026 | 306 | 0.0418 | -0.026 |  |  | 1 |  | RE-Appl-EffCW-med-ElecDHW-ElecCDryer-Tier2-TopAnyMFm1985CZ08rNCGF
RE-Appl-EffCW-med-ElecDHW-ElecCDryer-Tier2-Top | DEER2016 | D16v1 | 2015-05-16 | Any | MFm | 1985 | CZ09 | rDXGF | Each | 1 | 648 | None | 318 | 0.0461 | -0.14 | 318 | 0.0461 | -0.14 | 318 | 0.0461 | -0.14 | 318 | 0.0461 | -0.14 |  |  | 1 |  | RE-Appl-EffCW-med-ElecDHW-ElecCDryer-Tier2-TopAnyMFm1985CZ09rDXGF
RE-Appl-EffCW-med-ElecDHW-ElecCDryer-Tier2-Top | DEER2016 | D16v1 | 2015-05-16 | Any | MFm | 1985 | CZ09 | rDXHP | Each | 1 | 648 | None | 317 | 0.0464 | 0 | 317 | 0.0464 | 0 | 317 | 0.0464 | 0 | 317 | 0.0464 | 0 |  |  | 1 |  | RE-Appl-EffCW-med-ElecDHW-ElecCDryer-Tier2-TopAnyMFm1985CZ09rDXHP
RE-Appl-EffCW-med-ElecDHW-ElecCDryer-Tier2-Top | DEER2016 | D16v1 | 2015-05-16 | Any | MFm | 1985 | CZ09 | rNCEH | Each | 1 | 648 | None | 300 | 0.0417 | 0 | 300 | 0.0417 | 0 | 300 | 0.0417 | 0 | 300 | 0.0417 | 0 |  |  | 1 |  | RE-Appl-EffCW-med-ElecDHW-ElecCDryer-Tier2-TopAnyMFm1985CZ09rNCEH
RE-Appl-EffCW-med-ElecDHW-ElecCDryer-Tier2-Top | DEER2016 | D16v1 | 2015-05-16 | Any | MFm | 1985 | CZ09 | rNCGF | Each | 1 | 648 | None | 306 | 0.0416 | -0.414 | 306 | 0.0416 | -0.414 | 306 | 0.0416 | -0.414 | 306 | 0.0416 | -0.414 |  |  | 1 |  | RE-Appl-EffCW-med-ElecDHW-ElecCDryer-Tier2-TopAnyMFm1985CZ09rNCGF
RE-Appl-EffCW-med-ElecDHW-ElecCDryer-Tier2-Top | DEER2016 | D16v1 | 2015-05-16 | Any | MFm | 1985 | CZ10 | rDXGF | Each | 1 | 648 | None | 315 | 0.0479 | -0.163 | 315 | 0.0479 | -0.163 | 315 | 0.0479 | -0.163 | 315 | 0.0479 | -0.163 |  |  | 1 |  | RE-Appl-EffCW-med-ElecDHW-ElecCDryer-Tier2-TopAnyMFm1985CZ10rDXGF
RE-Appl-EffCW-med-ElecDHW-ElecCDryer-Tier2-Top | DEER2016 | D16v1 | 2015-05-16 | Any | MFm | 1985 | CZ10 | rDXHP | Each | 1 | 648 | None | 314 | 0.0489 | 0 | 314 | 0.0489 | 0 | 314 | 0.0489 | 0 | 314 | 0.0489 | 0 |  |  | 1 |  | RE-Appl-EffCW-med-ElecDHW-ElecCDryer-Tier2-TopAnyMFm1985CZ10rDXHP
RE-Appl-EffCW-med-ElecDHW-ElecCDryer-Tier2-Top | DEER2016 | D16v1 | 2015-05-16 | Any | MFm | 1985 | CZ10 | rNCEH | Each | 1 | 648 | None | 301 | 0.0415 | 0 | 301 | 0.0415 | 0 | 301 | 0.0415 | 0 | 301 | 0.0415 | 0 |  |  | 1 |  | RE-Appl-EffCW-med-ElecDHW-ElecCDryer-Tier2-TopAnyMFm1985CZ10rNCEH
RE-Appl-EffCW-med-ElecDHW-ElecCDryer-Tier2-Top | DEER2016 | D16v1 | 2015-05-16 | Any | MFm | 1985 | CZ10 | rNCGF | Each | 1 | 648 | None | 306 | 0.0415 | -0.345 | 306 | 0.0415 | -0.345 | 306 | 0.0415 | -0.345 | 306 | 0.0415 | -0.345 |  |  | 1 |  | RE-Appl-EffCW-med-ElecDHW-ElecCDryer-Tier2-TopAnyMFm1985CZ10rNCGF
RE-Appl-EffCW-med-ElecDHW-ElecCDryer-Tier2-Top | DEER2016 | D16v1 | 2015-05-16 | Any | MFm | 1985 | CZ11 | rDXGF | Each | 1 | 512 | None | 315 | 0.048 | -0.68 | 315 | 0.048 | -0.68 | 315 | 0.048 | -0.68 | 315 | 0.048 | -0.68 |  |  | 1 |  | RE-Appl-EffCW-med-ElecDHW-ElecCDryer-Tier2-TopAnyMFm1985CZ11rDXGF
RE-Appl-EffCW-med-ElecDHW-ElecCDryer-Tier2-Top | DEER2016 | D16v1 | 2015-05-16 | Any | MFm | 1985 | CZ11 | rDXHP | Each | 1 | 512 | None | 309 | 0.0476 | 0 | 309 | 0.0476 | 0 | 309 | 0.0476 | 0 | 309 | 0.0476 | 0 |  |  | 1 |  | RE-Appl-EffCW-med-ElecDHW-ElecCDryer-Tier2-TopAnyMFm1985CZ11rDXHP
RE-Appl-EffCW-med-ElecDHW-ElecCDryer-Tier2-Top | DEER2016 | D16v1 | 2015-05-16 | Any | MFm | 1985 | CZ11 | rNCEH | Each | 1 | 512 | None | 297 | 0.0415 | 0 | 297 | 0.0415 | 0 | 297 | 0.0415 | 0 | 297 | 0.0415 | 0 |  |  | 1 |  | RE-Appl-EffCW-med-ElecDHW-ElecCDryer-Tier2-TopAnyMFm1985CZ11rNCEH
RE-Appl-EffCW-med-ElecDHW-ElecCDryer-Tier2-Top | DEER2016 | D16v1 | 2015-05-16 | Any | MFm | 1985 | CZ11 | rNCGF | Each | 1 | 512 | None | 307 | 0.0415 | -0.769 | 307 | 0.0415 | -0.769 | 307 | 0.0415 | -0.769 | 307 | 0.0415 | -0.769 |  |  | 1 |  | RE-Appl-EffCW-med-ElecDHW-ElecCDryer-Tier2-TopAnyMFm1985CZ11rNCGF
RE-Appl-EffCW-med-ElecDHW-ElecCDryer-Tier2-Top | DEER2016 | D16v1 | 2015-05-16 | Any | MFm | 1985 | CZ12 | rDXGF | Each | 1 | 512 | None | 316 | 0.0513 | -0.613 | 316 | 0.0513 | -0.613 | 316 | 0.0513 | -0.613 | 316 | 0.0513 | -0.613 |  |  | 1 |  | RE-Appl-EffCW-med-ElecDHW-ElecCDryer-Tier2-TopAnyMFm1985CZ12rDXGF
RE-Appl-EffCW-med-ElecDHW-ElecCDryer-Tier2-Top | DEER2016 | D16v1 | 2015-05-16 | Any | MFm | 1985 | CZ12 | rDXHP | Each | 1 | 512 | None | 309 | 0.0494 | 0 | 309 | 0.0494 | 0 | 309 | 0.0494 | 0 | 309 | 0.0494 | 0 |  |  | 1 |  | RE-Appl-EffCW-med-ElecDHW-ElecCDryer-Tier2-TopAnyMFm1985CZ12rDXHP
RE-Appl-EffCW-med-ElecDHW-ElecCDryer-Tier2-Top | DEER2016 | D16v1 | 2015-05-16 | Any | MFm | 1985 | CZ12 | rNCEH | Each | 1 | 512 | None | 300 | 0.0421 | 0 | 300 | 0.0421 | 0 | 300 | 0.0421 | 0 | 300 | 0.0421 | 0 |  |  | 1 |  | RE-Appl-EffCW-med-ElecDHW-ElecCDryer-Tier2-TopAnyMFm1985CZ12rNCEH
RE-Appl-EffCW-med-ElecDHW-ElecCDryer-Tier2-Top | DEER2016 | D16v1 | 2015-05-16 | Any | MFm | 1985 | CZ12 | rNCGF | Each | 1 | 512 | None | 309 | 0.0421 | -0.734 | 309 | 0.0421 | -0.734 | 309 | 0.0421 | -0.734 | 309 | 0.0421 | -0.734 |  |  | 1 |  | RE-Appl-EffCW-med-ElecDHW-ElecCDryer-Tier2-TopAnyMFm1985CZ12rNCGF
RE-Appl-EffCW-med-ElecDHW-ElecCDryer-Tier2-Top | DEER2016 | D16v1 | 2015-05-16 | Any | MFm | 1985 | CZ13 | rDXGF | Each | 1 | 512 | None | 316 | 0.0464 | -0.691 | 316 | 0.0464 | -0.691 | 316 | 0.0464 | -0.691 | 316 | 0.0464 | -0.691 |  |  | 1 |  | RE-Appl-EffCW-med-ElecDHW-ElecCDryer-Tier2-TopAnyMFm1985CZ13rDXGF
RE-Appl-EffCW-med-ElecDHW-ElecCDryer-Tier2-Top | DEER2016 | D16v1 | 2015-05-16 | Any | MFm | 1985 | CZ13 | rDXHP | Each | 1 | 512 | None | 309 | 0.0471 | 0 | 309 | 0.0471 | 0 | 309 | 0.0471 | 0 | 309 | 0.0471 | 0 |  |  | 1 |  | RE-Appl-EffCW-med-ElecDHW-ElecCDryer-Tier2-TopAnyMFm1985CZ13rDXHP
RE-Appl-EffCW-med-ElecDHW-ElecCDryer-Tier2-Top | DEER2016 | D16v1 | 2015-05-16 | Any | MFm | 1985 | CZ13 | rNCEH | Each | 1 | 512 | None | 296 | 0.0414 | 0 | 296 | 0.0414 | 0 | 296 | 0.0414 | 0 | 296 | 0.0414 | 0 |  |  | 1 |  | RE-Appl-EffCW-med-ElecDHW-ElecCDryer-Tier2-TopAnyMFm1985CZ13rNCEH
RE-Appl-EffCW-med-ElecDHW-ElecCDryer-Tier2-Top | DEER2016 | D16v1 | 2015-05-16 | Any | MFm | 1985 | CZ13 | rNCGF | Each | 1 | 512 | None | 306 | 0.0414 | -0.778 | 306 | 0.0414 | -0.778 | 306 | 0.0414 | -0.778 | 306 | 0.0414 | -0.778 |  |  | 1 |  | RE-Appl-EffCW-med-ElecDHW-ElecCDryer-Tier2-TopAnyMFm1985CZ13rNCGF
RE-Appl-EffCW-med-ElecDHW-ElecCDryer-Tier2-Top | DEER2016 | D16v1 | 2015-05-16 | Any | MFm | 1985 | CZ14 | rDXGF | Each | 1 | 630 | None | 321 | 0.0462 | -0.637 | 321 | 0.0462 | -0.637 | 321 | 0.0462 | -0.637 | 321 | 0.0462 | -0.637 |  |  | 1 |  | RE-Appl-EffCW-med-ElecDHW-ElecCDryer-Tier2-TopAnyMFm1985CZ14rDXGF
RE-Appl-EffCW-med-ElecDHW-ElecCDryer-Tier2-Top | DEER2016 | D16v1 | 2015-05-16 | Any | MFm | 1985 | CZ14 | rDXHP | Each | 1 | 630 | None | 316 | 0.0462 | 0 | 316 | 0.0462 | 0 | 316 | 0.0462 | 0 | 316 | 0.0462 | 0 |  |  | 1 |  | RE-Appl-EffCW-med-ElecDHW-ElecCDryer-Tier2-TopAnyMFm1985CZ14rDXHP
RE-Appl-EffCW-med-ElecDHW-ElecCDryer-Tier2-Top | DEER2016 | D16v1 | 2015-05-16 | Any | MFm | 1985 | CZ14 | rNCEH | Each | 1 | 630 | None | 298 | 0.0411 | 0 | 298 | 0.0411 | 0 | 298 | 0.0411 | 0 | 298 | 0.0411 | 0 |  |  | 1 |  | RE-Appl-EffCW-med-ElecDHW-ElecCDryer-Tier2-TopAnyMFm1985CZ14rNCEH
RE-Appl-EffCW-med-ElecDHW-ElecCDryer-Tier2-Top | DEER2016 | D16v1 | 2015-05-16 | Any | MFm | 1985 | CZ14 | rNCGF | Each | 1 | 630 | None | 307 | 0.0411 | -0.734 | 307 | 0.0411 | -0.734 | 307 | 0.0411 | -0.734 | 307 | 0.0411 | -0.734 |  |  | 1 |  | RE-Appl-EffCW-med-ElecDHW-ElecCDryer-Tier2-TopAnyMFm1985CZ14rNCGF
RE-Appl-EffCW-med-ElecDHW-ElecCDryer-Tier2-Top | DEER2016 | D16v1 | 2015-05-16 | Any | MFm | 1985 | CZ15 | rDXGF | Each | 1 | 630 | None | 311 | 0.0445 | -0.073 | 311 | 0.0445 | -0.073 | 311 | 0.0445 | -0.073 | 311 | 0.0445 | -0.073 |  |  | 1 |  | RE-Appl-EffCW-med-ElecDHW-ElecCDryer-Tier2-TopAnyMFm1985CZ15rDXGF
RE-Appl-EffCW-med-ElecDHW-ElecCDryer-Tier2-Top | DEER2016 | D16v1 | 2015-05-16 | Any | MFm | 1985 | CZ15 | rDXHP | Each | 1 | 630 | None | 311 | 0.0447 | 0 | 311 | 0.0447 | 0 | 311 | 0.0447 | 0 | 311 | 0.0447 | 0 |  |  | 1 |  | RE-Appl-EffCW-med-ElecDHW-ElecCDryer-Tier2-TopAnyMFm1985CZ15rDXHP
RE-Appl-EffCW-med-ElecDHW-ElecCDryer-Tier2-Top | DEER2016 | D16v1 | 2015-05-16 | Any | MFm | 1985 | CZ15 | rNCEH | Each | 1 | 630 | None | 292 | 0.0393 | 0 | 292 | 0.0393 | 0 | 292 | 0.0393 | 0 | 292 | 0.0393 | 0 |  |  | 1 |  | RE-Appl-EffCW-med-ElecDHW-ElecCDryer-Tier2-TopAnyMFm1985CZ15rNCEH
RE-Appl-EffCW-med-ElecDHW-ElecCDryer-Tier2-Top | DEER2016 | D16v1 | 2015-05-16 | Any | MFm | 1985 | CZ15 | rNCGF | Each | 1 | 630 | None | 294 | 0.0393 | -0.225 | 294 | 0.0393 | -0.225 | 294 | 0.0393 | -0.225 | 294 | 0.0393 | -0.225 |  |  | 1 |  | RE-Appl-EffCW-med-ElecDHW-ElecCDryer-Tier2-TopAnyMFm1985CZ15rNCGF
RE-Appl-EffCW-med-ElecDHW-ElecCDryer-Tier2-Top | DEER2016 | D16v1 | 2015-05-16 | Any | MFm | 1985 | CZ16 | rDXGF | Each | 1 | 512 | None | 328 | 0.0478 | -0.982 | 328 | 0.0478 | -0.982 | 328 | 0.0478 | -0.982 | 328 | 0.0478 | -0.982 |  |  | 1 |  | RE-Appl-EffCW-med-ElecDHW-ElecCDryer-Tier2-TopAnyMFm1985CZ16rDXGF
RE-Appl-EffCW-med-ElecDHW-ElecCDryer-Tier2-Top | DEER2016 | D16v1 | 2015-05-16 | Any | MFm | 1985 | CZ16 | rDXHP | Each | 1 | 512 | None | 316 | 0.0462 | 0 | 316 | 0.0462 | 0 | 316 | 0.0462 | 0 | 316 | 0.0462 | 0 |  |  | 1 |  | RE-Appl-EffCW-med-ElecDHW-ElecCDryer-Tier2-TopAnyMFm1985CZ16rDXHP
RE-Appl-EffCW-med-ElecDHW-ElecCDryer-Tier2-Top | DEER2016 | D16v1 | 2015-05-16 | Any | MFm | 1985 | CZ16 | rNCEH | Each | 1 | 512 | None | 303 | 0.0433 | 0 | 303 | 0.0433 | 0 | 303 | 0.0433 | 0 | 303 | 0.0433 | 0 |  |  | 1 |  | RE-Appl-EffCW-med-ElecDHW-ElecCDryer-Tier2-TopAnyMFm1985CZ16rNCEH
RE-Appl-EffCW-med-ElecDHW-ElecCDryer-Tier2-Top | DEER2016 | D16v1 | 2015-05-16 | Any | MFm | 1985 | CZ16 | rNCGF | Each | 1 | 512 | None | 319 | 0.0433 | -1.08 | 319 | 0.0433 | -1.08 | 319 | 0.0433 | -1.08 | 319 | 0.0433 | -1.08 |  |  | 1 |  | RE-Appl-EffCW-med-ElecDHW-ElecCDryer-Tier2-TopAnyMFm1985CZ16rNCGF
RE-Appl-EffCW-med-ElecDHW-ElecCDryer-Tier2-Top | DEER2016 | D16v1 | 2015-05-16 | Any | MFm | 1996 | CZ01 | rDXGF | Each | 1 | 432 | None | 320 | 0.0452 | -0.563 | 320 | 0.0452 | -0.563 | 320 | 0.0452 | -0.563 | 320 | 0.0452 | -0.563 |  |  | 1 |  | RE-Appl-EffCW-med-ElecDHW-ElecCDryer-Tier2-TopAnyMFm1996CZ01rDXGF
RE-Appl-EffCW-med-ElecDHW-ElecCDryer-Tier2-Top | DEER2016 | D16v1 | 2015-05-16 | Any | MFm | 1996 | CZ01 | rDXHP | Each | 1 | 432 | None | 314 | 0.0453 | 0 | 314 | 0.0453 | 0 | 314 | 0.0453 | 0 | 314 | 0.0453 | 0 |  |  | 1 |  | RE-Appl-EffCW-med-ElecDHW-ElecCDryer-Tier2-TopAnyMFm1996CZ01rDXHP
RE-Appl-EffCW-med-ElecDHW-ElecCDryer-Tier2-Top | DEER2016 | D16v1 | 2015-05-16 | Any | MFm | 1996 | CZ01 | rNCEH | Each | 1 | 432 | None | 304 | 0.0436 | 0 | 304 | 0.0436 | 0 | 304 | 0.0436 | 0 | 304 | 0.0436 | 0 |  |  | 1 |  | RE-Appl-EffCW-med-ElecDHW-ElecCDryer-Tier2-TopAnyMFm1996CZ01rNCEH
RE-Appl-EffCW-med-ElecDHW-ElecCDryer-Tier2-Top | DEER2016 | D16v1 | 2015-05-16 | Any | MFm | 1996 | CZ01 | rNCGF | Each | 1 | 432 | None | 319 | 0.0438 | -0.679 | 319 | 0.0438 | -0.679 | 319 | 0.0438 | -0.679 | 319 | 0.0438 | -0.679 |  |  | 1 |  | RE-Appl-EffCW-med-ElecDHW-ElecCDryer-Tier2-TopAnyMFm1996CZ01rNCGF
RE-Appl-EffCW-med-ElecDHW-ElecCDryer-Tier2-Top | DEER2016 | D16v1 | 2015-05-16 | Any | MFm | 1996 | CZ02 | rDXGF | Each | 1 | 432 | None | 317 | 0.0519 | -0.35 | 317 | 0.0519 | -0.35 | 317 | 0.0519 | -0.35 | 317 | 0.0519 | -0.35 |  |  | 1 |  | RE-Appl-EffCW-med-ElecDHW-ElecCDryer-Tier2-TopAnyMFm1996CZ02rDXGF
RE-Appl-EffCW-med-ElecDHW-ElecCDryer-Tier2-Top | DEER2016 | D16v1 | 2015-05-16 | Any | MFm | 1996 | CZ02 | rDXHP | Each | 1 | 432 | None | 312 | 0.051 | 0 | 312 | 0.051 | 0 | 312 | 0.051 | 0 | 312 | 0.051 | 0 |  |  | 1 |  | RE-Appl-EffCW-med-ElecDHW-ElecCDryer-Tier2-TopAnyMFm1996CZ02rDXHP
RE-Appl-EffCW-med-ElecDHW-ElecCDryer-Tier2-Top | DEER2016 | D16v1 | 2015-05-16 | Any | MFm | 1996 | CZ02 | rNCEH | Each | 1 | 432 | None | 306 | 0.0429 | 0 | 306 | 0.0429 | 0 | 306 | 0.0429 | 0 | 306 | 0.0429 | 0 |  |  | 1 |  | RE-Appl-EffCW-med-ElecDHW-ElecCDryer-Tier2-TopAnyMFm1996CZ02rNCEH
RE-Appl-EffCW-med-ElecDHW-ElecCDryer-Tier2-Top | DEER2016 | D16v1 | 2015-05-16 | Any | MFm | 1996 | CZ02 | rNCGF | Each | 1 | 432 | None | 313 | 0.0429 | -0.426 | 313 | 0.0429 | -0.426 | 313 | 0.0429 | -0.426 | 313 | 0.0429 | -0.426 |  |  | 1 |  | RE-Appl-EffCW-med-ElecDHW-ElecCDryer-Tier2-TopAnyMFm1996CZ02rNCGF
RE-Appl-EffCW-med-ElecDHW-ElecCDryer-Tier2-Top | DEER2016 | D16v1 | 2015-05-16 | Any | MFm | 1996 | CZ03 | rDXGF | Each | 1 | 432 | None | 315 | 0.0481 | -0.251 | 315 | 0.0481 | -0.251 | 315 | 0.0481 | -0.251 | 315 | 0.0481 | -0.251 |  |  | 1 |  | RE-Appl-EffCW-med-ElecDHW-ElecCDryer-Tier2-TopAnyMFm1996CZ03rDXGF
RE-Appl-EffCW-med-ElecDHW-ElecCDryer-Tier2-Top | DEER2016 | D16v1 | 2015-05-16 | Any | MFm | 1996 | CZ03 | rDXHP | Each | 1 | 432 | None | 312 | 0.0477 | 0 | 312 | 0.0477 | 0 | 312 | 0.0477 | 0 | 312 | 0.0477 | 0 |  |  | 1 |  | RE-Appl-EffCW-med-ElecDHW-ElecCDryer-Tier2-TopAnyMFm1996CZ03rDXHP
RE-Appl-EffCW-med-ElecDHW-ElecCDryer-Tier2-Top | DEER2016 | D16v1 | 2015-05-16 | Any | MFm | 1996 | CZ03 | rNCEH | Each | 1 | 432 | None | 306 | 0.043 | 0 | 306 | 0.043 | 0 | 306 | 0.043 | 0 | 306 | 0.043 | 0 |  |  | 1 |  | RE-Appl-EffCW-med-ElecDHW-ElecCDryer-Tier2-TopAnyMFm1996CZ03rNCEH
RE-Appl-EffCW-med-ElecDHW-ElecCDryer-Tier2-Top | DEER2016 | D16v1 | 2015-05-16 | Any | MFm | 1996 | CZ03 | rNCGF | Each | 1 | 432 | None | 314 | 0.043 | -0.316 | 314 | 0.043 | -0.316 | 314 | 0.043 | -0.316 | 314 | 0.043 | -0.316 |  |  | 1 |  | RE-Appl-EffCW-med-ElecDHW-ElecCDryer-Tier2-TopAnyMFm1996CZ03rNCGF
RE-Appl-EffCW-med-ElecDHW-ElecCDryer-Tier2-Top | DEER2016 | D16v1 | 2015-05-16 | Any | MFm | 1996 | CZ04 | rDXGF | Each | 1 | 432 | None | 315 | 0.0495 | -0.207 | 315 | 0.0495 | -0.207 | 315 | 0.0495 | -0.207 | 315 | 0.0495 | -0.207 |  |  | 1 |  | RE-Appl-EffCW-med-ElecDHW-ElecCDryer-Tier2-TopAnyMFm1996CZ04rDXGF
RE-Appl-EffCW-med-ElecDHW-ElecCDryer-Tier2-Top | DEER2016 | D16v1 | 2015-05-16 | Any | MFm | 1996 | CZ04 | rDXHP | Each | 1 | 432 | None | 312 | 0.0497 | 0 | 312 | 0.0497 | 0 | 312 | 0.0497 | 0 | 312 | 0.0497 | 0 |  |  | 1 |  | RE-Appl-EffCW-med-ElecDHW-ElecCDryer-Tier2-TopAnyMFm1996CZ04rDXHP
RE-Appl-EffCW-med-ElecDHW-ElecCDryer-Tier2-Top | DEER2016 | D16v1 | 2015-05-16 | Any | MFm | 1996 | CZ04 | rNCEH | Each | 1 | 432 | None | 306 | 0.0423 | 0 | 306 | 0.0423 | 0 | 306 | 0.0423 | 0 | 306 | 0.0423 | 0 |  |  | 1 |  | RE-Appl-EffCW-med-ElecDHW-ElecCDryer-Tier2-TopAnyMFm1996CZ04rNCEH
RE-Appl-EffCW-med-ElecDHW-ElecCDryer-Tier2-Top | DEER2016 | D16v1 | 2015-05-16 | Any | MFm | 1996 | CZ04 | rNCGF | Each | 1 | 432 | None | 311 | 0.0423 | -0.284 | 311 | 0.0423 | -0.284 | 311 | 0.0423 | -0.284 | 311 | 0.0423 | -0.284 |  |  | 1 |  | RE-Appl-EffCW-med-ElecDHW-ElecCDryer-Tier2-TopAnyMFm1996CZ04rNCGF
RE-Appl-EffCW-med-ElecDHW-ElecCDryer-Tier2-Top | DEER2016 | D16v1 | 2015-05-16 | Any | MFm | 1996 | CZ05 | rDXGF | Each | 1 | 432 | None | 316 | 0.0445 | -0.296 | 316 | 0.0445 | -0.296 | 316 | 0.0445 | -0.296 | 316 | 0.0445 | -0.296 |  |  | 1 |  | RE-Appl-EffCW-med-ElecDHW-ElecCDryer-Tier2-TopAnyMFm1996CZ05rDXGF
RE-Appl-EffCW-med-ElecDHW-ElecCDryer-Tier2-Top | DEER2016 | D16v1 | 2015-05-16 | Any | MFm | 1996 | CZ05 | rDXHP | Each | 1 | 432 | None | 313 | 0.0465 | 0 | 313 | 0.0465 | 0 | 313 | 0.0465 | 0 | 313 | 0.0465 | 0 |  |  | 1 |  | RE-Appl-EffCW-med-ElecDHW-ElecCDryer-Tier2-TopAnyMFm1996CZ05rDXHP
RE-Appl-EffCW-med-ElecDHW-ElecCDryer-Tier2-Top | DEER2016 | D16v1 | 2015-05-16 | Any | MFm | 1996 | CZ05 | rNCEH | Each | 1 | 432 | None | 307 | 0.0431 | 0 | 307 | 0.0431 | 0 | 307 | 0.0431 | 0 | 307 | 0.0431 | 0 |  |  | 1 |  | RE-Appl-EffCW-med-ElecDHW-ElecCDryer-Tier2-TopAnyMFm1996CZ05rNCEH
RE-Appl-EffCW-med-ElecDHW-ElecCDryer-Tier2-Top | DEER2016 | D16v1 | 2015-05-16 | Any | MFm | 1996 | CZ05 | rNCGF | Each | 1 | 432 | None | 315 | 0.0431 | -0.35 | 315 | 0.0431 | -0.35 | 315 | 0.0431 | -0.35 | 315 | 0.0431 | -0.35 |  |  | 1 |  | RE-Appl-EffCW-med-ElecDHW-ElecCDryer-Tier2-TopAnyMFm1996CZ05rNCGF
RE-Appl-EffCW-med-ElecDHW-ElecCDryer-Tier2-Top | DEER2016 | D16v1 | 2015-05-16 | Any | MFm | 1996 | CZ06 | rDXGF | Each | 1 | 518 | None | 316 | 0.0461 | -0.011 | 316 | 0.0461 | -0.011 | 316 | 0.0461 | -0.011 | 316 | 0.0461 | -0.011 |  |  | 1 |  | RE-Appl-EffCW-med-ElecDHW-ElecCDryer-Tier2-TopAnyMFm1996CZ06rDXGF
RE-Appl-EffCW-med-ElecDHW-ElecCDryer-Tier2-Top | DEER2016 | D16v1 | 2015-05-16 | Any | MFm | 1996 | CZ06 | rDXHP | Each | 1 | 518 | None | 314 | 0.0484 | 0 | 314 | 0.0484 | 0 | 314 | 0.0484 | 0 | 314 | 0.0484 | 0 |  |  | 1 |  | RE-Appl-EffCW-med-ElecDHW-ElecCDryer-Tier2-TopAnyMFm1996CZ06rDXHP
RE-Appl-EffCW-med-ElecDHW-ElecCDryer-Tier2-Top | DEER2016 | D16v1 | 2015-05-16 | Any | MFm | 1996 | CZ06 | rNCEH | Each | 1 | 518 | None | 303 | 0.0421 | 0 | 303 | 0.0421 | 0 | 303 | 0.0421 | 0 | 303 | 0.0421 | 0 |  |  | 1 |  | RE-Appl-EffCW-med-ElecDHW-ElecCDryer-Tier2-TopAnyMFm1996CZ06rNCEH
RE-Appl-EffCW-med-ElecDHW-ElecCDryer-Tier2-Top | DEER2016 | D16v1 | 2015-05-16 | Any | MFm | 1996 | CZ06 | rNCGF | Each | 1 | 518 | None | 309 | 0.0421 | -0.231 | 309 | 0.0421 | -0.231 | 309 | 0.0421 | -0.231 | 309 | 0.0421 | -0.231 |  |  | 1 |  | RE-Appl-EffCW-med-ElecDHW-ElecCDryer-Tier2-TopAnyMFm1996CZ06rNCGF
RE-Appl-EffCW-med-ElecDHW-ElecCDryer-Tier2-Top | DEER2016 | D16v1 | 2015-05-16 | Any | MFm | 1996 | CZ07 | rDXGF | Each | 1 | 518 | None | 313 | 0.0477 | 0.091 | 313 | 0.0477 | 0.091 | 313 | 0.0477 | 0.091 | 313 | 0.0477 | 0.091 |  |  | 1 |  | RE-Appl-EffCW-med-ElecDHW-ElecCDryer-Tier2-TopAnyMFm1996CZ07rDXGF
RE-Appl-EffCW-med-ElecDHW-ElecCDryer-Tier2-Top | DEER2016 | D16v1 | 2015-05-16 | Any | MFm | 1996 | CZ07 | rDXHP | Each | 1 | 518 | None | 314 | 0.0492 | 0 | 314 | 0.0492 | 0 | 314 | 0.0492 | 0 | 314 | 0.0492 | 0 |  |  | 1 |  | RE-Appl-EffCW-med-ElecDHW-ElecCDryer-Tier2-TopAnyMFm1996CZ07rDXHP
RE-Appl-EffCW-med-ElecDHW-ElecCDryer-Tier2-Top | DEER2016 | D16v1 | 2015-05-16 | Any | MFm | 1996 | CZ07 | rNCEH | Each | 1 | 518 | None | 304 | 0.0421 | 0 | 304 | 0.0421 | 0 | 304 | 0.0421 | 0 | 304 | 0.0421 | 0 |  |  | 1 |  | RE-Appl-EffCW-med-ElecDHW-ElecCDryer-Tier2-TopAnyMFm1996CZ07rNCEH
RE-Appl-EffCW-med-ElecDHW-ElecCDryer-Tier2-Top | DEER2016 | D16v1 | 2015-05-16 | Any | MFm | 1996 | CZ07 | rNCGF | Each | 1 | 518 | None | 308 | 0.0421 | -0.0809 | 308 | 0.0421 | -0.0809 | 308 | 0.0421 | -0.0809 | 308 | 0.0421 | -0.0809 |  |  | 1 |  | RE-Appl-EffCW-med-ElecDHW-ElecCDryer-Tier2-TopAnyMFm1996CZ07rNCGF
RE-Appl-EffCW-med-ElecDHW-ElecCDryer-Tier2-Top | DEER2016 | D16v1 | 2015-05-16 | Any | MFm | 1996 | CZ08 | rDXGF | Each | 1 | 518 | None | 317 | 0.0459 | -0.035 | 317 | 0.0459 | -0.035 | 317 | 0.0459 | -0.035 | 317 | 0.0459 | -0.035 |  |  | 1 |  | RE-Appl-EffCW-med-ElecDHW-ElecCDryer-Tier2-TopAnyMFm1996CZ08rDXGF
RE-Appl-EffCW-med-ElecDHW-ElecCDryer-Tier2-Top | DEER2016 | D16v1 | 2015-05-16 | Any | MFm | 1996 | CZ08 | rDXHP | Each | 1 | 518 | None | 316 | 0.0478 | 0 | 316 | 0.0478 | 0 | 316 | 0.0478 | 0 | 316 | 0.0478 | 0 |  |  | 1 |  | RE-Appl-EffCW-med-ElecDHW-ElecCDryer-Tier2-TopAnyMFm1996CZ08rDXHP
RE-Appl-EffCW-med-ElecDHW-ElecCDryer-Tier2-Top | DEER2016 | D16v1 | 2015-05-16 | Any | MFm | 1996 | CZ08 | rNCEH | Each | 1 | 518 | None | 302 | 0.0418 | 0 | 302 | 0.0418 | 0 | 302 | 0.0418 | 0 | 302 | 0.0418 | 0 |  |  | 1 |  | RE-Appl-EffCW-med-ElecDHW-ElecCDryer-Tier2-TopAnyMFm1996CZ08rNCEH
RE-Appl-EffCW-med-ElecDHW-ElecCDryer-Tier2-Top | DEER2016 | D16v1 | 2015-05-16 | Any | MFm | 1996 | CZ08 | rNCGF | Each | 1 | 518 | None | 307 | 0.0418 | -0.26 | 307 | 0.0418 | -0.26 | 307 | 0.0418 | -0.26 | 307 | 0.0418 | -0.26 |  |  | 1 |  | RE-Appl-EffCW-med-ElecDHW-ElecCDryer-Tier2-TopAnyMFm1996CZ08rNCGF
RE-Appl-EffCW-med-ElecDHW-ElecCDryer-Tier2-Top | DEER2016 | D16v1 | 2015-05-16 | Any | MFm | 1996 | CZ09 | rDXGF | Each | 1 | 487 | None | 316 | 0.0456 | 0.142 | 316 | 0.0456 | 0.142 | 316 | 0.0456 | 0.142 | 316 | 0.0456 | 0.142 |  |  | 1 |  | RE-Appl-EffCW-med-ElecDHW-ElecCDryer-Tier2-TopAnyMFm1996CZ09rDXGF
RE-Appl-EffCW-med-ElecDHW-ElecCDryer-Tier2-Top | DEER2016 | D16v1 | 2015-05-16 | Any | MFm | 1996 | CZ09 | rDXHP | Each | 1 | 487 | None | 316 | 0.0447 | 0 | 316 | 0.0447 | 0 | 316 | 0.0447 | 0 | 316 | 0.0447 | 0 |  |  | 1 |  | RE-Appl-EffCW-med-ElecDHW-ElecCDryer-Tier2-TopAnyMFm1996CZ09rDXHP
RE-Appl-EffCW-med-ElecDHW-ElecCDryer-Tier2-Top | DEER2016 | D16v1 | 2015-05-16 | Any | MFm | 1996 | CZ09 | rNCEH | Each | 1 | 487 | None | 303 | 0.0417 | 0 | 303 | 0.0417 | 0 | 303 | 0.0417 | 0 | 303 | 0.0417 | 0 |  |  | 1 |  | RE-Appl-EffCW-med-ElecDHW-ElecCDryer-Tier2-TopAnyMFm1996CZ09rNCEH
RE-Appl-EffCW-med-ElecDHW-ElecCDryer-Tier2-Top | DEER2016 | D16v1 | 2015-05-16 | Any | MFm | 1996 | CZ09 | rNCGF | Each | 1 | 487 | None | 307 | 0.0416 | -0.136 | 307 | 0.0416 | -0.136 | 307 | 0.0416 | -0.136 | 307 | 0.0416 | -0.136 |  |  | 1 |  | RE-Appl-EffCW-med-ElecDHW-ElecCDryer-Tier2-TopAnyMFm1996CZ09rNCGF
RE-Appl-EffCW-med-ElecDHW-ElecCDryer-Tier2-Top | DEER2016 | D16v1 | 2015-05-16 | Any | MFm | 1996 | CZ10 | rDXGF | Each | 1 | 487 | None | 311 | 0.0477 | -0.057 | 311 | 0.0477 | -0.057 | 311 | 0.0477 | -0.057 | 311 | 0.0477 | -0.057 |  |  | 1 |  | RE-Appl-EffCW-med-ElecDHW-ElecCDryer-Tier2-TopAnyMFm1996CZ10rDXGF
RE-Appl-EffCW-med-ElecDHW-ElecCDryer-Tier2-Top | DEER2016 | D16v1 | 2015-05-16 | Any | MFm | 1996 | CZ10 | rDXHP | Each | 1 | 487 | None | 310 | 0.0473 | 0 | 310 | 0.0473 | 0 | 310 | 0.0473 | 0 | 310 | 0.0473 | 0 |  |  | 1 |  | RE-Appl-EffCW-med-ElecDHW-ElecCDryer-Tier2-TopAnyMFm1996CZ10rDXHP
RE-Appl-EffCW-med-ElecDHW-ElecCDryer-Tier2-Top | DEER2016 | D16v1 | 2015-05-16 | Any | MFm | 1996 | CZ10 | rNCEH | Each | 1 | 487 | None | 303 | 0.0415 | 0 | 303 | 0.0415 | 0 | 303 | 0.0415 | 0 | 303 | 0.0415 | 0 |  |  | 1 |  | RE-Appl-EffCW-med-ElecDHW-ElecCDryer-Tier2-TopAnyMFm1996CZ10rNCEH
RE-Appl-EffCW-med-ElecDHW-ElecCDryer-Tier2-Top | DEER2016 | D16v1 | 2015-05-16 | Any | MFm | 1996 | CZ10 | rNCGF | Each | 1 | 487 | None | 306 | 0.0415 | -0.142 | 306 | 0.0415 | -0.142 | 306 | 0.0415 | -0.142 | 306 | 0.0415 | -0.142 |  |  | 1 |  | RE-Appl-EffCW-med-ElecDHW-ElecCDryer-Tier2-TopAnyMFm1996CZ10rNCGF
RE-Appl-EffCW-med-ElecDHW-ElecCDryer-Tier2-Top | DEER2016 | D16v1 | 2015-05-16 | Any | MFm | 1996 | CZ11 | rDXGF | Each | 1 | 456 | None | 314 | 0.0454 | -0.467 | 314 | 0.0454 | -0.467 | 314 | 0.0454 | -0.467 | 314 | 0.0454 | -0.467 |  |  | 1 |  | RE-Appl-EffCW-med-ElecDHW-ElecCDryer-Tier2-TopAnyMFm1996CZ11rDXGF
RE-Appl-EffCW-med-ElecDHW-ElecCDryer-Tier2-Top | DEER2016 | D16v1 | 2015-05-16 | Any | MFm | 1996 | CZ11 | rDXHP | Each | 1 | 456 | None | 309 | 0.0454 | 0 | 309 | 0.0454 | 0 | 309 | 0.0454 | 0 | 309 | 0.0454 | 0 |  |  | 1 |  | RE-Appl-EffCW-med-ElecDHW-ElecCDryer-Tier2-TopAnyMFm1996CZ11rDXHP
RE-Appl-EffCW-med-ElecDHW-ElecCDryer-Tier2-Top | DEER2016 | D16v1 | 2015-05-16 | Any | MFm | 1996 | CZ11 | rNCEH | Each | 1 | 456 | None | 299 | 0.0415 | 0 | 299 | 0.0415 | 0 | 299 | 0.0415 | 0 | 299 | 0.0415 | 0 |  |  | 1 |  | RE-Appl-EffCW-med-ElecDHW-ElecCDryer-Tier2-TopAnyMFm1996CZ11rNCEH
RE-Appl-EffCW-med-ElecDHW-ElecCDryer-Tier2-Top | DEER2016 | D16v1 | 2015-05-16 | Any | MFm | 1996 | CZ11 | rNCGF | Each | 1 | 456 | None | 307 | 0.0414 | -0.475 | 307 | 0.0414 | -0.475 | 307 | 0.0414 | -0.475 | 307 | 0.0414 | -0.475 |  |  | 1 |  | RE-Appl-EffCW-med-ElecDHW-ElecCDryer-Tier2-TopAnyMFm1996CZ11rNCGF
RE-Appl-EffCW-med-ElecDHW-ElecCDryer-Tier2-Top | DEER2016 | D16v1 | 2015-05-16 | Any | MFm | 1996 | CZ12 | rDXGF | Each | 1 | 456 | None | 315 | 0.0493 | -0.508 | 315 | 0.0493 | -0.508 | 315 | 0.0493 | -0.508 | 315 | 0.0493 | -0.508 |  |  | 1 |  | RE-Appl-EffCW-med-ElecDHW-ElecCDryer-Tier2-TopAnyMFm1996CZ12rDXGF
RE-Appl-EffCW-med-ElecDHW-ElecCDryer-Tier2-Top | DEER2016 | D16v1 | 2015-05-16 | Any | MFm | 1996 | CZ12 | rDXHP | Each | 1 | 456 | None | 309 | 0.0467 | 0 | 309 | 0.0467 | 0 | 309 | 0.0467 | 0 | 309 | 0.0467 | 0 |  |  | 1 |  | RE-Appl-EffCW-med-ElecDHW-ElecCDryer-Tier2-TopAnyMFm1996CZ12rDXHP
RE-Appl-EffCW-med-ElecDHW-ElecCDryer-Tier2-Top | DEER2016 | D16v1 | 2015-05-16 | Any | MFm | 1996 | CZ12 | rNCEH | Each | 1 | 456 | None | 301 | 0.0421 | 0 | 301 | 0.0421 | 0 | 301 | 0.0421 | 0 | 301 | 0.0421 | 0 |  |  | 1 |  | RE-Appl-EffCW-med-ElecDHW-ElecCDryer-Tier2-TopAnyMFm1996CZ12rNCEH
RE-Appl-EffCW-med-ElecDHW-ElecCDryer-Tier2-Top | DEER2016 | D16v1 | 2015-05-16 | Any | MFm | 1996 | CZ12 | rNCGF | Each | 1 | 456 | None | 309 | 0.0421 | -0.577 | 309 | 0.0421 | -0.577 | 309 | 0.0421 | -0.577 | 309 | 0.0421 | -0.577 |  |  | 1 |  | RE-Appl-EffCW-med-ElecDHW-ElecCDryer-Tier2-TopAnyMFm1996CZ12rNCGF
RE-Appl-EffCW-med-ElecDHW-ElecCDryer-Tier2-Top | DEER2016 | D16v1 | 2015-05-16 | Any | MFm | 1996 | CZ13 | rDXGF | Each | 1 | 456 | None | 314 | 0.046 | -0.468 | 314 | 0.046 | -0.468 | 314 | 0.046 | -0.468 | 314 | 0.046 | -0.468 |  |  | 1 |  | RE-Appl-EffCW-med-ElecDHW-ElecCDryer-Tier2-TopAnyMFm1996CZ13rDXGF
RE-Appl-EffCW-med-ElecDHW-ElecCDryer-Tier2-Top | DEER2016 | D16v1 | 2015-05-16 | Any | MFm | 1996 | CZ13 | rDXHP | Each | 1 | 456 | None | 309 | 0.0464 | 0 | 309 | 0.0464 | 0 | 309 | 0.0464 | 0 | 309 | 0.0464 | 0 |  |  | 1 |  | RE-Appl-EffCW-med-ElecDHW-ElecCDryer-Tier2-TopAnyMFm1996CZ13rDXHP
RE-Appl-EffCW-med-ElecDHW-ElecCDryer-Tier2-Top | DEER2016 | D16v1 | 2015-05-16 | Any | MFm | 1996 | CZ13 | rNCEH | Each | 1 | 456 | None | 299 | 0.0414 | 0 | 299 | 0.0414 | 0 | 299 | 0.0414 | 0 | 299 | 0.0414 | 0 |  |  | 1 |  | RE-Appl-EffCW-med-ElecDHW-ElecCDryer-Tier2-TopAnyMFm1996CZ13rNCEH
RE-Appl-EffCW-med-ElecDHW-ElecCDryer-Tier2-Top | DEER2016 | D16v1 | 2015-05-16 | Any | MFm | 1996 | CZ13 | rNCGF | Each | 1 | 456 | None | 306 | 0.0413 | -0.519 | 306 | 0.0413 | -0.519 | 306 | 0.0413 | -0.519 | 306 | 0.0413 | -0.519 |  |  | 1 |  | RE-Appl-EffCW-med-ElecDHW-ElecCDryer-Tier2-TopAnyMFm1996CZ13rNCGF
RE-Appl-EffCW-med-ElecDHW-ElecCDryer-Tier2-Top | DEER2016 | D16v1 | 2015-05-16 | Any | MFm | 1996 | CZ14 | rDXGF | Each | 1 | 480 | None | 319 | 0.0434 | 0.02 | 319 | 0.0434 | 0.02 | 319 | 0.0434 | 0.02 | 319 | 0.0434 | 0.02 |  |  | 1 |  | RE-Appl-EffCW-med-ElecDHW-ElecCDryer-Tier2-TopAnyMFm1996CZ14rDXGF
RE-Appl-EffCW-med-ElecDHW-ElecCDryer-Tier2-Top | DEER2016 | D16v1 | 2015-05-16 | Any | MFm | 1996 | CZ14 | rDXHP | Each | 1 | 480 | None | 319 | 0.043 | 0 | 319 | 0.043 | 0 | 319 | 0.043 | 0 | 319 | 0.043 | 0 |  |  | 1 |  | RE-Appl-EffCW-med-ElecDHW-ElecCDryer-Tier2-TopAnyMFm1996CZ14rDXHP
RE-Appl-EffCW-med-ElecDHW-ElecCDryer-Tier2-Top | DEER2016 | D16v1 | 2015-05-16 | Any | MFm | 1996 | CZ14 | rNCEH | Each | 1 | 480 | None | 303 | 0.0411 | 0 | 303 | 0.0411 | 0 | 303 | 0.0411 | 0 | 303 | 0.0411 | 0 |  |  | 1 |  | RE-Appl-EffCW-med-ElecDHW-ElecCDryer-Tier2-TopAnyMFm1996CZ14rNCEH
RE-Appl-EffCW-med-ElecDHW-ElecCDryer-Tier2-Top | DEER2016 | D16v1 | 2015-05-16 | Any | MFm | 1996 | CZ14 | rNCGF | Each | 1 | 480 | None | 308 | 0.0411 | -0.25 | 308 | 0.0411 | -0.25 | 308 | 0.0411 | -0.25 | 308 | 0.0411 | -0.25 |  |  | 1 |  | RE-Appl-EffCW-med-ElecDHW-ElecCDryer-Tier2-TopAnyMFm1996CZ14rNCGF
RE-Appl-EffCW-med-ElecDHW-ElecCDryer-Tier2-Top | DEER2016 | D16v1 | 2015-05-16 | Any | MFm | 1996 | CZ15 | rDXGF | Each | 1 | 480 | None | 305 | 0.0437 | -0.038 | 305 | 0.0437 | -0.038 | 305 | 0.0437 | -0.038 | 305 | 0.0437 | -0.038 |  |  | 1 |  | RE-Appl-EffCW-med-ElecDHW-ElecCDryer-Tier2-TopAnyMFm1996CZ15rDXGF
RE-Appl-EffCW-med-ElecDHW-ElecCDryer-Tier2-Top | DEER2016 | D16v1 | 2015-05-16 | Any | MFm | 1996 | CZ15 | rDXHP | Each | 1 | 480 | None | 304 | 0.0444 | 0 | 304 | 0.0444 | 0 | 304 | 0.0444 | 0 | 304 | 0.0444 | 0 |  |  | 1 |  | RE-Appl-EffCW-med-ElecDHW-ElecCDryer-Tier2-TopAnyMFm1996CZ15rDXHP
RE-Appl-EffCW-med-ElecDHW-ElecCDryer-Tier2-Top | DEER2016 | D16v1 | 2015-05-16 | Any | MFm | 1996 | CZ15 | rNCEH | Each | 1 | 480 | None | 293 | 0.0393 | 0 | 293 | 0.0393 | 0 | 293 | 0.0393 | 0 | 293 | 0.0393 | 0 |  |  | 1 |  | RE-Appl-EffCW-med-ElecDHW-ElecCDryer-Tier2-TopAnyMFm1996CZ15rNCEH
RE-Appl-EffCW-med-ElecDHW-ElecCDryer-Tier2-Top | DEER2016 | D16v1 | 2015-05-16 | Any | MFm | 1996 | CZ15 | rNCGF | Each | 1 | 480 | None | 295 | 0.0393 | -0.0781 | 295 | 0.0393 | -0.0781 | 295 | 0.0393 | -0.0781 | 295 | 0.0393 | -0.0781 |  |  | 1 |  | RE-Appl-EffCW-med-ElecDHW-ElecCDryer-Tier2-TopAnyMFm1996CZ15rNCGF
RE-Appl-EffCW-med-ElecDHW-ElecCDryer-Tier2-Top | DEER2016 | D16v1 | 2015-05-16 | Any | MFm | 1996 | CZ16 | rDXGF | Each | 1 | 432 | None | 327 | 0.0472 | -0.63 | 327 | 0.0472 | -0.63 | 327 | 0.0472 | -0.63 | 327 | 0.0472 | -0.63 |  |  | 1 |  | RE-Appl-EffCW-med-ElecDHW-ElecCDryer-Tier2-TopAnyMFm1996CZ16rDXGF
RE-Appl-EffCW-med-ElecDHW-ElecCDryer-Tier2-Top | DEER2016 | D16v1 | 2015-05-16 | Any | MFm | 1996 | CZ16 | rDXHP | Each | 1 | 432 | None | 319 | 0.0465 | 0 | 319 | 0.0465 | 0 | 319 | 0.0465 | 0 | 319 | 0.0465 | 0 |  |  | 1 |  | RE-Appl-EffCW-med-ElecDHW-ElecCDryer-Tier2-TopAnyMFm1996CZ16rDXHP
RE-Appl-EffCW-med-ElecDHW-ElecCDryer-Tier2-Top | DEER2016 | D16v1 | 2015-05-16 | Any | MFm | 1996 | CZ16 | rNCEH | Each | 1 | 432 | None | 306 | 0.0433 | 0 | 306 | 0.0433 | 0 | 306 | 0.0433 | 0 | 306 | 0.0433 | 0 |  |  | 1 |  | RE-Appl-EffCW-med-ElecDHW-ElecCDryer-Tier2-TopAnyMFm1996CZ16rNCEH
RE-Appl-EffCW-med-ElecDHW-ElecCDryer-Tier2-Top | DEER2016 | D16v1 | 2015-05-16 | Any | MFm | 1996 | CZ16 | rNCGF | Each | 1 | 432 | None | 319 | 0.0432 | -0.844 | 319 | 0.0432 | -0.844 | 319 | 0.0432 | -0.844 | 319 | 0.0432 | -0.844 |  |  | 1 |  | RE-Appl-EffCW-med-ElecDHW-ElecCDryer-Tier2-TopAnyMFm1996CZ16rNCGF
RE-Appl-EffCW-med-ElecDHW-ElecCDryer-Tier2-Top | DEER2016 | D16v1 | 2015-05-16 | Any | MFm | 2003 | CZ01 | rDXGF | Each | 1 | 441 | None | 321 | 0.0457 | -0.676 | 321 | 0.0457 | -0.676 | 321 | 0.0457 | -0.676 | 321 | 0.0457 | -0.676 |  |  | 1 |  | RE-Appl-EffCW-med-ElecDHW-ElecCDryer-Tier2-TopAnyMFm2003CZ01rDXGF
RE-Appl-EffCW-med-ElecDHW-ElecCDryer-Tier2-Top | DEER2016 | D16v1 | 2015-05-16 | Any | MFm | 2003 | CZ01 | rDXHP | Each | 1 | 441 | None | 314 | 0.0453 | 0 | 314 | 0.0453 | 0 | 314 | 0.0453 | 0 | 314 | 0.0453 | 0 |  |  | 1 |  | RE-Appl-EffCW-med-ElecDHW-ElecCDryer-Tier2-TopAnyMFm2003CZ01rDXHP
RE-Appl-EffCW-med-ElecDHW-ElecCDryer-Tier2-Top | DEER2016 | D16v1 | 2015-05-16 | Any | MFm | 2003 | CZ01 | rNCEH | Each | 1 | 441 | None | 300 | 0.0438 | 0 | 300 | 0.0438 | 0 | 300 | 0.0438 | 0 | 300 | 0.0438 | 0 |  |  | 1 |  | RE-Appl-EffCW-med-ElecDHW-ElecCDryer-Tier2-TopAnyMFm2003CZ01rNCEH
RE-Appl-EffCW-med-ElecDHW-ElecCDryer-Tier2-Top | DEER2016 | D16v1 | 2015-05-16 | Any | MFm | 2003 | CZ01 | rNCGF | Each | 1 | 441 | None | 319 | 0.0438 | -0.772 | 319 | 0.0438 | -0.772 | 319 | 0.0438 | -0.772 | 319 | 0.0438 | -0.772 |  |  | 1 |  | RE-Appl-EffCW-med-ElecDHW-ElecCDryer-Tier2-TopAnyMFm2003CZ01rNCGF
RE-Appl-EffCW-med-ElecDHW-ElecCDryer-Tier2-Top | DEER2016 | D16v1 | 2015-05-16 | Any | MFm | 2003 | CZ02 | rDXGF | Each | 1 | 474 | None | 316 | 0.0541 | -1.05 | 316 | 0.0541 | -1.05 | 316 | 0.0541 | -1.05 | 316 | 0.0541 | -1.05 |  |  | 1 |  | RE-Appl-EffCW-med-ElecDHW-ElecCDryer-Tier2-TopAnyMFm2003CZ02rDXGF
RE-Appl-EffCW-med-ElecDHW-ElecCDryer-Tier2-Top | DEER2016 | D16v1 | 2015-05-16 | Any | MFm | 2003 | CZ02 | rDXHP | Each | 1 | 474 | None | 305 | 0.0531 | 0 | 305 | 0.0531 | 0 | 305 | 0.0531 | 0 | 305 | 0.0531 | 0 |  |  | 1 |  | RE-Appl-EffCW-med-ElecDHW-ElecCDryer-Tier2-TopAnyMFm2003CZ02rDXHP
RE-Appl-EffCW-med-ElecDHW-ElecCDryer-Tier2-Top | DEER2016 | D16v1 | 2015-05-16 | Any | MFm | 2003 | CZ02 | rNCEH | Each | 1 | 474 | None | 297 | 0.0429 | 0 | 297 | 0.0429 | 0 | 297 | 0.0429 | 0 | 297 | 0.0429 | 0 |  |  | 1 |  | RE-Appl-EffCW-med-ElecDHW-ElecCDryer-Tier2-TopAnyMFm2003CZ02rNCEH
RE-Appl-EffCW-med-ElecDHW-ElecCDryer-Tier2-Top | DEER2016 | D16v1 | 2015-05-16 | Any | MFm | 2003 | CZ02 | rNCGF | Each | 1 | 474 | None | 313 | 0.0429 | -1.06 | 313 | 0.0429 | -1.06 | 313 | 0.0429 | -1.06 | 313 | 0.0429 | -1.06 |  |  | 1 |  | RE-Appl-EffCW-med-ElecDHW-ElecCDryer-Tier2-TopAnyMFm2003CZ02rNCGF
RE-Appl-EffCW-med-ElecDHW-ElecCDryer-Tier2-Top | DEER2016 | D16v1 | 2015-05-16 | Any | MFm | 2003 | CZ03 | rDXGF | Each | 1 | 441 | None | 314 | 0.0527 | -1.11 | 314 | 0.0527 | -1.11 | 314 | 0.0527 | -1.11 | 314 | 0.0527 | -1.11 |  |  | 1 |  | RE-Appl-EffCW-med-ElecDHW-ElecCDryer-Tier2-TopAnyMFm2003CZ03rDXGF
RE-Appl-EffCW-med-ElecDHW-ElecCDryer-Tier2-Top | DEER2016 | D16v1 | 2015-05-16 | Any | MFm | 2003 | CZ03 | rDXHP | Each | 1 | 441 | None | 304 | 0.0465 | 0 | 304 | 0.0465 | 0 | 304 | 0.0465 | 0 | 304 | 0.0465 | 0 |  |  | 1 |  | RE-Appl-EffCW-med-ElecDHW-ElecCDryer-Tier2-TopAnyMFm2003CZ03rDXHP
RE-Appl-EffCW-med-ElecDHW-ElecCDryer-Tier2-Top | DEER2016 | D16v1 | 2015-05-16 | Any | MFm | 2003 | CZ03 | rNCEH | Each | 1 | 441 | None | 295 | 0.0431 | 0 | 295 | 0.0431 | 0 | 295 | 0.0431 | 0 | 295 | 0.0431 | 0 |  |  | 1 |  | RE-Appl-EffCW-med-ElecDHW-ElecCDryer-Tier2-TopAnyMFm2003CZ03rNCEH
RE-Appl-EffCW-med-ElecDHW-ElecCDryer-Tier2-Top | DEER2016 | D16v1 | 2015-05-16 | Any | MFm | 2003 | CZ03 | rNCGF | Each | 1 | 441 | None | 313 | 0.043 | -1.17 | 313 | 0.043 | -1.17 | 313 | 0.043 | -1.17 | 313 | 0.043 | -1.17 |  |  | 1 |  | RE-Appl-EffCW-med-ElecDHW-ElecCDryer-Tier2-TopAnyMFm2003CZ03rNCGF
RE-Appl-EffCW-med-ElecDHW-ElecCDryer-Tier2-Top | DEER2016 | D16v1 | 2015-05-16 | Any | MFm | 2003 | CZ04 | rDXGF | Each | 1 | 441 | None | 319 | 0.0492 | -0.895 | 319 | 0.0492 | -0.895 | 319 | 0.0492 | -0.895 | 319 | 0.0492 | -0.895 |  |  | 1 |  | RE-Appl-EffCW-med-ElecDHW-ElecCDryer-Tier2-TopAnyMFm2003CZ04rDXGF
RE-Appl-EffCW-med-ElecDHW-ElecCDryer-Tier2-Top | DEER2016 | D16v1 | 2015-05-16 | Any | MFm | 2003 | CZ04 | rDXHP | Each | 1 | 441 | None | 309 | 0.0495 | 0 | 309 | 0.0495 | 0 | 309 | 0.0495 | 0 | 309 | 0.0495 | 0 |  |  | 1 |  | RE-Appl-EffCW-med-ElecDHW-ElecCDryer-Tier2-TopAnyMFm2003CZ04rDXHP
RE-Appl-EffCW-med-ElecDHW-ElecCDryer-Tier2-Top | DEER2016 | D16v1 | 2015-05-16 | Any | MFm | 2003 | CZ04 | rNCEH | Each | 1 | 441 | None | 298 | 0.0423 | 0 | 298 | 0.0423 | 0 | 298 | 0.0423 | 0 | 298 | 0.0423 | 0 |  |  | 1 |  | RE-Appl-EffCW-med-ElecDHW-ElecCDryer-Tier2-TopAnyMFm2003CZ04rNCEH
RE-Appl-EffCW-med-ElecDHW-ElecCDryer-Tier2-Top | DEER2016 | D16v1 | 2015-05-16 | Any | MFm | 2003 | CZ04 | rNCGF | Each | 1 | 441 | None | 311 | 0.0422 | -0.927 | 311 | 0.0422 | -0.927 | 311 | 0.0422 | -0.927 | 311 | 0.0422 | -0.927 |  |  | 1 |  | RE-Appl-EffCW-med-ElecDHW-ElecCDryer-Tier2-TopAnyMFm2003CZ04rNCGF
RE-Appl-EffCW-med-ElecDHW-ElecCDryer-Tier2-Top | DEER2016 | D16v1 | 2015-05-16 | Any | MFm | 2003 | CZ05 | rDXGF | Each | 1 | 441 | None | 316 | 0.0487 | -0.866 | 316 | 0.0487 | -0.866 | 316 | 0.0487 | -0.866 | 316 | 0.0487 | -0.866 |  |  | 1 |  | RE-Appl-EffCW-med-ElecDHW-ElecCDryer-Tier2-TopAnyMFm2003CZ05rDXGF
RE-Appl-EffCW-med-ElecDHW-ElecCDryer-Tier2-Top | DEER2016 | D16v1 | 2015-05-16 | Any | MFm | 2003 | CZ05 | rDXHP | Each | 1 | 441 | None | 308 | 0.0445 | 0 | 308 | 0.0445 | 0 | 308 | 0.0445 | 0 | 308 | 0.0445 | 0 |  |  | 1 |  | RE-Appl-EffCW-med-ElecDHW-ElecCDryer-Tier2-TopAnyMFm2003CZ05rDXHP
RE-Appl-EffCW-med-ElecDHW-ElecCDryer-Tier2-Top | DEER2016 | D16v1 | 2015-05-16 | Any | MFm | 2003 | CZ05 | rNCEH | Each | 1 | 441 | None | 298 | 0.0432 | 0 | 298 | 0.0432 | 0 | 298 | 0.0432 | 0 | 298 | 0.0432 | 0 |  |  | 1 |  | RE-Appl-EffCW-med-ElecDHW-ElecCDryer-Tier2-TopAnyMFm2003CZ05rNCEH
RE-Appl-EffCW-med-ElecDHW-ElecCDryer-Tier2-Top | DEER2016 | D16v1 | 2015-05-16 | Any | MFm | 2003 | CZ05 | rNCGF | Each | 1 | 441 | None | 315 | 0.0431 | -0.928 | 315 | 0.0431 | -0.928 | 315 | 0.0431 | -0.928 | 315 | 0.0431 | -0.928 |  |  | 1 |  | RE-Appl-EffCW-med-ElecDHW-ElecCDryer-Tier2-TopAnyMFm2003CZ05rNCGF
RE-Appl-EffCW-med-ElecDHW-ElecCDryer-Tier2-Top | DEER2016 | D16v1 | 2015-05-16 | Any | MFm | 2003 | CZ06 | rDXGF | Each | 1 | 538 | None | 314 | 0.0485 | 0.04 | 314 | 0.0485 | 0.04 | 314 | 0.0485 | 0.04 | 314 | 0.0485 | 0.04 |  |  | 1 |  | RE-Appl-EffCW-med-ElecDHW-ElecCDryer-Tier2-TopAnyMFm2003CZ06rDXGF
RE-Appl-EffCW-med-ElecDHW-ElecCDryer-Tier2-Top | DEER2016 | D16v1 | 2015-05-16 | Any | MFm | 2003 | CZ06 | rDXHP | Each | 1 | 538 | None | 313 | 0.0478 | 0 | 313 | 0.0478 | 0 | 313 | 0.0478 | 0 | 313 | 0.0478 | 0 |  |  | 1 |  | RE-Appl-EffCW-med-ElecDHW-ElecCDryer-Tier2-TopAnyMFm2003CZ06rDXHP
RE-Appl-EffCW-med-ElecDHW-ElecCDryer-Tier2-Top | DEER2016 | D16v1 | 2015-05-16 | Any | MFm | 2003 | CZ06 | rNCEH | Each | 1 | 538 | None | 304 | 0.0421 | 0 | 304 | 0.0421 | 0 | 304 | 0.0421 | 0 | 304 | 0.0421 | 0 |  |  | 1 |  | RE-Appl-EffCW-med-ElecDHW-ElecCDryer-Tier2-TopAnyMFm2003CZ06rNCEH
RE-Appl-EffCW-med-ElecDHW-ElecCDryer-Tier2-Top | DEER2016 | D16v1 | 2015-05-16 | Any | MFm | 2003 | CZ06 | rNCGF | Each | 1 | 538 | None | 309 | 0.0421 | -0.17 | 309 | 0.0421 | -0.17 | 309 | 0.0421 | -0.17 | 309 | 0.0421 | -0.17 |  |  | 1 |  | RE-Appl-EffCW-med-ElecDHW-ElecCDryer-Tier2-TopAnyMFm2003CZ06rNCGF
RE-Appl-EffCW-med-ElecDHW-ElecCDryer-Tier2-Top | DEER2016 | D16v1 | 2015-05-16 | Any | MFm | 2003 | CZ07 | rDXGF | Each | 1 | 538 | None | 313 | 0.0479 | -0.031 | 313 | 0.0479 | -0.031 | 313 | 0.0479 | -0.031 | 313 | 0.0479 | -0.031 |  |  | 1 |  | RE-Appl-EffCW-med-ElecDHW-ElecCDryer-Tier2-TopAnyMFm2003CZ07rDXGF
RE-Appl-EffCW-med-ElecDHW-ElecCDryer-Tier2-Top | DEER2016 | D16v1 | 2015-05-16 | Any | MFm | 2003 | CZ07 | rDXHP | Each | 1 | 538 | None | 312 | 0.0492 | 0 | 312 | 0.0492 | 0 | 312 | 0.0492 | 0 | 312 | 0.0492 | 0 |  |  | 1 |  | RE-Appl-EffCW-med-ElecDHW-ElecCDryer-Tier2-TopAnyMFm2003CZ07rDXHP
RE-Appl-EffCW-med-ElecDHW-ElecCDryer-Tier2-Top | DEER2016 | D16v1 | 2015-05-16 | Any | MFm | 2003 | CZ07 | rNCEH | Each | 1 | 538 | None | 304 | 0.0421 | 0 | 304 | 0.0421 | 0 | 304 | 0.0421 | 0 | 304 | 0.0421 | 0 |  |  | 1 |  | RE-Appl-EffCW-med-ElecDHW-ElecCDryer-Tier2-TopAnyMFm2003CZ07rNCEH
RE-Appl-EffCW-med-ElecDHW-ElecCDryer-Tier2-Top | DEER2016 | D16v1 | 2015-05-16 | Any | MFm | 2003 | CZ07 | rNCGF | Each | 1 | 538 | None | 308 | 0.0421 | -0.125 | 308 | 0.0421 | -0.125 | 308 | 0.0421 | -0.125 | 308 | 0.0421 | -0.125 |  |  | 1 |  | RE-Appl-EffCW-med-ElecDHW-ElecCDryer-Tier2-TopAnyMFm2003CZ07rNCGF
RE-Appl-EffCW-med-ElecDHW-ElecCDryer-Tier2-Top | DEER2016 | D16v1 | 2015-05-16 | Any | MFm | 2003 | CZ08 | rDXGF | Each | 1 | 538 | None | 316 | 0.0455 | -0.067 | 316 | 0.0455 | -0.067 | 316 | 0.0455 | -0.067 | 316 | 0.0455 | -0.067 |  |  | 1 |  | RE-Appl-EffCW-med-ElecDHW-ElecCDryer-Tier2-TopAnyMFm2003CZ08rDXGF
RE-Appl-EffCW-med-ElecDHW-ElecCDryer-Tier2-Top | DEER2016 | D16v1 | 2015-05-16 | Any | MFm | 2003 | CZ08 | rDXHP | Each | 1 | 538 | None | 313 | 0.0474 | 0 | 313 | 0.0474 | 0 | 313 | 0.0474 | 0 | 313 | 0.0474 | 0 |  |  | 1 |  | RE-Appl-EffCW-med-ElecDHW-ElecCDryer-Tier2-TopAnyMFm2003CZ08rDXHP
RE-Appl-EffCW-med-ElecDHW-ElecCDryer-Tier2-Top | DEER2016 | D16v1 | 2015-05-16 | Any | MFm | 2003 | CZ08 | rNCEH | Each | 1 | 538 | None | 302 | 0.0418 | 0 | 302 | 0.0418 | 0 | 302 | 0.0418 | 0 | 302 | 0.0418 | 0 |  |  | 1 |  | RE-Appl-EffCW-med-ElecDHW-ElecCDryer-Tier2-TopAnyMFm2003CZ08rNCEH
RE-Appl-EffCW-med-ElecDHW-ElecCDryer-Tier2-Top | DEER2016 | D16v1 | 2015-05-16 | Any | MFm | 2003 | CZ08 | rNCGF | Each | 1 | 538 | None | 307 | 0.0418 | -0.232 | 307 | 0.0418 | -0.232 | 307 | 0.0418 | -0.232 | 307 | 0.0418 | -0.232 |  |  | 1 |  | RE-Appl-EffCW-med-ElecDHW-ElecCDryer-Tier2-TopAnyMFm2003CZ08rNCGF
RE-Appl-EffCW-med-ElecDHW-ElecCDryer-Tier2-Top | DEER2016 | D16v1 | 2015-05-16 | Any | MFm | 2003 | CZ09 | rDXGF | Each | 1 | 499 | None | 315 | 0.0462 | -0.373 | 315 | 0.0462 | -0.373 | 315 | 0.0462 | -0.373 | 315 | 0.0462 | -0.373 |  |  | 1 |  | RE-Appl-EffCW-med-ElecDHW-ElecCDryer-Tier2-TopAnyMFm2003CZ09rDXGF
RE-Appl-EffCW-med-ElecDHW-ElecCDryer-Tier2-Top | DEER2016 | D16v1 | 2015-05-16 | Any | MFm | 2003 | CZ09 | rDXHP | Each | 1 | 499 | None | 311 | 0.0463 | 0 | 311 | 0.0463 | 0 | 311 | 0.0463 | 0 | 311 | 0.0463 | 0 |  |  | 1 |  | RE-Appl-EffCW-med-ElecDHW-ElecCDryer-Tier2-TopAnyMFm2003CZ09rDXHP
RE-Appl-EffCW-med-ElecDHW-ElecCDryer-Tier2-Top | DEER2016 | D16v1 | 2015-05-16 | Any | MFm | 2003 | CZ09 | rNCEH | Each | 1 | 499 | None | 298 | 0.0417 | 0 | 298 | 0.0417 | 0 | 298 | 0.0417 | 0 | 298 | 0.0417 | 0 |  |  | 1 |  | RE-Appl-EffCW-med-ElecDHW-ElecCDryer-Tier2-TopAnyMFm2003CZ09rNCEH
RE-Appl-EffCW-med-ElecDHW-ElecCDryer-Tier2-Top | DEER2016 | D16v1 | 2015-05-16 | Any | MFm | 2003 | CZ09 | rNCGF | Each | 1 | 499 | None | 306 | 0.0417 | -0.522 | 306 | 0.0417 | -0.522 | 306 | 0.0417 | -0.522 | 306 | 0.0417 | -0.522 |  |  | 1 |  | RE-Appl-EffCW-med-ElecDHW-ElecCDryer-Tier2-TopAnyMFm2003CZ09rNCGF
RE-Appl-EffCW-med-ElecDHW-ElecCDryer-Tier2-Top | DEER2016 | D16v1 | 2015-05-16 | Any | MFm | 2003 | CZ10 | rDXGF | Each | 1 | 474 | None | 314 | 0.0471 | -0.385 | 314 | 0.0471 | -0.385 | 314 | 0.0471 | -0.385 | 314 | 0.0471 | -0.385 |  |  | 1 |  | RE-Appl-EffCW-med-ElecDHW-ElecCDryer-Tier2-TopAnyMFm2003CZ10rDXGF
RE-Appl-EffCW-med-ElecDHW-ElecCDryer-Tier2-Top | DEER2016 | D16v1 | 2015-05-16 | Any | MFm | 2003 | CZ10 | rDXHP | Each | 1 | 474 | None | 310 | 0.0475 | 0 | 310 | 0.0475 | 0 | 310 | 0.0475 | 0 | 310 | 0.0475 | 0 |  |  | 1 |  | RE-Appl-EffCW-med-ElecDHW-ElecCDryer-Tier2-TopAnyMFm2003CZ10rDXHP
RE-Appl-EffCW-med-ElecDHW-ElecCDryer-Tier2-Top | DEER2016 | D16v1 | 2015-05-16 | Any | MFm | 2003 | CZ10 | rNCEH | Each | 1 | 474 | None | 299 | 0.0415 | 0 | 299 | 0.0415 | 0 | 299 | 0.0415 | 0 | 299 | 0.0415 | 0 |  |  | 1 |  | RE-Appl-EffCW-med-ElecDHW-ElecCDryer-Tier2-TopAnyMFm2003CZ10rNCEH
RE-Appl-EffCW-med-ElecDHW-ElecCDryer-Tier2-Top | DEER2016 | D16v1 | 2015-05-16 | Any | MFm | 2003 | CZ10 | rNCGF | Each | 1 | 474 | None | 306 | 0.0415 | -0.439 | 306 | 0.0415 | -0.439 | 306 | 0.0415 | -0.439 | 306 | 0.0415 | -0.439 |  |  | 1 |  | RE-Appl-EffCW-med-ElecDHW-ElecCDryer-Tier2-TopAnyMFm2003CZ10rNCGF
RE-Appl-EffCW-med-ElecDHW-ElecCDryer-Tier2-Top | DEER2016 | D16v1 | 2015-05-16 | Any | MFm | 2003 | CZ11 | rDXGF | Each | 1 | 474 | None | 318 | 0.0444 | -0.769 | 318 | 0.0444 | -0.769 | 318 | 0.0444 | -0.769 | 318 | 0.0444 | -0.769 |  |  | 1 |  | RE-Appl-EffCW-med-ElecDHW-ElecCDryer-Tier2-TopAnyMFm2003CZ11rDXGF
RE-Appl-EffCW-med-ElecDHW-ElecCDryer-Tier2-Top | DEER2016 | D16v1 | 2015-05-16 | Any | MFm | 2003 | CZ11 | rDXHP | Each | 1 | 474 | None | 310 | 0.0445 | 0 | 310 | 0.0445 | 0 | 310 | 0.0445 | 0 | 310 | 0.0445 | 0 |  |  | 1 |  | RE-Appl-EffCW-med-ElecDHW-ElecCDryer-Tier2-TopAnyMFm2003CZ11rDXHP
RE-Appl-EffCW-med-ElecDHW-ElecCDryer-Tier2-Top | DEER2016 | D16v1 | 2015-05-16 | Any | MFm | 2003 | CZ11 | rNCEH | Each | 1 | 474 | None | 294 | 0.0415 | 0 | 294 | 0.0415 | 0 | 294 | 0.0415 | 0 | 294 | 0.0415 | 0 |  |  | 1 |  | RE-Appl-EffCW-med-ElecDHW-ElecCDryer-Tier2-TopAnyMFm2003CZ11rNCEH
RE-Appl-EffCW-med-ElecDHW-ElecCDryer-Tier2-Top | DEER2016 | D16v1 | 2015-05-16 | Any | MFm | 2003 | CZ11 | rNCGF | Each | 1 | 474 | None | 307 | 0.0415 | -0.892 | 307 | 0.0415 | -0.892 | 307 | 0.0415 | -0.892 | 307 | 0.0415 | -0.892 |  |  | 1 |  | RE-Appl-EffCW-med-ElecDHW-ElecCDryer-Tier2-TopAnyMFm2003CZ11rNCGF
RE-Appl-EffCW-med-ElecDHW-ElecCDryer-Tier2-Top | DEER2016 | D16v1 | 2015-05-16 | Any | MFm | 2003 | CZ12 | rDXGF | Each | 1 | 474 | None | 318 | 0.0499 | -0.75 | 318 | 0.0499 | -0.75 | 318 | 0.0499 | -0.75 | 318 | 0.0499 | -0.75 |  |  | 1 |  | RE-Appl-EffCW-med-ElecDHW-ElecCDryer-Tier2-TopAnyMFm2003CZ12rDXGF
RE-Appl-EffCW-med-ElecDHW-ElecCDryer-Tier2-Top | DEER2016 | D16v1 | 2015-05-16 | Any | MFm | 2003 | CZ12 | rDXHP | Each | 1 | 474 | None | 310 | 0.053 | 0 | 310 | 0.053 | 0 | 310 | 0.053 | 0 | 310 | 0.053 | 0 |  |  | 1 |  | RE-Appl-EffCW-med-ElecDHW-ElecCDryer-Tier2-TopAnyMFm2003CZ12rDXHP
RE-Appl-EffCW-med-ElecDHW-ElecCDryer-Tier2-Top | DEER2016 | D16v1 | 2015-05-16 | Any | MFm | 2003 | CZ12 | rNCEH | Each | 1 | 474 | None | 297 | 0.0421 | 0 | 297 | 0.0421 | 0 | 297 | 0.0421 | 0 | 297 | 0.0421 | 0 |  |  | 1 |  | RE-Appl-EffCW-med-ElecDHW-ElecCDryer-Tier2-TopAnyMFm2003CZ12rNCEH
RE-Appl-EffCW-med-ElecDHW-ElecCDryer-Tier2-Top | DEER2016 | D16v1 | 2015-05-16 | Any | MFm | 2003 | CZ12 | rNCGF | Each | 1 | 474 | None | 309 | 0.0421 | -0.818 | 309 | 0.0421 | -0.818 | 309 | 0.0421 | -0.818 | 309 | 0.0421 | -0.818 |  |  | 1 |  | RE-Appl-EffCW-med-ElecDHW-ElecCDryer-Tier2-TopAnyMFm2003CZ12rNCGF
RE-Appl-EffCW-med-ElecDHW-ElecCDryer-Tier2-Top | DEER2016 | D16v1 | 2015-05-16 | Any | MFm | 2003 | CZ13 | rDXGF | Each | 1 | 474 | None | 317 | 0.0458 | -0.581 | 317 | 0.0458 | -0.581 | 317 | 0.0458 | -0.581 | 317 | 0.0458 | -0.581 |  |  | 1 |  | RE-Appl-EffCW-med-ElecDHW-ElecCDryer-Tier2-TopAnyMFm2003CZ13rDXGF
RE-Appl-EffCW-med-ElecDHW-ElecCDryer-Tier2-Top | DEER2016 | D16v1 | 2015-05-16 | Any | MFm | 2003 | CZ13 | rDXHP | Each | 1 | 474 | None | 311 | 0.0462 | 0 | 311 | 0.0462 | 0 | 311 | 0.0462 | 0 | 311 | 0.0462 | 0 |  |  | 1 |  | RE-Appl-EffCW-med-ElecDHW-ElecCDryer-Tier2-TopAnyMFm2003CZ13rDXHP
RE-Appl-EffCW-med-ElecDHW-ElecCDryer-Tier2-Top | DEER2016 | D16v1 | 2015-05-16 | Any | MFm | 2003 | CZ13 | rNCEH | Each | 1 | 474 | None | 296 | 0.0414 | 0 | 296 | 0.0414 | 0 | 296 | 0.0414 | 0 | 296 | 0.0414 | 0 |  |  | 1 |  | RE-Appl-EffCW-med-ElecDHW-ElecCDryer-Tier2-TopAnyMFm2003CZ13rNCEH
RE-Appl-EffCW-med-ElecDHW-ElecCDryer-Tier2-Top | DEER2016 | D16v1 | 2015-05-16 | Any | MFm | 2003 | CZ13 | rNCGF | Each | 1 | 474 | None | 306 | 0.0414 | -0.632 | 306 | 0.0414 | -0.632 | 306 | 0.0414 | -0.632 | 306 | 0.0414 | -0.632 |  |  | 1 |  | RE-Appl-EffCW-med-ElecDHW-ElecCDryer-Tier2-TopAnyMFm2003CZ13rNCGF
RE-Appl-EffCW-med-ElecDHW-ElecCDryer-Tier2-Top | DEER2016 | D16v1 | 2015-05-16 | Any | MFm | 2003 | CZ14 | rDXGF | Each | 1 | 487 | None | 318 | 0.0433 | -0.017 | 318 | 0.0433 | -0.017 | 318 | 0.0433 | -0.017 | 318 | 0.0433 | -0.017 |  |  | 1 |  | RE-Appl-EffCW-med-ElecDHW-ElecCDryer-Tier2-TopAnyMFm2003CZ14rDXGF
RE-Appl-EffCW-med-ElecDHW-ElecCDryer-Tier2-Top | DEER2016 | D16v1 | 2015-05-16 | Any | MFm | 2003 | CZ14 | rDXHP | Each | 1 | 487 | None | 318 | 0.0429 | 0 | 318 | 0.0429 | 0 | 318 | 0.0429 | 0 | 318 | 0.0429 | 0 |  |  | 1 |  | RE-Appl-EffCW-med-ElecDHW-ElecCDryer-Tier2-TopAnyMFm2003CZ14rDXHP
RE-Appl-EffCW-med-ElecDHW-ElecCDryer-Tier2-Top | DEER2016 | D16v1 | 2015-05-16 | Any | MFm | 2003 | CZ14 | rNCEH | Each | 1 | 487 | None | 303 | 0.0411 | 0 | 303 | 0.0411 | 0 | 303 | 0.0411 | 0 | 303 | 0.0411 | 0 |  |  | 1 |  | RE-Appl-EffCW-med-ElecDHW-ElecCDryer-Tier2-TopAnyMFm2003CZ14rNCEH
RE-Appl-EffCW-med-ElecDHW-ElecCDryer-Tier2-Top | DEER2016 | D16v1 | 2015-05-16 | Any | MFm | 2003 | CZ14 | rNCGF | Each | 1 | 487 | None | 308 | 0.0411 | -0.272 | 308 | 0.0411 | -0.272 | 308 | 0.0411 | -0.272 | 308 | 0.0411 | -0.272 |  |  | 1 |  | RE-Appl-EffCW-med-ElecDHW-ElecCDryer-Tier2-TopAnyMFm2003CZ14rNCGF
RE-Appl-EffCW-med-ElecDHW-ElecCDryer-Tier2-Top | DEER2016 | D16v1 | 2015-05-16 | Any | MFm | 2003 | CZ15 | rDXGF | Each | 1 | 487 | None | 304 | 0.0432 | -0.0352 | 304 | 0.0432 | -0.0352 | 304 | 0.0432 | -0.0352 | 304 | 0.0432 | -0.0352 |  |  | 1 |  | RE-Appl-EffCW-med-ElecDHW-ElecCDryer-Tier2-TopAnyMFm2003CZ15rDXGF
RE-Appl-EffCW-med-ElecDHW-ElecCDryer-Tier2-Top | DEER2016 | D16v1 | 2015-05-16 | Any | MFm | 2003 | CZ15 | rDXHP | Each | 1 | 487 | None | 304 | 0.0436 | 0 | 304 | 0.0436 | 0 | 304 | 0.0436 | 0 | 304 | 0.0436 | 0 |  |  | 1 |  | RE-Appl-EffCW-med-ElecDHW-ElecCDryer-Tier2-TopAnyMFm2003CZ15rDXHP
RE-Appl-EffCW-med-ElecDHW-ElecCDryer-Tier2-Top | DEER2016 | D16v1 | 2015-05-16 | Any | MFm | 2003 | CZ15 | rNCEH | Each | 1 | 487 | None | 293 | 0.0393 | 0 | 293 | 0.0393 | 0 | 293 | 0.0393 | 0 | 293 | 0.0393 | 0 |  |  | 1 |  | RE-Appl-EffCW-med-ElecDHW-ElecCDryer-Tier2-TopAnyMFm2003CZ15rNCEH
RE-Appl-EffCW-med-ElecDHW-ElecCDryer-Tier2-Top | DEER2016 | D16v1 | 2015-05-16 | Any | MFm | 2003 | CZ15 | rNCGF | Each | 1 | 487 | None | 295 | 0.0393 | -0.0671 | 295 | 0.0393 | -0.0671 | 295 | 0.0393 | -0.0671 | 295 | 0.0393 | -0.0671 |  |  | 1 |  | RE-Appl-EffCW-med-ElecDHW-ElecCDryer-Tier2-TopAnyMFm2003CZ15rNCGF
RE-Appl-EffCW-med-ElecDHW-ElecCDryer-Tier2-Top | DEER2016 | D16v1 | 2015-05-16 | Any | MFm | 2003 | CZ16 | rDXGF | Each | 1 | 441 | None | 329 | 0.0471 | -1.05 | 329 | 0.0471 | -1.05 | 329 | 0.0471 | -1.05 | 329 | 0.0471 | -1.05 |  |  | 1 |  | RE-Appl-EffCW-med-ElecDHW-ElecCDryer-Tier2-TopAnyMFm2003CZ16rDXGF
RE-Appl-EffCW-med-ElecDHW-ElecCDryer-Tier2-Top | DEER2016 | D16v1 | 2015-05-16 | Any | MFm | 2003 | CZ16 | rDXHP | Each | 1 | 441 | None | 316 | 0.0473 | 0 | 316 | 0.0473 | 0 | 316 | 0.0473 | 0 | 316 | 0.0473 | 0 |  |  | 1 |  | RE-Appl-EffCW-med-ElecDHW-ElecCDryer-Tier2-TopAnyMFm2003CZ16rDXHP
RE-Appl-EffCW-med-ElecDHW-ElecCDryer-Tier2-Top | DEER2016 | D16v1 | 2015-05-16 | Any | MFm | 2003 | CZ16 | rNCEH | Each | 1 | 441 | None | 300 | 0.0433 | 0 | 300 | 0.0433 | 0 | 300 | 0.0433 | 0 | 300 | 0.0433 | 0 |  |  | 1 |  | RE-Appl-EffCW-med-ElecDHW-ElecCDryer-Tier2-TopAnyMFm2003CZ16rNCEH
RE-Appl-EffCW-med-ElecDHW-ElecCDryer-Tier2-Top | DEER2016 | D16v1 | 2015-05-16 | Any | MFm | 2003 | CZ16 | rNCGF | Each | 1 | 441 | None | 319 | 0.0432 | -1.21 | 319 | 0.0432 | -1.21 | 319 | 0.0432 | -1.21 | 319 | 0.0432 | -1.21 |  |  | 1 |  | RE-Appl-EffCW-med-ElecDHW-ElecCDryer-Tier2-TopAnyMFm2003CZ16rNCGF
RE-Appl-EffCW-med-ElecDHW-ElecCDryer-Tier2-Top | DEER2016 | D16v1 | 2015-05-16 | Any | MFm | 2007 | CZ01 | rDXGF | Each | 1 | 441 | None | 321 | 0.0449 | -1.18 | 321 | 0.0449 | -1.18 | 321 | 0.0449 | -1.18 | 321 | 0.0449 | -1.18 |  |  | 1 |  | RE-Appl-EffCW-med-ElecDHW-ElecCDryer-Tier2-TopAnyMFm2007CZ01rDXGF
RE-Appl-EffCW-med-ElecDHW-ElecCDryer-Tier2-Top | DEER2016 | D16v1 | 2015-05-16 | Any | MFm | 2007 | CZ01 | rDXHP | Each | 1 | 441 | None | 312 | 0.0467 | 0 | 312 | 0.0467 | 0 | 312 | 0.0467 | 0 | 312 | 0.0467 | 0 |  |  | 1 |  | RE-Appl-EffCW-med-ElecDHW-ElecCDryer-Tier2-TopAnyMFm2007CZ01rDXHP
RE-Appl-EffCW-med-ElecDHW-ElecCDryer-Tier2-Top | DEER2016 | D16v1 | 2015-05-16 | Any | MFm | 2007 | CZ01 | rNCEH | Each | 1 | 441 | None | 293 | 0.0435 | 0 | 293 | 0.0435 | 0 | 293 | 0.0435 | 0 | 293 | 0.0435 | 0 |  |  | 1 |  | RE-Appl-EffCW-med-ElecDHW-ElecCDryer-Tier2-TopAnyMFm2007CZ01rNCEH
RE-Appl-EffCW-med-ElecDHW-ElecCDryer-Tier2-Top | DEER2016 | D16v1 | 2015-05-16 | Any | MFm | 2007 | CZ01 | rNCGF | Each | 1 | 441 | None | 319 | 0.0439 | -1.34 | 319 | 0.0439 | -1.34 | 319 | 0.0439 | -1.34 | 319 | 0.0439 | -1.34 |  |  | 1 |  | RE-Appl-EffCW-med-ElecDHW-ElecCDryer-Tier2-TopAnyMFm2007CZ01rNCGF
RE-Appl-EffCW-med-ElecDHW-ElecCDryer-Tier2-Top | DEER2016 | D16v1 | 2015-05-16 | Any | MFm | 2007 | CZ02 | rDXGF | Each | 1 | 474 | None | 317 | 0.0502 | -0.618 | 317 | 0.0502 | -0.618 | 317 | 0.0502 | -0.618 | 317 | 0.0502 | -0.618 |  |  | 1 |  | RE-Appl-EffCW-med-ElecDHW-ElecCDryer-Tier2-TopAnyMFm2007CZ02rDXGF
RE-Appl-EffCW-med-ElecDHW-ElecCDryer-Tier2-Top | DEER2016 | D16v1 | 2015-05-16 | Any | MFm | 2007 | CZ02 | rDXHP | Each | 1 | 474 | None | 311 | 0.0518 | 0 | 311 | 0.0518 | 0 | 311 | 0.0518 | 0 | 311 | 0.0518 | 0 |  |  | 1 |  | RE-Appl-EffCW-med-ElecDHW-ElecCDryer-Tier2-TopAnyMFm2007CZ02rDXHP
RE-Appl-EffCW-med-ElecDHW-ElecCDryer-Tier2-Top | DEER2016 | D16v1 | 2015-05-16 | Any | MFm | 2007 | CZ02 | rNCEH | Each | 1 | 474 | None | 301 | 0.043 | 0 | 301 | 0.043 | 0 | 301 | 0.043 | 0 | 301 | 0.043 | 0 |  |  | 1 |  | RE-Appl-EffCW-med-ElecDHW-ElecCDryer-Tier2-TopAnyMFm2007CZ02rNCEH
RE-Appl-EffCW-med-ElecDHW-ElecCDryer-Tier2-Top | DEER2016 | D16v1 | 2015-05-16 | Any | MFm | 2007 | CZ02 | rNCGF | Each | 1 | 474 | None | 313 | 0.0429 | -0.719 | 313 | 0.0429 | -0.719 | 313 | 0.0429 | -0.719 | 313 | 0.0429 | -0.719 |  |  | 1 |  | RE-Appl-EffCW-med-ElecDHW-ElecCDryer-Tier2-TopAnyMFm2007CZ02rNCGF
RE-Appl-EffCW-med-ElecDHW-ElecCDryer-Tier2-Top | DEER2016 | D16v1 | 2015-05-16 | Any | MFm | 2007 | CZ03 | rDXGF | Each | 1 | 441 | None | 314 | 0.0479 | -0.985 | 314 | 0.0479 | -0.985 | 314 | 0.0479 | -0.985 | 314 | 0.0479 | -0.985 |  |  | 1 |  | RE-Appl-EffCW-med-ElecDHW-ElecCDryer-Tier2-TopAnyMFm2007CZ03rDXGF
RE-Appl-EffCW-med-ElecDHW-ElecCDryer-Tier2-Top | DEER2016 | D16v1 | 2015-05-16 | Any | MFm | 2007 | CZ03 | rDXHP | Each | 1 | 441 | None | 307 | 0.0456 | 0 | 307 | 0.0456 | 0 | 307 | 0.0456 | 0 | 307 | 0.0456 | 0 |  |  | 1 |  | RE-Appl-EffCW-med-ElecDHW-ElecCDryer-Tier2-TopAnyMFm2007CZ03rDXHP
RE-Appl-EffCW-med-ElecDHW-ElecCDryer-Tier2-Top | DEER2016 | D16v1 | 2015-05-16 | Any | MFm | 2007 | CZ03 | rNCEH | Each | 1 | 441 | None | 297 | 0.0431 | 0 | 297 | 0.0431 | 0 | 297 | 0.0431 | 0 | 297 | 0.0431 | 0 |  |  | 1 |  | RE-Appl-EffCW-med-ElecDHW-ElecCDryer-Tier2-TopAnyMFm2007CZ03rNCEH
RE-Appl-EffCW-med-ElecDHW-ElecCDryer-Tier2-Top | DEER2016 | D16v1 | 2015-05-16 | Any | MFm | 2007 | CZ03 | rNCGF | Each | 1 | 441 | None | 313 | 0.0431 | -1.03 | 313 | 0.0431 | -1.03 | 313 | 0.0431 | -1.03 | 313 | 0.0431 | -1.03 |  |  | 1 |  | RE-Appl-EffCW-med-ElecDHW-ElecCDryer-Tier2-TopAnyMFm2007CZ03rNCGF
RE-Appl-EffCW-med-ElecDHW-ElecCDryer-Tier2-Top | DEER2016 | D16v1 | 2015-05-16 | Any | MFm | 2007 | CZ04 | rDXGF | Each | 1 | 441 | None | 317 | 0.0477 | -0.804 | 317 | 0.0477 | -0.804 | 317 | 0.0477 | -0.804 | 317 | 0.0477 | -0.804 |  |  | 1 |  | RE-Appl-EffCW-med-ElecDHW-ElecCDryer-Tier2-TopAnyMFm2007CZ04rDXGF
RE-Appl-EffCW-med-ElecDHW-ElecCDryer-Tier2-Top | DEER2016 | D16v1 | 2015-05-16 | Any | MFm | 2007 | CZ04 | rDXHP | Each | 1 | 441 | None | 311 | 0.0478 | 0 | 311 | 0.0478 | 0 | 311 | 0.0478 | 0 | 311 | 0.0478 | 0 |  |  | 1 |  | RE-Appl-EffCW-med-ElecDHW-ElecCDryer-Tier2-TopAnyMFm2007CZ04rDXHP
RE-Appl-EffCW-med-ElecDHW-ElecCDryer-Tier2-Top | DEER2016 | D16v1 | 2015-05-16 | Any | MFm | 2007 | CZ04 | rNCEH | Each | 1 | 441 | None | 298 | 0.0424 | 0 | 298 | 0.0424 | 0 | 298 | 0.0424 | 0 | 298 | 0.0424 | 0 |  |  | 1 |  | RE-Appl-EffCW-med-ElecDHW-ElecCDryer-Tier2-TopAnyMFm2007CZ04rNCEH
RE-Appl-EffCW-med-ElecDHW-ElecCDryer-Tier2-Top | DEER2016 | D16v1 | 2015-05-16 | Any | MFm | 2007 | CZ04 | rNCGF | Each | 1 | 441 | None | 311 | 0.0423 | -0.874 | 311 | 0.0423 | -0.874 | 311 | 0.0423 | -0.874 | 311 | 0.0423 | -0.874 |  |  | 1 |  | RE-Appl-EffCW-med-ElecDHW-ElecCDryer-Tier2-TopAnyMFm2007CZ04rNCGF
RE-Appl-EffCW-med-ElecDHW-ElecCDryer-Tier2-Top | DEER2016 | D16v1 | 2015-05-16 | Any | MFm | 2007 | CZ05 | rDXGF | Each | 1 | 441 | None | 316 | 0.0463 | -0.636 | 316 | 0.0463 | -0.636 | 316 | 0.0463 | -0.636 | 316 | 0.0463 | -0.636 |  |  | 1 |  | RE-Appl-EffCW-med-ElecDHW-ElecCDryer-Tier2-TopAnyMFm2007CZ05rDXGF
RE-Appl-EffCW-med-ElecDHW-ElecCDryer-Tier2-Top | DEER2016 | D16v1 | 2015-05-16 | Any | MFm | 2007 | CZ05 | rDXHP | Each | 1 | 441 | None | 311 | 0.0452 | 0 | 311 | 0.0452 | 0 | 311 | 0.0452 | 0 | 311 | 0.0452 | 0 |  |  | 1 |  | RE-Appl-EffCW-med-ElecDHW-ElecCDryer-Tier2-TopAnyMFm2007CZ05rDXHP
RE-Appl-EffCW-med-ElecDHW-ElecCDryer-Tier2-Top | DEER2016 | D16v1 | 2015-05-16 | Any | MFm | 2007 | CZ05 | rNCEH | Each | 1 | 441 | None | 302 | 0.0432 | 0 | 302 | 0.0432 | 0 | 302 | 0.0432 | 0 | 302 | 0.0432 | 0 |  |  | 1 |  | RE-Appl-EffCW-med-ElecDHW-ElecCDryer-Tier2-TopAnyMFm2007CZ05rNCEH
RE-Appl-EffCW-med-ElecDHW-ElecCDryer-Tier2-Top | DEER2016 | D16v1 | 2015-05-16 | Any | MFm | 2007 | CZ05 | rNCGF | Each | 1 | 441 | None | 315 | 0.0431 | -0.722 | 315 | 0.0431 | -0.722 | 315 | 0.0431 | -0.722 | 315 | 0.0431 | -0.722 |  |  | 1 |  | RE-Appl-EffCW-med-ElecDHW-ElecCDryer-Tier2-TopAnyMFm2007CZ05rNCGF
RE-Appl-EffCW-med-ElecDHW-ElecCDryer-Tier2-Top | DEER2016 | D16v1 | 2015-05-16 | Any | MFm | 2007 | CZ06 | rDXGF | Each | 1 | 538 | None | 315 | 0.0451 | 0.062 | 315 | 0.0451 | 0.062 | 315 | 0.0451 | 0.062 | 315 | 0.0451 | 0.062 |  |  | 1 |  | RE-Appl-EffCW-med-ElecDHW-ElecCDryer-Tier2-TopAnyMFm2007CZ06rDXGF
RE-Appl-EffCW-med-ElecDHW-ElecCDryer-Tier2-Top | DEER2016 | D16v1 | 2015-05-16 | Any | MFm | 2007 | CZ06 | rDXHP | Each | 1 | 538 | None | 314 | 0.0483 | 0 | 314 | 0.0483 | 0 | 314 | 0.0483 | 0 | 314 | 0.0483 | 0 |  |  | 1 |  | RE-Appl-EffCW-med-ElecDHW-ElecCDryer-Tier2-TopAnyMFm2007CZ06rDXHP
RE-Appl-EffCW-med-ElecDHW-ElecCDryer-Tier2-Top | DEER2016 | D16v1 | 2015-05-16 | Any | MFm | 2007 | CZ06 | rNCEH | Each | 1 | 538 | None | 304 | 0.0422 | 0 | 304 | 0.0422 | 0 | 304 | 0.0422 | 0 | 304 | 0.0422 | 0 |  |  | 1 |  | RE-Appl-EffCW-med-ElecDHW-ElecCDryer-Tier2-TopAnyMFm2007CZ06rNCEH
RE-Appl-EffCW-med-ElecDHW-ElecCDryer-Tier2-Top | DEER2016 | D16v1 | 2015-05-16 | Any | MFm | 2007 | CZ06 | rNCGF | Each | 1 | 538 | None | 309 | 0.0422 | -0.182 | 309 | 0.0422 | -0.182 | 309 | 0.0422 | -0.182 | 309 | 0.0422 | -0.182 |  |  | 1 |  | RE-Appl-EffCW-med-ElecDHW-ElecCDryer-Tier2-TopAnyMFm2007CZ06rNCGF
RE-Appl-EffCW-med-ElecDHW-ElecCDryer-Tier2-Top | DEER2016 | D16v1 | 2015-05-16 | Any | MFm | 2007 | CZ07 | rDXGF | Each | 1 | 538 | None | 312 | 0.0491 | 0.0334 | 312 | 0.0491 | 0.0334 | 312 | 0.0491 | 0.0334 | 312 | 0.0491 | 0.0334 |  |  | 1 |  | RE-Appl-EffCW-med-ElecDHW-ElecCDryer-Tier2-TopAnyMFm2007CZ07rDXGF
RE-Appl-EffCW-med-ElecDHW-ElecCDryer-Tier2-Top | DEER2016 | D16v1 | 2015-05-16 | Any | MFm | 2007 | CZ07 | rDXHP | Each | 1 | 538 | None | 312 | 0.0439 | 0 | 312 | 0.0439 | 0 | 312 | 0.0439 | 0 | 312 | 0.0439 | 0 |  |  | 1 |  | RE-Appl-EffCW-med-ElecDHW-ElecCDryer-Tier2-TopAnyMFm2007CZ07rDXHP
RE-Appl-EffCW-med-ElecDHW-ElecCDryer-Tier2-Top | DEER2016 | D16v1 | 2015-05-16 | Any | MFm | 2007 | CZ07 | rNCEH | Each | 1 | 538 | None | 305 | 0.0422 | 0 | 305 | 0.0422 | 0 | 305 | 0.0422 | 0 | 305 | 0.0422 | 0 |  |  | 1 |  | RE-Appl-EffCW-med-ElecDHW-ElecCDryer-Tier2-TopAnyMFm2007CZ07rNCEH
RE-Appl-EffCW-med-ElecDHW-ElecCDryer-Tier2-Top | DEER2016 | D16v1 | 2015-05-16 | Any | MFm | 2007 | CZ07 | rNCGF | Each | 1 | 538 | None | 308 | 0.0421 | -0.0547 | 308 | 0.0421 | -0.0547 | 308 | 0.0421 | -0.0547 | 308 | 0.0421 | -0.0547 |  |  | 1 |  | RE-Appl-EffCW-med-ElecDHW-ElecCDryer-Tier2-TopAnyMFm2007CZ07rNCGF
RE-Appl-EffCW-med-ElecDHW-ElecCDryer-Tier2-Top | DEER2016 | D16v1 | 2015-05-16 | Any | MFm | 2007 | CZ08 | rDXGF | Each | 1 | 538 | None | 317 | 0.045 | 0.028 | 317 | 0.045 | 0.028 | 317 | 0.045 | 0.028 | 317 | 0.045 | 0.028 |  |  | 1 |  | RE-Appl-EffCW-med-ElecDHW-ElecCDryer-Tier2-TopAnyMFm2007CZ08rDXGF
RE-Appl-EffCW-med-ElecDHW-ElecCDryer-Tier2-Top | DEER2016 | D16v1 | 2015-05-16 | Any | MFm | 2007 | CZ08 | rDXHP | Each | 1 | 538 | None | 315 | 0.0446 | 0 | 315 | 0.0446 | 0 | 315 | 0.0446 | 0 | 315 | 0.0446 | 0 |  |  | 1 |  | RE-Appl-EffCW-med-ElecDHW-ElecCDryer-Tier2-TopAnyMFm2007CZ08rDXHP
RE-Appl-EffCW-med-ElecDHW-ElecCDryer-Tier2-Top | DEER2016 | D16v1 | 2015-05-16 | Any | MFm | 2007 | CZ08 | rNCEH | Each | 1 | 538 | None | 302 | 0.0419 | 0 | 302 | 0.0419 | 0 | 302 | 0.0419 | 0 | 302 | 0.0419 | 0 |  |  | 1 |  | RE-Appl-EffCW-med-ElecDHW-ElecCDryer-Tier2-TopAnyMFm2007CZ08rNCEH
RE-Appl-EffCW-med-ElecDHW-ElecCDryer-Tier2-Top | DEER2016 | D16v1 | 2015-05-16 | Any | MFm | 2007 | CZ08 | rNCGF | Each | 1 | 538 | None | 307 | 0.0418 | -0.263 | 307 | 0.0418 | -0.263 | 307 | 0.0418 | -0.263 | 307 | 0.0418 | -0.263 |  |  | 1 |  | RE-Appl-EffCW-med-ElecDHW-ElecCDryer-Tier2-TopAnyMFm2007CZ08rNCGF
RE-Appl-EffCW-med-ElecDHW-ElecCDryer-Tier2-Top | DEER2016 | D16v1 | 2015-05-16 | Any | MFm | 2007 | CZ09 | rDXGF | Each | 1 | 499 | None | 314 | 0.0456 | -0.275 | 314 | 0.0456 | -0.275 | 314 | 0.0456 | -0.275 | 314 | 0.0456 | -0.275 |  |  | 1 |  | RE-Appl-EffCW-med-ElecDHW-ElecCDryer-Tier2-TopAnyMFm2007CZ09rDXGF
RE-Appl-EffCW-med-ElecDHW-ElecCDryer-Tier2-Top | DEER2016 | D16v1 | 2015-05-16 | Any | MFm | 2007 | CZ09 | rDXHP | Each | 1 | 499 | None | 311 | 0.0457 | 0 | 311 | 0.0457 | 0 | 311 | 0.0457 | 0 | 311 | 0.0457 | 0 |  |  | 1 |  | RE-Appl-EffCW-med-ElecDHW-ElecCDryer-Tier2-TopAnyMFm2007CZ09rDXHP
RE-Appl-EffCW-med-ElecDHW-ElecCDryer-Tier2-Top | DEER2016 | D16v1 | 2015-05-16 | Any | MFm | 2007 | CZ09 | rNCEH | Each | 1 | 499 | None | 299 | 0.0417 | 0 | 299 | 0.0417 | 0 | 299 | 0.0417 | 0 | 299 | 0.0417 | 0 |  |  | 1 |  | RE-Appl-EffCW-med-ElecDHW-ElecCDryer-Tier2-TopAnyMFm2007CZ09rNCEH
RE-Appl-EffCW-med-ElecDHW-ElecCDryer-Tier2-Top | DEER2016 | D16v1 | 2015-05-16 | Any | MFm | 2007 | CZ09 | rNCGF | Each | 1 | 499 | None | 307 | 0.0417 | -0.466 | 307 | 0.0417 | -0.466 | 307 | 0.0417 | -0.466 | 307 | 0.0417 | -0.466 |  |  | 1 |  | RE-Appl-EffCW-med-ElecDHW-ElecCDryer-Tier2-TopAnyMFm2007CZ09rNCGF
RE-Appl-EffCW-med-ElecDHW-ElecCDryer-Tier2-Top | DEER2016 | D16v1 | 2015-05-16 | Any | MFm | 2007 | CZ10 | rDXGF | Each | 1 | 474 | None | 315 | 0.0451 | -0.289 | 315 | 0.0451 | -0.289 | 315 | 0.0451 | -0.289 | 315 | 0.0451 | -0.289 |  |  | 1 |  | RE-Appl-EffCW-med-ElecDHW-ElecCDryer-Tier2-TopAnyMFm2007CZ10rDXGF
RE-Appl-EffCW-med-ElecDHW-ElecCDryer-Tier2-Top | DEER2016 | D16v1 | 2015-05-16 | Any | MFm | 2007 | CZ10 | rDXHP | Each | 1 | 474 | None | 312 | 0.0452 | 0 | 312 | 0.0452 | 0 | 312 | 0.0452 | 0 | 312 | 0.0452 | 0 |  |  | 1 |  | RE-Appl-EffCW-med-ElecDHW-ElecCDryer-Tier2-TopAnyMFm2007CZ10rDXHP
RE-Appl-EffCW-med-ElecDHW-ElecCDryer-Tier2-Top | DEER2016 | D16v1 | 2015-05-16 | Any | MFm | 2007 | CZ10 | rNCEH | Each | 1 | 474 | None | 300 | 0.0416 | 0 | 300 | 0.0416 | 0 | 300 | 0.0416 | 0 | 300 | 0.0416 | 0 |  |  | 1 |  | RE-Appl-EffCW-med-ElecDHW-ElecCDryer-Tier2-TopAnyMFm2007CZ10rNCEH
RE-Appl-EffCW-med-ElecDHW-ElecCDryer-Tier2-Top | DEER2016 | D16v1 | 2015-05-16 | Any | MFm | 2007 | CZ10 | rNCGF | Each | 1 | 474 | None | 306 | 0.0416 | -0.394 | 306 | 0.0416 | -0.394 | 306 | 0.0416 | -0.394 | 306 | 0.0416 | -0.394 |  |  | 1 |  | RE-Appl-EffCW-med-ElecDHW-ElecCDryer-Tier2-TopAnyMFm2007CZ10rNCGF
RE-Appl-EffCW-med-ElecDHW-ElecCDryer-Tier2-Top | DEER2016 | D16v1 | 2015-05-16 | Any | MFm | 2007 | CZ11 | rDXGF | Each | 1 | 474 | None | 318 | 0.0441 | -0.403 | 318 | 0.0441 | -0.403 | 318 | 0.0441 | -0.403 | 318 | 0.0441 | -0.403 |  |  | 1 |  | RE-Appl-EffCW-med-ElecDHW-ElecCDryer-Tier2-TopAnyMFm2007CZ11rDXGF
RE-Appl-EffCW-med-ElecDHW-ElecCDryer-Tier2-Top | DEER2016 | D16v1 | 2015-05-16 | Any | MFm | 2007 | CZ11 | rDXHP | Each | 1 | 474 | None | 313 | 0.0445 | 0 | 313 | 0.0445 | 0 | 313 | 0.0445 | 0 | 313 | 0.0445 | 0 |  |  | 1 |  | RE-Appl-EffCW-med-ElecDHW-ElecCDryer-Tier2-TopAnyMFm2007CZ11rDXHP
RE-Appl-EffCW-med-ElecDHW-ElecCDryer-Tier2-Top | DEER2016 | D16v1 | 2015-05-16 | Any | MFm | 2007 | CZ11 | rNCEH | Each | 1 | 474 | None | 296 | 0.0416 | 0 | 296 | 0.0416 | 0 | 296 | 0.0416 | 0 | 296 | 0.0416 | 0 |  |  | 1 |  | RE-Appl-EffCW-med-ElecDHW-ElecCDryer-Tier2-TopAnyMFm2007CZ11rNCEH
RE-Appl-EffCW-med-ElecDHW-ElecCDryer-Tier2-Top | DEER2016 | D16v1 | 2015-05-16 | Any | MFm | 2007 | CZ11 | rNCGF | Each | 1 | 474 | None | 307 | 0.0415 | -0.641 | 307 | 0.0415 | -0.641 | 307 | 0.0415 | -0.641 | 307 | 0.0415 | -0.641 |  |  | 1 |  | RE-Appl-EffCW-med-ElecDHW-ElecCDryer-Tier2-TopAnyMFm2007CZ11rNCGF
RE-Appl-EffCW-med-ElecDHW-ElecCDryer-Tier2-Top | DEER2016 | D16v1 | 2015-05-16 | Any | MFm | 2007 | CZ12 | rDXGF | Each | 1 | 474 | None | 319 | 0.0462 | -0.528 | 319 | 0.0462 | -0.528 | 319 | 0.0462 | -0.528 | 319 | 0.0462 | -0.528 |  |  | 1 |  | RE-Appl-EffCW-med-ElecDHW-ElecCDryer-Tier2-TopAnyMFm2007CZ12rDXGF
RE-Appl-EffCW-med-ElecDHW-ElecCDryer-Tier2-Top | DEER2016 | D16v1 | 2015-05-16 | Any | MFm | 2007 | CZ12 | rDXHP | Each | 1 | 474 | None | 314 | 0.0459 | 0 | 314 | 0.0459 | 0 | 314 | 0.0459 | 0 | 314 | 0.0459 | 0 |  |  | 1 |  | RE-Appl-EffCW-med-ElecDHW-ElecCDryer-Tier2-TopAnyMFm2007CZ12rDXHP
RE-Appl-EffCW-med-ElecDHW-ElecCDryer-Tier2-Top | DEER2016 | D16v1 | 2015-05-16 | Any | MFm | 2007 | CZ12 | rNCEH | Each | 1 | 474 | None | 299 | 0.0422 | 0 | 299 | 0.0422 | 0 | 299 | 0.0422 | 0 | 299 | 0.0422 | 0 |  |  | 1 |  | RE-Appl-EffCW-med-ElecDHW-ElecCDryer-Tier2-TopAnyMFm2007CZ12rNCEH
RE-Appl-EffCW-med-ElecDHW-ElecCDryer-Tier2-Top | DEER2016 | D16v1 | 2015-05-16 | Any | MFm | 2007 | CZ12 | rNCGF | Each | 1 | 474 | None | 309 | 0.0421 | -0.694 | 309 | 0.0421 | -0.694 | 309 | 0.0421 | -0.694 | 309 | 0.0421 | -0.694 |  |  | 1 |  | RE-Appl-EffCW-med-ElecDHW-ElecCDryer-Tier2-TopAnyMFm2007CZ12rNCGF
RE-Appl-EffCW-med-ElecDHW-ElecCDryer-Tier2-Top | DEER2016 | D16v1 | 2015-05-16 | Any | MFm | 2007 | CZ13 | rDXGF | Each | 1 | 474 | None | 316 | 0.0441 | -0.65 | 316 | 0.0441 | -0.65 | 316 | 0.0441 | -0.65 | 316 | 0.0441 | -0.65 |  |  | 1 |  | RE-Appl-EffCW-med-ElecDHW-ElecCDryer-Tier2-TopAnyMFm2007CZ13rDXGF
RE-Appl-EffCW-med-ElecDHW-ElecCDryer-Tier2-Top | DEER2016 | D16v1 | 2015-05-16 | Any | MFm | 2007 | CZ13 | rDXHP | Each | 1 | 474 | None | 310 | 0.0439 | 0 | 310 | 0.0439 | 0 | 310 | 0.0439 | 0 | 310 | 0.0439 | 0 |  |  | 1 |  | RE-Appl-EffCW-med-ElecDHW-ElecCDryer-Tier2-TopAnyMFm2007CZ13rDXHP
RE-Appl-EffCW-med-ElecDHW-ElecCDryer-Tier2-Top | DEER2016 | D16v1 | 2015-05-16 | Any | MFm | 2007 | CZ13 | rNCEH | Each | 1 | 474 | None | 295 | 0.0415 | 0 | 295 | 0.0415 | 0 | 295 | 0.0415 | 0 | 295 | 0.0415 | 0 |  |  | 1 |  | RE-Appl-EffCW-med-ElecDHW-ElecCDryer-Tier2-TopAnyMFm2007CZ13rNCEH
RE-Appl-EffCW-med-ElecDHW-ElecCDryer-Tier2-Top | DEER2016 | D16v1 | 2015-05-16 | Any | MFm | 2007 | CZ13 | rNCGF | Each | 1 | 474 | None | 306 | 0.0414 | -0.788 | 306 | 0.0414 | -0.788 | 306 | 0.0414 | -0.788 | 306 | 0.0414 | -0.788 |  |  | 1 |  | RE-Appl-EffCW-med-ElecDHW-ElecCDryer-Tier2-TopAnyMFm2007CZ13rNCGF
RE-Appl-EffCW-med-ElecDHW-ElecCDryer-Tier2-Top | DEER2016 | D16v1 | 2015-05-16 | Any | MFm | 2007 | CZ14 | rDXGF | Each | 1 | 487 | None | 317 | 0.0432 | -0.009 | 317 | 0.0432 | -0.009 | 317 | 0.0432 | -0.009 | 317 | 0.0432 | -0.009 |  |  | 1 |  | RE-Appl-EffCW-med-ElecDHW-ElecCDryer-Tier2-TopAnyMFm2007CZ14rDXGF
RE-Appl-EffCW-med-ElecDHW-ElecCDryer-Tier2-Top | DEER2016 | D16v1 | 2015-05-16 | Any | MFm | 2007 | CZ14 | rDXHP | Each | 1 | 487 | None | 315 | 0.0427 | 0 | 315 | 0.0427 | 0 | 315 | 0.0427 | 0 | 315 | 0.0427 | 0 |  |  | 1 |  | RE-Appl-EffCW-med-ElecDHW-ElecCDryer-Tier2-TopAnyMFm2007CZ14rDXHP
RE-Appl-EffCW-med-ElecDHW-ElecCDryer-Tier2-Top | DEER2016 | D16v1 | 2015-05-16 | Any | MFm | 2007 | CZ14 | rNCEH | Each | 1 | 487 | None | 303 | 0.0411 | 0 | 303 | 0.0411 | 0 | 303 | 0.0411 | 0 | 303 | 0.0411 | 0 |  |  | 1 |  | RE-Appl-EffCW-med-ElecDHW-ElecCDryer-Tier2-TopAnyMFm2007CZ14rNCEH
RE-Appl-EffCW-med-ElecDHW-ElecCDryer-Tier2-Top | DEER2016 | D16v1 | 2015-05-16 | Any | MFm | 2007 | CZ14 | rNCGF | Each | 1 | 487 | None | 308 | 0.0411 | -0.295 | 308 | 0.0411 | -0.295 | 308 | 0.0411 | -0.295 | 308 | 0.0411 | -0.295 |  |  | 1 |  | RE-Appl-EffCW-med-ElecDHW-ElecCDryer-Tier2-TopAnyMFm2007CZ14rNCGF
RE-Appl-EffCW-med-ElecDHW-ElecCDryer-Tier2-Top | DEER2016 | D16v1 | 2015-05-16 | Any | MFm | 2007 | CZ15 | rDXGF | Each | 1 | 487 | None | 303 | 0.0427 | -0.0087 | 303 | 0.0427 | -0.0087 | 303 | 0.0427 | -0.0087 | 303 | 0.0427 | -0.0087 |  |  | 1 |  | RE-Appl-EffCW-med-ElecDHW-ElecCDryer-Tier2-TopAnyMFm2007CZ15rDXGF
RE-Appl-EffCW-med-ElecDHW-ElecCDryer-Tier2-Top | DEER2016 | D16v1 | 2015-05-16 | Any | MFm | 2007 | CZ15 | rDXHP | Each | 1 | 487 | None | 302 | 0.0428 | 0 | 302 | 0.0428 | 0 | 302 | 0.0428 | 0 | 302 | 0.0428 | 0 |  |  | 1 |  | RE-Appl-EffCW-med-ElecDHW-ElecCDryer-Tier2-TopAnyMFm2007CZ15rDXHP
RE-Appl-EffCW-med-ElecDHW-ElecCDryer-Tier2-Top | DEER2016 | D16v1 | 2015-05-16 | Any | MFm | 2007 | CZ15 | rNCEH | Each | 1 | 487 | None | 294 | 0.0394 | 0 | 294 | 0.0394 | 0 | 294 | 0.0394 | 0 | 294 | 0.0394 | 0 |  |  | 1 |  | RE-Appl-EffCW-med-ElecDHW-ElecCDryer-Tier2-TopAnyMFm2007CZ15rNCEH
RE-Appl-EffCW-med-ElecDHW-ElecCDryer-Tier2-Top | DEER2016 | D16v1 | 2015-05-16 | Any | MFm | 2007 | CZ15 | rNCGF | Each | 1 | 487 | None | 295 | 0.0393 | -0.0535 | 295 | 0.0393 | -0.0535 | 295 | 0.0393 | -0.0535 | 295 | 0.0393 | -0.0535 |  |  | 1 |  | RE-Appl-EffCW-med-ElecDHW-ElecCDryer-Tier2-TopAnyMFm2007CZ15rNCGF
RE-Appl-EffCW-med-ElecDHW-ElecCDryer-Tier2-Top | DEER2016 | D16v1 | 2015-05-16 | Any | MFm | 2007 | CZ16 | rDXGF | Each | 1 | 441 | None | 330 | 0.0471 | -0.773 | 330 | 0.0471 | -0.773 | 330 | 0.0471 | -0.773 | 330 | 0.0471 | -0.773 |  |  | 1 |  | RE-Appl-EffCW-med-ElecDHW-ElecCDryer-Tier2-TopAnyMFm2007CZ16rDXGF
RE-Appl-EffCW-med-ElecDHW-ElecCDryer-Tier2-Top | DEER2016 | D16v1 | 2015-05-16 | Any | MFm | 2007 | CZ16 | rDXHP | Each | 1 | 441 | None | 321 | 0.0464 | 0 | 321 | 0.0464 | 0 | 321 | 0.0464 | 0 | 321 | 0.0464 | 0 |  |  | 1 |  | RE-Appl-EffCW-med-ElecDHW-ElecCDryer-Tier2-TopAnyMFm2007CZ16rDXHP
RE-Appl-EffCW-med-ElecDHW-ElecCDryer-Tier2-Top | DEER2016 | D16v1 | 2015-05-16 | Any | MFm | 2007 | CZ16 | rNCEH | Each | 1 | 441 | None | 301 | 0.0434 | 0 | 301 | 0.0434 | 0 | 301 | 0.0434 | 0 | 301 | 0.0434 | 0 |  |  | 1 |  | RE-Appl-EffCW-med-ElecDHW-ElecCDryer-Tier2-TopAnyMFm2007CZ16rNCEH
RE-Appl-EffCW-med-ElecDHW-ElecCDryer-Tier2-Top | DEER2016 | D16v1 | 2015-05-16 | Any | MFm | 2007 | CZ16 | rNCGF | Each | 1 | 441 | None | 319 | 0.0433 | -1.11 | 319 | 0.0433 | -1.11 | 319 | 0.0433 | -1.11 | 319 | 0.0433 | -1.11 |  |  | 1 |  | RE-Appl-EffCW-med-ElecDHW-ElecCDryer-Tier2-TopAnyMFm2007CZ16rNCGF
RE-Appl-EffCW-med-ElecDHW-ElecCDryer-Tier2-Top | DEER2016 | D16v1 | 2015-05-16 | Any | MFm | 2011 | CZ01 | rDXGF | Each | 1 | 441 | None | 322 | 0.0414 | -0.974 | 322 | 0.0414 | -0.974 | 322 | 0.0414 | -0.974 | 322 | 0.0414 | -0.974 |  |  | 1 |  | RE-Appl-EffCW-med-ElecDHW-ElecCDryer-Tier2-TopAnyMFm2011CZ01rDXGF
RE-Appl-EffCW-med-ElecDHW-ElecCDryer-Tier2-Top | DEER2016 | D16v1 | 2015-05-16 | Any | MFm | 2011 | CZ01 | rDXHP | Each | 1 | 441 | None | 314 | 0.0467 | 0 | 314 | 0.0467 | 0 | 314 | 0.0467 | 0 | 314 | 0.0467 | 0 |  |  | 1 |  | RE-Appl-EffCW-med-ElecDHW-ElecCDryer-Tier2-TopAnyMFm2011CZ01rDXHP
RE-Appl-EffCW-med-ElecDHW-ElecCDryer-Tier2-Top | DEER2016 | D16v1 | 2015-05-16 | Any | MFm | 2011 | CZ01 | rNCEH | Each | 1 | 441 | None | 296 | 0.0438 | 0 | 296 | 0.0438 | 0 | 296 | 0.0438 | 0 | 296 | 0.0438 | 0 |  |  | 1 |  | RE-Appl-EffCW-med-ElecDHW-ElecCDryer-Tier2-TopAnyMFm2011CZ01rNCEH
RE-Appl-EffCW-med-ElecDHW-ElecCDryer-Tier2-Top | DEER2016 | D16v1 | 2015-05-16 | Any | MFm | 2011 | CZ01 | rNCGF | Each | 1 | 441 | None | 319 | 0.0438 | -1.12 | 319 | 0.0438 | -1.12 | 319 | 0.0438 | -1.12 | 319 | 0.0438 | -1.12 |  |  | 1 |  | RE-Appl-EffCW-med-ElecDHW-ElecCDryer-Tier2-TopAnyMFm2011CZ01rNCGF
RE-Appl-EffCW-med-ElecDHW-ElecCDryer-Tier2-Top | DEER2016 | D16v1 | 2015-05-16 | Any | MFm | 2011 | CZ02 | rDXGF | Each | 1 | 474 | None | 317 | 0.0529 | -0.565 | 317 | 0.0529 | -0.565 | 317 | 0.0529 | -0.565 | 317 | 0.0529 | -0.565 |  |  | 1 |  | RE-Appl-EffCW-med-ElecDHW-ElecCDryer-Tier2-TopAnyMFm2011CZ02rDXGF
RE-Appl-EffCW-med-ElecDHW-ElecCDryer-Tier2-Top | DEER2016 | D16v1 | 2015-05-16 | Any | MFm | 2011 | CZ02 | rDXHP | Each | 1 | 474 | None | 311 | 0.0541 | 0 | 311 | 0.0541 | 0 | 311 | 0.0541 | 0 | 311 | 0.0541 | 0 |  |  | 1 |  | RE-Appl-EffCW-med-ElecDHW-ElecCDryer-Tier2-TopAnyMFm2011CZ02rDXHP
RE-Appl-EffCW-med-ElecDHW-ElecCDryer-Tier2-Top | DEER2016 | D16v1 | 2015-05-16 | Any | MFm | 2011 | CZ02 | rNCEH | Each | 1 | 474 | None | 302 | 0.043 | 0 | 302 | 0.043 | 0 | 302 | 0.043 | 0 | 302 | 0.043 | 0 |  |  | 1 |  | RE-Appl-EffCW-med-ElecDHW-ElecCDryer-Tier2-TopAnyMFm2011CZ02rNCEH
RE-Appl-EffCW-med-ElecDHW-ElecCDryer-Tier2-Top | DEER2016 | D16v1 | 2015-05-16 | Any | MFm | 2011 | CZ02 | rNCGF | Each | 1 | 474 | None | 313 | 0.0429 | -0.637 | 313 | 0.0429 | -0.637 | 313 | 0.0429 | -0.637 | 313 | 0.0429 | -0.637 |  |  | 1 |  | RE-Appl-EffCW-med-ElecDHW-ElecCDryer-Tier2-TopAnyMFm2011CZ02rNCGF
RE-Appl-EffCW-med-ElecDHW-ElecCDryer-Tier2-Top | DEER2016 | D16v1 | 2015-05-16 | Any | MFm | 2011 | CZ03 | rDXGF | Each | 1 | 441 | None | 315 | 0.0457 | -0.738 | 315 | 0.0457 | -0.738 | 315 | 0.0457 | -0.738 | 315 | 0.0457 | -0.738 |  |  | 1 |  | RE-Appl-EffCW-med-ElecDHW-ElecCDryer-Tier2-TopAnyMFm2011CZ03rDXGF
RE-Appl-EffCW-med-ElecDHW-ElecCDryer-Tier2-Top | DEER2016 | D16v1 | 2015-05-16 | Any | MFm | 2011 | CZ03 | rDXHP | Each | 1 | 441 | None | 309 | 0.0432 | 0 | 309 | 0.0432 | 0 | 309 | 0.0432 | 0 | 309 | 0.0432 | 0 |  |  | 1 |  | RE-Appl-EffCW-med-ElecDHW-ElecCDryer-Tier2-TopAnyMFm2011CZ03rDXHP
RE-Appl-EffCW-med-ElecDHW-ElecCDryer-Tier2-Top | DEER2016 | D16v1 | 2015-05-16 | Any | MFm | 2011 | CZ03 | rNCEH | Each | 1 | 441 | None | 301 | 0.0432 | 0 | 301 | 0.0432 | 0 | 301 | 0.0432 | 0 | 301 | 0.0432 | 0 |  |  | 1 |  | RE-Appl-EffCW-med-ElecDHW-ElecCDryer-Tier2-TopAnyMFm2011CZ03rNCEH
RE-Appl-EffCW-med-ElecDHW-ElecCDryer-Tier2-Top | DEER2016 | D16v1 | 2015-05-16 | Any | MFm | 2011 | CZ03 | rNCGF | Each | 1 | 441 | None | 314 | 0.043 | -0.796 | 314 | 0.043 | -0.796 | 314 | 0.043 | -0.796 | 314 | 0.043 | -0.796 |  |  | 1 |  | RE-Appl-EffCW-med-ElecDHW-ElecCDryer-Tier2-TopAnyMFm2011CZ03rNCGF
RE-Appl-EffCW-med-ElecDHW-ElecCDryer-Tier2-Top | DEER2016 | D16v1 | 2015-05-16 | Any | MFm | 2011 | CZ04 | rDXGF | Each | 1 | 441 | None | 319 | 0.0484 | -0.617 | 319 | 0.0484 | -0.617 | 319 | 0.0484 | -0.617 | 319 | 0.0484 | -0.617 |  |  | 1 |  | RE-Appl-EffCW-med-ElecDHW-ElecCDryer-Tier2-TopAnyMFm2011CZ04rDXGF
RE-Appl-EffCW-med-ElecDHW-ElecCDryer-Tier2-Top | DEER2016 | D16v1 | 2015-05-16 | Any | MFm | 2011 | CZ04 | rDXHP | Each | 1 | 441 | None | 313 | 0.0481 | 0 | 313 | 0.0481 | 0 | 313 | 0.0481 | 0 | 313 | 0.0481 | 0 |  |  | 1 |  | RE-Appl-EffCW-med-ElecDHW-ElecCDryer-Tier2-TopAnyMFm2011CZ04rDXHP
RE-Appl-EffCW-med-ElecDHW-ElecCDryer-Tier2-Top | DEER2016 | D16v1 | 2015-05-16 | Any | MFm | 2011 | CZ04 | rNCEH | Each | 1 | 441 | None | 300 | 0.0424 | 0 | 300 | 0.0424 | 0 | 300 | 0.0424 | 0 | 300 | 0.0424 | 0 |  |  | 1 |  | RE-Appl-EffCW-med-ElecDHW-ElecCDryer-Tier2-TopAnyMFm2011CZ04rNCEH
RE-Appl-EffCW-med-ElecDHW-ElecCDryer-Tier2-Top | DEER2016 | D16v1 | 2015-05-16 | Any | MFm | 2011 | CZ04 | rNCGF | Each | 1 | 441 | None | 311 | 0.0423 | -0.704 | 311 | 0.0423 | -0.704 | 311 | 0.0423 | -0.704 | 311 | 0.0423 | -0.704 |  |  | 1 |  | RE-Appl-EffCW-med-ElecDHW-ElecCDryer-Tier2-TopAnyMFm2011CZ04rNCGF
RE-Appl-EffCW-med-ElecDHW-ElecCDryer-Tier2-Top | DEER2016 | D16v1 | 2015-05-16 | Any | MFm | 2011 | CZ05 | rDXGF | Each | 1 | 441 | None | 316 | 0.0463 | -0.683 | 316 | 0.0463 | -0.683 | 316 | 0.0463 | -0.683 | 316 | 0.0463 | -0.683 |  |  | 1 |  | RE-Appl-EffCW-med-ElecDHW-ElecCDryer-Tier2-TopAnyMFm2011CZ05rDXGF
RE-Appl-EffCW-med-ElecDHW-ElecCDryer-Tier2-Top | DEER2016 | D16v1 | 2015-05-16 | Any | MFm | 2011 | CZ05 | rDXHP | Each | 1 | 441 | None | 310 | 0.0446 | 0 | 310 | 0.0446 | 0 | 310 | 0.0446 | 0 | 310 | 0.0446 | 0 |  |  | 1 |  | RE-Appl-EffCW-med-ElecDHW-ElecCDryer-Tier2-TopAnyMFm2011CZ05rDXHP
RE-Appl-EffCW-med-ElecDHW-ElecCDryer-Tier2-Top | DEER2016 | D16v1 | 2015-05-16 | Any | MFm | 2011 | CZ05 | rNCEH | Each | 1 | 441 | None | 302 | 0.0433 | 0 | 302 | 0.0433 | 0 | 302 | 0.0433 | 0 | 302 | 0.0433 | 0 |  |  | 1 |  | RE-Appl-EffCW-med-ElecDHW-ElecCDryer-Tier2-TopAnyMFm2011CZ05rNCEH
RE-Appl-EffCW-med-ElecDHW-ElecCDryer-Tier2-Top | DEER2016 | D16v1 | 2015-05-16 | Any | MFm | 2011 | CZ05 | rNCGF | Each | 1 | 441 | None | 315 | 0.0432 | -0.714 | 315 | 0.0432 | -0.714 | 315 | 0.0432 | -0.714 | 315 | 0.0432 | -0.714 |  |  | 1 |  | RE-Appl-EffCW-med-ElecDHW-ElecCDryer-Tier2-TopAnyMFm2011CZ05rNCGF
RE-Appl-EffCW-med-ElecDHW-ElecCDryer-Tier2-Top | DEER2016 | D16v1 | 2015-05-16 | Any | MFm | 2011 | CZ06 | rDXGF | Each | 1 | 538 | None | 313 | 0.0425 | 0.015 | 313 | 0.0425 | 0.015 | 313 | 0.0425 | 0.015 | 313 | 0.0425 | 0.015 |  |  | 1 |  | RE-Appl-EffCW-med-ElecDHW-ElecCDryer-Tier2-TopAnyMFm2011CZ06rDXGF
RE-Appl-EffCW-med-ElecDHW-ElecCDryer-Tier2-Top | DEER2016 | D16v1 | 2015-05-16 | Any | MFm | 2011 | CZ06 | rDXHP | Each | 1 | 538 | None | 312 | 0.0529 | 0 | 312 | 0.0529 | 0 | 312 | 0.0529 | 0 | 312 | 0.0529 | 0 |  |  | 1 |  | RE-Appl-EffCW-med-ElecDHW-ElecCDryer-Tier2-TopAnyMFm2011CZ06rDXHP
RE-Appl-EffCW-med-ElecDHW-ElecCDryer-Tier2-Top | DEER2016 | D16v1 | 2015-05-16 | Any | MFm | 2011 | CZ06 | rNCEH | Each | 1 | 538 | None | 304 | 0.0422 | 0 | 304 | 0.0422 | 0 | 304 | 0.0422 | 0 | 304 | 0.0422 | 0 |  |  | 1 |  | RE-Appl-EffCW-med-ElecDHW-ElecCDryer-Tier2-TopAnyMFm2011CZ06rNCEH
RE-Appl-EffCW-med-ElecDHW-ElecCDryer-Tier2-Top | DEER2016 | D16v1 | 2015-05-16 | Any | MFm | 2011 | CZ06 | rNCGF | Each | 1 | 538 | None | 309 | 0.0422 | -0.19 | 309 | 0.0422 | -0.19 | 309 | 0.0422 | -0.19 | 309 | 0.0422 | -0.19 |  |  | 1 |  | RE-Appl-EffCW-med-ElecDHW-ElecCDryer-Tier2-TopAnyMFm2011CZ06rNCGF
RE-Appl-EffCW-med-ElecDHW-ElecCDryer-Tier2-Top | DEER2016 | D16v1 | 2015-05-16 | Any | MFm | 2011 | CZ07 | rDXGF | Each | 1 | 538 | None | 313 | 0.0473 | 0.0655 | 313 | 0.0473 | 0.0655 | 313 | 0.0473 | 0.0655 | 313 | 0.0473 | 0.0655 |  |  | 1 |  | RE-Appl-EffCW-med-ElecDHW-ElecCDryer-Tier2-TopAnyMFm2011CZ07rDXGF
RE-Appl-EffCW-med-ElecDHW-ElecCDryer-Tier2-Top | DEER2016 | D16v1 | 2015-05-16 | Any | MFm | 2011 | CZ07 | rDXHP | Each | 1 | 538 | None | 312 | 0.0472 | 0 | 312 | 0.0472 | 0 | 312 | 0.0472 | 0 | 312 | 0.0472 | 0 |  |  | 1 |  | RE-Appl-EffCW-med-ElecDHW-ElecCDryer-Tier2-TopAnyMFm2011CZ07rDXHP
RE-Appl-EffCW-med-ElecDHW-ElecCDryer-Tier2-Top | DEER2016 | D16v1 | 2015-05-16 | Any | MFm | 2011 | CZ07 | rNCEH | Each | 1 | 538 | None | 307 | 0.0422 | 0 | 307 | 0.0422 | 0 | 307 | 0.0422 | 0 | 307 | 0.0422 | 0 |  |  | 1 |  | RE-Appl-EffCW-med-ElecDHW-ElecCDryer-Tier2-TopAnyMFm2011CZ07rNCEH
RE-Appl-EffCW-med-ElecDHW-ElecCDryer-Tier2-Top | DEER2016 | D16v1 | 2015-05-16 | Any | MFm | 2011 | CZ07 | rNCGF | Each | 1 | 538 | None | 308 | 0.0421 | 0.0026 | 308 | 0.0421 | 0.0026 | 308 | 0.0421 | 0.0026 | 308 | 0.0421 | 0.0026 |  |  | 1 |  | RE-Appl-EffCW-med-ElecDHW-ElecCDryer-Tier2-TopAnyMFm2011CZ07rNCGF
RE-Appl-EffCW-med-ElecDHW-ElecCDryer-Tier2-Top | DEER2016 | D16v1 | 2015-05-16 | Any | MFm | 2011 | CZ08 | rDXGF | Each | 1 | 538 | None | 317 | 0.0451 | 0.089 | 317 | 0.0451 | 0.089 | 317 | 0.0451 | 0.089 | 317 | 0.0451 | 0.089 |  |  | 1 |  | RE-Appl-EffCW-med-ElecDHW-ElecCDryer-Tier2-TopAnyMFm2011CZ08rDXGF
RE-Appl-EffCW-med-ElecDHW-ElecCDryer-Tier2-Top | DEER2016 | D16v1 | 2015-05-16 | Any | MFm | 2011 | CZ08 | rDXHP | Each | 1 | 538 | None | 317 | 0.0454 | 0 | 317 | 0.0454 | 0 | 317 | 0.0454 | 0 | 317 | 0.0454 | 0 |  |  | 1 |  | RE-Appl-EffCW-med-ElecDHW-ElecCDryer-Tier2-TopAnyMFm2011CZ08rDXHP
RE-Appl-EffCW-med-ElecDHW-ElecCDryer-Tier2-Top | DEER2016 | D16v1 | 2015-05-16 | Any | MFm | 2011 | CZ08 | rNCEH | Each | 1 | 538 | None | 303 | 0.0419 | 0 | 303 | 0.0419 | 0 | 303 | 0.0419 | 0 | 303 | 0.0419 | 0 |  |  | 1 |  | RE-Appl-EffCW-med-ElecDHW-ElecCDryer-Tier2-TopAnyMFm2011CZ08rNCEH
RE-Appl-EffCW-med-ElecDHW-ElecCDryer-Tier2-Top | DEER2016 | D16v1 | 2015-05-16 | Any | MFm | 2011 | CZ08 | rNCGF | Each | 1 | 538 | None | 307 | 0.0419 | -0.173 | 307 | 0.0419 | -0.173 | 307 | 0.0419 | -0.173 | 307 | 0.0419 | -0.173 |  |  | 1 |  | RE-Appl-EffCW-med-ElecDHW-ElecCDryer-Tier2-TopAnyMFm2011CZ08rNCGF
RE-Appl-EffCW-med-ElecDHW-ElecCDryer-Tier2-Top | DEER2016 | D16v1 | 2015-05-16 | Any | MFm | 2011 | CZ09 | rDXGF | Each | 1 | 499 | None | 315 | 0.0457 | -0.174 | 315 | 0.0457 | -0.174 | 315 | 0.0457 | -0.174 | 315 | 0.0457 | -0.174 |  |  | 1 |  | RE-Appl-EffCW-med-ElecDHW-ElecCDryer-Tier2-TopAnyMFm2011CZ09rDXGF
RE-Appl-EffCW-med-ElecDHW-ElecCDryer-Tier2-Top | DEER2016 | D16v1 | 2015-05-16 | Any | MFm | 2011 | CZ09 | rDXHP | Each | 1 | 499 | None | 312 | 0.0459 | 0 | 312 | 0.0459 | 0 | 312 | 0.0459 | 0 | 312 | 0.0459 | 0 |  |  | 1 |  | RE-Appl-EffCW-med-ElecDHW-ElecCDryer-Tier2-TopAnyMFm2011CZ09rDXHP
RE-Appl-EffCW-med-ElecDHW-ElecCDryer-Tier2-Top | DEER2016 | D16v1 | 2015-05-16 | Any | MFm | 2011 | CZ09 | rNCEH | Each | 1 | 499 | None | 301 | 0.0418 | 0 | 301 | 0.0418 | 0 | 301 | 0.0418 | 0 | 301 | 0.0418 | 0 |  |  | 1 |  | RE-Appl-EffCW-med-ElecDHW-ElecCDryer-Tier2-TopAnyMFm2011CZ09rNCEH
RE-Appl-EffCW-med-ElecDHW-ElecCDryer-Tier2-Top | DEER2016 | D16v1 | 2015-05-16 | Any | MFm | 2011 | CZ09 | rNCGF | Each | 1 | 499 | None | 307 | 0.0417 | -0.341 | 307 | 0.0417 | -0.341 | 307 | 0.0417 | -0.341 | 307 | 0.0417 | -0.341 |  |  | 1 |  | RE-Appl-EffCW-med-ElecDHW-ElecCDryer-Tier2-TopAnyMFm2011CZ09rNCGF
RE-Appl-EffCW-med-ElecDHW-ElecCDryer-Tier2-Top | DEER2016 | D16v1 | 2015-05-16 | Any | MFm | 2011 | CZ10 | rDXGF | Each | 1 | 474 | None | 315 | 0.0453 | -0.218 | 315 | 0.0453 | -0.218 | 315 | 0.0453 | -0.218 | 315 | 0.0453 | -0.218 |  |  | 1 |  | RE-Appl-EffCW-med-ElecDHW-ElecCDryer-Tier2-TopAnyMFm2011CZ10rDXGF
RE-Appl-EffCW-med-ElecDHW-ElecCDryer-Tier2-Top | DEER2016 | D16v1 | 2015-05-16 | Any | MFm | 2011 | CZ10 | rDXHP | Each | 1 | 474 | None | 313 | 0.0455 | 0 | 313 | 0.0455 | 0 | 313 | 0.0455 | 0 | 313 | 0.0455 | 0 |  |  | 1 |  | RE-Appl-EffCW-med-ElecDHW-ElecCDryer-Tier2-TopAnyMFm2011CZ10rDXHP
RE-Appl-EffCW-med-ElecDHW-ElecCDryer-Tier2-Top | DEER2016 | D16v1 | 2015-05-16 | Any | MFm | 2011 | CZ10 | rNCEH | Each | 1 | 474 | None | 301 | 0.0416 | 0 | 301 | 0.0416 | 0 | 301 | 0.0416 | 0 | 301 | 0.0416 | 0 |  |  | 1 |  | RE-Appl-EffCW-med-ElecDHW-ElecCDryer-Tier2-TopAnyMFm2011CZ10rNCEH
RE-Appl-EffCW-med-ElecDHW-ElecCDryer-Tier2-Top | DEER2016 | D16v1 | 2015-05-16 | Any | MFm | 2011 | CZ10 | rNCGF | Each | 1 | 474 | None | 306 | 0.0416 | -0.315 | 306 | 0.0416 | -0.315 | 306 | 0.0416 | -0.315 | 306 | 0.0416 | -0.315 |  |  | 1 |  | RE-Appl-EffCW-med-ElecDHW-ElecCDryer-Tier2-TopAnyMFm2011CZ10rNCGF
RE-Appl-EffCW-med-ElecDHW-ElecCDryer-Tier2-Top | DEER2016 | D16v1 | 2015-05-16 | Any | MFm | 2011 | CZ11 | rDXGF | Each | 1 | 474 | None | 319 | 0.0446 | -0.338 | 319 | 0.0446 | -0.338 | 319 | 0.0446 | -0.338 | 319 | 0.0446 | -0.338 |  |  | 1 |  | RE-Appl-EffCW-med-ElecDHW-ElecCDryer-Tier2-TopAnyMFm2011CZ11rDXGF
RE-Appl-EffCW-med-ElecDHW-ElecCDryer-Tier2-Top | DEER2016 | D16v1 | 2015-05-16 | Any | MFm | 2011 | CZ11 | rDXHP | Each | 1 | 474 | None | 314 | 0.0441 | 0 | 314 | 0.0441 | 0 | 314 | 0.0441 | 0 | 314 | 0.0441 | 0 |  |  | 1 |  | RE-Appl-EffCW-med-ElecDHW-ElecCDryer-Tier2-TopAnyMFm2011CZ11rDXHP
RE-Appl-EffCW-med-ElecDHW-ElecCDryer-Tier2-Top | DEER2016 | D16v1 | 2015-05-16 | Any | MFm | 2011 | CZ11 | rNCEH | Each | 1 | 474 | None | 297 | 0.0416 | 0 | 297 | 0.0416 | 0 | 297 | 0.0416 | 0 | 297 | 0.0416 | 0 |  |  | 1 |  | RE-Appl-EffCW-med-ElecDHW-ElecCDryer-Tier2-TopAnyMFm2011CZ11rNCEH
RE-Appl-EffCW-med-ElecDHW-ElecCDryer-Tier2-Top | DEER2016 | D16v1 | 2015-05-16 | Any | MFm | 2011 | CZ11 | rNCGF | Each | 1 | 474 | None | 307 | 0.0416 | -0.59 | 307 | 0.0416 | -0.59 | 307 | 0.0416 | -0.59 | 307 | 0.0416 | -0.59 |  |  | 1 |  | RE-Appl-EffCW-med-ElecDHW-ElecCDryer-Tier2-TopAnyMFm2011CZ11rNCGF
RE-Appl-EffCW-med-ElecDHW-ElecCDryer-Tier2-Top | DEER2016 | D16v1 | 2015-05-16 | Any | MFm | 2011 | CZ12 | rDXGF | Each | 1 | 474 | None | 319 | 0.0462 | -0.442 | 319 | 0.0462 | -0.442 | 319 | 0.0462 | -0.442 | 319 | 0.0462 | -0.442 |  |  | 1 |  | RE-Appl-EffCW-med-ElecDHW-ElecCDryer-Tier2-TopAnyMFm2011CZ12rDXGF
RE-Appl-EffCW-med-ElecDHW-ElecCDryer-Tier2-Top | DEER2016 | D16v1 | 2015-05-16 | Any | MFm | 2011 | CZ12 | rDXHP | Each | 1 | 474 | None | 315 | 0.0463 | 0 | 315 | 0.0463 | 0 | 315 | 0.0463 | 0 | 315 | 0.0463 | 0 |  |  | 1 |  | RE-Appl-EffCW-med-ElecDHW-ElecCDryer-Tier2-TopAnyMFm2011CZ12rDXHP
RE-Appl-EffCW-med-ElecDHW-ElecCDryer-Tier2-Top | DEER2016 | D16v1 | 2015-05-16 | Any | MFm | 2011 | CZ12 | rNCEH | Each | 1 | 474 | None | 300 | 0.0422 | 0 | 300 | 0.0422 | 0 | 300 | 0.0422 | 0 | 300 | 0.0422 | 0 |  |  | 1 |  | RE-Appl-EffCW-med-ElecDHW-ElecCDryer-Tier2-TopAnyMFm2011CZ12rNCEH
RE-Appl-EffCW-med-ElecDHW-ElecCDryer-Tier2-Top | DEER2016 | D16v1 | 2015-05-16 | Any | MFm | 2011 | CZ12 | rNCGF | Each | 1 | 474 | None | 310 | 0.0422 | -0.627 | 310 | 0.0422 | -0.627 | 310 | 0.0422 | -0.627 | 310 | 0.0422 | -0.627 |  |  | 1 |  | RE-Appl-EffCW-med-ElecDHW-ElecCDryer-Tier2-TopAnyMFm2011CZ12rNCGF
RE-Appl-EffCW-med-ElecDHW-ElecCDryer-Tier2-Top | DEER2016 | D16v1 | 2015-05-16 | Any | MFm | 2011 | CZ13 | rDXGF | Each | 1 | 474 | None | 317 | 0.0447 | -0.55 | 317 | 0.0447 | -0.55 | 317 | 0.0447 | -0.55 | 317 | 0.0447 | -0.55 |  |  | 1 |  | RE-Appl-EffCW-med-ElecDHW-ElecCDryer-Tier2-TopAnyMFm2011CZ13rDXGF
RE-Appl-EffCW-med-ElecDHW-ElecCDryer-Tier2-Top | DEER2016 | D16v1 | 2015-05-16 | Any | MFm | 2011 | CZ13 | rDXHP | Each | 1 | 474 | None | 312 | 0.0447 | 0 | 312 | 0.0447 | 0 | 312 | 0.0447 | 0 | 312 | 0.0447 | 0 |  |  | 1 |  | RE-Appl-EffCW-med-ElecDHW-ElecCDryer-Tier2-TopAnyMFm2011CZ13rDXHP
RE-Appl-EffCW-med-ElecDHW-ElecCDryer-Tier2-Top | DEER2016 | D16v1 | 2015-05-16 | Any | MFm | 2011 | CZ13 | rNCEH | Each | 1 | 474 | None | 296 | 0.0415 | 0 | 296 | 0.0415 | 0 | 296 | 0.0415 | 0 | 296 | 0.0415 | 0 |  |  | 1 |  | RE-Appl-EffCW-med-ElecDHW-ElecCDryer-Tier2-TopAnyMFm2011CZ13rNCEH
RE-Appl-EffCW-med-ElecDHW-ElecCDryer-Tier2-Top | DEER2016 | D16v1 | 2015-05-16 | Any | MFm | 2011 | CZ13 | rNCGF | Each | 1 | 474 | None | 306 | 0.0414 | -0.701 | 306 | 0.0414 | -0.701 | 306 | 0.0414 | -0.701 | 306 | 0.0414 | -0.701 |  |  | 1 |  | RE-Appl-EffCW-med-ElecDHW-ElecCDryer-Tier2-TopAnyMFm2011CZ13rNCGF
RE-Appl-EffCW-med-ElecDHW-ElecCDryer-Tier2-Top | DEER2016 | D16v1 | 2015-05-16 | Any | MFm | 2011 | CZ14 | rDXGF | Each | 1 | 487 | None | 317 | 0.0434 | 0.057 | 317 | 0.0434 | 0.057 | 317 | 0.0434 | 0.057 | 317 | 0.0434 | 0.057 |  |  | 1 |  | RE-Appl-EffCW-med-ElecDHW-ElecCDryer-Tier2-TopAnyMFm2011CZ14rDXGF
RE-Appl-EffCW-med-ElecDHW-ElecCDryer-Tier2-Top | DEER2016 | D16v1 | 2015-05-16 | Any | MFm | 2011 | CZ14 | rDXHP | Each | 1 | 487 | None | 317 | 0.0429 | 0 | 317 | 0.0429 | 0 | 317 | 0.0429 | 0 | 317 | 0.0429 | 0 |  |  | 1 |  | RE-Appl-EffCW-med-ElecDHW-ElecCDryer-Tier2-TopAnyMFm2011CZ14rDXHP
RE-Appl-EffCW-med-ElecDHW-ElecCDryer-Tier2-Top | DEER2016 | D16v1 | 2015-05-16 | Any | MFm | 2011 | CZ14 | rNCEH | Each | 1 | 487 | None | 304 | 0.0411 | 0 | 304 | 0.0411 | 0 | 304 | 0.0411 | 0 | 304 | 0.0411 | 0 |  |  | 1 |  | RE-Appl-EffCW-med-ElecDHW-ElecCDryer-Tier2-TopAnyMFm2011CZ14rNCEH
RE-Appl-EffCW-med-ElecDHW-ElecCDryer-Tier2-Top | DEER2016 | D16v1 | 2015-05-16 | Any | MFm | 2011 | CZ14 | rNCGF | Each | 1 | 487 | None | 308 | 0.0411 | -0.257 | 308 | 0.0411 | -0.257 | 308 | 0.0411 | -0.257 | 308 | 0.0411 | -0.257 |  |  | 1 |  | RE-Appl-EffCW-med-ElecDHW-ElecCDryer-Tier2-TopAnyMFm2011CZ14rNCGF
RE-Appl-EffCW-med-ElecDHW-ElecCDryer-Tier2-Top | DEER2016 | D16v1 | 2015-05-16 | Any | MFm | 2011 | CZ15 | rDXGF | Each | 1 | 487 | None | 303 | 0.0427 | -0.0022 | 303 | 0.0427 | -0.0022 | 303 | 0.0427 | -0.0022 | 303 | 0.0427 | -0.0022 |  |  | 1 |  | RE-Appl-EffCW-med-ElecDHW-ElecCDryer-Tier2-TopAnyMFm2011CZ15rDXGF
RE-Appl-EffCW-med-ElecDHW-ElecCDryer-Tier2-Top | DEER2016 | D16v1 | 2015-05-16 | Any | MFm | 2011 | CZ15 | rDXHP | Each | 1 | 487 | None | 303 | 0.0429 | 0 | 303 | 0.0429 | 0 | 303 | 0.0429 | 0 | 303 | 0.0429 | 0 |  |  | 1 |  | RE-Appl-EffCW-med-ElecDHW-ElecCDryer-Tier2-TopAnyMFm2011CZ15rDXHP
RE-Appl-EffCW-med-ElecDHW-ElecCDryer-Tier2-Top | DEER2016 | D16v1 | 2015-05-16 | Any | MFm | 2011 | CZ15 | rNCEH | Each | 1 | 487 | None | 294 | 0.0394 | 0 | 294 | 0.0394 | 0 | 294 | 0.0394 | 0 | 294 | 0.0394 | 0 |  |  | 1 |  | RE-Appl-EffCW-med-ElecDHW-ElecCDryer-Tier2-TopAnyMFm2011CZ15rNCEH
RE-Appl-EffCW-med-ElecDHW-ElecCDryer-Tier2-Top | DEER2016 | D16v1 | 2015-05-16 | Any | MFm | 2011 | CZ15 | rNCGF | Each | 1 | 487 | None | 295 | 0.0393 | -0.0363 | 295 | 0.0393 | -0.0363 | 295 | 0.0393 | -0.0363 | 295 | 0.0393 | -0.0363 |  |  | 1 |  | RE-Appl-EffCW-med-ElecDHW-ElecCDryer-Tier2-TopAnyMFm2011CZ15rNCGF
RE-Appl-EffCW-med-ElecDHW-ElecCDryer-Tier2-Top | DEER2016 | D16v1 | 2015-05-16 | Any | MFm | 2011 | CZ16 | rDXGF | Each | 1 | 441 | None | 331 | 0.0464 | -0.641 | 331 | 0.0464 | -0.641 | 331 | 0.0464 | -0.641 | 331 | 0.0464 | -0.641 |  |  | 1 |  | RE-Appl-EffCW-med-ElecDHW-ElecCDryer-Tier2-TopAnyMFm2011CZ16rDXGF
RE-Appl-EffCW-med-ElecDHW-ElecCDryer-Tier2-Top | DEER2016 | D16v1 | 2015-05-16 | Any | MFm | 2011 | CZ16 | rDXHP | Each | 1 | 441 | None | 322 | 0.0469 | 0 | 322 | 0.0469 | 0 | 322 | 0.0469 | 0 | 322 | 0.0469 | 0 |  |  | 1 |  | RE-Appl-EffCW-med-ElecDHW-ElecCDryer-Tier2-TopAnyMFm2011CZ16rDXHP
RE-Appl-EffCW-med-ElecDHW-ElecCDryer-Tier2-Top | DEER2016 | D16v1 | 2015-05-16 | Any | MFm | 2011 | CZ16 | rNCEH | Each | 1 | 441 | None | 303 | 0.0434 | 0 | 303 | 0.0434 | 0 | 303 | 0.0434 | 0 | 303 | 0.0434 | 0 |  |  | 1 |  | RE-Appl-EffCW-med-ElecDHW-ElecCDryer-Tier2-TopAnyMFm2011CZ16rNCEH
RE-Appl-EffCW-med-ElecDHW-ElecCDryer-Tier2-Top | DEER2016 | D16v1 | 2015-05-16 | Any | MFm | 2011 | CZ16 | rNCGF | Each | 1 | 441 | None | 319 | 0.0433 | -1.01 | 319 | 0.0433 | -1.01 | 319 | 0.0433 | -1.01 | 319 | 0.0433 | -1.01 |  |  | 1 |  | RE-Appl-EffCW-med-ElecDHW-ElecCDryer-Tier2-TopAnyMFm2011CZ16rNCGF
RE-Appl-EffCW-med-ElecDHW-ElecCDryer-Tier2-Top | DEER2016 | D16v1 | 2015-05-16 | Any | MFm | 2014 | CZ01 | rDXGF | Each | 1 | 441 | None | 323 | 0.0442 | -0.652 | 323 | 0.0442 | -0.652 | 323 | 0.0442 | -0.652 | 323 | 0.0442 | -0.652 |  |  | 1 |  | RE-Appl-EffCW-med-ElecDHW-ElecCDryer-Tier2-TopAnyMFm2014CZ01rDXGF
RE-Appl-EffCW-med-ElecDHW-ElecCDryer-Tier2-Top | DEER2016 | D16v1 | 2015-05-16 | Any | MFm | 2014 | CZ01 | rDXHP | Each | 1 | 441 | None | 316 | 0.0479 | 0 | 316 | 0.0479 | 0 | 316 | 0.0479 | 0 | 316 | 0.0479 | 0 |  |  | 1 |  | RE-Appl-EffCW-med-ElecDHW-ElecCDryer-Tier2-TopAnyMFm2014CZ01rDXHP
RE-Appl-EffCW-med-ElecDHW-ElecCDryer-Tier2-Top | DEER2016 | D16v1 | 2015-05-16 | Any | MFm | 2014 | CZ01 | rNCEH | Each | 1 | 441 | None | 299 | 0.0439 | 0 | 299 | 0.0439 | 0 | 299 | 0.0439 | 0 | 299 | 0.0439 | 0 |  |  | 1 |  | RE-Appl-EffCW-med-ElecDHW-ElecCDryer-Tier2-TopAnyMFm2014CZ01rNCEH
RE-Appl-EffCW-med-ElecDHW-ElecCDryer-Tier2-Top | DEER2016 | D16v1 | 2015-05-16 | Any | MFm | 2014 | CZ01 | rNCGF | Each | 1 | 441 | None | 319 | 0.0438 | -1.05 | 319 | 0.0438 | -1.05 | 319 | 0.0438 | -1.05 | 319 | 0.0438 | -1.05 |  |  | 1 |  | RE-Appl-EffCW-med-ElecDHW-ElecCDryer-Tier2-TopAnyMFm2014CZ01rNCGF
RE-Appl-EffCW-med-ElecDHW-ElecCDryer-Tier2-Top | DEER2016 | D16v1 | 2015-05-16 | Any | MFm | 2014 | CZ02 | rDXGF | Each | 1 | 474 | None | 316 | 0.0508 | -0.508 | 316 | 0.0508 | -0.508 | 316 | 0.0508 | -0.508 | 316 | 0.0508 | -0.508 |  |  | 1 |  | RE-Appl-EffCW-med-ElecDHW-ElecCDryer-Tier2-TopAnyMFm2014CZ02rDXGF
RE-Appl-EffCW-med-ElecDHW-ElecCDryer-Tier2-Top | DEER2016 | D16v1 | 2015-05-16 | Any | MFm | 2014 | CZ02 | rDXHP | Each | 1 | 474 | None | 311 | 0.0525 | 0 | 311 | 0.0525 | 0 | 311 | 0.0525 | 0 | 311 | 0.0525 | 0 |  |  | 1 |  | RE-Appl-EffCW-med-ElecDHW-ElecCDryer-Tier2-TopAnyMFm2014CZ02rDXHP
RE-Appl-EffCW-med-ElecDHW-ElecCDryer-Tier2-Top | DEER2016 | D16v1 | 2015-05-16 | Any | MFm | 2014 | CZ02 | rNCEH | Each | 1 | 474 | None | 303 | 0.043 | 0 | 303 | 0.043 | 0 | 303 | 0.043 | 0 | 303 | 0.043 | 0 |  |  | 1 |  | RE-Appl-EffCW-med-ElecDHW-ElecCDryer-Tier2-TopAnyMFm2014CZ02rNCEH
RE-Appl-EffCW-med-ElecDHW-ElecCDryer-Tier2-Top | DEER2016 | D16v1 | 2015-05-16 | Any | MFm | 2014 | CZ02 | rNCGF | Each | 1 | 474 | None | 313 | 0.0429 | -0.585 | 313 | 0.0429 | -0.585 | 313 | 0.0429 | -0.585 | 313 | 0.0429 | -0.585 |  |  | 1 |  | RE-Appl-EffCW-med-ElecDHW-ElecCDryer-Tier2-TopAnyMFm2014CZ02rNCGF
RE-Appl-EffCW-med-ElecDHW-ElecCDryer-Tier2-Top | DEER2016 | D16v1 | 2015-05-16 | Any | MFm | 2014 | CZ03 | rDXGF | Each | 1 | 441 | None | 315 | 0.0449 | -0.488 | 315 | 0.0449 | -0.488 | 315 | 0.0449 | -0.488 | 315 | 0.0449 | -0.488 |  |  | 1 |  | RE-Appl-EffCW-med-ElecDHW-ElecCDryer-Tier2-TopAnyMFm2014CZ03rDXGF
RE-Appl-EffCW-med-ElecDHW-ElecCDryer-Tier2-Top | DEER2016 | D16v1 | 2015-05-16 | Any | MFm | 2014 | CZ03 | rDXHP | Each | 1 | 441 | None | 311 | 0.0453 | 0 | 311 | 0.0453 | 0 | 311 | 0.0453 | 0 | 311 | 0.0453 | 0 |  |  | 1 |  | RE-Appl-EffCW-med-ElecDHW-ElecCDryer-Tier2-TopAnyMFm2014CZ03rDXHP
RE-Appl-EffCW-med-ElecDHW-ElecCDryer-Tier2-Top | DEER2016 | D16v1 | 2015-05-16 | Any | MFm | 2014 | CZ03 | rNCEH | Each | 1 | 441 | None | 304 | 0.0432 | 0 | 304 | 0.0432 | 0 | 304 | 0.0432 | 0 | 304 | 0.0432 | 0 |  |  | 1 |  | RE-Appl-EffCW-med-ElecDHW-ElecCDryer-Tier2-TopAnyMFm2014CZ03rNCEH
RE-Appl-EffCW-med-ElecDHW-ElecCDryer-Tier2-Top | DEER2016 | D16v1 | 2015-05-16 | Any | MFm | 2014 | CZ03 | rNCGF | Each | 1 | 441 | None | 314 | 0.0431 | -0.558 | 314 | 0.0431 | -0.558 | 314 | 0.0431 | -0.558 | 314 | 0.0431 | -0.558 |  |  | 1 |  | RE-Appl-EffCW-med-ElecDHW-ElecCDryer-Tier2-TopAnyMFm2014CZ03rNCGF
RE-Appl-EffCW-med-ElecDHW-ElecCDryer-Tier2-Top | DEER2016 | D16v1 | 2015-05-16 | Any | MFm | 2014 | CZ04 | rDXGF | Each | 1 | 441 | None | 319 | 0.0486 | -0.551 | 319 | 0.0486 | -0.551 | 319 | 0.0486 | -0.551 | 319 | 0.0486 | -0.551 |  |  | 1 |  | RE-Appl-EffCW-med-ElecDHW-ElecCDryer-Tier2-TopAnyMFm2014CZ04rDXGF
RE-Appl-EffCW-med-ElecDHW-ElecCDryer-Tier2-Top | DEER2016 | D16v1 | 2015-05-16 | Any | MFm | 2014 | CZ04 | rDXHP | Each | 1 | 441 | None | 313 | 0.0496 | 0 | 313 | 0.0496 | 0 | 313 | 0.0496 | 0 | 313 | 0.0496 | 0 |  |  | 1 |  | RE-Appl-EffCW-med-ElecDHW-ElecCDryer-Tier2-TopAnyMFm2014CZ04rDXHP
RE-Appl-EffCW-med-ElecDHW-ElecCDryer-Tier2-Top | DEER2016 | D16v1 | 2015-05-16 | Any | MFm | 2014 | CZ04 | rNCEH | Each | 1 | 441 | None | 301 | 0.0424 | 0 | 301 | 0.0424 | 0 | 301 | 0.0424 | 0 | 301 | 0.0424 | 0 |  |  | 1 |  | RE-Appl-EffCW-med-ElecDHW-ElecCDryer-Tier2-TopAnyMFm2014CZ04rNCEH
RE-Appl-EffCW-med-ElecDHW-ElecCDryer-Tier2-Top | DEER2016 | D16v1 | 2015-05-16 | Any | MFm | 2014 | CZ04 | rNCGF | Each | 1 | 441 | None | 311 | 0.0423 | -0.623 | 311 | 0.0423 | -0.623 | 311 | 0.0423 | -0.623 | 311 | 0.0423 | -0.623 |  |  | 1 |  | RE-Appl-EffCW-med-ElecDHW-ElecCDryer-Tier2-TopAnyMFm2014CZ04rNCGF
RE-Appl-EffCW-med-ElecDHW-ElecCDryer-Tier2-Top | DEER2016 | D16v1 | 2015-05-16 | Any | MFm | 2014 | CZ05 | rDXGF | Each | 1 | 441 | None | 318 | 0.0451 | -0.182 | 318 | 0.0451 | -0.182 | 318 | 0.0451 | -0.182 | 318 | 0.0451 | -0.182 |  |  | 1 |  | RE-Appl-EffCW-med-ElecDHW-ElecCDryer-Tier2-TopAnyMFm2014CZ05rDXGF
RE-Appl-EffCW-med-ElecDHW-ElecCDryer-Tier2-Top | DEER2016 | D16v1 | 2015-05-16 | Any | MFm | 2014 | CZ05 | rDXHP | Each | 1 | 441 | None | 315 | 0.0445 | 0 | 315 | 0.0445 | 0 | 315 | 0.0445 | 0 | 315 | 0.0445 | 0 |  |  | 1 |  | RE-Appl-EffCW-med-ElecDHW-ElecCDryer-Tier2-TopAnyMFm2014CZ05rDXHP
RE-Appl-EffCW-med-ElecDHW-ElecCDryer-Tier2-Top | DEER2016 | D16v1 | 2015-05-16 | Any | MFm | 2014 | CZ05 | rNCEH | Each | 1 | 441 | None | 309 | 0.0433 | 0 | 309 | 0.0433 | 0 | 309 | 0.0433 | 0 | 309 | 0.0433 | 0 |  |  | 1 |  | RE-Appl-EffCW-med-ElecDHW-ElecCDryer-Tier2-TopAnyMFm2014CZ05rNCEH
RE-Appl-EffCW-med-ElecDHW-ElecCDryer-Tier2-Top | DEER2016 | D16v1 | 2015-05-16 | Any | MFm | 2014 | CZ05 | rNCGF | Each | 1 | 441 | None | 315 | 0.0432 | -0.263 | 315 | 0.0432 | -0.263 | 315 | 0.0432 | -0.263 | 315 | 0.0432 | -0.263 |  |  | 1 |  | RE-Appl-EffCW-med-ElecDHW-ElecCDryer-Tier2-TopAnyMFm2014CZ05rNCGF
RE-Appl-EffCW-med-ElecDHW-ElecCDryer-Tier2-Top | DEER2016 | D16v1 | 2015-05-16 | Any | MFm | 2014 | CZ06 | rDXGF | Each | 1 | 538 | None | 313 | 0.0492 | 0.029 | 313 | 0.0492 | 0.029 | 313 | 0.0492 | 0.029 | 313 | 0.0492 | 0.029 |  |  | 1 |  | RE-Appl-EffCW-med-ElecDHW-ElecCDryer-Tier2-TopAnyMFm2014CZ06rDXGF
RE-Appl-EffCW-med-ElecDHW-ElecCDryer-Tier2-Top | DEER2016 | D16v1 | 2015-05-16 | Any | MFm | 2014 | CZ06 | rDXHP | Each | 1 | 538 | None | 312 | 0.0469 | 0 | 312 | 0.0469 | 0 | 312 | 0.0469 | 0 | 312 | 0.0469 | 0 |  |  | 1 |  | RE-Appl-EffCW-med-ElecDHW-ElecCDryer-Tier2-TopAnyMFm2014CZ06rDXHP
RE-Appl-EffCW-med-ElecDHW-ElecCDryer-Tier2-Top | DEER2016 | D16v1 | 2015-05-16 | Any | MFm | 2014 | CZ06 | rNCEH | Each | 1 | 538 | None | 304 | 0.0422 | 0 | 304 | 0.0422 | 0 | 304 | 0.0422 | 0 | 304 | 0.0422 | 0 |  |  | 1 |  | RE-Appl-EffCW-med-ElecDHW-ElecCDryer-Tier2-TopAnyMFm2014CZ06rNCEH
RE-Appl-EffCW-med-ElecDHW-ElecCDryer-Tier2-Top | DEER2016 | D16v1 | 2015-05-16 | Any | MFm | 2014 | CZ06 | rNCGF | Each | 1 | 538 | None | 309 | 0.0422 | -0.177 | 309 | 0.0422 | -0.177 | 309 | 0.0422 | -0.177 | 309 | 0.0422 | -0.177 |  |  | 1 |  | RE-Appl-EffCW-med-ElecDHW-ElecCDryer-Tier2-TopAnyMFm2014CZ06rNCGF
RE-Appl-EffCW-med-ElecDHW-ElecCDryer-Tier2-Top | DEER2016 | D16v1 | 2015-05-16 | Any | MFm | 2014 | CZ07 | rDXGF | Each | 1 | 538 | None | 313 | 0.0501 | 0.0661 | 313 | 0.0501 | 0.0661 | 313 | 0.0501 | 0.0661 | 313 | 0.0501 | 0.0661 |  |  | 1 |  | RE-Appl-EffCW-med-ElecDHW-ElecCDryer-Tier2-TopAnyMFm2014CZ07rDXGF
RE-Appl-EffCW-med-ElecDHW-ElecCDryer-Tier2-Top | DEER2016 | D16v1 | 2015-05-16 | Any | MFm | 2014 | CZ07 | rDXHP | Each | 1 | 538 | None | 312 | 0.046 | 0 | 312 | 0.046 | 0 | 312 | 0.046 | 0 | 312 | 0.046 | 0 |  |  | 1 |  | RE-Appl-EffCW-med-ElecDHW-ElecCDryer-Tier2-TopAnyMFm2014CZ07rDXHP
RE-Appl-EffCW-med-ElecDHW-ElecCDryer-Tier2-Top | DEER2016 | D16v1 | 2015-05-16 | Any | MFm | 2014 | CZ07 | rNCEH | Each | 1 | 538 | None | 307 | 0.0422 | 0 | 307 | 0.0422 | 0 | 307 | 0.0422 | 0 | 307 | 0.0422 | 0 |  |  | 1 |  | RE-Appl-EffCW-med-ElecDHW-ElecCDryer-Tier2-TopAnyMFm2014CZ07rNCEH
RE-Appl-EffCW-med-ElecDHW-ElecCDryer-Tier2-Top | DEER2016 | D16v1 | 2015-05-16 | Any | MFm | 2014 | CZ07 | rNCGF | Each | 1 | 538 | None | 308 | 0.0422 | 0.0117 | 308 | 0.0422 | 0.0117 | 308 | 0.0422 | 0.0117 | 308 | 0.0422 | 0.0117 |  |  | 1 |  | RE-Appl-EffCW-med-ElecDHW-ElecCDryer-Tier2-TopAnyMFm2014CZ07rNCGF
RE-Appl-EffCW-med-ElecDHW-ElecCDryer-Tier2-Top | DEER2016 | D16v1 | 2015-05-16 | Any | MFm | 2014 | CZ08 | rDXGF | Each | 1 | 538 | None | 317 | 0.0456 | 0.0875 | 317 | 0.0456 | 0.0875 | 317 | 0.0456 | 0.0875 | 317 | 0.0456 | 0.0875 |  |  | 1 |  | RE-Appl-EffCW-med-ElecDHW-ElecCDryer-Tier2-TopAnyMFm2014CZ08rDXGF
RE-Appl-EffCW-med-ElecDHW-ElecCDryer-Tier2-Top | DEER2016 | D16v1 | 2015-05-16 | Any | MFm | 2014 | CZ08 | rDXHP | Each | 1 | 538 | None | 317 | 0.046 | 0 | 317 | 0.046 | 0 | 317 | 0.046 | 0 | 317 | 0.046 | 0 |  |  | 1 |  | RE-Appl-EffCW-med-ElecDHW-ElecCDryer-Tier2-TopAnyMFm2014CZ08rDXHP
RE-Appl-EffCW-med-ElecDHW-ElecCDryer-Tier2-Top | DEER2016 | D16v1 | 2015-05-16 | Any | MFm | 2014 | CZ08 | rNCEH | Each | 1 | 538 | None | 304 | 0.0419 | 0 | 304 | 0.0419 | 0 | 304 | 0.0419 | 0 | 304 | 0.0419 | 0 |  |  | 1 |  | RE-Appl-EffCW-med-ElecDHW-ElecCDryer-Tier2-TopAnyMFm2014CZ08rNCEH
RE-Appl-EffCW-med-ElecDHW-ElecCDryer-Tier2-Top | DEER2016 | D16v1 | 2015-05-16 | Any | MFm | 2014 | CZ08 | rNCGF | Each | 1 | 538 | None | 307 | 0.0418 | -0.139 | 307 | 0.0418 | -0.139 | 307 | 0.0418 | -0.139 | 307 | 0.0418 | -0.139 |  |  | 1 |  | RE-Appl-EffCW-med-ElecDHW-ElecCDryer-Tier2-TopAnyMFm2014CZ08rNCGF
RE-Appl-EffCW-med-ElecDHW-ElecCDryer-Tier2-Top | DEER2016 | D16v1 | 2015-05-16 | Any | MFm | 2014 | CZ09 | rDXGF | Each | 1 | 499 | None | 315 | 0.0463 | -0.155 | 315 | 0.0463 | -0.155 | 315 | 0.0463 | -0.155 | 315 | 0.0463 | -0.155 |  |  | 1 |  | RE-Appl-EffCW-med-ElecDHW-ElecCDryer-Tier2-TopAnyMFm2014CZ09rDXGF
RE-Appl-EffCW-med-ElecDHW-ElecCDryer-Tier2-Top | DEER2016 | D16v1 | 2015-05-16 | Any | MFm | 2014 | CZ09 | rDXHP | Each | 1 | 499 | None | 312 | 0.0467 | 0 | 312 | 0.0467 | 0 | 312 | 0.0467 | 0 | 312 | 0.0467 | 0 |  |  | 1 |  | RE-Appl-EffCW-med-ElecDHW-ElecCDryer-Tier2-TopAnyMFm2014CZ09rDXHP
RE-Appl-EffCW-med-ElecDHW-ElecCDryer-Tier2-Top | DEER2016 | D16v1 | 2015-05-16 | Any | MFm | 2014 | CZ09 | rNCEH | Each | 1 | 499 | None | 301 | 0.0418 | 0 | 301 | 0.0418 | 0 | 301 | 0.0418 | 0 | 301 | 0.0418 | 0 |  |  | 1 |  | RE-Appl-EffCW-med-ElecDHW-ElecCDryer-Tier2-TopAnyMFm2014CZ09rNCEH
RE-Appl-EffCW-med-ElecDHW-ElecCDryer-Tier2-Top | DEER2016 | D16v1 | 2015-05-16 | Any | MFm | 2014 | CZ09 | rNCGF | Each | 1 | 499 | None | 307 | 0.0417 | -0.307 | 307 | 0.0417 | -0.307 | 307 | 0.0417 | -0.307 | 307 | 0.0417 | -0.307 |  |  | 1 |  | RE-Appl-EffCW-med-ElecDHW-ElecCDryer-Tier2-TopAnyMFm2014CZ09rNCGF
RE-Appl-EffCW-med-ElecDHW-ElecCDryer-Tier2-Top | DEER2016 | D16v1 | 2015-05-16 | Any | MFm | 2014 | CZ10 | rDXGF | Each | 1 | 474 | None | 316 | 0.0459 | -0.191 | 316 | 0.0459 | -0.191 | 316 | 0.0459 | -0.191 | 316 | 0.0459 | -0.191 |  |  | 1 |  | RE-Appl-EffCW-med-ElecDHW-ElecCDryer-Tier2-TopAnyMFm2014CZ10rDXGF
RE-Appl-EffCW-med-ElecDHW-ElecCDryer-Tier2-Top | DEER2016 | D16v1 | 2015-05-16 | Any | MFm | 2014 | CZ10 | rDXHP | Each | 1 | 474 | None | 313 | 0.0464 | 0 | 313 | 0.0464 | 0 | 313 | 0.0464 | 0 | 313 | 0.0464 | 0 |  |  | 1 |  | RE-Appl-EffCW-med-ElecDHW-ElecCDryer-Tier2-TopAnyMFm2014CZ10rDXHP
RE-Appl-EffCW-med-ElecDHW-ElecCDryer-Tier2-Top | DEER2016 | D16v1 | 2015-05-16 | Any | MFm | 2014 | CZ10 | rNCEH | Each | 1 | 474 | None | 302 | 0.0416 | 0 | 302 | 0.0416 | 0 | 302 | 0.0416 | 0 | 302 | 0.0416 | 0 |  |  | 1 |  | RE-Appl-EffCW-med-ElecDHW-ElecCDryer-Tier2-TopAnyMFm2014CZ10rNCEH
RE-Appl-EffCW-med-ElecDHW-ElecCDryer-Tier2-Top | DEER2016 | D16v1 | 2015-05-16 | Any | MFm | 2014 | CZ10 | rNCGF | Each | 1 | 474 | None | 307 | 0.0416 | -0.275 | 307 | 0.0416 | -0.275 | 307 | 0.0416 | -0.275 | 307 | 0.0416 | -0.275 |  |  | 1 |  | RE-Appl-EffCW-med-ElecDHW-ElecCDryer-Tier2-TopAnyMFm2014CZ10rNCGF
RE-Appl-EffCW-med-ElecDHW-ElecCDryer-Tier2-Top | DEER2016 | D16v1 | 2015-05-16 | Any | MFm | 2014 | CZ11 | rDXGF | Each | 1 | 474 | None | 318 | 0.0445 | -0.349 | 318 | 0.0445 | -0.349 | 318 | 0.0445 | -0.349 | 318 | 0.0445 | -0.349 |  |  | 1 |  | RE-Appl-EffCW-med-ElecDHW-ElecCDryer-Tier2-TopAnyMFm2014CZ11rDXGF
RE-Appl-EffCW-med-ElecDHW-ElecCDryer-Tier2-Top | DEER2016 | D16v1 | 2015-05-16 | Any | MFm | 2014 | CZ11 | rDXHP | Each | 1 | 474 | None | 313 | 0.0444 | 0 | 313 | 0.0444 | 0 | 313 | 0.0444 | 0 | 313 | 0.0444 | 0 |  |  | 1 |  | RE-Appl-EffCW-med-ElecDHW-ElecCDryer-Tier2-TopAnyMFm2014CZ11rDXHP
RE-Appl-EffCW-med-ElecDHW-ElecCDryer-Tier2-Top | DEER2016 | D16v1 | 2015-05-16 | Any | MFm | 2014 | CZ11 | rNCEH | Each | 1 | 474 | None | 297 | 0.0416 | 0 | 297 | 0.0416 | 0 | 297 | 0.0416 | 0 | 297 | 0.0416 | 0 |  |  | 1 |  | RE-Appl-EffCW-med-ElecDHW-ElecCDryer-Tier2-TopAnyMFm2014CZ11rNCEH
RE-Appl-EffCW-med-ElecDHW-ElecCDryer-Tier2-Top | DEER2016 | D16v1 | 2015-05-16 | Any | MFm | 2014 | CZ11 | rNCGF | Each | 1 | 474 | None | 307 | 0.0416 | -0.571 | 307 | 0.0416 | -0.571 | 307 | 0.0416 | -0.571 | 307 | 0.0416 | -0.571 |  |  | 1 |  | RE-Appl-EffCW-med-ElecDHW-ElecCDryer-Tier2-TopAnyMFm2014CZ11rNCGF
RE-Appl-EffCW-med-ElecDHW-ElecCDryer-Tier2-Top | DEER2016 | D16v1 | 2015-05-16 | Any | MFm | 2014 | CZ12 | rDXGF | Each | 1 | 474 | None | 319 | 0.0461 | -0.445 | 319 | 0.0461 | -0.445 | 319 | 0.0461 | -0.445 | 319 | 0.0461 | -0.445 |  |  | 1 |  | RE-Appl-EffCW-med-ElecDHW-ElecCDryer-Tier2-TopAnyMFm2014CZ12rDXGF
RE-Appl-EffCW-med-ElecDHW-ElecCDryer-Tier2-Top | DEER2016 | D16v1 | 2015-05-16 | Any | MFm | 2014 | CZ12 | rDXHP | Each | 1 | 474 | None | 314 | 0.0462 | 0 | 314 | 0.0462 | 0 | 314 | 0.0462 | 0 | 314 | 0.0462 | 0 |  |  | 1 |  | RE-Appl-EffCW-med-ElecDHW-ElecCDryer-Tier2-TopAnyMFm2014CZ12rDXHP
RE-Appl-EffCW-med-ElecDHW-ElecCDryer-Tier2-Top | DEER2016 | D16v1 | 2015-05-16 | Any | MFm | 2014 | CZ12 | rNCEH | Each | 1 | 474 | None | 300 | 0.0422 | 0 | 300 | 0.0422 | 0 | 300 | 0.0422 | 0 | 300 | 0.0422 | 0 |  |  | 1 |  | RE-Appl-EffCW-med-ElecDHW-ElecCDryer-Tier2-TopAnyMFm2014CZ12rNCEH
RE-Appl-EffCW-med-ElecDHW-ElecCDryer-Tier2-Top | DEER2016 | D16v1 | 2015-05-16 | Any | MFm | 2014 | CZ12 | rNCGF | Each | 1 | 474 | None | 310 | 0.0422 | -0.609 | 310 | 0.0422 | -0.609 | 310 | 0.0422 | -0.609 | 310 | 0.0422 | -0.609 |  |  | 1 |  | RE-Appl-EffCW-med-ElecDHW-ElecCDryer-Tier2-TopAnyMFm2014CZ12rNCGF
RE-Appl-EffCW-med-ElecDHW-ElecCDryer-Tier2-Top | DEER2016 | D16v1 | 2015-05-16 | Any | MFm | 2014 | CZ13 | rDXGF | Each | 1 | 474 | None | 317 | 0.0442 | -0.55 | 317 | 0.0442 | -0.55 | 317 | 0.0442 | -0.55 | 317 | 0.0442 | -0.55 |  |  | 1 |  | RE-Appl-EffCW-med-ElecDHW-ElecCDryer-Tier2-TopAnyMFm2014CZ13rDXGF
RE-Appl-EffCW-med-ElecDHW-ElecCDryer-Tier2-Top | DEER2016 | D16v1 | 2015-05-16 | Any | MFm | 2014 | CZ13 | rDXHP | Each | 1 | 474 | None | 312 | 0.0446 | 0 | 312 | 0.0446 | 0 | 312 | 0.0446 | 0 | 312 | 0.0446 | 0 |  |  | 1 |  | RE-Appl-EffCW-med-ElecDHW-ElecCDryer-Tier2-TopAnyMFm2014CZ13rDXHP
RE-Appl-EffCW-med-ElecDHW-ElecCDryer-Tier2-Top | DEER2016 | D16v1 | 2015-05-16 | Any | MFm | 2014 | CZ13 | rNCEH | Each | 1 | 474 | None | 296 | 0.0415 | 0 | 296 | 0.0415 | 0 | 296 | 0.0415 | 0 | 296 | 0.0415 | 0 |  |  | 1 |  | RE-Appl-EffCW-med-ElecDHW-ElecCDryer-Tier2-TopAnyMFm2014CZ13rNCEH
RE-Appl-EffCW-med-ElecDHW-ElecCDryer-Tier2-Top | DEER2016 | D16v1 | 2015-05-16 | Any | MFm | 2014 | CZ13 | rNCGF | Each | 1 | 474 | None | 306 | 0.0415 | -0.698 | 306 | 0.0415 | -0.698 | 306 | 0.0415 | -0.698 | 306 | 0.0415 | -0.698 |  |  | 1 |  | RE-Appl-EffCW-med-ElecDHW-ElecCDryer-Tier2-TopAnyMFm2014CZ13rNCGF
RE-Appl-EffCW-med-ElecDHW-ElecCDryer-Tier2-Top | DEER2016 | D16v1 | 2015-05-16 | Any | MFm | 2014 | CZ14 | rDXGF | Each | 1 | 487 | None | 317 | 0.0437 | 0.005 | 317 | 0.0437 | 0.005 | 317 | 0.0437 | 0.005 | 317 | 0.0437 | 0.005 |  |  | 1 |  | RE-Appl-EffCW-med-ElecDHW-ElecCDryer-Tier2-TopAnyMFm2014CZ14rDXGF
RE-Appl-EffCW-med-ElecDHW-ElecCDryer-Tier2-Top | DEER2016 | D16v1 | 2015-05-16 | Any | MFm | 2014 | CZ14 | rDXHP | Each | 1 | 487 | None | 316 | 0.0432 | 0 | 316 | 0.0432 | 0 | 316 | 0.0432 | 0 | 316 | 0.0432 | 0 |  |  | 1 |  | RE-Appl-EffCW-med-ElecDHW-ElecCDryer-Tier2-TopAnyMFm2014CZ14rDXHP
RE-Appl-EffCW-med-ElecDHW-ElecCDryer-Tier2-Top | DEER2016 | D16v1 | 2015-05-16 | Any | MFm | 2014 | CZ14 | rNCEH | Each | 1 | 487 | None | 303 | 0.0411 | 0 | 303 | 0.0411 | 0 | 303 | 0.0411 | 0 | 303 | 0.0411 | 0 |  |  | 1 |  | RE-Appl-EffCW-med-ElecDHW-ElecCDryer-Tier2-TopAnyMFm2014CZ14rNCEH
RE-Appl-EffCW-med-ElecDHW-ElecCDryer-Tier2-Top | DEER2016 | D16v1 | 2015-05-16 | Any | MFm | 2014 | CZ14 | rNCGF | Each | 1 | 487 | None | 308 | 0.0411 | -0.284 | 308 | 0.0411 | -0.284 | 308 | 0.0411 | -0.284 | 308 | 0.0411 | -0.284 |  |  | 1 |  | RE-Appl-EffCW-med-ElecDHW-ElecCDryer-Tier2-TopAnyMFm2014CZ14rNCGF
RE-Appl-EffCW-med-ElecDHW-ElecCDryer-Tier2-Top | DEER2016 | D16v1 | 2015-05-16 | Any | MFm | 2014 | CZ15 | rDXGF | Each | 1 | 487 | None | 302 | 0.0428 | -0.0019 | 302 | 0.0428 | -0.0019 | 302 | 0.0428 | -0.0019 | 302 | 0.0428 | -0.0019 |  |  | 1 |  | RE-Appl-EffCW-med-ElecDHW-ElecCDryer-Tier2-TopAnyMFm2014CZ15rDXGF
RE-Appl-EffCW-med-ElecDHW-ElecCDryer-Tier2-Top | DEER2016 | D16v1 | 2015-05-16 | Any | MFm | 2014 | CZ15 | rDXHP | Each | 1 | 487 | None | 302 | 0.043 | 0 | 302 | 0.043 | 0 | 302 | 0.043 | 0 | 302 | 0.043 | 0 |  |  | 1 |  | RE-Appl-EffCW-med-ElecDHW-ElecCDryer-Tier2-TopAnyMFm2014CZ15rDXHP
RE-Appl-EffCW-med-ElecDHW-ElecCDryer-Tier2-Top | DEER2016 | D16v1 | 2015-05-16 | Any | MFm | 2014 | CZ15 | rNCEH | Each | 1 | 487 | None | 294 | 0.0394 | 0 | 294 | 0.0394 | 0 | 294 | 0.0394 | 0 | 294 | 0.0394 | 0 |  |  | 1 |  | RE-Appl-EffCW-med-ElecDHW-ElecCDryer-Tier2-TopAnyMFm2014CZ15rNCEH
RE-Appl-EffCW-med-ElecDHW-ElecCDryer-Tier2-Top | DEER2016 | D16v1 | 2015-05-16 | Any | MFm | 2014 | CZ15 | rNCGF | Each | 1 | 487 | None | 295 | 0.0393 | -0.0298 | 295 | 0.0393 | -0.0298 | 295 | 0.0393 | -0.0298 | 295 | 0.0393 | -0.0298 |  |  | 1 |  | RE-Appl-EffCW-med-ElecDHW-ElecCDryer-Tier2-TopAnyMFm2014CZ15rNCGF
RE-Appl-EffCW-med-ElecDHW-ElecCDryer-Tier2-Top | DEER2016 | D16v1 | 2015-05-16 | Any | MFm | 2014 | CZ16 | rDXGF | Each | 1 | 441 | None | 328 | 0.0471 | -0.872 | 328 | 0.0471 | -0.872 | 328 | 0.0471 | -0.872 | 328 | 0.0471 | -0.872 |  |  | 1 |  | RE-Appl-EffCW-med-ElecDHW-ElecCDryer-Tier2-TopAnyMFm2014CZ16rDXGF
RE-Appl-EffCW-med-ElecDHW-ElecCDryer-Tier2-Top | DEER2016 | D16v1 | 2015-05-16 | Any | MFm | 2014 | CZ16 | rDXHP | Each | 1 | 441 | None | 318 | 0.0474 | 0 | 318 | 0.0474 | 0 | 318 | 0.0474 | 0 | 318 | 0.0474 | 0 |  |  | 1 |  | RE-Appl-EffCW-med-ElecDHW-ElecCDryer-Tier2-TopAnyMFm2014CZ16rDXHP
RE-Appl-EffCW-med-ElecDHW-ElecCDryer-Tier2-Top | DEER2016 | D16v1 | 2015-05-16 | Any | MFm | 2014 | CZ16 | rNCEH | Each | 1 | 441 | None | 300 | 0.0434 | 0 | 300 | 0.0434 | 0 | 300 | 0.0434 | 0 | 300 | 0.0434 | 0 |  |  | 1 |  | RE-Appl-EffCW-med-ElecDHW-ElecCDryer-Tier2-TopAnyMFm2014CZ16rNCEH
RE-Appl-EffCW-med-ElecDHW-ElecCDryer-Tier2-Top | DEER2016 | D16v1 | 2015-05-16 | Any | MFm | 2014 | CZ16 | rNCGF | Each | 1 | 441 | None | 319 | 0.0433 | -1.16 | 319 | 0.0433 | -1.16 | 319 | 0.0433 | -1.16 | 319 | 0.0433 | -1.16 |  |  | 1 |  | RE-Appl-EffCW-med-ElecDHW-ElecCDryer-Tier2-TopAnyMFm2014CZ16rNCGF
RE-Appl-EffCW-med-ElecDHW-ElecCDryer-Tier2-Top | DEER2016 | D16v1 | 2015-05-16 | Any | SFm | 1975 | CZ01 | rDXGF | Each | 1 | 796 | None | 396 | 0.0558 | -0.881 | 396 | 0.0558 | -0.881 | 396 | 0.0558 | -0.881 | 396 | 0.0558 | -0.881 |  |  | 1 |  | RE-Appl-EffCW-med-ElecDHW-ElecCDryer-Tier2-TopAnySFm1975CZ01rDXGF
RE-Appl-EffCW-med-ElecDHW-ElecCDryer-Tier2-Top | DEER2016 | D16v1 | 2015-05-16 | Any | SFm | 1975 | CZ01 | rDXHP | Each | 1 | 796 | None | 387 | 0.0576 | 0 | 387 | 0.0576 | 0 | 387 | 0.0576 | 0 | 387 | 0.0576 | 0 |  |  | 1 |  | RE-Appl-EffCW-med-ElecDHW-ElecCDryer-Tier2-TopAnySFm1975CZ01rDXHP
RE-Appl-EffCW-med-ElecDHW-ElecCDryer-Tier2-Top | DEER2016 | D16v1 | 2015-05-16 | Any | SFm | 1975 | CZ01 | rNCEH | Each | 1 | 796 | None | 391 | 0.0542 | 0 | 391 | 0.0542 | 0 | 391 | 0.0542 | 0 | 391 | 0.0542 | 0 |  |  | 1 |  | RE-Appl-EffCW-med-ElecDHW-ElecCDryer-Tier2-TopAnySFm1975CZ01rNCEH
RE-Appl-EffCW-med-ElecDHW-ElecCDryer-Tier2-Top | DEER2016 | D16v1 | 2015-05-16 | Any | SFm | 1975 | CZ01 | rNCGF | Each | 1 | 796 | None | 395 | 0.0542 | -0.905 | 395 | 0.0542 | -0.905 | 395 | 0.0542 | -0.905 | 395 | 0.0542 | -0.905 |  |  | 1 |  | RE-Appl-EffCW-med-ElecDHW-ElecCDryer-Tier2-TopAnySFm1975CZ01rNCGF
RE-Appl-EffCW-med-ElecDHW-ElecCDryer-Tier2-Top | DEER2016 | D16v1 | 2015-05-16 | Any | SFm | 1975 | CZ02 | rDXGF | Each | 1 | 796 | None | 391 | 0.0759 | -0.76 | 391 | 0.0759 | -0.76 | 391 | 0.0759 | -0.76 | 391 | 0.0759 | -0.76 |  |  | 1 |  | RE-Appl-EffCW-med-ElecDHW-ElecCDryer-Tier2-TopAnySFm1975CZ02rDXGF
RE-Appl-EffCW-med-ElecDHW-ElecCDryer-Tier2-Top | DEER2016 | D16v1 | 2015-05-16 | Any | SFm | 1975 | CZ02 | rDXHP | Each | 1 | 796 | None | 385 | 0.0716 | 0 | 385 | 0.0716 | 0 | 385 | 0.0716 | 0 | 385 | 0.0716 | 0 |  |  | 1 |  | RE-Appl-EffCW-med-ElecDHW-ElecCDryer-Tier2-TopAnySFm1975CZ02rDXHP
RE-Appl-EffCW-med-ElecDHW-ElecCDryer-Tier2-Top | DEER2016 | D16v1 | 2015-05-16 | Any | SFm | 1975 | CZ02 | rNCEH | Each | 1 | 796 | None | 383 | 0.0531 | 0 | 383 | 0.0531 | 0 | 383 | 0.0531 | 0 | 383 | 0.0531 | 0 |  |  | 1 |  | RE-Appl-EffCW-med-ElecDHW-ElecCDryer-Tier2-TopAnySFm1975CZ02rNCEH
RE-Appl-EffCW-med-ElecDHW-ElecCDryer-Tier2-Top | DEER2016 | D16v1 | 2015-05-16 | Any | SFm | 1975 | CZ02 | rNCGF | Each | 1 | 796 | None | 388 | 0.0531 | -0.811 | 388 | 0.0531 | -0.811 | 388 | 0.0531 | -0.811 | 388 | 0.0531 | -0.811 |  |  | 1 |  | RE-Appl-EffCW-med-ElecDHW-ElecCDryer-Tier2-TopAnySFm1975CZ02rNCGF
RE-Appl-EffCW-med-ElecDHW-ElecCDryer-Tier2-Top | DEER2016 | D16v1 | 2015-05-16 | Any | SFm | 1975 | CZ03 | rDXGF | Each | 1 | 796 | None | 390 | 0.0717 | -0.531 | 390 | 0.0717 | -0.531 | 390 | 0.0717 | -0.531 | 390 | 0.0717 | -0.531 |  |  | 1 |  | RE-Appl-EffCW-med-ElecDHW-ElecCDryer-Tier2-TopAnySFm1975CZ03rDXGF
RE-Appl-EffCW-med-ElecDHW-ElecCDryer-Tier2-Top | DEER2016 | D16v1 | 2015-05-16 | Any | SFm | 1975 | CZ03 | rDXHP | Each | 1 | 796 | None | 387 | 0.0633 | 0 | 387 | 0.0633 | 0 | 387 | 0.0633 | 0 | 387 | 0.0633 | 0 |  |  | 1 |  | RE-Appl-EffCW-med-ElecDHW-ElecCDryer-Tier2-TopAnySFm1975CZ03rDXHP
RE-Appl-EffCW-med-ElecDHW-ElecCDryer-Tier2-Top | DEER2016 | D16v1 | 2015-05-16 | Any | SFm | 1975 | CZ03 | rNCEH | Each | 1 | 796 | None | 386 | 0.0533 | 0 | 386 | 0.0533 | 0 | 386 | 0.0533 | 0 | 386 | 0.0533 | 0 |  |  | 1 |  | RE-Appl-EffCW-med-ElecDHW-ElecCDryer-Tier2-TopAnySFm1975CZ03rNCEH
RE-Appl-EffCW-med-ElecDHW-ElecCDryer-Tier2-Top | DEER2016 | D16v1 | 2015-05-16 | Any | SFm | 1975 | CZ03 | rNCGF | Each | 1 | 796 | None | 388 | 0.0532 | -0.575 | 388 | 0.0532 | -0.575 | 388 | 0.0532 | -0.575 | 388 | 0.0532 | -0.575 |  |  | 1 |  | RE-Appl-EffCW-med-ElecDHW-ElecCDryer-Tier2-TopAnySFm1975CZ03rNCGF
RE-Appl-EffCW-med-ElecDHW-ElecCDryer-Tier2-Top | DEER2016 | D16v1 | 2015-05-16 | Any | SFm | 1975 | CZ04 | rDXGF | Each | 1 | 796 | None | 389 | 0.0624 | -0.926 | 389 | 0.0624 | -0.926 | 389 | 0.0624 | -0.926 | 389 | 0.0624 | -0.926 |  |  | 1 |  | RE-Appl-EffCW-med-ElecDHW-ElecCDryer-Tier2-TopAnySFm1975CZ04rDXGF
RE-Appl-EffCW-med-ElecDHW-ElecCDryer-Tier2-Top | DEER2016 | D16v1 | 2015-05-16 | Any | SFm | 1975 | CZ04 | rDXHP | Each | 1 | 796 | None | 381 | 0.06 | 0 | 381 | 0.06 | 0 | 381 | 0.06 | 0 | 381 | 0.06 | 0 |  |  | 1 |  | RE-Appl-EffCW-med-ElecDHW-ElecCDryer-Tier2-TopAnySFm1975CZ04rDXHP
RE-Appl-EffCW-med-ElecDHW-ElecCDryer-Tier2-Top | DEER2016 | D16v1 | 2015-05-16 | Any | SFm | 1975 | CZ04 | rNCEH | Each | 1 | 796 | None | 377 | 0.0523 | 0 | 377 | 0.0523 | 0 | 377 | 0.0523 | 0 | 377 | 0.0523 | 0 |  |  | 1 |  | RE-Appl-EffCW-med-ElecDHW-ElecCDryer-Tier2-TopAnySFm1975CZ04rNCEH
RE-Appl-EffCW-med-ElecDHW-ElecCDryer-Tier2-Top | DEER2016 | D16v1 | 2015-05-16 | Any | SFm | 1975 | CZ04 | rNCGF | Each | 1 | 796 | None | 385 | 0.0523 | -0.967 | 385 | 0.0523 | -0.967 | 385 | 0.0523 | -0.967 | 385 | 0.0523 | -0.967 |  |  | 1 |  | RE-Appl-EffCW-med-ElecDHW-ElecCDryer-Tier2-TopAnySFm1975CZ04rNCGF
RE-Appl-EffCW-med-ElecDHW-ElecCDryer-Tier2-Top | DEER2016 | D16v1 | 2015-05-16 | Any | SFm | 1975 | CZ05 | rDXGF | Each | 1 | 796 | None | 391 | 0.056 | -0.52 | 391 | 0.056 | -0.52 | 391 | 0.056 | -0.52 | 391 | 0.056 | -0.52 |  |  | 1 |  | RE-Appl-EffCW-med-ElecDHW-ElecCDryer-Tier2-TopAnySFm1975CZ05rDXGF
RE-Appl-EffCW-med-ElecDHW-ElecCDryer-Tier2-Top | DEER2016 | D16v1 | 2015-05-16 | Any | SFm | 1975 | CZ05 | rDXHP | Each | 1 | 796 | None | 388 | 0.0759 | 0 | 388 | 0.0759 | 0 | 388 | 0.0759 | 0 | 388 | 0.0759 | 0 |  |  | 1 |  | RE-Appl-EffCW-med-ElecDHW-ElecCDryer-Tier2-TopAnySFm1975CZ05rDXHP
RE-Appl-EffCW-med-ElecDHW-ElecCDryer-Tier2-Top | DEER2016 | D16v1 | 2015-05-16 | Any | SFm | 1975 | CZ05 | rNCEH | Each | 1 | 796 | None | 388 | 0.0534 | 0 | 388 | 0.0534 | 0 | 388 | 0.0534 | 0 | 388 | 0.0534 | 0 |  |  | 1 |  | RE-Appl-EffCW-med-ElecDHW-ElecCDryer-Tier2-TopAnySFm1975CZ05rNCEH
RE-Appl-EffCW-med-ElecDHW-ElecCDryer-Tier2-Top | DEER2016 | D16v1 | 2015-05-16 | Any | SFm | 1975 | CZ05 | rNCGF | Each | 1 | 796 | None | 390 | 0.0533 | -0.588 | 390 | 0.0533 | -0.588 | 390 | 0.0533 | -0.588 | 390 | 0.0533 | -0.588 |  |  | 1 |  | RE-Appl-EffCW-med-ElecDHW-ElecCDryer-Tier2-TopAnySFm1975CZ05rNCGF
RE-Appl-EffCW-med-ElecDHW-ElecCDryer-Tier2-Top | DEER2016 | D16v1 | 2015-05-16 | Any | SFm | 1975 | CZ06 | rDXGF | Each | 1 | 764 | None | 390 | 0.0582 | 0.405 | 390 | 0.0582 | 0.405 | 390 | 0.0582 | 0.405 | 390 | 0.0582 | 0.405 |  |  | 1 |  | RE-Appl-EffCW-med-ElecDHW-ElecCDryer-Tier2-TopAnySFm1975CZ06rDXGF
RE-Appl-EffCW-med-ElecDHW-ElecCDryer-Tier2-Top | DEER2016 | D16v1 | 2015-05-16 | Any | SFm | 1975 | CZ06 | rDXHP | Each | 1 | 764 | None | 393 | 0.0577 | 0 | 393 | 0.0577 | 0 | 393 | 0.0577 | 0 | 393 | 0.0577 | 0 |  |  | 1 |  | RE-Appl-EffCW-med-ElecDHW-ElecCDryer-Tier2-TopAnySFm1975CZ06rDXHP
RE-Appl-EffCW-med-ElecDHW-ElecCDryer-Tier2-Top | DEER2016 | D16v1 | 2015-05-16 | Any | SFm | 1975 | CZ06 | rNCEH | Each | 1 | 764 | None | 387 | 0.0522 | 0 | 387 | 0.0522 | 0 | 387 | 0.0522 | 0 | 387 | 0.0522 | 0 |  |  | 1 |  | RE-Appl-EffCW-med-ElecDHW-ElecCDryer-Tier2-TopAnySFm1975CZ06rNCEH
RE-Appl-EffCW-med-ElecDHW-ElecCDryer-Tier2-Top | DEER2016 | D16v1 | 2015-05-16 | Any | SFm | 1975 | CZ06 | rNCGF | Each | 1 | 764 | None | 383 | 0.0522 | 0.276 | 383 | 0.0522 | 0.276 | 383 | 0.0522 | 0.276 | 383 | 0.0522 | 0.276 |  |  | 1 |  | RE-Appl-EffCW-med-ElecDHW-ElecCDryer-Tier2-TopAnySFm1975CZ06rNCGF
RE-Appl-EffCW-med-ElecDHW-ElecCDryer-Tier2-Top | DEER2016 | D16v1 | 2015-05-16 | Any | SFm | 1975 | CZ07 | rDXGF | Each | 1 | 764 | None | 388 | 0.0577 | 0.176 | 388 | 0.0577 | 0.176 | 388 | 0.0577 | 0.176 | 388 | 0.0577 | 0.176 |  |  | 1 |  | RE-Appl-EffCW-med-ElecDHW-ElecCDryer-Tier2-TopAnySFm1975CZ07rDXGF
RE-Appl-EffCW-med-ElecDHW-ElecCDryer-Tier2-Top | DEER2016 | D16v1 | 2015-05-16 | Any | SFm | 1975 | CZ07 | rDXHP | Each | 1 | 764 | None | 389 | 0.0303 | 0 | 389 | 0.0303 | 0 | 389 | 0.0303 | 0 | 389 | 0.0303 | 0 |  |  | 1 |  | RE-Appl-EffCW-med-ElecDHW-ElecCDryer-Tier2-TopAnySFm1975CZ07rDXHP
RE-Appl-EffCW-med-ElecDHW-ElecCDryer-Tier2-Top | DEER2016 | D16v1 | 2015-05-16 | Any | SFm | 1975 | CZ07 | rNCEH | Each | 1 | 764 | None | 383 | 0.0522 | 0 | 383 | 0.0522 | 0 | 383 | 0.0522 | 0 | 383 | 0.0522 | 0 |  |  | 1 |  | RE-Appl-EffCW-med-ElecDHW-ElecCDryer-Tier2-TopAnySFm1975CZ07rNCEH
RE-Appl-EffCW-med-ElecDHW-ElecCDryer-Tier2-Top | DEER2016 | D16v1 | 2015-05-16 | Any | SFm | 1975 | CZ07 | rNCGF | Each | 1 | 764 | None | 382 | 0.0522 | 0.012 | 382 | 0.0522 | 0.012 | 382 | 0.0522 | 0.012 | 382 | 0.0522 | 0.012 |  |  | 1 |  | RE-Appl-EffCW-med-ElecDHW-ElecCDryer-Tier2-TopAnySFm1975CZ07rNCGF
RE-Appl-EffCW-med-ElecDHW-ElecCDryer-Tier2-Top | DEER2016 | D16v1 | 2015-05-16 | Any | SFm | 1975 | CZ08 | rDXGF | Each | 1 | 764 | None | 394 | 0.0571 | -0.247 | 394 | 0.0571 | -0.247 | 394 | 0.0571 | -0.247 | 394 | 0.0571 | -0.247 |  |  | 1 |  | RE-Appl-EffCW-med-ElecDHW-ElecCDryer-Tier2-TopAnySFm1975CZ08rDXGF
RE-Appl-EffCW-med-ElecDHW-ElecCDryer-Tier2-Top | DEER2016 | D16v1 | 2015-05-16 | Any | SFm | 1975 | CZ08 | rDXHP | Each | 1 | 764 | None | 385 | 0.0567 | 0 | 385 | 0.0567 | 0 | 385 | 0.0567 | 0 | 385 | 0.0567 | 0 |  |  | 1 |  | RE-Appl-EffCW-med-ElecDHW-ElecCDryer-Tier2-TopAnySFm1975CZ08rDXHP
RE-Appl-EffCW-med-ElecDHW-ElecCDryer-Tier2-Top | DEER2016 | D16v1 | 2015-05-16 | Any | SFm | 1975 | CZ08 | rNCEH | Each | 1 | 764 | None | 379 | 0.0518 | 0 | 379 | 0.0518 | 0 | 379 | 0.0518 | 0 | 379 | 0.0518 | 0 |  |  | 1 |  | RE-Appl-EffCW-med-ElecDHW-ElecCDryer-Tier2-TopAnySFm1975CZ08rNCEH
RE-Appl-EffCW-med-ElecDHW-ElecCDryer-Tier2-Top | DEER2016 | D16v1 | 2015-05-16 | Any | SFm | 1975 | CZ08 | rNCGF | Each | 1 | 764 | None | 380 | 0.0518 | -0.326 | 380 | 0.0518 | -0.326 | 380 | 0.0518 | -0.326 | 380 | 0.0518 | -0.326 |  |  | 1 |  | RE-Appl-EffCW-med-ElecDHW-ElecCDryer-Tier2-TopAnySFm1975CZ08rNCGF
RE-Appl-EffCW-med-ElecDHW-ElecCDryer-Tier2-Top | DEER2016 | D16v1 | 2015-05-16 | Any | SFm | 1975 | CZ09 | rDXGF | Each | 1 | 818 | None | 393 | 0.0584 | -0.663 | 393 | 0.0584 | -0.663 | 393 | 0.0584 | -0.663 | 393 | 0.0584 | -0.663 |  |  | 1 |  | RE-Appl-EffCW-med-ElecDHW-ElecCDryer-Tier2-TopAnySFm1975CZ09rDXGF
RE-Appl-EffCW-med-ElecDHW-ElecCDryer-Tier2-Top | DEER2016 | D16v1 | 2015-05-16 | Any | SFm | 1975 | CZ09 | rDXHP | Each | 1 | 818 | None | 389 | 0.0567 | 0 | 389 | 0.0567 | 0 | 389 | 0.0567 | 0 | 389 | 0.0567 | 0 |  |  | 1 |  | RE-Appl-EffCW-med-ElecDHW-ElecCDryer-Tier2-TopAnySFm1975CZ09rDXHP
RE-Appl-EffCW-med-ElecDHW-ElecCDryer-Tier2-Top | DEER2016 | D16v1 | 2015-05-16 | Any | SFm | 1975 | CZ09 | rNCEH | Each | 1 | 818 | None | 374 | 0.0516 | 0 | 374 | 0.0516 | 0 | 374 | 0.0516 | 0 | 374 | 0.0516 | 0 |  |  | 1 |  | RE-Appl-EffCW-med-ElecDHW-ElecCDryer-Tier2-TopAnySFm1975CZ09rNCEH
RE-Appl-EffCW-med-ElecDHW-ElecCDryer-Tier2-Top | DEER2016 | D16v1 | 2015-05-16 | Any | SFm | 1975 | CZ09 | rNCGF | Each | 1 | 818 | None | 380 | 0.0515 | -0.762 | 380 | 0.0515 | -0.762 | 380 | 0.0515 | -0.762 | 380 | 0.0515 | -0.762 |  |  | 1 |  | RE-Appl-EffCW-med-ElecDHW-ElecCDryer-Tier2-TopAnySFm1975CZ09rNCGF
RE-Appl-EffCW-med-ElecDHW-ElecCDryer-Tier2-Top | DEER2016 | D16v1 | 2015-05-16 | Any | SFm | 1975 | CZ10 | rDXGF | Each | 1 | 818 | None | 388 | 0.0605 | -0.693 | 388 | 0.0605 | -0.693 | 388 | 0.0605 | -0.693 | 388 | 0.0605 | -0.693 |  |  | 1 |  | RE-Appl-EffCW-med-ElecDHW-ElecCDryer-Tier2-TopAnySFm1975CZ10rDXGF
RE-Appl-EffCW-med-ElecDHW-ElecCDryer-Tier2-Top | DEER2016 | D16v1 | 2015-05-16 | Any | SFm | 1975 | CZ10 | rDXHP | Each | 1 | 818 | None | 380 | 0.06 | 0 | 380 | 0.06 | 0 | 380 | 0.06 | 0 | 380 | 0.06 | 0 |  |  | 1 |  | RE-Appl-EffCW-med-ElecDHW-ElecCDryer-Tier2-TopAnySFm1975CZ10rDXHP
RE-Appl-EffCW-med-ElecDHW-ElecCDryer-Tier2-Top | DEER2016 | D16v1 | 2015-05-16 | Any | SFm | 1975 | CZ10 | rNCEH | Each | 1 | 818 | None | 375 | 0.0514 | 0 | 375 | 0.0514 | 0 | 375 | 0.0514 | 0 | 375 | 0.0514 | 0 |  |  | 1 |  | RE-Appl-EffCW-med-ElecDHW-ElecCDryer-Tier2-TopAnySFm1975CZ10rNCEH
RE-Appl-EffCW-med-ElecDHW-ElecCDryer-Tier2-Top | DEER2016 | D16v1 | 2015-05-16 | Any | SFm | 1975 | CZ10 | rNCGF | Each | 1 | 818 | None | 379 | 0.0514 | -0.714 | 379 | 0.0514 | -0.714 | 379 | 0.0514 | -0.714 | 379 | 0.0514 | -0.714 |  |  | 1 |  | RE-Appl-EffCW-med-ElecDHW-ElecCDryer-Tier2-TopAnySFm1975CZ10rNCGF
RE-Appl-EffCW-med-ElecDHW-ElecCDryer-Tier2-Top | DEER2016 | D16v1 | 2015-05-16 | Any | SFm | 1975 | CZ11 | rDXGF | Each | 1 | 764 | None | 393 | 0.0674 | -1.04 | 393 | 0.0674 | -1.04 | 393 | 0.0674 | -1.04 | 393 | 0.0674 | -1.04 |  |  | 1 |  | RE-Appl-EffCW-med-ElecDHW-ElecCDryer-Tier2-TopAnySFm1975CZ11rDXGF
RE-Appl-EffCW-med-ElecDHW-ElecCDryer-Tier2-Top | DEER2016 | D16v1 | 2015-05-16 | Any | SFm | 1975 | CZ11 | rDXHP | Each | 1 | 764 | None | 381 | 0.0639 | 0 | 381 | 0.0639 | 0 | 381 | 0.0639 | 0 | 381 | 0.0639 | 0 |  |  | 1 |  | RE-Appl-EffCW-med-ElecDHW-ElecCDryer-Tier2-TopAnySFm1975CZ11rDXHP
RE-Appl-EffCW-med-ElecDHW-ElecCDryer-Tier2-Top | DEER2016 | D16v1 | 2015-05-16 | Any | SFm | 1975 | CZ11 | rNCEH | Each | 1 | 764 | None | 372 | 0.0514 | 0 | 372 | 0.0514 | 0 | 372 | 0.0514 | 0 | 372 | 0.0514 | 0 |  |  | 1 |  | RE-Appl-EffCW-med-ElecDHW-ElecCDryer-Tier2-TopAnySFm1975CZ11rNCEH
RE-Appl-EffCW-med-ElecDHW-ElecCDryer-Tier2-Top | DEER2016 | D16v1 | 2015-05-16 | Any | SFm | 1975 | CZ11 | rNCGF | Each | 1 | 764 | None | 380 | 0.0514 | -1.07 | 380 | 0.0514 | -1.07 | 380 | 0.0514 | -1.07 | 380 | 0.0514 | -1.07 |  |  | 1 |  | RE-Appl-EffCW-med-ElecDHW-ElecCDryer-Tier2-TopAnySFm1975CZ11rNCGF
RE-Appl-EffCW-med-ElecDHW-ElecCDryer-Tier2-Top | DEER2016 | D16v1 | 2015-05-16 | Any | SFm | 1975 | CZ12 | rDXGF | Each | 1 | 764 | None | 392 | 0.0678 | -1.46 | 392 | 0.0678 | -1.46 | 392 | 0.0678 | -1.46 | 392 | 0.0678 | -1.46 |  |  | 1 |  | RE-Appl-EffCW-med-ElecDHW-ElecCDryer-Tier2-TopAnySFm1975CZ12rDXGF
RE-Appl-EffCW-med-ElecDHW-ElecCDryer-Tier2-Top | DEER2016 | D16v1 | 2015-05-16 | Any | SFm | 1975 | CZ12 | rDXHP | Each | 1 | 764 | None | 378 | 0.0676 | 0 | 378 | 0.0676 | 0 | 378 | 0.0676 | 0 | 378 | 0.0676 | 0 |  |  | 1 |  | RE-Appl-EffCW-med-ElecDHW-ElecCDryer-Tier2-TopAnySFm1975CZ12rDXHP
RE-Appl-EffCW-med-ElecDHW-ElecCDryer-Tier2-Top | DEER2016 | D16v1 | 2015-05-16 | Any | SFm | 1975 | CZ12 | rNCEH | Each | 1 | 764 | None | 371 | 0.0521 | 0 | 371 | 0.0521 | 0 | 371 | 0.0521 | 0 | 371 | 0.0521 | 0 |  |  | 1 |  | RE-Appl-EffCW-med-ElecDHW-ElecCDryer-Tier2-TopAnySFm1975CZ12rNCEH
RE-Appl-EffCW-med-ElecDHW-ElecCDryer-Tier2-Top | DEER2016 | D16v1 | 2015-05-16 | Any | SFm | 1975 | CZ12 | rNCGF | Each | 1 | 764 | None | 383 | 0.0521 | -1.5 | 383 | 0.0521 | -1.5 | 383 | 0.0521 | -1.5 | 383 | 0.0521 | -1.5 |  |  | 1 |  | RE-Appl-EffCW-med-ElecDHW-ElecCDryer-Tier2-TopAnySFm1975CZ12rNCGF
RE-Appl-EffCW-med-ElecDHW-ElecCDryer-Tier2-Top | DEER2016 | D16v1 | 2015-05-16 | Any | SFm | 1975 | CZ13 | rDXGF | Each | 1 | 764 | None | 392 | 0.0635 | -1.45 | 392 | 0.0635 | -1.45 | 392 | 0.0635 | -1.45 | 392 | 0.0635 | -1.45 |  |  | 1 |  | RE-Appl-EffCW-med-ElecDHW-ElecCDryer-Tier2-TopAnySFm1975CZ13rDXGF
RE-Appl-EffCW-med-ElecDHW-ElecCDryer-Tier2-Top | DEER2016 | D16v1 | 2015-05-16 | Any | SFm | 1975 | CZ13 | rDXHP | Each | 1 | 764 | None | 378 | 0.0633 | 0 | 378 | 0.0633 | 0 | 378 | 0.0633 | 0 | 378 | 0.0633 | 0 |  |  | 1 |  | RE-Appl-EffCW-med-ElecDHW-ElecCDryer-Tier2-TopAnySFm1975CZ13rDXHP
RE-Appl-EffCW-med-ElecDHW-ElecCDryer-Tier2-Top | DEER2016 | D16v1 | 2015-05-16 | Any | SFm | 1975 | CZ13 | rNCEH | Each | 1 | 764 | None | 367 | 0.0512 | 0 | 367 | 0.0512 | 0 | 367 | 0.0512 | 0 | 367 | 0.0512 | 0 |  |  | 1 |  | RE-Appl-EffCW-med-ElecDHW-ElecCDryer-Tier2-TopAnySFm1975CZ13rNCEH
RE-Appl-EffCW-med-ElecDHW-ElecCDryer-Tier2-Top | DEER2016 | D16v1 | 2015-05-16 | Any | SFm | 1975 | CZ13 | rNCGF | Each | 1 | 764 | None | 379 | 0.0512 | -1.46 | 379 | 0.0512 | -1.46 | 379 | 0.0512 | -1.46 | 379 | 0.0512 | -1.46 |  |  | 1 |  | RE-Appl-EffCW-med-ElecDHW-ElecCDryer-Tier2-TopAnySFm1975CZ13rNCGF
RE-Appl-EffCW-med-ElecDHW-ElecCDryer-Tier2-Top | DEER2016 | D16v1 | 2015-05-16 | Any | SFm | 1975 | CZ14 | rDXGF | Each | 1 | 778 | None | 404 | 0.0605 | -0.919 | 404 | 0.0605 | -0.919 | 404 | 0.0605 | -0.919 | 404 | 0.0605 | -0.919 |  |  | 1 |  | RE-Appl-EffCW-med-ElecDHW-ElecCDryer-Tier2-TopAnySFm1975CZ14rDXGF
RE-Appl-EffCW-med-ElecDHW-ElecCDryer-Tier2-Top | DEER2016 | D16v1 | 2015-05-16 | Any | SFm | 1975 | CZ14 | rDXHP | Each | 1 | 778 | None | 394 | 0.0611 | 0 | 394 | 0.0611 | 0 | 394 | 0.0611 | 0 | 394 | 0.0611 | 0 |  |  | 1 |  | RE-Appl-EffCW-med-ElecDHW-ElecCDryer-Tier2-TopAnySFm1975CZ14rDXHP
RE-Appl-EffCW-med-ElecDHW-ElecCDryer-Tier2-Top | DEER2016 | D16v1 | 2015-05-16 | Any | SFm | 1975 | CZ14 | rNCEH | Each | 1 | 778 | None | 374 | 0.0509 | 0 | 374 | 0.0509 | 0 | 374 | 0.0509 | 0 | 374 | 0.0509 | 0 |  |  | 1 |  | RE-Appl-EffCW-med-ElecDHW-ElecCDryer-Tier2-TopAnySFm1975CZ14rNCEH
RE-Appl-EffCW-med-ElecDHW-ElecCDryer-Tier2-Top | DEER2016 | D16v1 | 2015-05-16 | Any | SFm | 1975 | CZ14 | rNCGF | Each | 1 | 778 | None | 381 | 0.0509 | -0.975 | 381 | 0.0509 | -0.975 | 381 | 0.0509 | -0.975 | 381 | 0.0509 | -0.975 |  |  | 1 |  | RE-Appl-EffCW-med-ElecDHW-ElecCDryer-Tier2-TopAnySFm1975CZ14rNCGF
RE-Appl-EffCW-med-ElecDHW-ElecCDryer-Tier2-Top | DEER2016 | D16v1 | 2015-05-16 | Any | SFm | 1975 | CZ15 | rDXGF | Each | 1 | 778 | None | 389 | 0.0589 | -0.445 | 389 | 0.0589 | -0.445 | 389 | 0.0589 | -0.445 | 389 | 0.0589 | -0.445 |  |  | 1 |  | RE-Appl-EffCW-med-ElecDHW-ElecCDryer-Tier2-TopAnySFm1975CZ15rDXGF
RE-Appl-EffCW-med-ElecDHW-ElecCDryer-Tier2-Top | DEER2016 | D16v1 | 2015-05-16 | Any | SFm | 1975 | CZ15 | rDXHP | Each | 1 | 778 | None | 385 | 0.0579 | 0 | 385 | 0.0579 | 0 | 385 | 0.0579 | 0 | 385 | 0.0579 | 0 |  |  | 1 |  | RE-Appl-EffCW-med-ElecDHW-ElecCDryer-Tier2-TopAnySFm1975CZ15rDXHP
RE-Appl-EffCW-med-ElecDHW-ElecCDryer-Tier2-Top | DEER2016 | D16v1 | 2015-05-16 | Any | SFm | 1975 | CZ15 | rNCEH | Each | 1 | 778 | None | 363 | 0.0487 | 0 | 363 | 0.0487 | 0 | 363 | 0.0487 | 0 | 363 | 0.0487 | 0 |  |  | 1 |  | RE-Appl-EffCW-med-ElecDHW-ElecCDryer-Tier2-TopAnySFm1975CZ15rNCEH
RE-Appl-EffCW-med-ElecDHW-ElecCDryer-Tier2-Top | DEER2016 | D16v1 | 2015-05-16 | Any | SFm | 1975 | CZ15 | rNCGF | Each | 1 | 778 | None | 365 | 0.0487 | -0.452 | 365 | 0.0487 | -0.452 | 365 | 0.0487 | -0.452 | 365 | 0.0487 | -0.452 |  |  | 1 |  | RE-Appl-EffCW-med-ElecDHW-ElecCDryer-Tier2-TopAnySFm1975CZ15rNCGF
RE-Appl-EffCW-med-ElecDHW-ElecCDryer-Tier2-Top | DEER2016 | D16v1 | 2015-05-16 | Any | SFm | 1975 | CZ16 | rDXGF | Each | 1 | 796 | None | 409 | 0.0577 | -0.8 | 409 | 0.0577 | -0.8 | 409 | 0.0577 | -0.8 | 409 | 0.0577 | -0.8 |  |  | 1 |  | RE-Appl-EffCW-med-ElecDHW-ElecCDryer-Tier2-TopAnySFm1975CZ16rDXGF
RE-Appl-EffCW-med-ElecDHW-ElecCDryer-Tier2-Top | DEER2016 | D16v1 | 2015-05-16 | Any | SFm | 1975 | CZ16 | rDXHP | Each | 1 | 796 | None | 399 | 0.0623 | 0 | 399 | 0.0623 | 0 | 399 | 0.0623 | 0 | 399 | 0.0623 | 0 |  |  | 1 |  | RE-Appl-EffCW-med-ElecDHW-ElecCDryer-Tier2-TopAnySFm1975CZ16rDXHP
RE-Appl-EffCW-med-ElecDHW-ElecCDryer-Tier2-Top | DEER2016 | D16v1 | 2015-05-16 | Any | SFm | 1975 | CZ16 | rNCEH | Each | 1 | 796 | None | 388 | 0.0536 | 0 | 388 | 0.0536 | 0 | 388 | 0.0536 | 0 | 388 | 0.0536 | 0 |  |  | 1 |  | RE-Appl-EffCW-med-ElecDHW-ElecCDryer-Tier2-TopAnySFm1975CZ16rNCEH
RE-Appl-EffCW-med-ElecDHW-ElecCDryer-Tier2-Top | DEER2016 | D16v1 | 2015-05-16 | Any | SFm | 1975 | CZ16 | rNCGF | Each | 1 | 796 | None | 395 | 0.0535 | -0.826 | 395 | 0.0535 | -0.826 | 395 | 0.0535 | -0.826 | 395 | 0.0535 | -0.826 |  |  | 1 |  | RE-Appl-EffCW-med-ElecDHW-ElecCDryer-Tier2-TopAnySFm1975CZ16rNCGF
RE-Appl-EffCW-med-ElecDHW-ElecCDryer-Tier2-Top | DEER2016 | D16v1 | 2015-05-16 | Any | SFm | 1985 | CZ01 | rDXGF | Each | 1 | 952 | None | 395 | 0.0557 | -1.95 | 395 | 0.0557 | -1.95 | 395 | 0.0557 | -1.95 | 395 | 0.0557 | -1.95 |  |  | 1 |  | RE-Appl-EffCW-med-ElecDHW-ElecCDryer-Tier2-TopAnySFm1985CZ01rDXGF
RE-Appl-EffCW-med-ElecDHW-ElecCDryer-Tier2-Top | DEER2016 | D16v1 | 2015-05-16 | Any | SFm | 1985 | CZ01 | rDXHP | Each | 1 | 952 | None | 378 | 0.0545 | 0 | 378 | 0.0545 | 0 | 378 | 0.0545 | 0 | 378 | 0.0545 | 0 |  |  | 1 |  | RE-Appl-EffCW-med-ElecDHW-ElecCDryer-Tier2-TopAnySFm1985CZ01rDXHP
RE-Appl-EffCW-med-ElecDHW-ElecCDryer-Tier2-Top | DEER2016 | D16v1 | 2015-05-16 | Any | SFm | 1985 | CZ01 | rNCEH | Each | 1 | 952 | None | 381 | 0.0541 | 0 | 381 | 0.0541 | 0 | 381 | 0.0541 | 0 | 381 | 0.0541 | 0 |  |  | 1 |  | RE-Appl-EffCW-med-ElecDHW-ElecCDryer-Tier2-TopAnySFm1985CZ01rNCEH
RE-Appl-EffCW-med-ElecDHW-ElecCDryer-Tier2-Top | DEER2016 | D16v1 | 2015-05-16 | Any | SFm | 1985 | CZ01 | rNCGF | Each | 1 | 952 | None | 395 | 0.0543 | -2.02 | 395 | 0.0543 | -2.02 | 395 | 0.0543 | -2.02 | 395 | 0.0543 | -2.02 |  |  | 1 |  | RE-Appl-EffCW-med-ElecDHW-ElecCDryer-Tier2-TopAnySFm1985CZ01rNCGF
RE-Appl-EffCW-med-ElecDHW-ElecCDryer-Tier2-Top | DEER2016 | D16v1 | 2015-05-16 | Any | SFm | 1985 | CZ02 | rDXGF | Each | 1 | 952 | None | 392 | 0.0706 | -1.65 | 392 | 0.0706 | -1.65 | 392 | 0.0706 | -1.65 | 392 | 0.0706 | -1.65 |  |  | 1 |  | RE-Appl-EffCW-med-ElecDHW-ElecCDryer-Tier2-TopAnySFm1985CZ02rDXGF
RE-Appl-EffCW-med-ElecDHW-ElecCDryer-Tier2-Top | DEER2016 | D16v1 | 2015-05-16 | Any | SFm | 1985 | CZ02 | rDXHP | Each | 1 | 952 | None | 376 | 0.0715 | 0 | 376 | 0.0715 | 0 | 376 | 0.0715 | 0 | 376 | 0.0715 | 0 |  |  | 1 |  | RE-Appl-EffCW-med-ElecDHW-ElecCDryer-Tier2-TopAnySFm1985CZ02rDXHP
RE-Appl-EffCW-med-ElecDHW-ElecCDryer-Tier2-Top | DEER2016 | D16v1 | 2015-05-16 | Any | SFm | 1985 | CZ02 | rNCEH | Each | 1 | 952 | None | 373 | 0.0531 | 0 | 373 | 0.0531 | 0 | 373 | 0.0531 | 0 | 373 | 0.0531 | 0 |  |  | 1 |  | RE-Appl-EffCW-med-ElecDHW-ElecCDryer-Tier2-TopAnySFm1985CZ02rNCEH
RE-Appl-EffCW-med-ElecDHW-ElecCDryer-Tier2-Top | DEER2016 | D16v1 | 2015-05-16 | Any | SFm | 1985 | CZ02 | rNCGF | Each | 1 | 952 | None | 387 | 0.0531 | -1.73 | 387 | 0.0531 | -1.73 | 387 | 0.0531 | -1.73 | 387 | 0.0531 | -1.73 |  |  | 1 |  | RE-Appl-EffCW-med-ElecDHW-ElecCDryer-Tier2-TopAnySFm1985CZ02rNCGF
RE-Appl-EffCW-med-ElecDHW-ElecCDryer-Tier2-Top | DEER2016 | D16v1 | 2015-05-16 | Any | SFm | 1985 | CZ03 | rDXGF | Each | 1 | 952 | None | 392 | 0.0668 | -1.26 | 392 | 0.0668 | -1.26 | 392 | 0.0668 | -1.26 | 392 | 0.0668 | -1.26 |  |  | 1 |  | RE-Appl-EffCW-med-ElecDHW-ElecCDryer-Tier2-TopAnySFm1985CZ03rDXGF
RE-Appl-EffCW-med-ElecDHW-ElecCDryer-Tier2-Top | DEER2016 | D16v1 | 2015-05-16 | Any | SFm | 1985 | CZ03 | rDXHP | Each | 1 | 952 | None | 379 | 0.0678 | 0 | 379 | 0.0678 | 0 | 379 | 0.0678 | 0 | 379 | 0.0678 | 0 |  |  | 1 |  | RE-Appl-EffCW-med-ElecDHW-ElecCDryer-Tier2-TopAnySFm1985CZ03rDXHP
RE-Appl-EffCW-med-ElecDHW-ElecCDryer-Tier2-Top | DEER2016 | D16v1 | 2015-05-16 | Any | SFm | 1985 | CZ03 | rNCEH | Each | 1 | 952 | None | 377 | 0.0533 | 0 | 377 | 0.0533 | 0 | 377 | 0.0533 | 0 | 377 | 0.0533 | 0 |  |  | 1 |  | RE-Appl-EffCW-med-ElecDHW-ElecCDryer-Tier2-TopAnySFm1985CZ03rNCEH
RE-Appl-EffCW-med-ElecDHW-ElecCDryer-Tier2-Top | DEER2016 | D16v1 | 2015-05-16 | Any | SFm | 1985 | CZ03 | rNCGF | Each | 1 | 952 | None | 388 | 0.0533 | -1.39 | 388 | 0.0533 | -1.39 | 388 | 0.0533 | -1.39 | 388 | 0.0533 | -1.39 |  |  | 1 |  | RE-Appl-EffCW-med-ElecDHW-ElecCDryer-Tier2-TopAnySFm1985CZ03rNCGF
RE-Appl-EffCW-med-ElecDHW-ElecCDryer-Tier2-Top | DEER2016 | D16v1 | 2015-05-16 | Any | SFm | 1985 | CZ04 | rDXGF | Each | 1 | 952 | None | 393 | 0.0627 | -1.83 | 393 | 0.0627 | -1.83 | 393 | 0.0627 | -1.83 | 393 | 0.0627 | -1.83 |  |  | 1 |  | RE-Appl-EffCW-med-ElecDHW-ElecCDryer-Tier2-TopAnySFm1985CZ04rDXGF
RE-Appl-EffCW-med-ElecDHW-ElecCDryer-Tier2-Top | DEER2016 | D16v1 | 2015-05-16 | Any | SFm | 1985 | CZ04 | rDXHP | Each | 1 | 952 | None | 376 | 0.0606 | 0 | 376 | 0.0606 | 0 | 376 | 0.0606 | 0 | 376 | 0.0606 | 0 |  |  | 1 |  | RE-Appl-EffCW-med-ElecDHW-ElecCDryer-Tier2-TopAnySFm1985CZ04rDXHP
RE-Appl-EffCW-med-ElecDHW-ElecCDryer-Tier2-Top | DEER2016 | D16v1 | 2015-05-16 | Any | SFm | 1985 | CZ04 | rNCEH | Each | 1 | 952 | None | 369 | 0.0523 | 0 | 369 | 0.0523 | 0 | 369 | 0.0523 | 0 | 369 | 0.0523 | 0 |  |  | 1 |  | RE-Appl-EffCW-med-ElecDHW-ElecCDryer-Tier2-TopAnySFm1985CZ04rNCEH
RE-Appl-EffCW-med-ElecDHW-ElecCDryer-Tier2-Top | DEER2016 | D16v1 | 2015-05-16 | Any | SFm | 1985 | CZ04 | rNCGF | Each | 1 | 952 | None | 384 | 0.0524 | -1.91 | 384 | 0.0524 | -1.91 | 384 | 0.0524 | -1.91 | 384 | 0.0524 | -1.91 |  |  | 1 |  | RE-Appl-EffCW-med-ElecDHW-ElecCDryer-Tier2-TopAnySFm1985CZ04rNCGF
RE-Appl-EffCW-med-ElecDHW-ElecCDryer-Tier2-Top | DEER2016 | D16v1 | 2015-05-16 | Any | SFm | 1985 | CZ05 | rDXGF | Each | 1 | 952 | None | 392 | 0.0511 | -1.89 | 392 | 0.0511 | -1.89 | 392 | 0.0511 | -1.89 | 392 | 0.0511 | -1.89 |  |  | 1 |  | RE-Appl-EffCW-med-ElecDHW-ElecCDryer-Tier2-TopAnySFm1985CZ05rDXGF
RE-Appl-EffCW-med-ElecDHW-ElecCDryer-Tier2-Top | DEER2016 | D16v1 | 2015-05-16 | Any | SFm | 1985 | CZ05 | rDXHP | Each | 1 | 952 | None | 376 | 0.0541 | 0 | 376 | 0.0541 | 0 | 376 | 0.0541 | 0 | 376 | 0.0541 | 0 |  |  | 1 |  | RE-Appl-EffCW-med-ElecDHW-ElecCDryer-Tier2-TopAnySFm1985CZ05rDXHP
RE-Appl-EffCW-med-ElecDHW-ElecCDryer-Tier2-Top | DEER2016 | D16v1 | 2015-05-16 | Any | SFm | 1985 | CZ05 | rNCEH | Each | 1 | 952 | None | 373 | 0.0534 | 0 | 373 | 0.0534 | 0 | 373 | 0.0534 | 0 | 373 | 0.0534 | 0 |  |  | 1 |  | RE-Appl-EffCW-med-ElecDHW-ElecCDryer-Tier2-TopAnySFm1985CZ05rNCEH
RE-Appl-EffCW-med-ElecDHW-ElecCDryer-Tier2-Top | DEER2016 | D16v1 | 2015-05-16 | Any | SFm | 1985 | CZ05 | rNCGF | Each | 1 | 952 | None | 389 | 0.0534 | -2.12 | 389 | 0.0534 | -2.12 | 389 | 0.0534 | -2.12 | 389 | 0.0534 | -2.12 |  |  | 1 |  | RE-Appl-EffCW-med-ElecDHW-ElecCDryer-Tier2-TopAnySFm1985CZ05rNCGF
RE-Appl-EffCW-med-ElecDHW-ElecCDryer-Tier2-Top | DEER2016 | D16v1 | 2015-05-16 | Any | SFm | 1985 | CZ06 | rDXGF | Each | 1 | 1030 | None | 391 | 0.0798 | 0.112 | 391 | 0.0798 | 0.112 | 391 | 0.0798 | 0.112 | 391 | 0.0798 | 0.112 |  |  | 1 |  | RE-Appl-EffCW-med-ElecDHW-ElecCDryer-Tier2-TopAnySFm1985CZ06rDXGF
RE-Appl-EffCW-med-ElecDHW-ElecCDryer-Tier2-Top | DEER2016 | D16v1 | 2015-05-16 | Any | SFm | 1985 | CZ06 | rDXHP | Each | 1 | 1030 | None | 391 | 0.0419 | 0 | 391 | 0.0419 | 0 | 391 | 0.0419 | 0 | 391 | 0.0419 | 0 |  |  | 1 |  | RE-Appl-EffCW-med-ElecDHW-ElecCDryer-Tier2-TopAnySFm1985CZ06rDXHP
RE-Appl-EffCW-med-ElecDHW-ElecCDryer-Tier2-Top | DEER2016 | D16v1 | 2015-05-16 | Any | SFm | 1985 | CZ06 | rNCEH | Each | 1 | 1030 | None | 382 | 0.0522 | 0 | 382 | 0.0522 | 0 | 382 | 0.0522 | 0 | 382 | 0.0522 | 0 |  |  | 1 |  | RE-Appl-EffCW-med-ElecDHW-ElecCDryer-Tier2-TopAnySFm1985CZ06rNCEH
RE-Appl-EffCW-med-ElecDHW-ElecCDryer-Tier2-Top | DEER2016 | D16v1 | 2015-05-16 | Any | SFm | 1985 | CZ06 | rNCGF | Each | 1 | 1030 | None | 383 | 0.0523 | -0.102 | 383 | 0.0523 | -0.102 | 383 | 0.0523 | -0.102 | 383 | 0.0523 | -0.102 |  |  | 1 |  | RE-Appl-EffCW-med-ElecDHW-ElecCDryer-Tier2-TopAnySFm1985CZ06rNCGF
RE-Appl-EffCW-med-ElecDHW-ElecCDryer-Tier2-Top | DEER2016 | D16v1 | 2015-05-16 | Any | SFm | 1985 | CZ07 | rDXGF | Each | 1 | 1030 | None | 393 | 0.0768 | 0.255 | 393 | 0.0768 | 0.255 | 393 | 0.0768 | 0.255 | 393 | 0.0768 | 0.255 |  |  | 1 |  | RE-Appl-EffCW-med-ElecDHW-ElecCDryer-Tier2-TopAnySFm1985CZ07rDXGF
RE-Appl-EffCW-med-ElecDHW-ElecCDryer-Tier2-Top | DEER2016 | D16v1 | 2015-05-16 | Any | SFm | 1985 | CZ07 | rDXHP | Each | 1 | 1030 | None | 394 | 0.0548 | 0 | 394 | 0.0548 | 0 | 394 | 0.0548 | 0 | 394 | 0.0548 | 0 |  |  | 1 |  | RE-Appl-EffCW-med-ElecDHW-ElecCDryer-Tier2-TopAnySFm1985CZ07rDXHP
RE-Appl-EffCW-med-ElecDHW-ElecCDryer-Tier2-Top | DEER2016 | D16v1 | 2015-05-16 | Any | SFm | 1985 | CZ07 | rNCEH | Each | 1 | 1030 | None | 381 | 0.0522 | 0 | 381 | 0.0522 | 0 | 381 | 0.0522 | 0 | 381 | 0.0522 | 0 |  |  | 1 |  | RE-Appl-EffCW-med-ElecDHW-ElecCDryer-Tier2-TopAnySFm1985CZ07rNCEH
RE-Appl-EffCW-med-ElecDHW-ElecCDryer-Tier2-Top | DEER2016 | D16v1 | 2015-05-16 | Any | SFm | 1985 | CZ07 | rNCGF | Each | 1 | 1030 | None | 382 | 0.0521 | 0.007 | 382 | 0.0521 | 0.007 | 382 | 0.0521 | 0.007 | 382 | 0.0521 | 0.007 |  |  | 1 |  | RE-Appl-EffCW-med-ElecDHW-ElecCDryer-Tier2-TopAnySFm1985CZ07rNCGF
RE-Appl-EffCW-med-ElecDHW-ElecCDryer-Tier2-Top | DEER2016 | D16v1 | 2015-05-16 | Any | SFm | 1985 | CZ08 | rDXGF | Each | 1 | 1030 | None | 394 | 0.0575 | 0.154 | 394 | 0.0575 | 0.154 | 394 | 0.0575 | 0.154 | 394 | 0.0575 | 0.154 |  |  | 1 |  | RE-Appl-EffCW-med-ElecDHW-ElecCDryer-Tier2-TopAnySFm1985CZ08rDXGF
RE-Appl-EffCW-med-ElecDHW-ElecCDryer-Tier2-Top | DEER2016 | D16v1 | 2015-05-16 | Any | SFm | 1985 | CZ08 | rDXHP | Each | 1 | 1030 | None | 395 | 0.0633 | 0 | 395 | 0.0633 | 0 | 395 | 0.0633 | 0 | 395 | 0.0633 | 0 |  |  | 1 |  | RE-Appl-EffCW-med-ElecDHW-ElecCDryer-Tier2-TopAnySFm1985CZ08rDXHP
RE-Appl-EffCW-med-ElecDHW-ElecCDryer-Tier2-Top | DEER2016 | D16v1 | 2015-05-16 | Any | SFm | 1985 | CZ08 | rNCEH | Each | 1 | 1030 | None | 380 | 0.0518 | 0 | 380 | 0.0518 | 0 | 380 | 0.0518 | 0 | 380 | 0.0518 | 0 |  |  | 1 |  | RE-Appl-EffCW-med-ElecDHW-ElecCDryer-Tier2-TopAnySFm1985CZ08rNCEH
RE-Appl-EffCW-med-ElecDHW-ElecCDryer-Tier2-Top | DEER2016 | D16v1 | 2015-05-16 | Any | SFm | 1985 | CZ08 | rNCGF | Each | 1 | 1030 | None | 380 | 0.052 | -0.082 | 380 | 0.052 | -0.082 | 380 | 0.052 | -0.082 | 380 | 0.052 | -0.082 |  |  | 1 |  | RE-Appl-EffCW-med-ElecDHW-ElecCDryer-Tier2-TopAnySFm1985CZ08rNCGF
RE-Appl-EffCW-med-ElecDHW-ElecCDryer-Tier2-Top | DEER2016 | D16v1 | 2015-05-16 | Any | SFm | 1985 | CZ09 | rDXGF | Each | 1 | 906 | None | 390 | 0.0586 | 0.112 | 390 | 0.0586 | 0.112 | 390 | 0.0586 | 0.112 | 390 | 0.0586 | 0.112 |  |  | 1 |  | RE-Appl-EffCW-med-ElecDHW-ElecCDryer-Tier2-TopAnySFm1985CZ09rDXGF
RE-Appl-EffCW-med-ElecDHW-ElecCDryer-Tier2-Top | DEER2016 | D16v1 | 2015-05-16 | Any | SFm | 1985 | CZ09 | rDXHP | Each | 1 | 906 | None | 392 | 0.0569 | 0 | 392 | 0.0569 | 0 | 392 | 0.0569 | 0 | 392 | 0.0569 | 0 |  |  | 1 |  | RE-Appl-EffCW-med-ElecDHW-ElecCDryer-Tier2-TopAnySFm1985CZ09rDXHP
RE-Appl-EffCW-med-ElecDHW-ElecCDryer-Tier2-Top | DEER2016 | D16v1 | 2015-05-16 | Any | SFm | 1985 | CZ09 | rNCEH | Each | 1 | 906 | None | 379 | 0.0516 | 0 | 379 | 0.0516 | 0 | 379 | 0.0516 | 0 | 379 | 0.0516 | 0 |  |  | 1 |  | RE-Appl-EffCW-med-ElecDHW-ElecCDryer-Tier2-TopAnySFm1985CZ09rNCEH
RE-Appl-EffCW-med-ElecDHW-ElecCDryer-Tier2-Top | DEER2016 | D16v1 | 2015-05-16 | Any | SFm | 1985 | CZ09 | rNCGF | Each | 1 | 906 | None | 380 | 0.0516 | -0.059 | 380 | 0.0516 | -0.059 | 380 | 0.0516 | -0.059 | 380 | 0.0516 | -0.059 |  |  | 1 |  | RE-Appl-EffCW-med-ElecDHW-ElecCDryer-Tier2-TopAnySFm1985CZ09rNCGF
RE-Appl-EffCW-med-ElecDHW-ElecCDryer-Tier2-Top | DEER2016 | D16v1 | 2015-05-16 | Any | SFm | 1985 | CZ10 | rDXGF | Each | 1 | 906 | None | 390 | 0.0605 | -0.234 | 390 | 0.0605 | -0.234 | 390 | 0.0605 | -0.234 | 390 | 0.0605 | -0.234 |  |  | 1 |  | RE-Appl-EffCW-med-ElecDHW-ElecCDryer-Tier2-TopAnySFm1985CZ10rDXGF
RE-Appl-EffCW-med-ElecDHW-ElecCDryer-Tier2-Top | DEER2016 | D16v1 | 2015-05-16 | Any | SFm | 1985 | CZ10 | rDXHP | Each | 1 | 906 | None | 387 | 0.0609 | 0 | 387 | 0.0609 | 0 | 387 | 0.0609 | 0 | 387 | 0.0609 | 0 |  |  | 1 |  | RE-Appl-EffCW-med-ElecDHW-ElecCDryer-Tier2-TopAnySFm1985CZ10rDXHP
RE-Appl-EffCW-med-ElecDHW-ElecCDryer-Tier2-Top | DEER2016 | D16v1 | 2015-05-16 | Any | SFm | 1985 | CZ10 | rNCEH | Each | 1 | 906 | None | 377 | 0.0514 | 0 | 377 | 0.0514 | 0 | 377 | 0.0514 | 0 | 377 | 0.0514 | 0 |  |  | 1 |  | RE-Appl-EffCW-med-ElecDHW-ElecCDryer-Tier2-TopAnySFm1985CZ10rNCEH
RE-Appl-EffCW-med-ElecDHW-ElecCDryer-Tier2-Top | DEER2016 | D16v1 | 2015-05-16 | Any | SFm | 1985 | CZ10 | rNCGF | Each | 1 | 906 | None | 379 | 0.0514 | -0.318 | 379 | 0.0514 | -0.318 | 379 | 0.0514 | -0.318 | 379 | 0.0514 | -0.318 |  |  | 1 |  | RE-Appl-EffCW-med-ElecDHW-ElecCDryer-Tier2-TopAnySFm1985CZ10rNCGF
RE-Appl-EffCW-med-ElecDHW-ElecCDryer-Tier2-Top | DEER2016 | D16v1 | 2015-05-16 | Any | SFm | 1985 | CZ11 | rDXGF | Each | 1 | 852 | None | 391 | 0.0634 | -1.07 | 391 | 0.0634 | -1.07 | 391 | 0.0634 | -1.07 | 391 | 0.0634 | -1.07 |  |  | 1 |  | RE-Appl-EffCW-med-ElecDHW-ElecCDryer-Tier2-TopAnySFm1985CZ11rDXGF
RE-Appl-EffCW-med-ElecDHW-ElecCDryer-Tier2-Top | DEER2016 | D16v1 | 2015-05-16 | Any | SFm | 1985 | CZ11 | rDXHP | Each | 1 | 852 | None | 379 | 0.0596 | 0 | 379 | 0.0596 | 0 | 379 | 0.0596 | 0 | 379 | 0.0596 | 0 |  |  | 1 |  | RE-Appl-EffCW-med-ElecDHW-ElecCDryer-Tier2-TopAnySFm1985CZ11rDXHP
RE-Appl-EffCW-med-ElecDHW-ElecCDryer-Tier2-Top | DEER2016 | D16v1 | 2015-05-16 | Any | SFm | 1985 | CZ11 | rNCEH | Each | 1 | 852 | None | 371 | 0.0514 | 0 | 371 | 0.0514 | 0 | 371 | 0.0514 | 0 | 371 | 0.0514 | 0 |  |  | 1 |  | RE-Appl-EffCW-med-ElecDHW-ElecCDryer-Tier2-TopAnySFm1985CZ11rNCEH
RE-Appl-EffCW-med-ElecDHW-ElecCDryer-Tier2-Top | DEER2016 | D16v1 | 2015-05-16 | Any | SFm | 1985 | CZ11 | rNCGF | Each | 1 | 852 | None | 380 | 0.0513 | -1.07 | 380 | 0.0513 | -1.07 | 380 | 0.0513 | -1.07 | 380 | 0.0513 | -1.07 |  |  | 1 |  | RE-Appl-EffCW-med-ElecDHW-ElecCDryer-Tier2-TopAnySFm1985CZ11rNCGF
RE-Appl-EffCW-med-ElecDHW-ElecCDryer-Tier2-Top | DEER2016 | D16v1 | 2015-05-16 | Any | SFm | 1985 | CZ12 | rDXGF | Each | 1 | 852 | None | 389 | 0.062 | -1.15 | 389 | 0.062 | -1.15 | 389 | 0.062 | -1.15 | 389 | 0.062 | -1.15 |  |  | 1 |  | RE-Appl-EffCW-med-ElecDHW-ElecCDryer-Tier2-TopAnySFm1985CZ12rDXGF
RE-Appl-EffCW-med-ElecDHW-ElecCDryer-Tier2-Top | DEER2016 | D16v1 | 2015-05-16 | Any | SFm | 1985 | CZ12 | rDXHP | Each | 1 | 852 | None | 376 | 0.0601 | 0 | 376 | 0.0601 | 0 | 376 | 0.0601 | 0 | 376 | 0.0601 | 0 |  |  | 1 |  | RE-Appl-EffCW-med-ElecDHW-ElecCDryer-Tier2-TopAnySFm1985CZ12rDXHP
RE-Appl-EffCW-med-ElecDHW-ElecCDryer-Tier2-Top | DEER2016 | D16v1 | 2015-05-16 | Any | SFm | 1985 | CZ12 | rNCEH | Each | 1 | 852 | None | 372 | 0.0521 | 0 | 372 | 0.0521 | 0 | 372 | 0.0521 | 0 | 372 | 0.0521 | 0 |  |  | 1 |  | RE-Appl-EffCW-med-ElecDHW-ElecCDryer-Tier2-TopAnySFm1985CZ12rNCEH
RE-Appl-EffCW-med-ElecDHW-ElecCDryer-Tier2-Top | DEER2016 | D16v1 | 2015-05-16 | Any | SFm | 1985 | CZ12 | rNCGF | Each | 1 | 852 | None | 383 | 0.0521 | -1.2 | 383 | 0.0521 | -1.2 | 383 | 0.0521 | -1.2 | 383 | 0.0521 | -1.2 |  |  | 1 |  | RE-Appl-EffCW-med-ElecDHW-ElecCDryer-Tier2-TopAnySFm1985CZ12rNCGF
RE-Appl-EffCW-med-ElecDHW-ElecCDryer-Tier2-Top | DEER2016 | D16v1 | 2015-05-16 | Any | SFm | 1985 | CZ13 | rDXGF | Each | 1 | 852 | None | 392 | 0.0612 | -0.973 | 392 | 0.0612 | -0.973 | 392 | 0.0612 | -0.973 | 392 | 0.0612 | -0.973 |  |  | 1 |  | RE-Appl-EffCW-med-ElecDHW-ElecCDryer-Tier2-TopAnySFm1985CZ13rDXGF
RE-Appl-EffCW-med-ElecDHW-ElecCDryer-Tier2-Top | DEER2016 | D16v1 | 2015-05-16 | Any | SFm | 1985 | CZ13 | rDXHP | Each | 1 | 852 | None | 380 | 0.0611 | 0 | 380 | 0.0611 | 0 | 380 | 0.0611 | 0 | 380 | 0.0611 | 0 |  |  | 1 |  | RE-Appl-EffCW-med-ElecDHW-ElecCDryer-Tier2-TopAnySFm1985CZ13rDXHP
RE-Appl-EffCW-med-ElecDHW-ElecCDryer-Tier2-Top | DEER2016 | D16v1 | 2015-05-16 | Any | SFm | 1985 | CZ13 | rNCEH | Each | 1 | 852 | None | 371 | 0.0512 | 0 | 371 | 0.0512 | 0 | 371 | 0.0512 | 0 | 371 | 0.0512 | 0 |  |  | 1 |  | RE-Appl-EffCW-med-ElecDHW-ElecCDryer-Tier2-TopAnySFm1985CZ13rNCEH
RE-Appl-EffCW-med-ElecDHW-ElecCDryer-Tier2-Top | DEER2016 | D16v1 | 2015-05-16 | Any | SFm | 1985 | CZ13 | rNCGF | Each | 1 | 852 | None | 379 | 0.0512 | -1.01 | 379 | 0.0512 | -1.01 | 379 | 0.0512 | -1.01 | 379 | 0.0512 | -1.01 |  |  | 1 |  | RE-Appl-EffCW-med-ElecDHW-ElecCDryer-Tier2-TopAnySFm1985CZ13rNCGF
RE-Appl-EffCW-med-ElecDHW-ElecCDryer-Tier2-Top | DEER2016 | D16v1 | 2015-05-16 | Any | SFm | 1985 | CZ14 | rDXGF | Each | 1 | 870 | None | 403 | 0.062 | -1.71 | 403 | 0.062 | -1.71 | 403 | 0.062 | -1.71 | 403 | 0.062 | -1.71 |  |  | 1 |  | RE-Appl-EffCW-med-ElecDHW-ElecCDryer-Tier2-TopAnySFm1985CZ14rDXGF
RE-Appl-EffCW-med-ElecDHW-ElecCDryer-Tier2-Top | DEER2016 | D16v1 | 2015-05-16 | Any | SFm | 1985 | CZ14 | rDXHP | Each | 1 | 870 | None | 387 | 0.0602 | 0 | 387 | 0.0602 | 0 | 387 | 0.0602 | 0 | 387 | 0.0602 | 0 |  |  | 1 |  | RE-Appl-EffCW-med-ElecDHW-ElecCDryer-Tier2-TopAnySFm1985CZ14rDXHP
RE-Appl-EffCW-med-ElecDHW-ElecCDryer-Tier2-Top | DEER2016 | D16v1 | 2015-05-16 | Any | SFm | 1985 | CZ14 | rNCEH | Each | 1 | 870 | None | 366 | 0.0509 | 0 | 366 | 0.0509 | 0 | 366 | 0.0509 | 0 | 366 | 0.0509 | 0 |  |  | 1 |  | RE-Appl-EffCW-med-ElecDHW-ElecCDryer-Tier2-TopAnySFm1985CZ14rNCEH
RE-Appl-EffCW-med-ElecDHW-ElecCDryer-Tier2-Top | DEER2016 | D16v1 | 2015-05-16 | Any | SFm | 1985 | CZ14 | rNCGF | Each | 1 | 870 | None | 381 | 0.0509 | -1.78 | 381 | 0.0509 | -1.78 | 381 | 0.0509 | -1.78 | 381 | 0.0509 | -1.78 |  |  | 1 |  | RE-Appl-EffCW-med-ElecDHW-ElecCDryer-Tier2-TopAnySFm1985CZ14rNCGF
RE-Appl-EffCW-med-ElecDHW-ElecCDryer-Tier2-Top | DEER2016 | D16v1 | 2015-05-16 | Any | SFm | 1985 | CZ15 | rDXGF | Each | 1 | 870 | None | 389 | 0.0596 | -0.905 | 389 | 0.0596 | -0.905 | 389 | 0.0596 | -0.905 | 389 | 0.0596 | -0.905 |  |  | 1 |  | RE-Appl-EffCW-med-ElecDHW-ElecCDryer-Tier2-TopAnySFm1985CZ15rDXGF
RE-Appl-EffCW-med-ElecDHW-ElecCDryer-Tier2-Top | DEER2016 | D16v1 | 2015-05-16 | Any | SFm | 1985 | CZ15 | rDXHP | Each | 1 | 870 | None | 381 | 0.06 | 0 | 381 | 0.06 | 0 | 381 | 0.06 | 0 | 381 | 0.06 | 0 |  |  | 1 |  | RE-Appl-EffCW-med-ElecDHW-ElecCDryer-Tier2-TopAnySFm1985CZ15rDXHP
RE-Appl-EffCW-med-ElecDHW-ElecCDryer-Tier2-Top | DEER2016 | D16v1 | 2015-05-16 | Any | SFm | 1985 | CZ15 | rNCEH | Each | 1 | 870 | None | 358 | 0.0487 | 0 | 358 | 0.0487 | 0 | 358 | 0.0487 | 0 | 358 | 0.0487 | 0 |  |  | 1 |  | RE-Appl-EffCW-med-ElecDHW-ElecCDryer-Tier2-TopAnySFm1985CZ15rNCEH
RE-Appl-EffCW-med-ElecDHW-ElecCDryer-Tier2-Top | DEER2016 | D16v1 | 2015-05-16 | Any | SFm | 1985 | CZ15 | rNCGF | Each | 1 | 870 | None | 365 | 0.0487 | -0.916 | 365 | 0.0487 | -0.916 | 365 | 0.0487 | -0.916 | 365 | 0.0487 | -0.916 |  |  | 1 |  | RE-Appl-EffCW-med-ElecDHW-ElecCDryer-Tier2-TopAnySFm1985CZ15rNCGF
RE-Appl-EffCW-med-ElecDHW-ElecCDryer-Tier2-Top | DEER2016 | D16v1 | 2015-05-16 | Any | SFm | 1985 | CZ16 | rDXGF | Each | 1 | 952 | None | 403 | 0.0635 | -2.05 | 403 | 0.0635 | -2.05 | 403 | 0.0635 | -2.05 | 403 | 0.0635 | -2.05 |  |  | 1 |  | RE-Appl-EffCW-med-ElecDHW-ElecCDryer-Tier2-TopAnySFm1985CZ16rDXGF
RE-Appl-EffCW-med-ElecDHW-ElecCDryer-Tier2-Top | DEER2016 | D16v1 | 2015-05-16 | Any | SFm | 1985 | CZ16 | rDXHP | Each | 1 | 952 | None | 377 | 0.0674 | 0 | 377 | 0.0674 | 0 | 377 | 0.0674 | 0 | 377 | 0.0674 | 0 |  |  | 1 |  | RE-Appl-EffCW-med-ElecDHW-ElecCDryer-Tier2-TopAnySFm1985CZ16rDXHP
RE-Appl-EffCW-med-ElecDHW-ElecCDryer-Tier2-Top | DEER2016 | D16v1 | 2015-05-16 | Any | SFm | 1985 | CZ16 | rNCEH | Each | 1 | 952 | None | 378 | 0.0536 | 0 | 378 | 0.0536 | 0 | 378 | 0.0536 | 0 | 378 | 0.0536 | 0 |  |  | 1 |  | RE-Appl-EffCW-med-ElecDHW-ElecCDryer-Tier2-TopAnySFm1985CZ16rNCEH
RE-Appl-EffCW-med-ElecDHW-ElecCDryer-Tier2-Top | DEER2016 | D16v1 | 2015-05-16 | Any | SFm | 1985 | CZ16 | rNCGF | Each | 1 | 952 | None | 394 | 0.0536 | -2.13 | 394 | 0.0536 | -2.13 | 394 | 0.0536 | -2.13 | 394 | 0.0536 | -2.13 |  |  | 1 |  | RE-Appl-EffCW-med-ElecDHW-ElecCDryer-Tier2-TopAnySFm1985CZ16rNCGF
RE-Appl-EffCW-med-ElecDHW-ElecCDryer-Tier2-Top | DEER2016 | D16v1 | 2015-05-16 | Any | SFm | 1996 | CZ01 | rDXGF | Each | 1 | 1100 | None | 395 | 0.0598 | -1.29 | 395 | 0.0598 | -1.29 | 395 | 0.0598 | -1.29 | 395 | 0.0598 | -1.29 |  |  | 1 |  | RE-Appl-EffCW-med-ElecDHW-ElecCDryer-Tier2-TopAnySFm1996CZ01rDXGF
RE-Appl-EffCW-med-ElecDHW-ElecCDryer-Tier2-Top | DEER2016 | D16v1 | 2015-05-16 | Any | SFm | 1996 | CZ01 | rDXHP | Each | 1 | 1100 | None | 386 | 0.0551 | 0 | 386 | 0.0551 | 0 | 386 | 0.0551 | 0 | 386 | 0.0551 | 0 |  |  | 1 |  | RE-Appl-EffCW-med-ElecDHW-ElecCDryer-Tier2-TopAnySFm1996CZ01rDXHP
RE-Appl-EffCW-med-ElecDHW-ElecCDryer-Tier2-Top | DEER2016 | D16v1 | 2015-05-16 | Any | SFm | 1996 | CZ01 | rNCEH | Each | 1 | 1100 | None | 384 | 0.0541 | 0 | 384 | 0.0541 | 0 | 384 | 0.0541 | 0 | 384 | 0.0541 | 0 |  |  | 1 |  | RE-Appl-EffCW-med-ElecDHW-ElecCDryer-Tier2-TopAnySFm1996CZ01rNCEH
RE-Appl-EffCW-med-ElecDHW-ElecCDryer-Tier2-Top | DEER2016 | D16v1 | 2015-05-16 | Any | SFm | 1996 | CZ01 | rNCGF | Each | 1 | 1100 | None | 395 | 0.0543 | -1.37 | 395 | 0.0543 | -1.37 | 395 | 0.0543 | -1.37 | 395 | 0.0543 | -1.37 |  |  | 1 |  | RE-Appl-EffCW-med-ElecDHW-ElecCDryer-Tier2-TopAnySFm1996CZ01rNCGF
RE-Appl-EffCW-med-ElecDHW-ElecCDryer-Tier2-Top | DEER2016 | D16v1 | 2015-05-16 | Any | SFm | 1996 | CZ02 | rDXGF | Each | 1 | 1100 | None | 395 | 0.0567 | -1.27 | 395 | 0.0567 | -1.27 | 395 | 0.0567 | -1.27 | 395 | 0.0567 | -1.27 |  |  | 1 |  | RE-Appl-EffCW-med-ElecDHW-ElecCDryer-Tier2-TopAnySFm1996CZ02rDXGF
RE-Appl-EffCW-med-ElecDHW-ElecCDryer-Tier2-Top | DEER2016 | D16v1 | 2015-05-16 | Any | SFm | 1996 | CZ02 | rDXHP | Each | 1 | 1100 | None | 380 | 0.0743 | 0 | 380 | 0.0743 | 0 | 380 | 0.0743 | 0 | 380 | 0.0743 | 0 |  |  | 1 |  | RE-Appl-EffCW-med-ElecDHW-ElecCDryer-Tier2-TopAnySFm1996CZ02rDXHP
RE-Appl-EffCW-med-ElecDHW-ElecCDryer-Tier2-Top | DEER2016 | D16v1 | 2015-05-16 | Any | SFm | 1996 | CZ02 | rNCEH | Each | 1 | 1100 | None | 377 | 0.0531 | 0 | 377 | 0.0531 | 0 | 377 | 0.0531 | 0 | 377 | 0.0531 | 0 |  |  | 1 |  | RE-Appl-EffCW-med-ElecDHW-ElecCDryer-Tier2-TopAnySFm1996CZ02rNCEH
RE-Appl-EffCW-med-ElecDHW-ElecCDryer-Tier2-Top | DEER2016 | D16v1 | 2015-05-16 | Any | SFm | 1996 | CZ02 | rNCGF | Each | 1 | 1100 | None | 388 | 0.0531 | -1.3 | 388 | 0.0531 | -1.3 | 388 | 0.0531 | -1.3 | 388 | 0.0531 | -1.3 |  |  | 1 |  | RE-Appl-EffCW-med-ElecDHW-ElecCDryer-Tier2-TopAnySFm1996CZ02rNCGF
RE-Appl-EffCW-med-ElecDHW-ElecCDryer-Tier2-Top | DEER2016 | D16v1 | 2015-05-16 | Any | SFm | 1996 | CZ03 | rDXGF | Each | 1 | 1100 | None | 392 | 0.0558 | -1.2 | 392 | 0.0558 | -1.2 | 392 | 0.0558 | -1.2 | 392 | 0.0558 | -1.2 |  |  | 1 |  | RE-Appl-EffCW-med-ElecDHW-ElecCDryer-Tier2-TopAnySFm1996CZ03rDXGF
RE-Appl-EffCW-med-ElecDHW-ElecCDryer-Tier2-Top | DEER2016 | D16v1 | 2015-05-16 | Any | SFm | 1996 | CZ03 | rDXHP | Each | 1 | 1100 | None | 381 | 0.0467 | 0 | 381 | 0.0467 | 0 | 381 | 0.0467 | 0 | 381 | 0.0467 | 0 |  |  | 1 |  | RE-Appl-EffCW-med-ElecDHW-ElecCDryer-Tier2-TopAnySFm1996CZ03rDXHP
RE-Appl-EffCW-med-ElecDHW-ElecCDryer-Tier2-Top | DEER2016 | D16v1 | 2015-05-16 | Any | SFm | 1996 | CZ03 | rNCEH | Each | 1 | 1100 | None | 377 | 0.0533 | 0 | 377 | 0.0533 | 0 | 377 | 0.0533 | 0 | 377 | 0.0533 | 0 |  |  | 1 |  | RE-Appl-EffCW-med-ElecDHW-ElecCDryer-Tier2-TopAnySFm1996CZ03rNCEH
RE-Appl-EffCW-med-ElecDHW-ElecCDryer-Tier2-Top | DEER2016 | D16v1 | 2015-05-16 | Any | SFm | 1996 | CZ03 | rNCGF | Each | 1 | 1100 | None | 388 | 0.0533 | -1.18 | 388 | 0.0533 | -1.18 | 388 | 0.0533 | -1.18 | 388 | 0.0533 | -1.18 |  |  | 1 |  | RE-Appl-EffCW-med-ElecDHW-ElecCDryer-Tier2-TopAnySFm1996CZ03rNCGF
RE-Appl-EffCW-med-ElecDHW-ElecCDryer-Tier2-Top | DEER2016 | D16v1 | 2015-05-16 | Any | SFm | 1996 | CZ04 | rDXGF | Each | 1 | 1100 | None | 399 | 0.0579 | -0.733 | 399 | 0.0579 | -0.733 | 399 | 0.0579 | -0.733 | 399 | 0.0579 | -0.733 |  |  | 1 |  | RE-Appl-EffCW-med-ElecDHW-ElecCDryer-Tier2-TopAnySFm1996CZ04rDXGF
RE-Appl-EffCW-med-ElecDHW-ElecCDryer-Tier2-Top | DEER2016 | D16v1 | 2015-05-16 | Any | SFm | 1996 | CZ04 | rDXHP | Each | 1 | 1100 | None | 386 | 0.0574 | 0 | 386 | 0.0574 | 0 | 386 | 0.0574 | 0 | 386 | 0.0574 | 0 |  |  | 1 |  | RE-Appl-EffCW-med-ElecDHW-ElecCDryer-Tier2-TopAnySFm1996CZ04rDXHP
RE-Appl-EffCW-med-ElecDHW-ElecCDryer-Tier2-Top | DEER2016 | D16v1 | 2015-05-16 | Any | SFm | 1996 | CZ04 | rNCEH | Each | 1 | 1100 | None | 379 | 0.0523 | 0 | 379 | 0.0523 | 0 | 379 | 0.0523 | 0 | 379 | 0.0523 | 0 |  |  | 1 |  | RE-Appl-EffCW-med-ElecDHW-ElecCDryer-Tier2-TopAnySFm1996CZ04rNCEH
RE-Appl-EffCW-med-ElecDHW-ElecCDryer-Tier2-Top | DEER2016 | D16v1 | 2015-05-16 | Any | SFm | 1996 | CZ04 | rNCGF | Each | 1 | 1100 | None | 385 | 0.0523 | -0.903 | 385 | 0.0523 | -0.903 | 385 | 0.0523 | -0.903 | 385 | 0.0523 | -0.903 |  |  | 1 |  | RE-Appl-EffCW-med-ElecDHW-ElecCDryer-Tier2-TopAnySFm1996CZ04rNCGF
RE-Appl-EffCW-med-ElecDHW-ElecCDryer-Tier2-Top | DEER2016 | D16v1 | 2015-05-16 | Any | SFm | 1996 | CZ05 | rDXGF | Each | 1 | 1100 | None | 394 | 0.0634 | -0.966 | 394 | 0.0634 | -0.966 | 394 | 0.0634 | -0.966 | 394 | 0.0634 | -0.966 |  |  | 1 |  | RE-Appl-EffCW-med-ElecDHW-ElecCDryer-Tier2-TopAnySFm1996CZ05rDXGF
RE-Appl-EffCW-med-ElecDHW-ElecCDryer-Tier2-Top | DEER2016 | D16v1 | 2015-05-16 | Any | SFm | 1996 | CZ05 | rDXHP | Each | 1 | 1100 | None | 384 | 0.0647 | 0 | 384 | 0.0647 | 0 | 384 | 0.0647 | 0 | 384 | 0.0647 | 0 |  |  | 1 |  | RE-Appl-EffCW-med-ElecDHW-ElecCDryer-Tier2-TopAnySFm1996CZ05rDXHP
RE-Appl-EffCW-med-ElecDHW-ElecCDryer-Tier2-Top | DEER2016 | D16v1 | 2015-05-16 | Any | SFm | 1996 | CZ05 | rNCEH | Each | 1 | 1100 | None | 381 | 0.0534 | 0 | 381 | 0.0534 | 0 | 381 | 0.0534 | 0 | 381 | 0.0534 | 0 |  |  | 1 |  | RE-Appl-EffCW-med-ElecDHW-ElecCDryer-Tier2-TopAnySFm1996CZ05rNCEH
RE-Appl-EffCW-med-ElecDHW-ElecCDryer-Tier2-Top | DEER2016 | D16v1 | 2015-05-16 | Any | SFm | 1996 | CZ05 | rNCGF | Each | 1 | 1100 | None | 390 | 0.0534 | -1.04 | 390 | 0.0534 | -1.04 | 390 | 0.0534 | -1.04 | 390 | 0.0534 | -1.04 |  |  | 1 |  | RE-Appl-EffCW-med-ElecDHW-ElecCDryer-Tier2-TopAnySFm1996CZ05rNCGF
RE-Appl-EffCW-med-ElecDHW-ElecCDryer-Tier2-Top | DEER2016 | D16v1 | 2015-05-16 | Any | SFm | 1996 | CZ06 | rDXGF | Each | 1 | 1150 | None | 392 | 0.0698 | 0.095 | 392 | 0.0698 | 0.095 | 392 | 0.0698 | 0.095 | 392 | 0.0698 | 0.095 |  |  | 1 |  | RE-Appl-EffCW-med-ElecDHW-ElecCDryer-Tier2-TopAnySFm1996CZ06rDXGF
RE-Appl-EffCW-med-ElecDHW-ElecCDryer-Tier2-Top | DEER2016 | D16v1 | 2015-05-16 | Any | SFm | 1996 | CZ06 | rDXHP | Each | 1 | 1150 | None | 389 | 0.0994 | 0 | 389 | 0.0994 | 0 | 389 | 0.0994 | 0 | 389 | 0.0994 | 0 |  |  | 1 |  | RE-Appl-EffCW-med-ElecDHW-ElecCDryer-Tier2-TopAnySFm1996CZ06rDXHP
RE-Appl-EffCW-med-ElecDHW-ElecCDryer-Tier2-Top | DEER2016 | D16v1 | 2015-05-16 | Any | SFm | 1996 | CZ06 | rNCEH | Each | 1 | 1150 | None | 382 | 0.0522 | 0 | 382 | 0.0522 | 0 | 382 | 0.0522 | 0 | 382 | 0.0522 | 0 |  |  | 1 |  | RE-Appl-EffCW-med-ElecDHW-ElecCDryer-Tier2-TopAnySFm1996CZ06rNCEH
RE-Appl-EffCW-med-ElecDHW-ElecCDryer-Tier2-Top | DEER2016 | D16v1 | 2015-05-16 | Any | SFm | 1996 | CZ06 | rNCGF | Each | 1 | 1150 | None | 383 | 0.052 | -0.175 | 383 | 0.052 | -0.175 | 383 | 0.052 | -0.175 | 383 | 0.052 | -0.175 |  |  | 1 |  | RE-Appl-EffCW-med-ElecDHW-ElecCDryer-Tier2-TopAnySFm1996CZ06rNCGF
RE-Appl-EffCW-med-ElecDHW-ElecCDryer-Tier2-Top | DEER2016 | D16v1 | 2015-05-16 | Any | SFm | 1996 | CZ07 | rDXGF | Each | 1 | 1150 | None | 395 | 0.165 | 0.037 | 395 | 0.165 | 0.037 | 395 | 0.165 | 0.037 | 395 | 0.165 | 0.037 |  |  | 1 |  | RE-Appl-EffCW-med-ElecDHW-ElecCDryer-Tier2-TopAnySFm1996CZ07rDXGF
RE-Appl-EffCW-med-ElecDHW-ElecCDryer-Tier2-Top | DEER2016 | D16v1 | 2015-05-16 | Any | SFm | 1996 | CZ07 | rDXHP | Each | 1 | 1150 | None | 394 | 0.0612 | 0 | 394 | 0.0612 | 0 | 394 | 0.0612 | 0 | 394 | 0.0612 | 0 |  |  | 1 |  | RE-Appl-EffCW-med-ElecDHW-ElecCDryer-Tier2-TopAnySFm1996CZ07rDXHP
RE-Appl-EffCW-med-ElecDHW-ElecCDryer-Tier2-Top | DEER2016 | D16v1 | 2015-05-16 | Any | SFm | 1996 | CZ07 | rNCEH | Each | 1 | 1150 | None | 380 | 0.0522 | 0 | 380 | 0.0522 | 0 | 380 | 0.0522 | 0 | 380 | 0.0522 | 0 |  |  | 1 |  | RE-Appl-EffCW-med-ElecDHW-ElecCDryer-Tier2-TopAnySFm1996CZ07rNCEH
RE-Appl-EffCW-med-ElecDHW-ElecCDryer-Tier2-Top | DEER2016 | D16v1 | 2015-05-16 | Any | SFm | 1996 | CZ07 | rNCGF | Each | 1 | 1150 | None | 382 | 0.0523 | -0.167 | 382 | 0.0523 | -0.167 | 382 | 0.0523 | -0.167 | 382 | 0.0523 | -0.167 |  |  | 1 |  | RE-Appl-EffCW-med-ElecDHW-ElecCDryer-Tier2-TopAnySFm1996CZ07rNCGF
RE-Appl-EffCW-med-ElecDHW-ElecCDryer-Tier2-Top | DEER2016 | D16v1 | 2015-05-16 | Any | SFm | 1996 | CZ08 | rDXGF | Each | 1 | 1150 | None | 394 | 0.0598 | -0.154 | 394 | 0.0598 | -0.154 | 394 | 0.0598 | -0.154 | 394 | 0.0598 | -0.154 |  |  | 1 |  | RE-Appl-EffCW-med-ElecDHW-ElecCDryer-Tier2-TopAnySFm1996CZ08rDXGF
RE-Appl-EffCW-med-ElecDHW-ElecCDryer-Tier2-Top | DEER2016 | D16v1 | 2015-05-16 | Any | SFm | 1996 | CZ08 | rDXHP | Each | 1 | 1150 | None | 391 | 0.0549 | 0 | 391 | 0.0549 | 0 | 391 | 0.0549 | 0 | 391 | 0.0549 | 0 |  |  | 1 |  | RE-Appl-EffCW-med-ElecDHW-ElecCDryer-Tier2-TopAnySFm1996CZ08rDXHP
RE-Appl-EffCW-med-ElecDHW-ElecCDryer-Tier2-Top | DEER2016 | D16v1 | 2015-05-16 | Any | SFm | 1996 | CZ08 | rNCEH | Each | 1 | 1150 | None | 378 | 0.0518 | 0 | 378 | 0.0518 | 0 | 378 | 0.0518 | 0 | 378 | 0.0518 | 0 |  |  | 1 |  | RE-Appl-EffCW-med-ElecDHW-ElecCDryer-Tier2-TopAnySFm1996CZ08rNCEH
RE-Appl-EffCW-med-ElecDHW-ElecCDryer-Tier2-Top | DEER2016 | D16v1 | 2015-05-16 | Any | SFm | 1996 | CZ08 | rNCGF | Each | 1 | 1150 | None | 380 | 0.0518 | -0.512 | 380 | 0.0518 | -0.512 | 380 | 0.0518 | -0.512 | 380 | 0.0518 | -0.512 |  |  | 1 |  | RE-Appl-EffCW-med-ElecDHW-ElecCDryer-Tier2-TopAnySFm1996CZ08rNCGF
RE-Appl-EffCW-med-ElecDHW-ElecCDryer-Tier2-Top | DEER2016 | D16v1 | 2015-05-16 | Any | SFm | 1996 | CZ09 | rDXGF | Each | 1 | 1090 | None | 395 | 0.0586 | -0.714 | 395 | 0.0586 | -0.714 | 395 | 0.0586 | -0.714 | 395 | 0.0586 | -0.714 |  |  | 1 |  | RE-Appl-EffCW-med-ElecDHW-ElecCDryer-Tier2-TopAnySFm1996CZ09rDXGF
RE-Appl-EffCW-med-ElecDHW-ElecCDryer-Tier2-Top | DEER2016 | D16v1 | 2015-05-16 | Any | SFm | 1996 | CZ09 | rDXHP | Each | 1 | 1090 | None | 387 | 0.0577 | 0 | 387 | 0.0577 | 0 | 387 | 0.0577 | 0 | 387 | 0.0577 | 0 |  |  | 1 |  | RE-Appl-EffCW-med-ElecDHW-ElecCDryer-Tier2-TopAnySFm1996CZ09rDXHP
RE-Appl-EffCW-med-ElecDHW-ElecCDryer-Tier2-Top | DEER2016 | D16v1 | 2015-05-16 | Any | SFm | 1996 | CZ09 | rNCEH | Each | 1 | 1090 | None | 373 | 0.0516 | 0 | 373 | 0.0516 | 0 | 373 | 0.0516 | 0 | 373 | 0.0516 | 0 |  |  | 1 |  | RE-Appl-EffCW-med-ElecDHW-ElecCDryer-Tier2-TopAnySFm1996CZ09rNCEH
RE-Appl-EffCW-med-ElecDHW-ElecCDryer-Tier2-Top | DEER2016 | D16v1 | 2015-05-16 | Any | SFm | 1996 | CZ09 | rNCGF | Each | 1 | 1090 | None | 380 | 0.0516 | -0.904 | 380 | 0.0516 | -0.904 | 380 | 0.0516 | -0.904 | 380 | 0.0516 | -0.904 |  |  | 1 |  | RE-Appl-EffCW-med-ElecDHW-ElecCDryer-Tier2-TopAnySFm1996CZ09rNCGF
RE-Appl-EffCW-med-ElecDHW-ElecCDryer-Tier2-Top | DEER2016 | D16v1 | 2015-05-16 | Any | SFm | 1996 | CZ10 | rDXGF | Each | 1 | 1090 | None | 395 | 0.0581 | -0.657 | 395 | 0.0581 | -0.657 | 395 | 0.0581 | -0.657 | 395 | 0.0581 | -0.657 |  |  | 1 |  | RE-Appl-EffCW-med-ElecDHW-ElecCDryer-Tier2-TopAnySFm1996CZ10rDXGF
RE-Appl-EffCW-med-ElecDHW-ElecCDryer-Tier2-Top | DEER2016 | D16v1 | 2015-05-16 | Any | SFm | 1996 | CZ10 | rDXHP | Each | 1 | 1090 | None | 389 | 0.0606 | 0 | 389 | 0.0606 | 0 | 389 | 0.0606 | 0 | 389 | 0.0606 | 0 |  |  | 1 |  | RE-Appl-EffCW-med-ElecDHW-ElecCDryer-Tier2-TopAnySFm1996CZ10rDXHP
RE-Appl-EffCW-med-ElecDHW-ElecCDryer-Tier2-Top | DEER2016 | D16v1 | 2015-05-16 | Any | SFm | 1996 | CZ10 | rNCEH | Each | 1 | 1090 | None | 373 | 0.0514 | 0 | 373 | 0.0514 | 0 | 373 | 0.0514 | 0 | 373 | 0.0514 | 0 |  |  | 1 |  | RE-Appl-EffCW-med-ElecDHW-ElecCDryer-Tier2-TopAnySFm1996CZ10rNCEH
RE-Appl-EffCW-med-ElecDHW-ElecCDryer-Tier2-Top | DEER2016 | D16v1 | 2015-05-16 | Any | SFm | 1996 | CZ10 | rNCGF | Each | 1 | 1090 | None | 379 | 0.0513 | -0.808 | 379 | 0.0513 | -0.808 | 379 | 0.0513 | -0.808 | 379 | 0.0513 | -0.808 |  |  | 1 |  | RE-Appl-EffCW-med-ElecDHW-ElecCDryer-Tier2-TopAnySFm1996CZ10rNCGF
RE-Appl-EffCW-med-ElecDHW-ElecCDryer-Tier2-Top | DEER2016 | D16v1 | 2015-05-16 | Any | SFm | 1996 | CZ11 | rDXGF | Each | 1 | 1020 | None | 392 | 0.0637 | -1.17 | 392 | 0.0637 | -1.17 | 392 | 0.0637 | -1.17 | 392 | 0.0637 | -1.17 |  |  | 1 |  | RE-Appl-EffCW-med-ElecDHW-ElecCDryer-Tier2-TopAnySFm1996CZ11rDXGF
RE-Appl-EffCW-med-ElecDHW-ElecCDryer-Tier2-Top | DEER2016 | D16v1 | 2015-05-16 | Any | SFm | 1996 | CZ11 | rDXHP | Each | 1 | 1020 | None | 378 | 0.0612 | 0 | 378 | 0.0612 | 0 | 378 | 0.0612 | 0 | 378 | 0.0612 | 0 |  |  | 1 |  | RE-Appl-EffCW-med-ElecDHW-ElecCDryer-Tier2-TopAnySFm1996CZ11rDXHP
RE-Appl-EffCW-med-ElecDHW-ElecCDryer-Tier2-Top | DEER2016 | D16v1 | 2015-05-16 | Any | SFm | 1996 | CZ11 | rNCEH | Each | 1 | 1020 | None | 369 | 0.0513 | 0 | 369 | 0.0513 | 0 | 369 | 0.0513 | 0 | 369 | 0.0513 | 0 |  |  | 1 |  | RE-Appl-EffCW-med-ElecDHW-ElecCDryer-Tier2-TopAnySFm1996CZ11rNCEH
RE-Appl-EffCW-med-ElecDHW-ElecCDryer-Tier2-Top | DEER2016 | D16v1 | 2015-05-16 | Any | SFm | 1996 | CZ11 | rNCGF | Each | 1 | 1020 | None | 380 | 0.0513 | -1.19 | 380 | 0.0513 | -1.19 | 380 | 0.0513 | -1.19 | 380 | 0.0513 | -1.19 |  |  | 1 |  | RE-Appl-EffCW-med-ElecDHW-ElecCDryer-Tier2-TopAnySFm1996CZ11rNCGF
RE-Appl-EffCW-med-ElecDHW-ElecCDryer-Tier2-Top | DEER2016 | D16v1 | 2015-05-16 | Any | SFm | 1996 | CZ12 | rDXGF | Each | 1 | 1020 | None | 393 | 0.0604 | -1.22 | 393 | 0.0604 | -1.22 | 393 | 0.0604 | -1.22 | 393 | 0.0604 | -1.22 |  |  | 1 |  | RE-Appl-EffCW-med-ElecDHW-ElecCDryer-Tier2-TopAnySFm1996CZ12rDXGF
RE-Appl-EffCW-med-ElecDHW-ElecCDryer-Tier2-Top | DEER2016 | D16v1 | 2015-05-16 | Any | SFm | 1996 | CZ12 | rDXHP | Each | 1 | 1020 | None | 381 | 0.0661 | 0 | 381 | 0.0661 | 0 | 381 | 0.0661 | 0 | 381 | 0.0661 | 0 |  |  | 1 |  | RE-Appl-EffCW-med-ElecDHW-ElecCDryer-Tier2-TopAnySFm1996CZ12rDXHP
RE-Appl-EffCW-med-ElecDHW-ElecCDryer-Tier2-Top | DEER2016 | D16v1 | 2015-05-16 | Any | SFm | 1996 | CZ12 | rNCEH | Each | 1 | 1020 | None | 372 | 0.0521 | 0 | 372 | 0.0521 | 0 | 372 | 0.0521 | 0 | 372 | 0.0521 | 0 |  |  | 1 |  | RE-Appl-EffCW-med-ElecDHW-ElecCDryer-Tier2-TopAnySFm1996CZ12rNCEH
RE-Appl-EffCW-med-ElecDHW-ElecCDryer-Tier2-Top | DEER2016 | D16v1 | 2015-05-16 | Any | SFm | 1996 | CZ12 | rNCGF | Each | 1 | 1020 | None | 383 | 0.0521 | -1.29 | 383 | 0.0521 | -1.29 | 383 | 0.0521 | -1.29 | 383 | 0.0521 | -1.29 |  |  | 1 |  | RE-Appl-EffCW-med-ElecDHW-ElecCDryer-Tier2-TopAnySFm1996CZ12rNCGF
RE-Appl-EffCW-med-ElecDHW-ElecCDryer-Tier2-Top | DEER2016 | D16v1 | 2015-05-16 | Any | SFm | 1996 | CZ13 | rDXGF | Each | 1 | 1020 | None | 394 | 0.0615 | -1.3 | 394 | 0.0615 | -1.3 | 394 | 0.0615 | -1.3 | 394 | 0.0615 | -1.3 |  |  | 1 |  | RE-Appl-EffCW-med-ElecDHW-ElecCDryer-Tier2-TopAnySFm1996CZ13rDXGF
RE-Appl-EffCW-med-ElecDHW-ElecCDryer-Tier2-Top | DEER2016 | D16v1 | 2015-05-16 | Any | SFm | 1996 | CZ13 | rDXHP | Each | 1 | 1020 | None | 380 | 0.0599 | 0 | 380 | 0.0599 | 0 | 380 | 0.0599 | 0 | 380 | 0.0599 | 0 |  |  | 1 |  | RE-Appl-EffCW-med-ElecDHW-ElecCDryer-Tier2-TopAnySFm1996CZ13rDXHP
RE-Appl-EffCW-med-ElecDHW-ElecCDryer-Tier2-Top | DEER2016 | D16v1 | 2015-05-16 | Any | SFm | 1996 | CZ13 | rNCEH | Each | 1 | 1020 | None | 365 | 0.0512 | 0 | 365 | 0.0512 | 0 | 365 | 0.0512 | 0 | 365 | 0.0512 | 0 |  |  | 1 |  | RE-Appl-EffCW-med-ElecDHW-ElecCDryer-Tier2-TopAnySFm1996CZ13rNCEH
RE-Appl-EffCW-med-ElecDHW-ElecCDryer-Tier2-Top | DEER2016 | D16v1 | 2015-05-16 | Any | SFm | 1996 | CZ13 | rNCGF | Each | 1 | 1020 | None | 379 | 0.0512 | -1.36 | 379 | 0.0512 | -1.36 | 379 | 0.0512 | -1.36 | 379 | 0.0512 | -1.36 |  |  | 1 |  | RE-Appl-EffCW-med-ElecDHW-ElecCDryer-Tier2-TopAnySFm1996CZ13rNCGF
RE-Appl-EffCW-med-ElecDHW-ElecCDryer-Tier2-Top | DEER2016 | D16v1 | 2015-05-16 | Any | SFm | 1996 | CZ14 | rDXGF | Each | 1 | 879 | None | 404 | 0.0633 | -1.27 | 404 | 0.0633 | -1.27 | 404 | 0.0633 | -1.27 | 404 | 0.0633 | -1.27 |  |  | 1 |  | RE-Appl-EffCW-med-ElecDHW-ElecCDryer-Tier2-TopAnySFm1996CZ14rDXGF
RE-Appl-EffCW-med-ElecDHW-ElecCDryer-Tier2-Top | DEER2016 | D16v1 | 2015-05-16 | Any | SFm | 1996 | CZ14 | rDXHP | Each | 1 | 879 | None | 388 | 0.0594 | 0 | 388 | 0.0594 | 0 | 388 | 0.0594 | 0 | 388 | 0.0594 | 0 |  |  | 1 |  | RE-Appl-EffCW-med-ElecDHW-ElecCDryer-Tier2-TopAnySFm1996CZ14rDXHP
RE-Appl-EffCW-med-ElecDHW-ElecCDryer-Tier2-Top | DEER2016 | D16v1 | 2015-05-16 | Any | SFm | 1996 | CZ14 | rNCEH | Each | 1 | 879 | None | 370 | 0.0509 | 0 | 370 | 0.0509 | 0 | 370 | 0.0509 | 0 | 370 | 0.0509 | 0 |  |  | 1 |  | RE-Appl-EffCW-med-ElecDHW-ElecCDryer-Tier2-TopAnySFm1996CZ14rNCEH
RE-Appl-EffCW-med-ElecDHW-ElecCDryer-Tier2-Top | DEER2016 | D16v1 | 2015-05-16 | Any | SFm | 1996 | CZ14 | rNCGF | Each | 1 | 879 | None | 381 | 0.0509 | -1.34 | 381 | 0.0509 | -1.34 | 381 | 0.0509 | -1.34 | 381 | 0.0509 | -1.34 |  |  | 1 |  | RE-Appl-EffCW-med-ElecDHW-ElecCDryer-Tier2-TopAnySFm1996CZ14rNCGF
RE-Appl-EffCW-med-ElecDHW-ElecCDryer-Tier2-Top | DEER2016 | D16v1 | 2015-05-16 | Any | SFm | 1996 | CZ15 | rDXGF | Each | 1 | 879 | None | 389 | 0.056 | -0.716 | 389 | 0.056 | -0.716 | 389 | 0.056 | -0.716 | 389 | 0.056 | -0.716 |  |  | 1 |  | RE-Appl-EffCW-med-ElecDHW-ElecCDryer-Tier2-TopAnySFm1996CZ15rDXGF
RE-Appl-EffCW-med-ElecDHW-ElecCDryer-Tier2-Top | DEER2016 | D16v1 | 2015-05-16 | Any | SFm | 1996 | CZ15 | rDXHP | Each | 1 | 879 | None | 383 | 0.057 | 0 | 383 | 0.057 | 0 | 383 | 0.057 | 0 | 383 | 0.057 | 0 |  |  | 1 |  | RE-Appl-EffCW-med-ElecDHW-ElecCDryer-Tier2-TopAnySFm1996CZ15rDXHP
RE-Appl-EffCW-med-ElecDHW-ElecCDryer-Tier2-Top | DEER2016 | D16v1 | 2015-05-16 | Any | SFm | 1996 | CZ15 | rNCEH | Each | 1 | 879 | None | 359 | 0.0487 | 0 | 359 | 0.0487 | 0 | 359 | 0.0487 | 0 | 359 | 0.0487 | 0 |  |  | 1 |  | RE-Appl-EffCW-med-ElecDHW-ElecCDryer-Tier2-TopAnySFm1996CZ15rNCEH
RE-Appl-EffCW-med-ElecDHW-ElecCDryer-Tier2-Top | DEER2016 | D16v1 | 2015-05-16 | Any | SFm | 1996 | CZ15 | rNCGF | Each | 1 | 879 | None | 365 | 0.0487 | -0.78 | 365 | 0.0487 | -0.78 | 365 | 0.0487 | -0.78 | 365 | 0.0487 | -0.78 |  |  | 1 |  | RE-Appl-EffCW-med-ElecDHW-ElecCDryer-Tier2-TopAnySFm1996CZ15rNCGF
RE-Appl-EffCW-med-ElecDHW-ElecCDryer-Tier2-Top | DEER2016 | D16v1 | 2015-05-16 | Any | SFm | 1996 | CZ16 | rDXGF | Each | 1 | 1100 | None | 404 | 0.0594 | -1.04 | 404 | 0.0594 | -1.04 | 404 | 0.0594 | -1.04 | 404 | 0.0594 | -1.04 |  |  | 1 |  | RE-Appl-EffCW-med-ElecDHW-ElecCDryer-Tier2-TopAnySFm1996CZ16rDXGF
RE-Appl-EffCW-med-ElecDHW-ElecCDryer-Tier2-Top | DEER2016 | D16v1 | 2015-05-16 | Any | SFm | 1996 | CZ16 | rDXHP | Each | 1 | 1100 | None | 393 | 0.0575 | 0 | 393 | 0.0575 | 0 | 393 | 0.0575 | 0 | 393 | 0.0575 | 0 |  |  | 1 |  | RE-Appl-EffCW-med-ElecDHW-ElecCDryer-Tier2-TopAnySFm1996CZ16rDXHP
RE-Appl-EffCW-med-ElecDHW-ElecCDryer-Tier2-Top | DEER2016 | D16v1 | 2015-05-16 | Any | SFm | 1996 | CZ16 | rNCEH | Each | 1 | 1100 | None | 386 | 0.0535 | 0 | 386 | 0.0535 | 0 | 386 | 0.0535 | 0 | 386 | 0.0535 | 0 |  |  | 1 |  | RE-Appl-EffCW-med-ElecDHW-ElecCDryer-Tier2-TopAnySFm1996CZ16rNCEH
RE-Appl-EffCW-med-ElecDHW-ElecCDryer-Tier2-Top | DEER2016 | D16v1 | 2015-05-16 | Any | SFm | 1996 | CZ16 | rNCGF | Each | 1 | 1100 | None | 395 | 0.0535 | -1.08 | 395 | 0.0535 | -1.08 | 395 | 0.0535 | -1.08 | 395 | 0.0535 | -1.08 |  |  | 1 |  | RE-Appl-EffCW-med-ElecDHW-ElecCDryer-Tier2-TopAnySFm1996CZ16rNCGF
RE-Appl-EffCW-med-ElecDHW-ElecCDryer-Tier2-Top | DEER2016 | D16v1 | 2015-05-16 | Any | SFm | 2003 | CZ01 | rDXGF | Each | 1 | 1150 | None | 396 | 0.0426 | -1.01 | 396 | 0.0426 | -1.01 | 396 | 0.0426 | -1.01 | 396 | 0.0426 | -1.01 |  |  | 1 |  | RE-Appl-EffCW-med-ElecDHW-ElecCDryer-Tier2-TopAnySFm2003CZ01rDXGF
RE-Appl-EffCW-med-ElecDHW-ElecCDryer-Tier2-Top | DEER2016 | D16v1 | 2015-05-16 | Any | SFm | 2003 | CZ01 | rDXHP | Each | 1 | 1150 | None | 389 | 0.0525 | 0 | 389 | 0.0525 | 0 | 389 | 0.0525 | 0 | 389 | 0.0525 | 0 |  |  | 1 |  | RE-Appl-EffCW-med-ElecDHW-ElecCDryer-Tier2-TopAnySFm2003CZ01rDXHP
RE-Appl-EffCW-med-ElecDHW-ElecCDryer-Tier2-Top | DEER2016 | D16v1 | 2015-05-16 | Any | SFm | 2003 | CZ01 | rNCEH | Each | 1 | 1150 | None | 387 | 0.0542 | 0 | 387 | 0.0542 | 0 | 387 | 0.0542 | 0 | 387 | 0.0542 | 0 |  |  | 1 |  | RE-Appl-EffCW-med-ElecDHW-ElecCDryer-Tier2-TopAnySFm2003CZ01rNCEH
RE-Appl-EffCW-med-ElecDHW-ElecCDryer-Tier2-Top | DEER2016 | D16v1 | 2015-05-16 | Any | SFm | 2003 | CZ01 | rNCGF | Each | 1 | 1150 | None | 395 | 0.0543 | -1.01 | 395 | 0.0543 | -1.01 | 395 | 0.0543 | -1.01 | 395 | 0.0543 | -1.01 |  |  | 1 |  | RE-Appl-EffCW-med-ElecDHW-ElecCDryer-Tier2-TopAnySFm2003CZ01rNCGF
RE-Appl-EffCW-med-ElecDHW-ElecCDryer-Tier2-Top | DEER2016 | D16v1 | 2015-05-16 | Any | SFm | 2003 | CZ02 | rDXGF | Each | 1 | 974 | None | 395 | 0.0654 | -0.803 | 395 | 0.0654 | -0.803 | 395 | 0.0654 | -0.803 | 395 | 0.0654 | -0.803 |  |  | 1 |  | RE-Appl-EffCW-med-ElecDHW-ElecCDryer-Tier2-TopAnySFm2003CZ02rDXGF
RE-Appl-EffCW-med-ElecDHW-ElecCDryer-Tier2-Top | DEER2016 | D16v1 | 2015-05-16 | Any | SFm | 2003 | CZ02 | rDXHP | Each | 1 | 974 | None | 384 | 0.0633 | 0 | 384 | 0.0633 | 0 | 384 | 0.0633 | 0 | 384 | 0.0633 | 0 |  |  | 1 |  | RE-Appl-EffCW-med-ElecDHW-ElecCDryer-Tier2-TopAnySFm2003CZ02rDXHP
RE-Appl-EffCW-med-ElecDHW-ElecCDryer-Tier2-Top | DEER2016 | D16v1 | 2015-05-16 | Any | SFm | 2003 | CZ02 | rNCEH | Each | 1 | 974 | None | 381 | 0.0531 | 0 | 381 | 0.0531 | 0 | 381 | 0.0531 | 0 | 381 | 0.0531 | 0 |  |  | 1 |  | RE-Appl-EffCW-med-ElecDHW-ElecCDryer-Tier2-TopAnySFm2003CZ02rNCEH
RE-Appl-EffCW-med-ElecDHW-ElecCDryer-Tier2-Top | DEER2016 | D16v1 | 2015-05-16 | Any | SFm | 2003 | CZ02 | rNCGF | Each | 1 | 974 | None | 388 | 0.0531 | -0.89 | 388 | 0.0531 | -0.89 | 388 | 0.0531 | -0.89 | 388 | 0.0531 | -0.89 |  |  | 1 |  | RE-Appl-EffCW-med-ElecDHW-ElecCDryer-Tier2-TopAnySFm2003CZ02rNCGF
RE-Appl-EffCW-med-ElecDHW-ElecCDryer-Tier2-Top | DEER2016 | D16v1 | 2015-05-16 | Any | SFm | 2003 | CZ03 | rDXGF | Each | 1 | 1150 | None | 392 | 0.065 | -0.736 | 392 | 0.065 | -0.736 | 392 | 0.065 | -0.736 | 392 | 0.065 | -0.736 |  |  | 1 |  | RE-Appl-EffCW-med-ElecDHW-ElecCDryer-Tier2-TopAnySFm2003CZ03rDXGF
RE-Appl-EffCW-med-ElecDHW-ElecCDryer-Tier2-Top | DEER2016 | D16v1 | 2015-05-16 | Any | SFm | 2003 | CZ03 | rDXHP | Each | 1 | 1150 | None | 384 | 0.0518 | 0 | 384 | 0.0518 | 0 | 384 | 0.0518 | 0 | 384 | 0.0518 | 0 |  |  | 1 |  | RE-Appl-EffCW-med-ElecDHW-ElecCDryer-Tier2-TopAnySFm2003CZ03rDXHP
RE-Appl-EffCW-med-ElecDHW-ElecCDryer-Tier2-Top | DEER2016 | D16v1 | 2015-05-16 | Any | SFm | 2003 | CZ03 | rNCEH | Each | 1 | 1150 | None | 382 | 0.0533 | 0 | 382 | 0.0533 | 0 | 382 | 0.0533 | 0 | 382 | 0.0533 | 0 |  |  | 1 |  | RE-Appl-EffCW-med-ElecDHW-ElecCDryer-Tier2-TopAnySFm2003CZ03rNCEH
RE-Appl-EffCW-med-ElecDHW-ElecCDryer-Tier2-Top | DEER2016 | D16v1 | 2015-05-16 | Any | SFm | 2003 | CZ03 | rNCGF | Each | 1 | 1150 | None | 388 | 0.0533 | -0.696 | 388 | 0.0533 | -0.696 | 388 | 0.0533 | -0.696 | 388 | 0.0533 | -0.696 |  |  | 1 |  | RE-Appl-EffCW-med-ElecDHW-ElecCDryer-Tier2-TopAnySFm2003CZ03rNCGF
RE-Appl-EffCW-med-ElecDHW-ElecCDryer-Tier2-Top | DEER2016 | D16v1 | 2015-05-16 | Any | SFm | 2003 | CZ04 | rDXGF | Each | 1 | 1150 | None | 392 | 0.061 | -0.645 | 392 | 0.061 | -0.645 | 392 | 0.061 | -0.645 | 392 | 0.061 | -0.645 |  |  | 1 |  | RE-Appl-EffCW-med-ElecDHW-ElecCDryer-Tier2-TopAnySFm2003CZ04rDXGF
RE-Appl-EffCW-med-ElecDHW-ElecCDryer-Tier2-Top | DEER2016 | D16v1 | 2015-05-16 | Any | SFm | 2003 | CZ04 | rDXHP | Each | 1 | 1150 | None | 388 | 0.0608 | 0 | 388 | 0.0608 | 0 | 388 | 0.0608 | 0 | 388 | 0.0608 | 0 |  |  | 1 |  | RE-Appl-EffCW-med-ElecDHW-ElecCDryer-Tier2-TopAnySFm2003CZ04rDXHP
RE-Appl-EffCW-med-ElecDHW-ElecCDryer-Tier2-Top | DEER2016 | D16v1 | 2015-05-16 | Any | SFm | 2003 | CZ04 | rNCEH | Each | 1 | 1150 | None | 381 | 0.0523 | 0 | 381 | 0.0523 | 0 | 381 | 0.0523 | 0 | 381 | 0.0523 | 0 |  |  | 1 |  | RE-Appl-EffCW-med-ElecDHW-ElecCDryer-Tier2-TopAnySFm2003CZ04rNCEH
RE-Appl-EffCW-med-ElecDHW-ElecCDryer-Tier2-Top | DEER2016 | D16v1 | 2015-05-16 | Any | SFm | 2003 | CZ04 | rNCGF | Each | 1 | 1150 | None | 385 | 0.0523 | -0.716 | 385 | 0.0523 | -0.716 | 385 | 0.0523 | -0.716 | 385 | 0.0523 | -0.716 |  |  | 1 |  | RE-Appl-EffCW-med-ElecDHW-ElecCDryer-Tier2-TopAnySFm2003CZ04rNCGF
RE-Appl-EffCW-med-ElecDHW-ElecCDryer-Tier2-Top | DEER2016 | D16v1 | 2015-05-16 | Any | SFm | 2003 | CZ05 | rDXGF | Each | 1 | 1150 | None | 393 | 0.0649 | -1.22 | 393 | 0.0649 | -1.22 | 393 | 0.0649 | -1.22 | 393 | 0.0649 | -1.22 |  |  | 1 |  | RE-Appl-EffCW-med-ElecDHW-ElecCDryer-Tier2-TopAnySFm2003CZ05rDXGF
RE-Appl-EffCW-med-ElecDHW-ElecCDryer-Tier2-Top | DEER2016 | D16v1 | 2015-05-16 | Any | SFm | 2003 | CZ05 | rDXHP | Each | 1 | 1150 | None | 382 | 0.0313 | 0 | 382 | 0.0313 | 0 | 382 | 0.0313 | 0 | 382 | 0.0313 | 0 |  |  | 1 |  | RE-Appl-EffCW-med-ElecDHW-ElecCDryer-Tier2-TopAnySFm2003CZ05rDXHP
RE-Appl-EffCW-med-ElecDHW-ElecCDryer-Tier2-Top | DEER2016 | D16v1 | 2015-05-16 | Any | SFm | 2003 | CZ05 | rNCEH | Each | 1 | 1150 | None | 379 | 0.0534 | 0 | 379 | 0.0534 | 0 | 379 | 0.0534 | 0 | 379 | 0.0534 | 0 |  |  | 1 |  | RE-Appl-EffCW-med-ElecDHW-ElecCDryer-Tier2-TopAnySFm2003CZ05rNCEH
RE-Appl-EffCW-med-ElecDHW-ElecCDryer-Tier2-Top | DEER2016 | D16v1 | 2015-05-16 | Any | SFm | 2003 | CZ05 | rNCGF | Each | 1 | 1150 | None | 389 | 0.0534 | -1.3 | 389 | 0.0534 | -1.3 | 389 | 0.0534 | -1.3 | 389 | 0.0534 | -1.3 |  |  | 1 |  | RE-Appl-EffCW-med-ElecDHW-ElecCDryer-Tier2-TopAnySFm2003CZ05rNCGF
RE-Appl-EffCW-med-ElecDHW-ElecCDryer-Tier2-Top | DEER2016 | D16v1 | 2015-05-16 | Any | SFm | 2003 | CZ06 | rDXGF | Each | 1 | 1200 | None | 392 | 0.0419 | 0.034 | 392 | 0.0419 | 0.034 | 392 | 0.0419 | 0.034 | 392 | 0.0419 | 0.034 |  |  | 1 |  | RE-Appl-EffCW-med-ElecDHW-ElecCDryer-Tier2-TopAnySFm2003CZ06rDXGF
RE-Appl-EffCW-med-ElecDHW-ElecCDryer-Tier2-Top | DEER2016 | D16v1 | 2015-05-16 | Any | SFm | 2003 | CZ06 | rDXHP | Each | 1 | 1200 | None | 395 | 0.0752 | 0 | 395 | 0.0752 | 0 | 395 | 0.0752 | 0 | 395 | 0.0752 | 0 |  |  | 1 |  | RE-Appl-EffCW-med-ElecDHW-ElecCDryer-Tier2-TopAnySFm2003CZ06rDXHP
RE-Appl-EffCW-med-ElecDHW-ElecCDryer-Tier2-Top | DEER2016 | D16v1 | 2015-05-16 | Any | SFm | 2003 | CZ06 | rNCEH | Each | 1 | 1200 | None | 380 | 0.0522 | 0 | 380 | 0.0522 | 0 | 380 | 0.0522 | 0 | 380 | 0.0522 | 0 |  |  | 1 |  | RE-Appl-EffCW-med-ElecDHW-ElecCDryer-Tier2-TopAnySFm2003CZ06rNCEH
RE-Appl-EffCW-med-ElecDHW-ElecCDryer-Tier2-Top | DEER2016 | D16v1 | 2015-05-16 | Any | SFm | 2003 | CZ06 | rNCGF | Each | 1 | 1200 | None | 382 | 0.0521 | -0.251 | 382 | 0.0521 | -0.251 | 382 | 0.0521 | -0.251 | 382 | 0.0521 | -0.251 |  |  | 1 |  | RE-Appl-EffCW-med-ElecDHW-ElecCDryer-Tier2-TopAnySFm2003CZ06rNCGF
RE-Appl-EffCW-med-ElecDHW-ElecCDryer-Tier2-Top | DEER2016 | D16v1 | 2015-05-16 | Any | SFm | 2003 | CZ07 | rDXGF | Each | 1 | 1200 | None | 403 | 0.0781 | 0.097 | 403 | 0.0781 | 0.097 | 403 | 0.0781 | 0.097 | 403 | 0.0781 | 0.097 |  |  | 1 |  | RE-Appl-EffCW-med-ElecDHW-ElecCDryer-Tier2-TopAnySFm2003CZ07rDXGF
RE-Appl-EffCW-med-ElecDHW-ElecCDryer-Tier2-Top | DEER2016 | D16v1 | 2015-05-16 | Any | SFm | 2003 | CZ07 | rDXHP | Each | 1 | 1200 | None | 397 | 0.054 | 0 | 397 | 0.054 | 0 | 397 | 0.054 | 0 | 397 | 0.054 | 0 |  |  | 1 |  | RE-Appl-EffCW-med-ElecDHW-ElecCDryer-Tier2-TopAnySFm2003CZ07rDXHP
RE-Appl-EffCW-med-ElecDHW-ElecCDryer-Tier2-Top | DEER2016 | D16v1 | 2015-05-16 | Any | SFm | 2003 | CZ07 | rNCEH | Each | 1 | 1200 | None | 380 | 0.0522 | 0 | 380 | 0.0522 | 0 | 380 | 0.0522 | 0 | 380 | 0.0522 | 0 |  |  | 1 |  | RE-Appl-EffCW-med-ElecDHW-ElecCDryer-Tier2-TopAnySFm2003CZ07rNCEH
RE-Appl-EffCW-med-ElecDHW-ElecCDryer-Tier2-Top | DEER2016 | D16v1 | 2015-05-16 | Any | SFm | 2003 | CZ07 | rNCGF | Each | 1 | 1200 | None | 381 | 0.0521 | -0.158 | 381 | 0.0521 | -0.158 | 381 | 0.0521 | -0.158 | 381 | 0.0521 | -0.158 |  |  | 1 |  | RE-Appl-EffCW-med-ElecDHW-ElecCDryer-Tier2-TopAnySFm2003CZ07rNCGF
RE-Appl-EffCW-med-ElecDHW-ElecCDryer-Tier2-Top | DEER2016 | D16v1 | 2015-05-16 | Any | SFm | 2003 | CZ08 | rDXGF | Each | 1 | 1200 | None | 398 | 0.0578 | -0.513 | 398 | 0.0578 | -0.513 | 398 | 0.0578 | -0.513 | 398 | 0.0578 | -0.513 |  |  | 1 |  | RE-Appl-EffCW-med-ElecDHW-ElecCDryer-Tier2-TopAnySFm2003CZ08rDXGF
RE-Appl-EffCW-med-ElecDHW-ElecCDryer-Tier2-Top | DEER2016 | D16v1 | 2015-05-16 | Any | SFm | 2003 | CZ08 | rDXHP | Each | 1 | 1200 | None | 392 | 0.0568 | 0 | 392 | 0.0568 | 0 | 392 | 0.0568 | 0 | 392 | 0.0568 | 0 |  |  | 1 |  | RE-Appl-EffCW-med-ElecDHW-ElecCDryer-Tier2-TopAnySFm2003CZ08rDXHP
RE-Appl-EffCW-med-ElecDHW-ElecCDryer-Tier2-Top | DEER2016 | D16v1 | 2015-05-16 | Any | SFm | 2003 | CZ08 | rNCEH | Each | 1 | 1200 | None | 374 | 0.0518 | 0 | 374 | 0.0518 | 0 | 374 | 0.0518 | 0 | 374 | 0.0518 | 0 |  |  | 1 |  | RE-Appl-EffCW-med-ElecDHW-ElecCDryer-Tier2-TopAnySFm2003CZ08rNCEH
RE-Appl-EffCW-med-ElecDHW-ElecCDryer-Tier2-Top | DEER2016 | D16v1 | 2015-05-16 | Any | SFm | 2003 | CZ08 | rNCGF | Each | 1 | 1200 | None | 380 | 0.0519 | -0.79 | 380 | 0.0519 | -0.79 | 380 | 0.0519 | -0.79 | 380 | 0.0519 | -0.79 |  |  | 1 |  | RE-Appl-EffCW-med-ElecDHW-ElecCDryer-Tier2-TopAnySFm2003CZ08rNCGF
RE-Appl-EffCW-med-ElecDHW-ElecCDryer-Tier2-Top | DEER2016 | D16v1 | 2015-05-16 | Any | SFm | 2003 | CZ09 | rDXGF | Each | 1 | 1210 | None | 394 | 0.0551 | -0.541 | 394 | 0.0551 | -0.541 | 394 | 0.0551 | -0.541 | 394 | 0.0551 | -0.541 |  |  | 1 |  | RE-Appl-EffCW-med-ElecDHW-ElecCDryer-Tier2-TopAnySFm2003CZ09rDXGF
RE-Appl-EffCW-med-ElecDHW-ElecCDryer-Tier2-Top | DEER2016 | D16v1 | 2015-05-16 | Any | SFm | 2003 | CZ09 | rDXHP | Each | 1 | 1210 | None | 389 | 0.0547 | 0 | 389 | 0.0547 | 0 | 389 | 0.0547 | 0 | 389 | 0.0547 | 0 |  |  | 1 |  | RE-Appl-EffCW-med-ElecDHW-ElecCDryer-Tier2-TopAnySFm2003CZ09rDXHP
RE-Appl-EffCW-med-ElecDHW-ElecCDryer-Tier2-Top | DEER2016 | D16v1 | 2015-05-16 | Any | SFm | 2003 | CZ09 | rNCEH | Each | 1 | 1210 | None | 376 | 0.0516 | 0 | 376 | 0.0516 | 0 | 376 | 0.0516 | 0 | 376 | 0.0516 | 0 |  |  | 1 |  | RE-Appl-EffCW-med-ElecDHW-ElecCDryer-Tier2-TopAnySFm2003CZ09rNCEH
RE-Appl-EffCW-med-ElecDHW-ElecCDryer-Tier2-Top | DEER2016 | D16v1 | 2015-05-16 | Any | SFm | 2003 | CZ09 | rNCGF | Each | 1 | 1210 | None | 380 | 0.0516 | -0.652 | 380 | 0.0516 | -0.652 | 380 | 0.0516 | -0.652 | 380 | 0.0516 | -0.652 |  |  | 1 |  | RE-Appl-EffCW-med-ElecDHW-ElecCDryer-Tier2-TopAnySFm2003CZ09rNCGF
RE-Appl-EffCW-med-ElecDHW-ElecCDryer-Tier2-Top | DEER2016 | D16v1 | 2015-05-16 | Any | SFm | 2003 | CZ10 | rDXGF | Each | 1 | 974 | None | 394 | 0.0536 | -0.264 | 394 | 0.0536 | -0.264 | 394 | 0.0536 | -0.264 | 394 | 0.0536 | -0.264 |  |  | 1 |  | RE-Appl-EffCW-med-ElecDHW-ElecCDryer-Tier2-TopAnySFm2003CZ10rDXGF
RE-Appl-EffCW-med-ElecDHW-ElecCDryer-Tier2-Top | DEER2016 | D16v1 | 2015-05-16 | Any | SFm | 2003 | CZ10 | rDXHP | Each | 1 | 974 | None | 390 | 0.0535 | 0 | 390 | 0.0535 | 0 | 390 | 0.0535 | 0 | 390 | 0.0535 | 0 |  |  | 1 |  | RE-Appl-EffCW-med-ElecDHW-ElecCDryer-Tier2-TopAnySFm2003CZ10rDXHP
RE-Appl-EffCW-med-ElecDHW-ElecCDryer-Tier2-Top | DEER2016 | D16v1 | 2015-05-16 | Any | SFm | 2003 | CZ10 | rNCEH | Each | 1 | 974 | None | 377 | 0.0514 | 0 | 377 | 0.0514 | 0 | 377 | 0.0514 | 0 | 377 | 0.0514 | 0 |  |  | 1 |  | RE-Appl-EffCW-med-ElecDHW-ElecCDryer-Tier2-TopAnySFm2003CZ10rNCEH
RE-Appl-EffCW-med-ElecDHW-ElecCDryer-Tier2-Top | DEER2016 | D16v1 | 2015-05-16 | Any | SFm | 2003 | CZ10 | rNCGF | Each | 1 | 974 | None | 379 | 0.0514 | -0.354 | 379 | 0.0514 | -0.354 | 379 | 0.0514 | -0.354 | 379 | 0.0514 | -0.354 |  |  | 1 |  | RE-Appl-EffCW-med-ElecDHW-ElecCDryer-Tier2-TopAnySFm2003CZ10rNCGF
RE-Appl-EffCW-med-ElecDHW-ElecCDryer-Tier2-Top | DEER2016 | D16v1 | 2015-05-16 | Any | SFm | 2003 | CZ11 | rDXGF | Each | 1 | 974 | None | 392 | 0.0585 | -1.03 | 392 | 0.0585 | -1.03 | 392 | 0.0585 | -1.03 | 392 | 0.0585 | -1.03 |  |  | 1 |  | RE-Appl-EffCW-med-ElecDHW-ElecCDryer-Tier2-TopAnySFm2003CZ11rDXGF
RE-Appl-EffCW-med-ElecDHW-ElecCDryer-Tier2-Top | DEER2016 | D16v1 | 2015-05-16 | Any | SFm | 2003 | CZ11 | rDXHP | Each | 1 | 974 | None | 380 | 0.0561 | 0 | 380 | 0.0561 | 0 | 380 | 0.0561 | 0 | 380 | 0.0561 | 0 |  |  | 1 |  | RE-Appl-EffCW-med-ElecDHW-ElecCDryer-Tier2-TopAnySFm2003CZ11rDXHP
RE-Appl-EffCW-med-ElecDHW-ElecCDryer-Tier2-Top | DEER2016 | D16v1 | 2015-05-16 | Any | SFm | 2003 | CZ11 | rNCEH | Each | 1 | 974 | None | 371 | 0.0514 | 0 | 371 | 0.0514 | 0 | 371 | 0.0514 | 0 | 371 | 0.0514 | 0 |  |  | 1 |  | RE-Appl-EffCW-med-ElecDHW-ElecCDryer-Tier2-TopAnySFm2003CZ11rNCEH
RE-Appl-EffCW-med-ElecDHW-ElecCDryer-Tier2-Top | DEER2016 | D16v1 | 2015-05-16 | Any | SFm | 2003 | CZ11 | rNCGF | Each | 1 | 974 | None | 380 | 0.0514 | -1.04 | 380 | 0.0514 | -1.04 | 380 | 0.0514 | -1.04 | 380 | 0.0514 | -1.04 |  |  | 1 |  | RE-Appl-EffCW-med-ElecDHW-ElecCDryer-Tier2-TopAnySFm2003CZ11rNCGF
RE-Appl-EffCW-med-ElecDHW-ElecCDryer-Tier2-Top | DEER2016 | D16v1 | 2015-05-16 | Any | SFm | 2003 | CZ12 | rDXGF | Each | 1 | 974 | None | 392 | 0.0645 | -1.09 | 392 | 0.0645 | -1.09 | 392 | 0.0645 | -1.09 | 392 | 0.0645 | -1.09 |  |  | 1 |  | RE-Appl-EffCW-med-ElecDHW-ElecCDryer-Tier2-TopAnySFm2003CZ12rDXGF
RE-Appl-EffCW-med-ElecDHW-ElecCDryer-Tier2-Top | DEER2016 | D16v1 | 2015-05-16 | Any | SFm | 2003 | CZ12 | rDXHP | Each | 1 | 974 | None | 380 | 0.0617 | 0 | 380 | 0.0617 | 0 | 380 | 0.0617 | 0 | 380 | 0.0617 | 0 |  |  | 1 |  | RE-Appl-EffCW-med-ElecDHW-ElecCDryer-Tier2-TopAnySFm2003CZ12rDXHP
RE-Appl-EffCW-med-ElecDHW-ElecCDryer-Tier2-Top | DEER2016 | D16v1 | 2015-05-16 | Any | SFm | 2003 | CZ12 | rNCEH | Each | 1 | 974 | None | 373 | 0.0521 | 0 | 373 | 0.0521 | 0 | 373 | 0.0521 | 0 | 373 | 0.0521 | 0 |  |  | 1 |  | RE-Appl-EffCW-med-ElecDHW-ElecCDryer-Tier2-TopAnySFm2003CZ12rNCEH
RE-Appl-EffCW-med-ElecDHW-ElecCDryer-Tier2-Top | DEER2016 | D16v1 | 2015-05-16 | Any | SFm | 2003 | CZ12 | rNCGF | Each | 1 | 974 | None | 383 | 0.0521 | -1.11 | 383 | 0.0521 | -1.11 | 383 | 0.0521 | -1.11 | 383 | 0.0521 | -1.11 |  |  | 1 |  | RE-Appl-EffCW-med-ElecDHW-ElecCDryer-Tier2-TopAnySFm2003CZ12rNCGF
RE-Appl-EffCW-med-ElecDHW-ElecCDryer-Tier2-Top | DEER2016 | D16v1 | 2015-05-16 | Any | SFm | 2003 | CZ13 | rDXGF | Each | 1 | 974 | None | 390 | 0.0582 | -0.969 | 390 | 0.0582 | -0.969 | 390 | 0.0582 | -0.969 | 390 | 0.0582 | -0.969 |  |  | 1 |  | RE-Appl-EffCW-med-ElecDHW-ElecCDryer-Tier2-TopAnySFm2003CZ13rDXGF
RE-Appl-EffCW-med-ElecDHW-ElecCDryer-Tier2-Top | DEER2016 | D16v1 | 2015-05-16 | Any | SFm | 2003 | CZ13 | rDXHP | Each | 1 | 974 | None | 380 | 0.0587 | 0 | 380 | 0.0587 | 0 | 380 | 0.0587 | 0 | 380 | 0.0587 | 0 |  |  | 1 |  | RE-Appl-EffCW-med-ElecDHW-ElecCDryer-Tier2-TopAnySFm2003CZ13rDXHP
RE-Appl-EffCW-med-ElecDHW-ElecCDryer-Tier2-Top | DEER2016 | D16v1 | 2015-05-16 | Any | SFm | 2003 | CZ13 | rNCEH | Each | 1 | 974 | None | 370 | 0.0512 | 0 | 370 | 0.0512 | 0 | 370 | 0.0512 | 0 | 370 | 0.0512 | 0 |  |  | 1 |  | RE-Appl-EffCW-med-ElecDHW-ElecCDryer-Tier2-TopAnySFm2003CZ13rNCEH
RE-Appl-EffCW-med-ElecDHW-ElecCDryer-Tier2-Top | DEER2016 | D16v1 | 2015-05-16 | Any | SFm | 2003 | CZ13 | rNCGF | Each | 1 | 974 | None | 379 | 0.0512 | -0.991 | 379 | 0.0512 | -0.991 | 379 | 0.0512 | -0.991 | 379 | 0.0512 | -0.991 |  |  | 1 |  | RE-Appl-EffCW-med-ElecDHW-ElecCDryer-Tier2-TopAnySFm2003CZ13rNCGF
RE-Appl-EffCW-med-ElecDHW-ElecCDryer-Tier2-Top | DEER2016 | D16v1 | 2015-05-16 | Any | SFm | 2003 | CZ14 | rDXGF | Each | 1 | 1080 | None | 399 | 0.0521 | -0.75 | 399 | 0.0521 | -0.75 | 399 | 0.0521 | -0.75 | 399 | 0.0521 | -0.75 |  |  | 1 |  | RE-Appl-EffCW-med-ElecDHW-ElecCDryer-Tier2-TopAnySFm2003CZ14rDXGF
RE-Appl-EffCW-med-ElecDHW-ElecCDryer-Tier2-Top | DEER2016 | D16v1 | 2015-05-16 | Any | SFm | 2003 | CZ14 | rDXHP | Each | 1 | 1080 | None | 386 | 0.0522 | 0 | 386 | 0.0522 | 0 | 386 | 0.0522 | 0 | 386 | 0.0522 | 0 |  |  | 1 |  | RE-Appl-EffCW-med-ElecDHW-ElecCDryer-Tier2-TopAnySFm2003CZ14rDXHP
RE-Appl-EffCW-med-ElecDHW-ElecCDryer-Tier2-Top | DEER2016 | D16v1 | 2015-05-16 | Any | SFm | 2003 | CZ14 | rNCEH | Each | 1 | 1080 | None | 374 | 0.0508 | 0 | 374 | 0.0508 | 0 | 374 | 0.0508 | 0 | 374 | 0.0508 | 0 |  |  | 1 |  | RE-Appl-EffCW-med-ElecDHW-ElecCDryer-Tier2-TopAnySFm2003CZ14rNCEH
RE-Appl-EffCW-med-ElecDHW-ElecCDryer-Tier2-Top | DEER2016 | D16v1 | 2015-05-16 | Any | SFm | 2003 | CZ14 | rNCGF | Each | 1 | 1080 | None | 381 | 0.0508 | -0.826 | 381 | 0.0508 | -0.826 | 381 | 0.0508 | -0.826 | 381 | 0.0508 | -0.826 |  |  | 1 |  | RE-Appl-EffCW-med-ElecDHW-ElecCDryer-Tier2-TopAnySFm2003CZ14rNCGF
RE-Appl-EffCW-med-ElecDHW-ElecCDryer-Tier2-Top | DEER2016 | D16v1 | 2015-05-16 | Any | SFm | 2003 | CZ15 | rDXGF | Each | 1 | 1080 | None | 381 | 0.0574 | -0.251 | 381 | 0.0574 | -0.251 | 381 | 0.0574 | -0.251 | 381 | 0.0574 | -0.251 |  |  | 1 |  | RE-Appl-EffCW-med-ElecDHW-ElecCDryer-Tier2-TopAnySFm2003CZ15rDXGF
RE-Appl-EffCW-med-ElecDHW-ElecCDryer-Tier2-Top | DEER2016 | D16v1 | 2015-05-16 | Any | SFm | 2003 | CZ15 | rDXHP | Each | 1 | 1080 | None | 379 | 0.0576 | 0 | 379 | 0.0576 | 0 | 379 | 0.0576 | 0 | 379 | 0.0576 | 0 |  |  | 1 |  | RE-Appl-EffCW-med-ElecDHW-ElecCDryer-Tier2-TopAnySFm2003CZ15rDXHP
RE-Appl-EffCW-med-ElecDHW-ElecCDryer-Tier2-Top | DEER2016 | D16v1 | 2015-05-16 | Any | SFm | 2003 | CZ15 | rNCEH | Each | 1 | 1080 | None | 363 | 0.0487 | 0 | 363 | 0.0487 | 0 | 363 | 0.0487 | 0 | 363 | 0.0487 | 0 |  |  | 1 |  | RE-Appl-EffCW-med-ElecDHW-ElecCDryer-Tier2-TopAnySFm2003CZ15rNCEH
RE-Appl-EffCW-med-ElecDHW-ElecCDryer-Tier2-Top | DEER2016 | D16v1 | 2015-05-16 | Any | SFm | 2003 | CZ15 | rNCGF | Each | 1 | 1080 | None | 365 | 0.0487 | -0.256 | 365 | 0.0487 | -0.256 | 365 | 0.0487 | -0.256 | 365 | 0.0487 | -0.256 |  |  | 1 |  | RE-Appl-EffCW-med-ElecDHW-ElecCDryer-Tier2-TopAnySFm2003CZ15rNCGF
RE-Appl-EffCW-med-ElecDHW-ElecCDryer-Tier2-Top | DEER2016 | D16v1 | 2015-05-16 | Any | SFm | 2003 | CZ16 | rDXGF | Each | 1 | 1150 | None | 401 | 0.0863 | -0.9 | 401 | 0.0863 | -0.9 | 401 | 0.0863 | -0.9 | 401 | 0.0863 | -0.9 |  |  | 1 |  | RE-Appl-EffCW-med-ElecDHW-ElecCDryer-Tier2-TopAnySFm2003CZ16rDXGF
RE-Appl-EffCW-med-ElecDHW-ElecCDryer-Tier2-Top | DEER2016 | D16v1 | 2015-05-16 | Any | SFm | 2003 | CZ16 | rDXHP | Each | 1 | 1150 | None | 385 | 0.0445 | 0 | 385 | 0.0445 | 0 | 385 | 0.0445 | 0 | 385 | 0.0445 | 0 |  |  | 1 |  | RE-Appl-EffCW-med-ElecDHW-ElecCDryer-Tier2-TopAnySFm2003CZ16rDXHP
RE-Appl-EffCW-med-ElecDHW-ElecCDryer-Tier2-Top | DEER2016 | D16v1 | 2015-05-16 | Any | SFm | 2003 | CZ16 | rNCEH | Each | 1 | 1150 | None | 387 | 0.0535 | 0 | 387 | 0.0535 | 0 | 387 | 0.0535 | 0 | 387 | 0.0535 | 0 |  |  | 1 |  | RE-Appl-EffCW-med-ElecDHW-ElecCDryer-Tier2-TopAnySFm2003CZ16rNCEH
RE-Appl-EffCW-med-ElecDHW-ElecCDryer-Tier2-Top | DEER2016 | D16v1 | 2015-05-16 | Any | SFm | 2003 | CZ16 | rNCGF | Each | 1 | 1150 | None | 395 | 0.0535 | -0.895 | 395 | 0.0535 | -0.895 | 395 | 0.0535 | -0.895 | 395 | 0.0535 | -0.895 |  |  | 1 |  | RE-Appl-EffCW-med-ElecDHW-ElecCDryer-Tier2-TopAnySFm2003CZ16rNCGF
RE-Appl-EffCW-med-ElecDHW-ElecCDryer-Tier2-Top | DEER2016 | D16v1 | 2015-05-16 | Any | SFm | 2007 | CZ01 | rDXGF | Each | 1 | 1150 | None | 397 | 0.0656 | -0.912 | 397 | 0.0656 | -0.912 | 397 | 0.0656 | -0.912 | 397 | 0.0656 | -0.912 |  |  | 1 |  | RE-Appl-EffCW-med-ElecDHW-ElecCDryer-Tier2-TopAnySFm2007CZ01rDXGF
RE-Appl-EffCW-med-ElecDHW-ElecCDryer-Tier2-Top | DEER2016 | D16v1 | 2015-05-16 | Any | SFm | 2007 | CZ01 | rDXHP | Each | 1 | 1150 | None | 389 | 0.0602 | 0 | 389 | 0.0602 | 0 | 389 | 0.0602 | 0 | 389 | 0.0602 | 0 |  |  | 1 |  | RE-Appl-EffCW-med-ElecDHW-ElecCDryer-Tier2-TopAnySFm2007CZ01rDXHP
RE-Appl-EffCW-med-ElecDHW-ElecCDryer-Tier2-Top | DEER2016 | D16v1 | 2015-05-16 | Any | SFm | 2007 | CZ01 | rNCEH | Each | 1 | 1150 | None | 388 | 0.0542 | 0 | 388 | 0.0542 | 0 | 388 | 0.0542 | 0 | 388 | 0.0542 | 0 |  |  | 1 |  | RE-Appl-EffCW-med-ElecDHW-ElecCDryer-Tier2-TopAnySFm2007CZ01rNCEH
RE-Appl-EffCW-med-ElecDHW-ElecCDryer-Tier2-Top | DEER2016 | D16v1 | 2015-05-16 | Any | SFm | 2007 | CZ01 | rNCGF | Each | 1 | 1150 | None | 395 | 0.0541 | -1.09 | 395 | 0.0541 | -1.09 | 395 | 0.0541 | -1.09 | 395 | 0.0541 | -1.09 |  |  | 1 |  | RE-Appl-EffCW-med-ElecDHW-ElecCDryer-Tier2-TopAnySFm2007CZ01rNCGF
RE-Appl-EffCW-med-ElecDHW-ElecCDryer-Tier2-Top | DEER2016 | D16v1 | 2015-05-16 | Any | SFm | 2007 | CZ02 | rDXGF | Each | 1 | 974 | None | 393 | 0.059 | -1.28 | 393 | 0.059 | -1.28 | 393 | 0.059 | -1.28 | 393 | 0.059 | -1.28 |  |  | 1 |  | RE-Appl-EffCW-med-ElecDHW-ElecCDryer-Tier2-TopAnySFm2007CZ02rDXGF
RE-Appl-EffCW-med-ElecDHW-ElecCDryer-Tier2-Top | DEER2016 | D16v1 | 2015-05-16 | Any | SFm | 2007 | CZ02 | rDXHP | Each | 1 | 974 | None | 382 | 0.0616 | 0 | 382 | 0.0616 | 0 | 382 | 0.0616 | 0 | 382 | 0.0616 | 0 |  |  | 1 |  | RE-Appl-EffCW-med-ElecDHW-ElecCDryer-Tier2-TopAnySFm2007CZ02rDXHP
RE-Appl-EffCW-med-ElecDHW-ElecCDryer-Tier2-Top | DEER2016 | D16v1 | 2015-05-16 | Any | SFm | 2007 | CZ02 | rNCEH | Each | 1 | 974 | None | 376 | 0.0531 | 0 | 376 | 0.0531 | 0 | 376 | 0.0531 | 0 | 376 | 0.0531 | 0 |  |  | 1 |  | RE-Appl-EffCW-med-ElecDHW-ElecCDryer-Tier2-TopAnySFm2007CZ02rNCEH
RE-Appl-EffCW-med-ElecDHW-ElecCDryer-Tier2-Top | DEER2016 | D16v1 | 2015-05-16 | Any | SFm | 2007 | CZ02 | rNCGF | Each | 1 | 974 | None | 388 | 0.0531 | -1.38 | 388 | 0.0531 | -1.38 | 388 | 0.0531 | -1.38 | 388 | 0.0531 | -1.38 |  |  | 1 |  | RE-Appl-EffCW-med-ElecDHW-ElecCDryer-Tier2-TopAnySFm2007CZ02rNCGF
RE-Appl-EffCW-med-ElecDHW-ElecCDryer-Tier2-Top | DEER2016 | D16v1 | 2015-05-16 | Any | SFm | 2007 | CZ03 | rDXGF | Each | 1 | 1150 | None | 390 | 0.0392 | -1.5 | 390 | 0.0392 | -1.5 | 390 | 0.0392 | -1.5 | 390 | 0.0392 | -1.5 |  |  | 1 |  | RE-Appl-EffCW-med-ElecDHW-ElecCDryer-Tier2-TopAnySFm2007CZ03rDXGF
RE-Appl-EffCW-med-ElecDHW-ElecCDryer-Tier2-Top | DEER2016 | D16v1 | 2015-05-16 | Any | SFm | 2007 | CZ03 | rDXHP | Each | 1 | 1150 | None | 379 | 0.044 | 0 | 379 | 0.044 | 0 | 379 | 0.044 | 0 | 379 | 0.044 | 0 |  |  | 1 |  | RE-Appl-EffCW-med-ElecDHW-ElecCDryer-Tier2-TopAnySFm2007CZ03rDXHP
RE-Appl-EffCW-med-ElecDHW-ElecCDryer-Tier2-Top | DEER2016 | D16v1 | 2015-05-16 | Any | SFm | 2007 | CZ03 | rNCEH | Each | 1 | 1150 | None | 374 | 0.0533 | 0 | 374 | 0.0533 | 0 | 374 | 0.0533 | 0 | 374 | 0.0533 | 0 |  |  | 1 |  | RE-Appl-EffCW-med-ElecDHW-ElecCDryer-Tier2-TopAnySFm2007CZ03rNCEH
RE-Appl-EffCW-med-ElecDHW-ElecCDryer-Tier2-Top | DEER2016 | D16v1 | 2015-05-16 | Any | SFm | 2007 | CZ03 | rNCGF | Each | 1 | 1150 | None | 388 | 0.0533 | -1.59 | 388 | 0.0533 | -1.59 | 388 | 0.0533 | -1.59 | 388 | 0.0533 | -1.59 |  |  | 1 |  | RE-Appl-EffCW-med-ElecDHW-ElecCDryer-Tier2-TopAnySFm2007CZ03rNCGF
RE-Appl-EffCW-med-ElecDHW-ElecCDryer-Tier2-Top | DEER2016 | D16v1 | 2015-05-16 | Any | SFm | 2007 | CZ04 | rDXGF | Each | 1 | 1150 | None | 389 | 0.0597 | -1.03 | 389 | 0.0597 | -1.03 | 389 | 0.0597 | -1.03 | 389 | 0.0597 | -1.03 |  |  | 1 |  | RE-Appl-EffCW-med-ElecDHW-ElecCDryer-Tier2-TopAnySFm2007CZ04rDXGF
RE-Appl-EffCW-med-ElecDHW-ElecCDryer-Tier2-Top | DEER2016 | D16v1 | 2015-05-16 | Any | SFm | 2007 | CZ04 | rDXHP | Each | 1 | 1150 | None | 387 | 0.0592 | 0 | 387 | 0.0592 | 0 | 387 | 0.0592 | 0 | 387 | 0.0592 | 0 |  |  | 1 |  | RE-Appl-EffCW-med-ElecDHW-ElecCDryer-Tier2-TopAnySFm2007CZ04rDXHP
RE-Appl-EffCW-med-ElecDHW-ElecCDryer-Tier2-Top | DEER2016 | D16v1 | 2015-05-16 | Any | SFm | 2007 | CZ04 | rNCEH | Each | 1 | 1150 | None | 377 | 0.0524 | 0 | 377 | 0.0524 | 0 | 377 | 0.0524 | 0 | 377 | 0.0524 | 0 |  |  | 1 |  | RE-Appl-EffCW-med-ElecDHW-ElecCDryer-Tier2-TopAnySFm2007CZ04rNCEH
RE-Appl-EffCW-med-ElecDHW-ElecCDryer-Tier2-Top | DEER2016 | D16v1 | 2015-05-16 | Any | SFm | 2007 | CZ04 | rNCGF | Each | 1 | 1150 | None | 385 | 0.0524 | -1.09 | 385 | 0.0524 | -1.09 | 385 | 0.0524 | -1.09 | 385 | 0.0524 | -1.09 |  |  | 1 |  | RE-Appl-EffCW-med-ElecDHW-ElecCDryer-Tier2-TopAnySFm2007CZ04rNCGF
RE-Appl-EffCW-med-ElecDHW-ElecCDryer-Tier2-Top | DEER2016 | D16v1 | 2015-05-16 | Any | SFm | 2007 | CZ05 | rDXGF | Each | 1 | 1150 | None | 393 | 0.0636 | -0.52 | 393 | 0.0636 | -0.52 | 393 | 0.0636 | -0.52 | 393 | 0.0636 | -0.52 |  |  | 1 |  | RE-Appl-EffCW-med-ElecDHW-ElecCDryer-Tier2-TopAnySFm2007CZ05rDXGF
RE-Appl-EffCW-med-ElecDHW-ElecCDryer-Tier2-Top | DEER2016 | D16v1 | 2015-05-16 | Any | SFm | 2007 | CZ05 | rDXHP | Each | 1 | 1150 | None | 388 | 0.0617 | 0 | 388 | 0.0617 | 0 | 388 | 0.0617 | 0 | 388 | 0.0617 | 0 |  |  | 1 |  | RE-Appl-EffCW-med-ElecDHW-ElecCDryer-Tier2-TopAnySFm2007CZ05rDXHP
RE-Appl-EffCW-med-ElecDHW-ElecCDryer-Tier2-Top | DEER2016 | D16v1 | 2015-05-16 | Any | SFm | 2007 | CZ05 | rNCEH | Each | 1 | 1150 | None | 384 | 0.0534 | 0 | 384 | 0.0534 | 0 | 384 | 0.0534 | 0 | 384 | 0.0534 | 0 |  |  | 1 |  | RE-Appl-EffCW-med-ElecDHW-ElecCDryer-Tier2-TopAnySFm2007CZ05rNCEH
RE-Appl-EffCW-med-ElecDHW-ElecCDryer-Tier2-Top | DEER2016 | D16v1 | 2015-05-16 | Any | SFm | 2007 | CZ05 | rNCGF | Each | 1 | 1150 | None | 390 | 0.0534 | -0.673 | 390 | 0.0534 | -0.673 | 390 | 0.0534 | -0.673 | 390 | 0.0534 | -0.673 |  |  | 1 |  | RE-Appl-EffCW-med-ElecDHW-ElecCDryer-Tier2-TopAnySFm2007CZ05rNCGF
RE-Appl-EffCW-med-ElecDHW-ElecCDryer-Tier2-Top | DEER2016 | D16v1 | 2015-05-16 | Any | SFm | 2007 | CZ06 | rDXGF | Each | 1 | 1200 | None | 393 | 0.062 | 0.342 | 393 | 0.062 | 0.342 | 393 | 0.062 | 0.342 | 393 | 0.062 | 0.342 |  |  | 1 |  | RE-Appl-EffCW-med-ElecDHW-ElecCDryer-Tier2-TopAnySFm2007CZ06rDXGF
RE-Appl-EffCW-med-ElecDHW-ElecCDryer-Tier2-Top | DEER2016 | D16v1 | 2015-05-16 | Any | SFm | 2007 | CZ06 | rDXHP | Each | 1 | 1200 | None | 398 | 0.0593 | 0 | 398 | 0.0593 | 0 | 398 | 0.0593 | 0 | 398 | 0.0593 | 0 |  |  | 1 |  | RE-Appl-EffCW-med-ElecDHW-ElecCDryer-Tier2-TopAnySFm2007CZ06rDXHP
RE-Appl-EffCW-med-ElecDHW-ElecCDryer-Tier2-Top | DEER2016 | D16v1 | 2015-05-16 | Any | SFm | 2007 | CZ06 | rNCEH | Each | 1 | 1200 | None | 382 | 0.0522 | 0 | 382 | 0.0522 | 0 | 382 | 0.0522 | 0 | 382 | 0.0522 | 0 |  |  | 1 |  | RE-Appl-EffCW-med-ElecDHW-ElecCDryer-Tier2-TopAnySFm2007CZ06rNCEH
RE-Appl-EffCW-med-ElecDHW-ElecCDryer-Tier2-Top | DEER2016 | D16v1 | 2015-05-16 | Any | SFm | 2007 | CZ06 | rNCGF | Each | 1 | 1200 | None | 383 | 0.0518 | -0.106 | 383 | 0.0518 | -0.106 | 383 | 0.0518 | -0.106 | 383 | 0.0518 | -0.106 |  |  | 1 |  | RE-Appl-EffCW-med-ElecDHW-ElecCDryer-Tier2-TopAnySFm2007CZ06rNCGF
RE-Appl-EffCW-med-ElecDHW-ElecCDryer-Tier2-Top | DEER2016 | D16v1 | 2015-05-16 | Any | SFm | 2007 | CZ07 | rDXGF | Each | 1 | 1200 | None | 391 | 0.094 | -0.309 | 391 | 0.094 | -0.309 | 391 | 0.094 | -0.309 | 391 | 0.094 | -0.309 |  |  | 1 |  | RE-Appl-EffCW-med-ElecDHW-ElecCDryer-Tier2-TopAnySFm2007CZ07rDXGF
RE-Appl-EffCW-med-ElecDHW-ElecCDryer-Tier2-Top | DEER2016 | D16v1 | 2015-05-16 | Any | SFm | 2007 | CZ07 | rDXHP | Each | 1 | 1200 | None | 382 | 0.052 | 0 | 382 | 0.052 | 0 | 382 | 0.052 | 0 | 382 | 0.052 | 0 |  |  | 1 |  | RE-Appl-EffCW-med-ElecDHW-ElecCDryer-Tier2-TopAnySFm2007CZ07rDXHP
RE-Appl-EffCW-med-ElecDHW-ElecCDryer-Tier2-Top | DEER2016 | D16v1 | 2015-05-16 | Any | SFm | 2007 | CZ07 | rNCEH | Each | 1 | 1200 | None | 378 | 0.0522 | 0 | 378 | 0.0522 | 0 | 378 | 0.0522 | 0 | 378 | 0.0522 | 0 |  |  | 1 |  | RE-Appl-EffCW-med-ElecDHW-ElecCDryer-Tier2-TopAnySFm2007CZ07rNCEH
RE-Appl-EffCW-med-ElecDHW-ElecCDryer-Tier2-Top | DEER2016 | D16v1 | 2015-05-16 | Any | SFm | 2007 | CZ07 | rNCGF | Each | 1 | 1200 | None | 381 | 0.0519 | -0.6 | 381 | 0.0519 | -0.6 | 381 | 0.0519 | -0.6 | 381 | 0.0519 | -0.6 |  |  | 1 |  | RE-Appl-EffCW-med-ElecDHW-ElecCDryer-Tier2-TopAnySFm2007CZ07rNCGF
RE-Appl-EffCW-med-ElecDHW-ElecCDryer-Tier2-Top | DEER2016 | D16v1 | 2015-05-16 | Any | SFm | 2007 | CZ08 | rDXGF | Each | 1 | 1200 | None | 388 | 0.057 | -0.151 | 388 | 0.057 | -0.151 | 388 | 0.057 | -0.151 | 388 | 0.057 | -0.151 |  |  | 1 |  | RE-Appl-EffCW-med-ElecDHW-ElecCDryer-Tier2-TopAnySFm2007CZ08rDXGF
RE-Appl-EffCW-med-ElecDHW-ElecCDryer-Tier2-Top | DEER2016 | D16v1 | 2015-05-16 | Any | SFm | 2007 | CZ08 | rDXHP | Each | 1 | 1200 | None | 394 | 0.0568 | 0 | 394 | 0.0568 | 0 | 394 | 0.0568 | 0 | 394 | 0.0568 | 0 |  |  | 1 |  | RE-Appl-EffCW-med-ElecDHW-ElecCDryer-Tier2-TopAnySFm2007CZ08rDXHP
RE-Appl-EffCW-med-ElecDHW-ElecCDryer-Tier2-Top | DEER2016 | D16v1 | 2015-05-16 | Any | SFm | 2007 | CZ08 | rNCEH | Each | 1 | 1200 | None | 377 | 0.0518 | 0 | 377 | 0.0518 | 0 | 377 | 0.0518 | 0 | 377 | 0.0518 | 0 |  |  | 1 |  | RE-Appl-EffCW-med-ElecDHW-ElecCDryer-Tier2-TopAnySFm2007CZ08rNCEH
RE-Appl-EffCW-med-ElecDHW-ElecCDryer-Tier2-Top | DEER2016 | D16v1 | 2015-05-16 | Any | SFm | 2007 | CZ08 | rNCGF | Each | 1 | 1200 | None | 380 | 0.0518 | -0.43 | 380 | 0.0518 | -0.43 | 380 | 0.0518 | -0.43 | 380 | 0.0518 | -0.43 |  |  | 1 |  | RE-Appl-EffCW-med-ElecDHW-ElecCDryer-Tier2-TopAnySFm2007CZ08rNCGF
RE-Appl-EffCW-med-ElecDHW-ElecCDryer-Tier2-Top | DEER2016 | D16v1 | 2015-05-16 | Any | SFm | 2007 | CZ09 | rDXGF | Each | 1 | 1210 | None | 393 | 0.0542 | -0.371 | 393 | 0.0542 | -0.371 | 393 | 0.0542 | -0.371 | 393 | 0.0542 | -0.371 |  |  | 1 |  | RE-Appl-EffCW-med-ElecDHW-ElecCDryer-Tier2-TopAnySFm2007CZ09rDXGF
RE-Appl-EffCW-med-ElecDHW-ElecCDryer-Tier2-Top | DEER2016 | D16v1 | 2015-05-16 | Any | SFm | 2007 | CZ09 | rDXHP | Each | 1 | 1210 | None | 386 | 0.0529 | 0 | 386 | 0.0529 | 0 | 386 | 0.0529 | 0 | 386 | 0.0529 | 0 |  |  | 1 |  | RE-Appl-EffCW-med-ElecDHW-ElecCDryer-Tier2-TopAnySFm2007CZ09rDXHP
RE-Appl-EffCW-med-ElecDHW-ElecCDryer-Tier2-Top | DEER2016 | D16v1 | 2015-05-16 | Any | SFm | 2007 | CZ09 | rNCEH | Each | 1 | 1210 | None | 376 | 0.0517 | 0 | 376 | 0.0517 | 0 | 376 | 0.0517 | 0 | 376 | 0.0517 | 0 |  |  | 1 |  | RE-Appl-EffCW-med-ElecDHW-ElecCDryer-Tier2-TopAnySFm2007CZ09rNCEH
RE-Appl-EffCW-med-ElecDHW-ElecCDryer-Tier2-Top | DEER2016 | D16v1 | 2015-05-16 | Any | SFm | 2007 | CZ09 | rNCGF | Each | 1 | 1210 | None | 380 | 0.0517 | -0.491 | 380 | 0.0517 | -0.491 | 380 | 0.0517 | -0.491 | 380 | 0.0517 | -0.491 |  |  | 1 |  | RE-Appl-EffCW-med-ElecDHW-ElecCDryer-Tier2-TopAnySFm2007CZ09rNCGF
RE-Appl-EffCW-med-ElecDHW-ElecCDryer-Tier2-Top | DEER2016 | D16v1 | 2015-05-16 | Any | SFm | 2007 | CZ10 | rDXGF | Each | 1 | 974 | None | 394 | 0.0532 | -0.155 | 394 | 0.0532 | -0.155 | 394 | 0.0532 | -0.155 | 394 | 0.0532 | -0.155 |  |  | 1 |  | RE-Appl-EffCW-med-ElecDHW-ElecCDryer-Tier2-TopAnySFm2007CZ10rDXGF
RE-Appl-EffCW-med-ElecDHW-ElecCDryer-Tier2-Top | DEER2016 | D16v1 | 2015-05-16 | Any | SFm | 2007 | CZ10 | rDXHP | Each | 1 | 974 | None | 392 | 0.0527 | 0 | 392 | 0.0527 | 0 | 392 | 0.0527 | 0 | 392 | 0.0527 | 0 |  |  | 1 |  | RE-Appl-EffCW-med-ElecDHW-ElecCDryer-Tier2-TopAnySFm2007CZ10rDXHP
RE-Appl-EffCW-med-ElecDHW-ElecCDryer-Tier2-Top | DEER2016 | D16v1 | 2015-05-16 | Any | SFm | 2007 | CZ10 | rNCEH | Each | 1 | 974 | None | 376 | 0.0514 | 0 | 376 | 0.0514 | 0 | 376 | 0.0514 | 0 | 376 | 0.0514 | 0 |  |  | 1 |  | RE-Appl-EffCW-med-ElecDHW-ElecCDryer-Tier2-TopAnySFm2007CZ10rNCEH
RE-Appl-EffCW-med-ElecDHW-ElecCDryer-Tier2-Top | DEER2016 | D16v1 | 2015-05-16 | Any | SFm | 2007 | CZ10 | rNCGF | Each | 1 | 974 | None | 379 | 0.0515 | -0.411 | 379 | 0.0515 | -0.411 | 379 | 0.0515 | -0.411 | 379 | 0.0515 | -0.411 |  |  | 1 |  | RE-Appl-EffCW-med-ElecDHW-ElecCDryer-Tier2-TopAnySFm2007CZ10rNCGF
RE-Appl-EffCW-med-ElecDHW-ElecCDryer-Tier2-Top | DEER2016 | D16v1 | 2015-05-16 | Any | SFm | 2007 | CZ11 | rDXGF | Each | 1 | 974 | None | 389 | 0.0568 | -0.929 | 389 | 0.0568 | -0.929 | 389 | 0.0568 | -0.929 | 389 | 0.0568 | -0.929 |  |  | 1 |  | RE-Appl-EffCW-med-ElecDHW-ElecCDryer-Tier2-TopAnySFm2007CZ11rDXGF
RE-Appl-EffCW-med-ElecDHW-ElecCDryer-Tier2-Top | DEER2016 | D16v1 | 2015-05-16 | Any | SFm | 2007 | CZ11 | rDXHP | Each | 1 | 974 | None | 380 | 0.0556 | 0 | 380 | 0.0556 | 0 | 380 | 0.0556 | 0 | 380 | 0.0556 | 0 |  |  | 1 |  | RE-Appl-EffCW-med-ElecDHW-ElecCDryer-Tier2-TopAnySFm2007CZ11rDXHP
RE-Appl-EffCW-med-ElecDHW-ElecCDryer-Tier2-Top | DEER2016 | D16v1 | 2015-05-16 | Any | SFm | 2007 | CZ11 | rNCEH | Each | 1 | 974 | None | 372 | 0.0514 | 0 | 372 | 0.0514 | 0 | 372 | 0.0514 | 0 | 372 | 0.0514 | 0 |  |  | 1 |  | RE-Appl-EffCW-med-ElecDHW-ElecCDryer-Tier2-TopAnySFm2007CZ11rNCEH
RE-Appl-EffCW-med-ElecDHW-ElecCDryer-Tier2-Top | DEER2016 | D16v1 | 2015-05-16 | Any | SFm | 2007 | CZ11 | rNCGF | Each | 1 | 974 | None | 380 | 0.0514 | -0.951 | 380 | 0.0514 | -0.951 | 380 | 0.0514 | -0.951 | 380 | 0.0514 | -0.951 |  |  | 1 |  | RE-Appl-EffCW-med-ElecDHW-ElecCDryer-Tier2-TopAnySFm2007CZ11rNCGF
RE-Appl-EffCW-med-ElecDHW-ElecCDryer-Tier2-Top | DEER2016 | D16v1 | 2015-05-16 | Any | SFm | 2007 | CZ12 | rDXGF | Each | 1 | 974 | None | 392 | 0.0606 | -0.81 | 392 | 0.0606 | -0.81 | 392 | 0.0606 | -0.81 | 392 | 0.0606 | -0.81 |  |  | 1 |  | RE-Appl-EffCW-med-ElecDHW-ElecCDryer-Tier2-TopAnySFm2007CZ12rDXGF
RE-Appl-EffCW-med-ElecDHW-ElecCDryer-Tier2-Top | DEER2016 | D16v1 | 2015-05-16 | Any | SFm | 2007 | CZ12 | rDXHP | Each | 1 | 974 | None | 384 | 0.058 | 0 | 384 | 0.058 | 0 | 384 | 0.058 | 0 | 384 | 0.058 | 0 |  |  | 1 |  | RE-Appl-EffCW-med-ElecDHW-ElecCDryer-Tier2-TopAnySFm2007CZ12rDXHP
RE-Appl-EffCW-med-ElecDHW-ElecCDryer-Tier2-Top | DEER2016 | D16v1 | 2015-05-16 | Any | SFm | 2007 | CZ12 | rNCEH | Each | 1 | 974 | None | 376 | 0.0522 | 0 | 376 | 0.0522 | 0 | 376 | 0.0522 | 0 | 376 | 0.0522 | 0 |  |  | 1 |  | RE-Appl-EffCW-med-ElecDHW-ElecCDryer-Tier2-TopAnySFm2007CZ12rNCEH
RE-Appl-EffCW-med-ElecDHW-ElecCDryer-Tier2-Top | DEER2016 | D16v1 | 2015-05-16 | Any | SFm | 2007 | CZ12 | rNCGF | Each | 1 | 974 | None | 383 | 0.0522 | -0.859 | 383 | 0.0522 | -0.859 | 383 | 0.0522 | -0.859 | 383 | 0.0522 | -0.859 |  |  | 1 |  | RE-Appl-EffCW-med-ElecDHW-ElecCDryer-Tier2-TopAnySFm2007CZ12rNCGF
RE-Appl-EffCW-med-ElecDHW-ElecCDryer-Tier2-Top | DEER2016 | D16v1 | 2015-05-16 | Any | SFm | 2007 | CZ13 | rDXGF | Each | 1 | 974 | None | 390 | 0.0571 | -1.14 | 390 | 0.0571 | -1.14 | 390 | 0.0571 | -1.14 | 390 | 0.0571 | -1.14 |  |  | 1 |  | RE-Appl-EffCW-med-ElecDHW-ElecCDryer-Tier2-TopAnySFm2007CZ13rDXGF
RE-Appl-EffCW-med-ElecDHW-ElecCDryer-Tier2-Top | DEER2016 | D16v1 | 2015-05-16 | Any | SFm | 2007 | CZ13 | rDXHP | Each | 1 | 974 | None | 379 | 0.056 | 0 | 379 | 0.056 | 0 | 379 | 0.056 | 0 | 379 | 0.056 | 0 |  |  | 1 |  | RE-Appl-EffCW-med-ElecDHW-ElecCDryer-Tier2-TopAnySFm2007CZ13rDXHP
RE-Appl-EffCW-med-ElecDHW-ElecCDryer-Tier2-Top | DEER2016 | D16v1 | 2015-05-16 | Any | SFm | 2007 | CZ13 | rNCEH | Each | 1 | 974 | None | 367 | 0.0513 | 0 | 367 | 0.0513 | 0 | 367 | 0.0513 | 0 | 367 | 0.0513 | 0 |  |  | 1 |  | RE-Appl-EffCW-med-ElecDHW-ElecCDryer-Tier2-TopAnySFm2007CZ13rNCEH
RE-Appl-EffCW-med-ElecDHW-ElecCDryer-Tier2-Top | DEER2016 | D16v1 | 2015-05-16 | Any | SFm | 2007 | CZ13 | rNCGF | Each | 1 | 974 | None | 379 | 0.0513 | -1.19 | 379 | 0.0513 | -1.19 | 379 | 0.0513 | -1.19 | 379 | 0.0513 | -1.19 |  |  | 1 |  | RE-Appl-EffCW-med-ElecDHW-ElecCDryer-Tier2-TopAnySFm2007CZ13rNCGF
RE-Appl-EffCW-med-ElecDHW-ElecCDryer-Tier2-Top | DEER2016 | D16v1 | 2015-05-16 | Any | SFm | 2007 | CZ14 | rDXGF | Each | 1 | 1080 | None | 392 | 0.0543 | -1.11 | 392 | 0.0543 | -1.11 | 392 | 0.0543 | -1.11 | 392 | 0.0543 | -1.11 |  |  | 1 |  | RE-Appl-EffCW-med-ElecDHW-ElecCDryer-Tier2-TopAnySFm2007CZ14rDXGF
RE-Appl-EffCW-med-ElecDHW-ElecCDryer-Tier2-Top | DEER2016 | D16v1 | 2015-05-16 | Any | SFm | 2007 | CZ14 | rDXHP | Each | 1 | 1080 | None | 384 | 0.0531 | 0 | 384 | 0.0531 | 0 | 384 | 0.0531 | 0 | 384 | 0.0531 | 0 |  |  | 1 |  | RE-Appl-EffCW-med-ElecDHW-ElecCDryer-Tier2-TopAnySFm2007CZ14rDXHP
RE-Appl-EffCW-med-ElecDHW-ElecCDryer-Tier2-Top | DEER2016 | D16v1 | 2015-05-16 | Any | SFm | 2007 | CZ14 | rNCEH | Each | 1 | 1080 | None | 369 | 0.0509 | 0 | 369 | 0.0509 | 0 | 369 | 0.0509 | 0 | 369 | 0.0509 | 0 |  |  | 1 |  | RE-Appl-EffCW-med-ElecDHW-ElecCDryer-Tier2-TopAnySFm2007CZ14rNCEH
RE-Appl-EffCW-med-ElecDHW-ElecCDryer-Tier2-Top | DEER2016 | D16v1 | 2015-05-16 | Any | SFm | 2007 | CZ14 | rNCGF | Each | 1 | 1080 | None | 381 | 0.0509 | -1.14 | 381 | 0.0509 | -1.14 | 381 | 0.0509 | -1.14 | 381 | 0.0509 | -1.14 |  |  | 1 |  | RE-Appl-EffCW-med-ElecDHW-ElecCDryer-Tier2-TopAnySFm2007CZ14rNCGF
RE-Appl-EffCW-med-ElecDHW-ElecCDryer-Tier2-Top | DEER2016 | D16v1 | 2015-05-16 | Any | SFm | 2007 | CZ15 | rDXGF | Each | 1 | 1080 | None | 381 | 0.0541 | -0.183 | 381 | 0.0541 | -0.183 | 381 | 0.0541 | -0.183 | 381 | 0.0541 | -0.183 |  |  | 1 |  | RE-Appl-EffCW-med-ElecDHW-ElecCDryer-Tier2-TopAnySFm2007CZ15rDXGF
RE-Appl-EffCW-med-ElecDHW-ElecCDryer-Tier2-Top | DEER2016 | D16v1 | 2015-05-16 | Any | SFm | 2007 | CZ15 | rDXHP | Each | 1 | 1080 | None | 380 | 0.054 | 0 | 380 | 0.054 | 0 | 380 | 0.054 | 0 | 380 | 0.054 | 0 |  |  | 1 |  | RE-Appl-EffCW-med-ElecDHW-ElecCDryer-Tier2-TopAnySFm2007CZ15rDXHP
RE-Appl-EffCW-med-ElecDHW-ElecCDryer-Tier2-Top | DEER2016 | D16v1 | 2015-05-16 | Any | SFm | 2007 | CZ15 | rNCEH | Each | 1 | 1080 | None | 362 | 0.0487 | 0 | 362 | 0.0487 | 0 | 362 | 0.0487 | 0 | 362 | 0.0487 | 0 |  |  | 1 |  | RE-Appl-EffCW-med-ElecDHW-ElecCDryer-Tier2-TopAnySFm2007CZ15rNCEH
RE-Appl-EffCW-med-ElecDHW-ElecCDryer-Tier2-Top | DEER2016 | D16v1 | 2015-05-16 | Any | SFm | 2007 | CZ15 | rNCGF | Each | 1 | 1080 | None | 365 | 0.0487 | -0.273 | 365 | 0.0487 | -0.273 | 365 | 0.0487 | -0.273 | 365 | 0.0487 | -0.273 |  |  | 1 |  | RE-Appl-EffCW-med-ElecDHW-ElecCDryer-Tier2-TopAnySFm2007CZ15rNCGF
RE-Appl-EffCW-med-ElecDHW-ElecCDryer-Tier2-Top | DEER2016 | D16v1 | 2015-05-16 | Any | SFm | 2007 | CZ16 | rDXGF | Each | 1 | 1150 | None | 402 | 0.0663 | -0.774 | 402 | 0.0663 | -0.774 | 402 | 0.0663 | -0.774 | 402 | 0.0663 | -0.774 |  |  | 1 |  | RE-Appl-EffCW-med-ElecDHW-ElecCDryer-Tier2-TopAnySFm2007CZ16rDXGF
RE-Appl-EffCW-med-ElecDHW-ElecCDryer-Tier2-Top | DEER2016 | D16v1 | 2015-05-16 | Any | SFm | 2007 | CZ16 | rDXHP | Each | 1 | 1150 | None | 391 | 0.0358 | 0 | 391 | 0.0358 | 0 | 391 | 0.0358 | 0 | 391 | 0.0358 | 0 |  |  | 1 |  | RE-Appl-EffCW-med-ElecDHW-ElecCDryer-Tier2-TopAnySFm2007CZ16rDXHP
RE-Appl-EffCW-med-ElecDHW-ElecCDryer-Tier2-Top | DEER2016 | D16v1 | 2015-05-16 | Any | SFm | 2007 | CZ16 | rNCEH | Each | 1 | 1150 | None | 388 | 0.0536 | 0 | 388 | 0.0536 | 0 | 388 | 0.0536 | 0 | 388 | 0.0536 | 0 |  |  | 1 |  | RE-Appl-EffCW-med-ElecDHW-ElecCDryer-Tier2-TopAnySFm2007CZ16rNCEH
RE-Appl-EffCW-med-ElecDHW-ElecCDryer-Tier2-Top | DEER2016 | D16v1 | 2015-05-16 | Any | SFm | 2007 | CZ16 | rNCGF | Each | 1 | 1150 | None | 395 | 0.0535 | -0.783 | 395 | 0.0535 | -0.783 | 395 | 0.0535 | -0.783 | 395 | 0.0535 | -0.783 |  |  | 1 |  | RE-Appl-EffCW-med-ElecDHW-ElecCDryer-Tier2-TopAnySFm2007CZ16rNCGF
RE-Appl-EffCW-med-ElecDHW-ElecCDryer-Tier2-Top | DEER2016 | D16v1 | 2015-05-16 | Any | SFm | 2011 | CZ01 | rDXGF | Each | 1 | 1150 | None | 396 | 0.0614 | -0.817 | 396 | 0.0614 | -0.817 | 396 | 0.0614 | -0.817 | 396 | 0.0614 | -0.817 |  |  | 1 |  | RE-Appl-EffCW-med-ElecDHW-ElecCDryer-Tier2-TopAnySFm2011CZ01rDXGF
RE-Appl-EffCW-med-ElecDHW-ElecCDryer-Tier2-Top | DEER2016 | D16v1 | 2015-05-16 | Any | SFm | 2011 | CZ01 | rDXHP | Each | 1 | 1150 | None | 391 | 0.0317 | 0 | 391 | 0.0317 | 0 | 391 | 0.0317 | 0 | 391 | 0.0317 | 0 |  |  | 1 |  | RE-Appl-EffCW-med-ElecDHW-ElecCDryer-Tier2-TopAnySFm2011CZ01rDXHP
RE-Appl-EffCW-med-ElecDHW-ElecCDryer-Tier2-Top | DEER2016 | D16v1 | 2015-05-16 | Any | SFm | 2011 | CZ01 | rNCEH | Each | 1 | 1150 | None | 389 | 0.0542 | 0 | 389 | 0.0542 | 0 | 389 | 0.0542 | 0 | 389 | 0.0542 | 0 |  |  | 1 |  | RE-Appl-EffCW-med-ElecDHW-ElecCDryer-Tier2-TopAnySFm2011CZ01rNCEH
RE-Appl-EffCW-med-ElecDHW-ElecCDryer-Tier2-Top | DEER2016 | D16v1 | 2015-05-16 | Any | SFm | 2011 | CZ01 | rNCGF | Each | 1 | 1150 | None | 395 | 0.0543 | -0.897 | 395 | 0.0543 | -0.897 | 395 | 0.0543 | -0.897 | 395 | 0.0543 | -0.897 |  |  | 1 |  | RE-Appl-EffCW-med-ElecDHW-ElecCDryer-Tier2-TopAnySFm2011CZ01rNCGF
RE-Appl-EffCW-med-ElecDHW-ElecCDryer-Tier2-Top | DEER2016 | D16v1 | 2015-05-16 | Any | SFm | 2011 | CZ02 | rDXGF | Each | 1 | 974 | None | 395 | 0.0625 | -1.14 | 395 | 0.0625 | -1.14 | 395 | 0.0625 | -1.14 | 395 | 0.0625 | -1.14 |  |  | 1 |  | RE-Appl-EffCW-med-ElecDHW-ElecCDryer-Tier2-TopAnySFm2011CZ02rDXGF
RE-Appl-EffCW-med-ElecDHW-ElecCDryer-Tier2-Top | DEER2016 | D16v1 | 2015-05-16 | Any | SFm | 2011 | CZ02 | rDXHP | Each | 1 | 974 | None | 382 | 0.0636 | 0 | 382 | 0.0636 | 0 | 382 | 0.0636 | 0 | 382 | 0.0636 | 0 |  |  | 1 |  | RE-Appl-EffCW-med-ElecDHW-ElecCDryer-Tier2-TopAnySFm2011CZ02rDXHP
RE-Appl-EffCW-med-ElecDHW-ElecCDryer-Tier2-Top | DEER2016 | D16v1 | 2015-05-16 | Any | SFm | 2011 | CZ02 | rNCEH | Each | 1 | 974 | None | 377 | 0.0531 | 0 | 377 | 0.0531 | 0 | 377 | 0.0531 | 0 | 377 | 0.0531 | 0 |  |  | 1 |  | RE-Appl-EffCW-med-ElecDHW-ElecCDryer-Tier2-TopAnySFm2011CZ02rNCEH
RE-Appl-EffCW-med-ElecDHW-ElecCDryer-Tier2-Top | DEER2016 | D16v1 | 2015-05-16 | Any | SFm | 2011 | CZ02 | rNCGF | Each | 1 | 974 | None | 388 | 0.0531 | -1.21 | 388 | 0.0531 | -1.21 | 388 | 0.0531 | -1.21 | 388 | 0.0531 | -1.21 |  |  | 1 |  | RE-Appl-EffCW-med-ElecDHW-ElecCDryer-Tier2-TopAnySFm2011CZ02rNCGF
RE-Appl-EffCW-med-ElecDHW-ElecCDryer-Tier2-Top | DEER2016 | D16v1 | 2015-05-16 | Any | SFm | 2011 | CZ03 | rDXGF | Each | 1 | 1150 | None | 391 | 0.0774 | -1.33 | 391 | 0.0774 | -1.33 | 391 | 0.0774 | -1.33 | 391 | 0.0774 | -1.33 |  |  | 1 |  | RE-Appl-EffCW-med-ElecDHW-ElecCDryer-Tier2-TopAnySFm2011CZ03rDXGF
RE-Appl-EffCW-med-ElecDHW-ElecCDryer-Tier2-Top | DEER2016 | D16v1 | 2015-05-16 | Any | SFm | 2011 | CZ03 | rDXHP | Each | 1 | 1150 | None | 381 | 0.053 | 0 | 381 | 0.053 | 0 | 381 | 0.053 | 0 | 381 | 0.053 | 0 |  |  | 1 |  | RE-Appl-EffCW-med-ElecDHW-ElecCDryer-Tier2-TopAnySFm2011CZ03rDXHP
RE-Appl-EffCW-med-ElecDHW-ElecCDryer-Tier2-Top | DEER2016 | D16v1 | 2015-05-16 | Any | SFm | 2011 | CZ03 | rNCEH | Each | 1 | 1150 | None | 376 | 0.0533 | 0 | 376 | 0.0533 | 0 | 376 | 0.0533 | 0 | 376 | 0.0533 | 0 |  |  | 1 |  | RE-Appl-EffCW-med-ElecDHW-ElecCDryer-Tier2-TopAnySFm2011CZ03rNCEH
RE-Appl-EffCW-med-ElecDHW-ElecCDryer-Tier2-Top | DEER2016 | D16v1 | 2015-05-16 | Any | SFm | 2011 | CZ03 | rNCGF | Each | 1 | 1150 | None | 388 | 0.0533 | -1.42 | 388 | 0.0533 | -1.42 | 388 | 0.0533 | -1.42 | 388 | 0.0533 | -1.42 |  |  | 1 |  | RE-Appl-EffCW-med-ElecDHW-ElecCDryer-Tier2-TopAnySFm2011CZ03rNCGF
RE-Appl-EffCW-med-ElecDHW-ElecCDryer-Tier2-Top | DEER2016 | D16v1 | 2015-05-16 | Any | SFm | 2011 | CZ04 | rDXGF | Each | 1 | 1150 | None | 393 | 0.0562 | -0.875 | 393 | 0.0562 | -0.875 | 393 | 0.0562 | -0.875 | 393 | 0.0562 | -0.875 |  |  | 1 |  | RE-Appl-EffCW-med-ElecDHW-ElecCDryer-Tier2-TopAnySFm2011CZ04rDXGF
RE-Appl-EffCW-med-ElecDHW-ElecCDryer-Tier2-Top | DEER2016 | D16v1 | 2015-05-16 | Any | SFm | 2011 | CZ04 | rDXHP | Each | 1 | 1150 | None | 384 | 0.058 | 0 | 384 | 0.058 | 0 | 384 | 0.058 | 0 | 384 | 0.058 | 0 |  |  | 1 |  | RE-Appl-EffCW-med-ElecDHW-ElecCDryer-Tier2-TopAnySFm2011CZ04rDXHP
RE-Appl-EffCW-med-ElecDHW-ElecCDryer-Tier2-Top | DEER2016 | D16v1 | 2015-05-16 | Any | SFm | 2011 | CZ04 | rNCEH | Each | 1 | 1150 | None | 378 | 0.0524 | 0 | 378 | 0.0524 | 0 | 378 | 0.0524 | 0 | 378 | 0.0524 | 0 |  |  | 1 |  | RE-Appl-EffCW-med-ElecDHW-ElecCDryer-Tier2-TopAnySFm2011CZ04rNCEH
RE-Appl-EffCW-med-ElecDHW-ElecCDryer-Tier2-Top | DEER2016 | D16v1 | 2015-05-16 | Any | SFm | 2011 | CZ04 | rNCGF | Each | 1 | 1150 | None | 385 | 0.0523 | -0.916 | 385 | 0.0523 | -0.916 | 385 | 0.0523 | -0.916 | 385 | 0.0523 | -0.916 |  |  | 1 |  | RE-Appl-EffCW-med-ElecDHW-ElecCDryer-Tier2-TopAnySFm2011CZ04rNCGF
RE-Appl-EffCW-med-ElecDHW-ElecCDryer-Tier2-Top | DEER2016 | D16v1 | 2015-05-16 | Any | SFm | 2011 | CZ05 | rDXGF | Each | 1 | 1150 | None | 390 | 0.0585 | -1.24 | 390 | 0.0585 | -1.24 | 390 | 0.0585 | -1.24 | 390 | 0.0585 | -1.24 |  |  | 1 |  | RE-Appl-EffCW-med-ElecDHW-ElecCDryer-Tier2-TopAnySFm2011CZ05rDXGF
RE-Appl-EffCW-med-ElecDHW-ElecCDryer-Tier2-Top | DEER2016 | D16v1 | 2015-05-16 | Any | SFm | 2011 | CZ05 | rDXHP | Each | 1 | 1150 | None | 382 | 0.0582 | 0 | 382 | 0.0582 | 0 | 382 | 0.0582 | 0 | 382 | 0.0582 | 0 |  |  | 1 |  | RE-Appl-EffCW-med-ElecDHW-ElecCDryer-Tier2-TopAnySFm2011CZ05rDXHP
RE-Appl-EffCW-med-ElecDHW-ElecCDryer-Tier2-Top | DEER2016 | D16v1 | 2015-05-16 | Any | SFm | 2011 | CZ05 | rNCEH | Each | 1 | 1150 | None | 380 | 0.0534 | 0 | 380 | 0.0534 | 0 | 380 | 0.0534 | 0 | 380 | 0.0534 | 0 |  |  | 1 |  | RE-Appl-EffCW-med-ElecDHW-ElecCDryer-Tier2-TopAnySFm2011CZ05rNCEH
RE-Appl-EffCW-med-ElecDHW-ElecCDryer-Tier2-Top | DEER2016 | D16v1 | 2015-05-16 | Any | SFm | 2011 | CZ05 | rNCGF | Each | 1 | 1150 | None | 389 | 0.0535 | -1.34 | 389 | 0.0535 | -1.34 | 389 | 0.0535 | -1.34 | 389 | 0.0535 | -1.34 |  |  | 1 |  | RE-Appl-EffCW-med-ElecDHW-ElecCDryer-Tier2-TopAnySFm2011CZ05rNCGF
RE-Appl-EffCW-med-ElecDHW-ElecCDryer-Tier2-Top | DEER2016 | D16v1 | 2015-05-16 | Any | SFm | 2011 | CZ06 | rDXGF | Each | 1 | 1200 | None | 392 | 0.0819 | -0.088 | 392 | 0.0819 | -0.088 | 392 | 0.0819 | -0.088 | 392 | 0.0819 | -0.088 |  |  | 1 |  | RE-Appl-EffCW-med-ElecDHW-ElecCDryer-Tier2-TopAnySFm2011CZ06rDXGF
RE-Appl-EffCW-med-ElecDHW-ElecCDryer-Tier2-Top | DEER2016 | D16v1 | 2015-05-16 | Any | SFm | 2011 | CZ06 | rDXHP | Each | 1 | 1200 | None | 389 | 0.0395 | 0 | 389 | 0.0395 | 0 | 389 | 0.0395 | 0 | 389 | 0.0395 | 0 |  |  | 1 |  | RE-Appl-EffCW-med-ElecDHW-ElecCDryer-Tier2-TopAnySFm2011CZ06rDXHP
RE-Appl-EffCW-med-ElecDHW-ElecCDryer-Tier2-Top | DEER2016 | D16v1 | 2015-05-16 | Any | SFm | 2011 | CZ06 | rNCEH | Each | 1 | 1200 | None | 379 | 0.0522 | 0 | 379 | 0.0522 | 0 | 379 | 0.0522 | 0 | 379 | 0.0522 | 0 |  |  | 1 |  | RE-Appl-EffCW-med-ElecDHW-ElecCDryer-Tier2-TopAnySFm2011CZ06rNCEH
RE-Appl-EffCW-med-ElecDHW-ElecCDryer-Tier2-Top | DEER2016 | D16v1 | 2015-05-16 | Any | SFm | 2011 | CZ06 | rNCGF | Each | 1 | 1200 | None | 382 | 0.052 | -0.329 | 382 | 0.052 | -0.329 | 382 | 0.052 | -0.329 | 382 | 0.052 | -0.329 |  |  | 1 |  | RE-Appl-EffCW-med-ElecDHW-ElecCDryer-Tier2-TopAnySFm2011CZ06rNCGF
RE-Appl-EffCW-med-ElecDHW-ElecCDryer-Tier2-Top | DEER2016 | D16v1 | 2015-05-16 | Any | SFm | 2011 | CZ07 | rDXGF | Each | 1 | 1200 | None | 401 | 0.0629 | -0.047 | 401 | 0.0629 | -0.047 | 401 | 0.0629 | -0.047 | 401 | 0.0629 | -0.047 |  |  | 1 |  | RE-Appl-EffCW-med-ElecDHW-ElecCDryer-Tier2-TopAnySFm2011CZ07rDXGF
RE-Appl-EffCW-med-ElecDHW-ElecCDryer-Tier2-Top | DEER2016 | D16v1 | 2015-05-16 | Any | SFm | 2011 | CZ07 | rDXHP | Each | 1 | 1200 | None | 395 | 0.0752 | 0 | 395 | 0.0752 | 0 | 395 | 0.0752 | 0 | 395 | 0.0752 | 0 |  |  | 1 |  | RE-Appl-EffCW-med-ElecDHW-ElecCDryer-Tier2-TopAnySFm2011CZ07rDXHP
RE-Appl-EffCW-med-ElecDHW-ElecCDryer-Tier2-Top | DEER2016 | D16v1 | 2015-05-16 | Any | SFm | 2011 | CZ07 | rNCEH | Each | 1 | 1200 | None | 379 | 0.0522 | 0 | 379 | 0.0522 | 0 | 379 | 0.0522 | 0 | 379 | 0.0522 | 0 |  |  | 1 |  | RE-Appl-EffCW-med-ElecDHW-ElecCDryer-Tier2-TopAnySFm2011CZ07rNCEH
RE-Appl-EffCW-med-ElecDHW-ElecCDryer-Tier2-Top | DEER2016 | D16v1 | 2015-05-16 | Any | SFm | 2011 | CZ07 | rNCGF | Each | 1 | 1200 | None | 381 | 0.0522 | -0.41 | 381 | 0.0522 | -0.41 | 381 | 0.0522 | -0.41 | 381 | 0.0522 | -0.41 |  |  | 1 |  | RE-Appl-EffCW-med-ElecDHW-ElecCDryer-Tier2-TopAnySFm2011CZ07rNCGF
RE-Appl-EffCW-med-ElecDHW-ElecCDryer-Tier2-Top | DEER2016 | D16v1 | 2015-05-16 | Any | SFm | 2011 | CZ08 | rDXGF | Each | 1 | 1200 | None | 394 | 0.055 | -0.071 | 394 | 0.055 | -0.071 | 394 | 0.055 | -0.071 | 394 | 0.055 | -0.071 |  |  | 1 |  | RE-Appl-EffCW-med-ElecDHW-ElecCDryer-Tier2-TopAnySFm2011CZ08rDXGF
RE-Appl-EffCW-med-ElecDHW-ElecCDryer-Tier2-Top | DEER2016 | D16v1 | 2015-05-16 | Any | SFm | 2011 | CZ08 | rDXHP | Each | 1 | 1200 | None | 399 | 0.0567 | 0 | 399 | 0.0567 | 0 | 399 | 0.0567 | 0 | 399 | 0.0567 | 0 |  |  | 1 |  | RE-Appl-EffCW-med-ElecDHW-ElecCDryer-Tier2-TopAnySFm2011CZ08rDXHP
RE-Appl-EffCW-med-ElecDHW-ElecCDryer-Tier2-Top | DEER2016 | D16v1 | 2015-05-16 | Any | SFm | 2011 | CZ08 | rNCEH | Each | 1 | 1200 | None | 377 | 0.0518 | 0 | 377 | 0.0518 | 0 | 377 | 0.0518 | 0 | 377 | 0.0518 | 0 |  |  | 1 |  | RE-Appl-EffCW-med-ElecDHW-ElecCDryer-Tier2-TopAnySFm2011CZ08rNCEH
RE-Appl-EffCW-med-ElecDHW-ElecCDryer-Tier2-Top | DEER2016 | D16v1 | 2015-05-16 | Any | SFm | 2011 | CZ08 | rNCGF | Each | 1 | 1200 | None | 380 | 0.052 | -0.4 | 380 | 0.052 | -0.4 | 380 | 0.052 | -0.4 | 380 | 0.052 | -0.4 |  |  | 1 |  | RE-Appl-EffCW-med-ElecDHW-ElecCDryer-Tier2-TopAnySFm2011CZ08rNCGF
RE-Appl-EffCW-med-ElecDHW-ElecCDryer-Tier2-Top | DEER2016 | D16v1 | 2015-05-16 | Any | SFm | 2011 | CZ09 | rDXGF | Each | 1 | 1210 | None | 396 | 0.0555 | -0.208 | 396 | 0.0555 | -0.208 | 396 | 0.0555 | -0.208 | 396 | 0.0555 | -0.208 |  |  | 1 |  | RE-Appl-EffCW-med-ElecDHW-ElecCDryer-Tier2-TopAnySFm2011CZ09rDXGF
RE-Appl-EffCW-med-ElecDHW-ElecCDryer-Tier2-Top | DEER2016 | D16v1 | 2015-05-16 | Any | SFm | 2011 | CZ09 | rDXHP | Each | 1 | 1210 | None | 392 | 0.0547 | 0 | 392 | 0.0547 | 0 | 392 | 0.0547 | 0 | 392 | 0.0547 | 0 |  |  | 1 |  | RE-Appl-EffCW-med-ElecDHW-ElecCDryer-Tier2-TopAnySFm2011CZ09rDXHP
RE-Appl-EffCW-med-ElecDHW-ElecCDryer-Tier2-Top | DEER2016 | D16v1 | 2015-05-16 | Any | SFm | 2011 | CZ09 | rNCEH | Each | 1 | 1210 | None | 377 | 0.0517 | 0 | 377 | 0.0517 | 0 | 377 | 0.0517 | 0 | 377 | 0.0517 | 0 |  |  | 1 |  | RE-Appl-EffCW-med-ElecDHW-ElecCDryer-Tier2-TopAnySFm2011CZ09rNCEH
RE-Appl-EffCW-med-ElecDHW-ElecCDryer-Tier2-Top | DEER2016 | D16v1 | 2015-05-16 | Any | SFm | 2011 | CZ09 | rNCGF | Each | 1 | 1210 | None | 380 | 0.0517 | -0.453 | 380 | 0.0517 | -0.453 | 380 | 0.0517 | -0.453 | 380 | 0.0517 | -0.453 |  |  | 1 |  | RE-Appl-EffCW-med-ElecDHW-ElecCDryer-Tier2-TopAnySFm2011CZ09rNCGF
RE-Appl-EffCW-med-ElecDHW-ElecCDryer-Tier2-Top | DEER2016 | D16v1 | 2015-05-16 | Any | SFm | 2011 | CZ10 | rDXGF | Each | 1 | 974 | None | 392 | 0.0554 | -0.092 | 392 | 0.0554 | -0.092 | 392 | 0.0554 | -0.092 | 392 | 0.0554 | -0.092 |  |  | 1 |  | RE-Appl-EffCW-med-ElecDHW-ElecCDryer-Tier2-TopAnySFm2011CZ10rDXGF
RE-Appl-EffCW-med-ElecDHW-ElecCDryer-Tier2-Top | DEER2016 | D16v1 | 2015-05-16 | Any | SFm | 2011 | CZ10 | rDXHP | Each | 1 | 974 | None | 390 | 0.0536 | 0 | 390 | 0.0536 | 0 | 390 | 0.0536 | 0 | 390 | 0.0536 | 0 |  |  | 1 |  | RE-Appl-EffCW-med-ElecDHW-ElecCDryer-Tier2-TopAnySFm2011CZ10rDXHP
RE-Appl-EffCW-med-ElecDHW-ElecCDryer-Tier2-Top | DEER2016 | D16v1 | 2015-05-16 | Any | SFm | 2011 | CZ10 | rNCEH | Each | 1 | 974 | None | 376 | 0.0514 | 0 | 376 | 0.0514 | 0 | 376 | 0.0514 | 0 | 376 | 0.0514 | 0 |  |  | 1 |  | RE-Appl-EffCW-med-ElecDHW-ElecCDryer-Tier2-TopAnySFm2011CZ10rNCEH
RE-Appl-EffCW-med-ElecDHW-ElecCDryer-Tier2-Top | DEER2016 | D16v1 | 2015-05-16 | Any | SFm | 2011 | CZ10 | rNCGF | Each | 1 | 974 | None | 380 | 0.0514 | -0.386 | 380 | 0.0514 | -0.386 | 380 | 0.0514 | -0.386 | 380 | 0.0514 | -0.386 |  |  | 1 |  | RE-Appl-EffCW-med-ElecDHW-ElecCDryer-Tier2-TopAnySFm2011CZ10rNCGF
RE-Appl-EffCW-med-ElecDHW-ElecCDryer-Tier2-Top | DEER2016 | D16v1 | 2015-05-16 | Any | SFm | 2011 | CZ11 | rDXGF | Each | 1 | 974 | None | 388 | 0.0584 | -0.839 | 388 | 0.0584 | -0.839 | 388 | 0.0584 | -0.839 | 388 | 0.0584 | -0.839 |  |  | 1 |  | RE-Appl-EffCW-med-ElecDHW-ElecCDryer-Tier2-TopAnySFm2011CZ11rDXGF
RE-Appl-EffCW-med-ElecDHW-ElecCDryer-Tier2-Top | DEER2016 | D16v1 | 2015-05-16 | Any | SFm | 2011 | CZ11 | rDXHP | Each | 1 | 974 | None | 382 | 0.0539 | 0 | 382 | 0.0539 | 0 | 382 | 0.0539 | 0 | 382 | 0.0539 | 0 |  |  | 1 |  | RE-Appl-EffCW-med-ElecDHW-ElecCDryer-Tier2-TopAnySFm2011CZ11rDXHP
RE-Appl-EffCW-med-ElecDHW-ElecCDryer-Tier2-Top | DEER2016 | D16v1 | 2015-05-16 | Any | SFm | 2011 | CZ11 | rNCEH | Each | 1 | 974 | None | 372 | 0.0514 | 0 | 372 | 0.0514 | 0 | 372 | 0.0514 | 0 | 372 | 0.0514 | 0 |  |  | 1 |  | RE-Appl-EffCW-med-ElecDHW-ElecCDryer-Tier2-TopAnySFm2011CZ11rNCEH
RE-Appl-EffCW-med-ElecDHW-ElecCDryer-Tier2-Top | DEER2016 | D16v1 | 2015-05-16 | Any | SFm | 2011 | CZ11 | rNCGF | Each | 1 | 974 | None | 380 | 0.0514 | -0.878 | 380 | 0.0514 | -0.878 | 380 | 0.0514 | -0.878 | 380 | 0.0514 | -0.878 |  |  | 1 |  | RE-Appl-EffCW-med-ElecDHW-ElecCDryer-Tier2-TopAnySFm2011CZ11rNCGF
RE-Appl-EffCW-med-ElecDHW-ElecCDryer-Tier2-Top | DEER2016 | D16v1 | 2015-05-16 | Any | SFm | 2011 | CZ12 | rDXGF | Each | 1 | 974 | None | 392 | 0.0575 | -0.731 | 392 | 0.0575 | -0.731 | 392 | 0.0575 | -0.731 | 392 | 0.0575 | -0.731 |  |  | 1 |  | RE-Appl-EffCW-med-ElecDHW-ElecCDryer-Tier2-TopAnySFm2011CZ12rDXGF
RE-Appl-EffCW-med-ElecDHW-ElecCDryer-Tier2-Top | DEER2016 | D16v1 | 2015-05-16 | Any | SFm | 2011 | CZ12 | rDXHP | Each | 1 | 974 | None | 385 | 0.0581 | 0 | 385 | 0.0581 | 0 | 385 | 0.0581 | 0 | 385 | 0.0581 | 0 |  |  | 1 |  | RE-Appl-EffCW-med-ElecDHW-ElecCDryer-Tier2-TopAnySFm2011CZ12rDXHP
RE-Appl-EffCW-med-ElecDHW-ElecCDryer-Tier2-Top | DEER2016 | D16v1 | 2015-05-16 | Any | SFm | 2011 | CZ12 | rNCEH | Each | 1 | 974 | None | 376 | 0.0522 | 0 | 376 | 0.0522 | 0 | 376 | 0.0522 | 0 | 376 | 0.0522 | 0 |  |  | 1 |  | RE-Appl-EffCW-med-ElecDHW-ElecCDryer-Tier2-TopAnySFm2011CZ12rNCEH
RE-Appl-EffCW-med-ElecDHW-ElecCDryer-Tier2-Top | DEER2016 | D16v1 | 2015-05-16 | Any | SFm | 2011 | CZ12 | rNCGF | Each | 1 | 974 | None | 383 | 0.0522 | -0.774 | 383 | 0.0522 | -0.774 | 383 | 0.0522 | -0.774 | 383 | 0.0522 | -0.774 |  |  | 1 |  | RE-Appl-EffCW-med-ElecDHW-ElecCDryer-Tier2-TopAnySFm2011CZ12rNCGF
RE-Appl-EffCW-med-ElecDHW-ElecCDryer-Tier2-Top | DEER2016 | D16v1 | 2015-05-16 | Any | SFm | 2011 | CZ13 | rDXGF | Each | 1 | 974 | None | 389 | 0.0574 | -1.07 | 389 | 0.0574 | -1.07 | 389 | 0.0574 | -1.07 | 389 | 0.0574 | -1.07 |  |  | 1 |  | RE-Appl-EffCW-med-ElecDHW-ElecCDryer-Tier2-TopAnySFm2011CZ13rDXGF
RE-Appl-EffCW-med-ElecDHW-ElecCDryer-Tier2-Top | DEER2016 | D16v1 | 2015-05-16 | Any | SFm | 2011 | CZ13 | rDXHP | Each | 1 | 974 | None | 379 | 0.0562 | 0 | 379 | 0.0562 | 0 | 379 | 0.0562 | 0 | 379 | 0.0562 | 0 |  |  | 1 |  | RE-Appl-EffCW-med-ElecDHW-ElecCDryer-Tier2-TopAnySFm2011CZ13rDXHP
RE-Appl-EffCW-med-ElecDHW-ElecCDryer-Tier2-Top | DEER2016 | D16v1 | 2015-05-16 | Any | SFm | 2011 | CZ13 | rNCEH | Each | 1 | 974 | None | 368 | 0.0513 | 0 | 368 | 0.0513 | 0 | 368 | 0.0513 | 0 | 368 | 0.0513 | 0 |  |  | 1 |  | RE-Appl-EffCW-med-ElecDHW-ElecCDryer-Tier2-TopAnySFm2011CZ13rNCEH
RE-Appl-EffCW-med-ElecDHW-ElecCDryer-Tier2-Top | DEER2016 | D16v1 | 2015-05-16 | Any | SFm | 2011 | CZ13 | rNCGF | Each | 1 | 974 | None | 379 | 0.0513 | -1.13 | 379 | 0.0513 | -1.13 | 379 | 0.0513 | -1.13 | 379 | 0.0513 | -1.13 |  |  | 1 |  | RE-Appl-EffCW-med-ElecDHW-ElecCDryer-Tier2-TopAnySFm2011CZ13rNCGF
RE-Appl-EffCW-med-ElecDHW-ElecCDryer-Tier2-Top | DEER2016 | D16v1 | 2015-05-16 | Any | SFm | 2011 | CZ14 | rDXGF | Each | 1 | 1080 | None | 397 | 0.056 | -0.971 | 397 | 0.056 | -0.971 | 397 | 0.056 | -0.971 | 397 | 0.056 | -0.971 |  |  | 1 |  | RE-Appl-EffCW-med-ElecDHW-ElecCDryer-Tier2-TopAnySFm2011CZ14rDXGF
RE-Appl-EffCW-med-ElecDHW-ElecCDryer-Tier2-Top | DEER2016 | D16v1 | 2015-05-16 | Any | SFm | 2011 | CZ14 | rDXHP | Each | 1 | 1080 | None | 385 | 0.0538 | 0 | 385 | 0.0538 | 0 | 385 | 0.0538 | 0 | 385 | 0.0538 | 0 |  |  | 1 |  | RE-Appl-EffCW-med-ElecDHW-ElecCDryer-Tier2-TopAnySFm2011CZ14rDXHP
RE-Appl-EffCW-med-ElecDHW-ElecCDryer-Tier2-Top | DEER2016 | D16v1 | 2015-05-16 | Any | SFm | 2011 | CZ14 | rNCEH | Each | 1 | 1080 | None | 370 | 0.0509 | 0 | 370 | 0.0509 | 0 | 370 | 0.0509 | 0 | 370 | 0.0509 | 0 |  |  | 1 |  | RE-Appl-EffCW-med-ElecDHW-ElecCDryer-Tier2-TopAnySFm2011CZ14rNCEH
RE-Appl-EffCW-med-ElecDHW-ElecCDryer-Tier2-Top | DEER2016 | D16v1 | 2015-05-16 | Any | SFm | 2011 | CZ14 | rNCGF | Each | 1 | 1080 | None | 381 | 0.0509 | -1.05 | 381 | 0.0509 | -1.05 | 381 | 0.0509 | -1.05 | 381 | 0.0509 | -1.05 |  |  | 1 |  | RE-Appl-EffCW-med-ElecDHW-ElecCDryer-Tier2-TopAnySFm2011CZ14rNCGF
RE-Appl-EffCW-med-ElecDHW-ElecCDryer-Tier2-Top | DEER2016 | D16v1 | 2015-05-16 | Any | SFm | 2011 | CZ15 | rDXGF | Each | 1 | 1080 | None | 381 | 0.0557 | -0.169 | 381 | 0.0557 | -0.169 | 381 | 0.0557 | -0.169 | 381 | 0.0557 | -0.169 |  |  | 1 |  | RE-Appl-EffCW-med-ElecDHW-ElecCDryer-Tier2-TopAnySFm2011CZ15rDXGF
RE-Appl-EffCW-med-ElecDHW-ElecCDryer-Tier2-Top | DEER2016 | D16v1 | 2015-05-16 | Any | SFm | 2011 | CZ15 | rDXHP | Each | 1 | 1080 | None | 380 | 0.0552 | 0 | 380 | 0.0552 | 0 | 380 | 0.0552 | 0 | 380 | 0.0552 | 0 |  |  | 1 |  | RE-Appl-EffCW-med-ElecDHW-ElecCDryer-Tier2-TopAnySFm2011CZ15rDXHP
RE-Appl-EffCW-med-ElecDHW-ElecCDryer-Tier2-Top | DEER2016 | D16v1 | 2015-05-16 | Any | SFm | 2011 | CZ15 | rNCEH | Each | 1 | 1080 | None | 363 | 0.0487 | 0 | 363 | 0.0487 | 0 | 363 | 0.0487 | 0 | 363 | 0.0487 | 0 |  |  | 1 |  | RE-Appl-EffCW-med-ElecDHW-ElecCDryer-Tier2-TopAnySFm2011CZ15rNCEH
RE-Appl-EffCW-med-ElecDHW-ElecCDryer-Tier2-Top | DEER2016 | D16v1 | 2015-05-16 | Any | SFm | 2011 | CZ15 | rNCGF | Each | 1 | 1080 | None | 365 | 0.0487 | -0.269 | 365 | 0.0487 | -0.269 | 365 | 0.0487 | -0.269 | 365 | 0.0487 | -0.269 |  |  | 1 |  | RE-Appl-EffCW-med-ElecDHW-ElecCDryer-Tier2-TopAnySFm2011CZ15rNCGF
RE-Appl-EffCW-med-ElecDHW-ElecCDryer-Tier2-Top | DEER2016 | D16v1 | 2015-05-16 | Any | SFm | 2011 | CZ16 | rDXGF | Each | 1 | 1150 | None | 399 | 0.0681 | -0.723 | 399 | 0.0681 | -0.723 | 399 | 0.0681 | -0.723 | 399 | 0.0681 | -0.723 |  |  | 1 |  | RE-Appl-EffCW-med-ElecDHW-ElecCDryer-Tier2-TopAnySFm2011CZ16rDXGF
RE-Appl-EffCW-med-ElecDHW-ElecCDryer-Tier2-Top | DEER2016 | D16v1 | 2015-05-16 | Any | SFm | 2011 | CZ16 | rDXHP | Each | 1 | 1150 | None | 385 | 0.0596 | 0 | 385 | 0.0596 | 0 | 385 | 0.0596 | 0 | 385 | 0.0596 | 0 |  |  | 1 |  | RE-Appl-EffCW-med-ElecDHW-ElecCDryer-Tier2-TopAnySFm2011CZ16rDXHP
RE-Appl-EffCW-med-ElecDHW-ElecCDryer-Tier2-Top | DEER2016 | D16v1 | 2015-05-16 | Any | SFm | 2011 | CZ16 | rNCEH | Each | 1 | 1150 | None | 389 | 0.0536 | 0 | 389 | 0.0536 | 0 | 389 | 0.0536 | 0 | 389 | 0.0536 | 0 |  |  | 1 |  | RE-Appl-EffCW-med-ElecDHW-ElecCDryer-Tier2-TopAnySFm2011CZ16rNCEH
RE-Appl-EffCW-med-ElecDHW-ElecCDryer-Tier2-Top | DEER2016 | D16v1 | 2015-05-16 | Any | SFm | 2011 | CZ16 | rNCGF | Each | 1 | 1150 | None | 395 | 0.0535 | -0.759 | 395 | 0.0535 | -0.759 | 395 | 0.0535 | -0.759 | 395 | 0.0535 | -0.759 |  |  | 1 |  | RE-Appl-EffCW-med-ElecDHW-ElecCDryer-Tier2-TopAnySFm2011CZ16rNCGF
RE-Appl-EffCW-med-ElecDHW-ElecCDryer-Tier2-Top | DEER2016 | D16v1 | 2015-05-16 | Any | SFm | 2014 | CZ01 | rDXGF | Each | 1 | 1150 | None | 397 | 0.0615 | -0.686 | 397 | 0.0615 | -0.686 | 397 | 0.0615 | -0.686 | 397 | 0.0615 | -0.686 |  |  | 1 |  | RE-Appl-EffCW-med-ElecDHW-ElecCDryer-Tier2-TopAnySFm2014CZ01rDXGF
RE-Appl-EffCW-med-ElecDHW-ElecCDryer-Tier2-Top | DEER2016 | D16v1 | 2015-05-16 | Any | SFm | 2014 | CZ01 | rDXHP | Each | 1 | 1150 | None | 392 | 0.0573 | 0 | 392 | 0.0573 | 0 | 392 | 0.0573 | 0 | 392 | 0.0573 | 0 |  |  | 1 |  | RE-Appl-EffCW-med-ElecDHW-ElecCDryer-Tier2-TopAnySFm2014CZ01rDXHP
RE-Appl-EffCW-med-ElecDHW-ElecCDryer-Tier2-Top | DEER2016 | D16v1 | 2015-05-16 | Any | SFm | 2014 | CZ01 | rNCEH | Each | 1 | 1150 | None | 389 | 0.0542 | 0 | 389 | 0.0542 | 0 | 389 | 0.0542 | 0 | 389 | 0.0542 | 0 |  |  | 1 |  | RE-Appl-EffCW-med-ElecDHW-ElecCDryer-Tier2-TopAnySFm2014CZ01rNCEH
RE-Appl-EffCW-med-ElecDHW-ElecCDryer-Tier2-Top | DEER2016 | D16v1 | 2015-05-16 | Any | SFm | 2014 | CZ01 | rNCGF | Each | 1 | 1150 | None | 395 | 0.0543 | -0.774 | 395 | 0.0543 | -0.774 | 395 | 0.0543 | -0.774 | 395 | 0.0543 | -0.774 |  |  | 1 |  | RE-Appl-EffCW-med-ElecDHW-ElecCDryer-Tier2-TopAnySFm2014CZ01rNCGF
RE-Appl-EffCW-med-ElecDHW-ElecCDryer-Tier2-Top | DEER2016 | D16v1 | 2015-05-16 | Any | SFm | 2014 | CZ02 | rDXGF | Each | 1 | 974 | None | 393 | 0.0648 | -1.25 | 393 | 0.0648 | -1.25 | 393 | 0.0648 | -1.25 | 393 | 0.0648 | -1.25 |  |  | 1 |  | RE-Appl-EffCW-med-ElecDHW-ElecCDryer-Tier2-TopAnySFm2014CZ02rDXGF
RE-Appl-EffCW-med-ElecDHW-ElecCDryer-Tier2-Top | DEER2016 | D16v1 | 2015-05-16 | Any | SFm | 2014 | CZ02 | rDXHP | Each | 1 | 974 | None | 382 | 0.0633 | 0 | 382 | 0.0633 | 0 | 382 | 0.0633 | 0 | 382 | 0.0633 | 0 |  |  | 1 |  | RE-Appl-EffCW-med-ElecDHW-ElecCDryer-Tier2-TopAnySFm2014CZ02rDXHP
RE-Appl-EffCW-med-ElecDHW-ElecCDryer-Tier2-Top | DEER2016 | D16v1 | 2015-05-16 | Any | SFm | 2014 | CZ02 | rNCEH | Each | 1 | 974 | None | 376 | 0.0531 | 0 | 376 | 0.0531 | 0 | 376 | 0.0531 | 0 | 376 | 0.0531 | 0 |  |  | 1 |  | RE-Appl-EffCW-med-ElecDHW-ElecCDryer-Tier2-TopAnySFm2014CZ02rNCEH
RE-Appl-EffCW-med-ElecDHW-ElecCDryer-Tier2-Top | DEER2016 | D16v1 | 2015-05-16 | Any | SFm | 2014 | CZ02 | rNCGF | Each | 1 | 974 | None | 388 | 0.0531 | -1.26 | 388 | 0.0531 | -1.26 | 388 | 0.0531 | -1.26 | 388 | 0.0531 | -1.26 |  |  | 1 |  | RE-Appl-EffCW-med-ElecDHW-ElecCDryer-Tier2-TopAnySFm2014CZ02rNCGF
RE-Appl-EffCW-med-ElecDHW-ElecCDryer-Tier2-Top | DEER2016 | D16v1 | 2015-05-16 | Any | SFm | 2014 | CZ03 | rDXGF | Each | 1 | 1150 | None | 392 | 0.0821 | -1.09 | 392 | 0.0821 | -1.09 | 392 | 0.0821 | -1.09 | 392 | 0.0821 | -1.09 |  |  | 1 |  | RE-Appl-EffCW-med-ElecDHW-ElecCDryer-Tier2-TopAnySFm2014CZ03rDXGF
RE-Appl-EffCW-med-ElecDHW-ElecCDryer-Tier2-Top | DEER2016 | D16v1 | 2015-05-16 | Any | SFm | 2014 | CZ03 | rDXHP | Each | 1 | 1150 | None | 384 | 0.0348 | 0 | 384 | 0.0348 | 0 | 384 | 0.0348 | 0 | 384 | 0.0348 | 0 |  |  | 1 |  | RE-Appl-EffCW-med-ElecDHW-ElecCDryer-Tier2-TopAnySFm2014CZ03rDXHP
RE-Appl-EffCW-med-ElecDHW-ElecCDryer-Tier2-Top | DEER2016 | D16v1 | 2015-05-16 | Any | SFm | 2014 | CZ03 | rNCEH | Each | 1 | 1150 | None | 378 | 0.0533 | 0 | 378 | 0.0533 | 0 | 378 | 0.0533 | 0 | 378 | 0.0533 | 0 |  |  | 1 |  | RE-Appl-EffCW-med-ElecDHW-ElecCDryer-Tier2-TopAnySFm2014CZ03rNCEH
RE-Appl-EffCW-med-ElecDHW-ElecCDryer-Tier2-Top | DEER2016 | D16v1 | 2015-05-16 | Any | SFm | 2014 | CZ03 | rNCGF | Each | 1 | 1150 | None | 388 | 0.0534 | -1.12 | 388 | 0.0534 | -1.12 | 388 | 0.0534 | -1.12 | 388 | 0.0534 | -1.12 |  |  | 1 |  | RE-Appl-EffCW-med-ElecDHW-ElecCDryer-Tier2-TopAnySFm2014CZ03rNCGF
RE-Appl-EffCW-med-ElecDHW-ElecCDryer-Tier2-Top | DEER2016 | D16v1 | 2015-05-16 | Any | SFm | 2014 | CZ04 | rDXGF | Each | 1 | 1150 | None | 391 | 0.0604 | -0.972 | 391 | 0.0604 | -0.972 | 391 | 0.0604 | -0.972 | 391 | 0.0604 | -0.972 |  |  | 1 |  | RE-Appl-EffCW-med-ElecDHW-ElecCDryer-Tier2-TopAnySFm2014CZ04rDXGF
RE-Appl-EffCW-med-ElecDHW-ElecCDryer-Tier2-Top | DEER2016 | D16v1 | 2015-05-16 | Any | SFm | 2014 | CZ04 | rDXHP | Each | 1 | 1150 | None | 384 | 0.0562 | 0 | 384 | 0.0562 | 0 | 384 | 0.0562 | 0 | 384 | 0.0562 | 0 |  |  | 1 |  | RE-Appl-EffCW-med-ElecDHW-ElecCDryer-Tier2-TopAnySFm2014CZ04rDXHP
RE-Appl-EffCW-med-ElecDHW-ElecCDryer-Tier2-Top | DEER2016 | D16v1 | 2015-05-16 | Any | SFm | 2014 | CZ04 | rNCEH | Each | 1 | 1150 | None | 377 | 0.0524 | 0 | 377 | 0.0524 | 0 | 377 | 0.0524 | 0 | 377 | 0.0524 | 0 |  |  | 1 |  | RE-Appl-EffCW-med-ElecDHW-ElecCDryer-Tier2-TopAnySFm2014CZ04rNCEH
RE-Appl-EffCW-med-ElecDHW-ElecCDryer-Tier2-Top | DEER2016 | D16v1 | 2015-05-16 | Any | SFm | 2014 | CZ04 | rNCGF | Each | 1 | 1150 | None | 385 | 0.0524 | -0.976 | 385 | 0.0524 | -0.976 | 385 | 0.0524 | -0.976 | 385 | 0.0524 | -0.976 |  |  | 1 |  | RE-Appl-EffCW-med-ElecDHW-ElecCDryer-Tier2-TopAnySFm2014CZ04rNCGF
RE-Appl-EffCW-med-ElecDHW-ElecCDryer-Tier2-Top | DEER2016 | D16v1 | 2015-05-16 | Any | SFm | 2014 | CZ05 | rDXGF | Each | 1 | 1150 | None | 396 | 0.0499 | -0.18 | 396 | 0.0499 | -0.18 | 396 | 0.0499 | -0.18 | 396 | 0.0499 | -0.18 |  |  | 1 |  | RE-Appl-EffCW-med-ElecDHW-ElecCDryer-Tier2-TopAnySFm2014CZ05rDXGF
RE-Appl-EffCW-med-ElecDHW-ElecCDryer-Tier2-Top | DEER2016 | D16v1 | 2015-05-16 | Any | SFm | 2014 | CZ05 | rDXHP | Each | 1 | 1150 | None | 393 | 0.0687 | 0 | 393 | 0.0687 | 0 | 393 | 0.0687 | 0 | 393 | 0.0687 | 0 |  |  | 1 |  | RE-Appl-EffCW-med-ElecDHW-ElecCDryer-Tier2-TopAnySFm2014CZ05rDXHP
RE-Appl-EffCW-med-ElecDHW-ElecCDryer-Tier2-Top | DEER2016 | D16v1 | 2015-05-16 | Any | SFm | 2014 | CZ05 | rNCEH | Each | 1 | 1150 | None | 386 | 0.0534 | 0 | 386 | 0.0534 | 0 | 386 | 0.0534 | 0 | 386 | 0.0534 | 0 |  |  | 1 |  | RE-Appl-EffCW-med-ElecDHW-ElecCDryer-Tier2-TopAnySFm2014CZ05rNCEH
RE-Appl-EffCW-med-ElecDHW-ElecCDryer-Tier2-Top | DEER2016 | D16v1 | 2015-05-16 | Any | SFm | 2014 | CZ05 | rNCGF | Each | 1 | 1150 | None | 390 | 0.0533 | -0.499 | 390 | 0.0533 | -0.499 | 390 | 0.0533 | -0.499 | 390 | 0.0533 | -0.499 |  |  | 1 |  | RE-Appl-EffCW-med-ElecDHW-ElecCDryer-Tier2-TopAnySFm2014CZ05rNCGF
RE-Appl-EffCW-med-ElecDHW-ElecCDryer-Tier2-Top | DEER2016 | D16v1 | 2015-05-16 | Any | SFm | 2014 | CZ06 | rDXGF | Each | 1 | 1200 | None | 387 | 0.0378 | -0.259 | 387 | 0.0378 | -0.259 | 387 | 0.0378 | -0.259 | 387 | 0.0378 | -0.259 |  |  | 1 |  | RE-Appl-EffCW-med-ElecDHW-ElecCDryer-Tier2-TopAnySFm2014CZ06rDXGF
RE-Appl-EffCW-med-ElecDHW-ElecCDryer-Tier2-Top | DEER2016 | D16v1 | 2015-05-16 | Any | SFm | 2014 | CZ06 | rDXHP | Each | 1 | 1200 | None | 384 | 0.0418 | 0 | 384 | 0.0418 | 0 | 384 | 0.0418 | 0 | 384 | 0.0418 | 0 |  |  | 1 |  | RE-Appl-EffCW-med-ElecDHW-ElecCDryer-Tier2-TopAnySFm2014CZ06rDXHP
RE-Appl-EffCW-med-ElecDHW-ElecCDryer-Tier2-Top | DEER2016 | D16v1 | 2015-05-16 | Any | SFm | 2014 | CZ06 | rNCEH | Each | 1 | 1200 | None | 378 | 0.0522 | 0 | 378 | 0.0522 | 0 | 378 | 0.0522 | 0 | 378 | 0.0522 | 0 |  |  | 1 |  | RE-Appl-EffCW-med-ElecDHW-ElecCDryer-Tier2-TopAnySFm2014CZ06rNCEH
RE-Appl-EffCW-med-ElecDHW-ElecCDryer-Tier2-Top | DEER2016 | D16v1 | 2015-05-16 | Any | SFm | 2014 | CZ06 | rNCGF | Each | 1 | 1200 | None | 382 | 0.0522 | -0.384 | 382 | 0.0522 | -0.384 | 382 | 0.0522 | -0.384 | 382 | 0.0522 | -0.384 |  |  | 1 |  | RE-Appl-EffCW-med-ElecDHW-ElecCDryer-Tier2-TopAnySFm2014CZ06rNCGF
RE-Appl-EffCW-med-ElecDHW-ElecCDryer-Tier2-Top | DEER2016 | D16v1 | 2015-05-16 | Any | SFm | 2014 | CZ07 | rDXGF | Each | 1 | 1200 | None | 390 | -0.013 | -0.319 | 390 | -0.013 | -0.319 | 390 | -0.013 | -0.319 | 390 | -0.013 | -0.319 |  |  | 1 |  | RE-Appl-EffCW-med-ElecDHW-ElecCDryer-Tier2-TopAnySFm2014CZ07rDXGF
RE-Appl-EffCW-med-ElecDHW-ElecCDryer-Tier2-Top | DEER2016 | D16v1 | 2015-05-16 | Any | SFm | 2014 | CZ07 | rDXHP | Each | 1 | 1200 | None | 392 | 0.118 | 0 | 392 | 0.118 | 0 | 392 | 0.118 | 0 | 392 | 0.118 | 0 |  |  | 1 |  | RE-Appl-EffCW-med-ElecDHW-ElecCDryer-Tier2-TopAnySFm2014CZ07rDXHP
RE-Appl-EffCW-med-ElecDHW-ElecCDryer-Tier2-Top | DEER2016 | D16v1 | 2015-05-16 | Any | SFm | 2014 | CZ07 | rNCEH | Each | 1 | 1200 | None | 378 | 0.0522 | 0 | 378 | 0.0522 | 0 | 378 | 0.0522 | 0 | 378 | 0.0522 | 0 |  |  | 1 |  | RE-Appl-EffCW-med-ElecDHW-ElecCDryer-Tier2-TopAnySFm2014CZ07rNCEH
RE-Appl-EffCW-med-ElecDHW-ElecCDryer-Tier2-Top | DEER2016 | D16v1 | 2015-05-16 | Any | SFm | 2014 | CZ07 | rNCGF | Each | 1 | 1200 | None | 381 | 0.0523 | -0.511 | 381 | 0.0523 | -0.511 | 381 | 0.0523 | -0.511 | 381 | 0.0523 | -0.511 |  |  | 1 |  | RE-Appl-EffCW-med-ElecDHW-ElecCDryer-Tier2-TopAnySFm2014CZ07rNCGF
RE-Appl-EffCW-med-ElecDHW-ElecCDryer-Tier2-Top | DEER2016 | D16v1 | 2015-05-16 | Any | SFm | 2014 | CZ08 | rDXGF | Each | 1 | 1200 | None | 390 | 0.0565 | -0.155 | 390 | 0.0565 | -0.155 | 390 | 0.0565 | -0.155 | 390 | 0.0565 | -0.155 |  |  | 1 |  | RE-Appl-EffCW-med-ElecDHW-ElecCDryer-Tier2-TopAnySFm2014CZ08rDXGF
RE-Appl-EffCW-med-ElecDHW-ElecCDryer-Tier2-Top | DEER2016 | D16v1 | 2015-05-16 | Any | SFm | 2014 | CZ08 | rDXHP | Each | 1 | 1200 | None | 393 | 0.056 | 0 | 393 | 0.056 | 0 | 393 | 0.056 | 0 | 393 | 0.056 | 0 |  |  | 1 |  | RE-Appl-EffCW-med-ElecDHW-ElecCDryer-Tier2-TopAnySFm2014CZ08rDXHP
RE-Appl-EffCW-med-ElecDHW-ElecCDryer-Tier2-Top | DEER2016 | D16v1 | 2015-05-16 | Any | SFm | 2014 | CZ08 | rNCEH | Each | 1 | 1200 | None | 376 | 0.0518 | 0 | 376 | 0.0518 | 0 | 376 | 0.0518 | 0 | 376 | 0.0518 | 0 |  |  | 1 |  | RE-Appl-EffCW-med-ElecDHW-ElecCDryer-Tier2-TopAnySFm2014CZ08rNCEH
RE-Appl-EffCW-med-ElecDHW-ElecCDryer-Tier2-Top | DEER2016 | D16v1 | 2015-05-16 | Any | SFm | 2014 | CZ08 | rNCGF | Each | 1 | 1200 | None | 380 | 0.052 | -0.474 | 380 | 0.052 | -0.474 | 380 | 0.052 | -0.474 | 380 | 0.052 | -0.474 |  |  | 1 |  | RE-Appl-EffCW-med-ElecDHW-ElecCDryer-Tier2-TopAnySFm2014CZ08rNCGF
RE-Appl-EffCW-med-ElecDHW-ElecCDryer-Tier2-Top | DEER2016 | D16v1 | 2015-05-16 | Any | SFm | 2014 | CZ09 | rDXGF | Each | 1 | 1210 | None | 395 | 0.0569 | -0.41 | 395 | 0.0569 | -0.41 | 395 | 0.0569 | -0.41 | 395 | 0.0569 | -0.41 |  |  | 1 |  | RE-Appl-EffCW-med-ElecDHW-ElecCDryer-Tier2-TopAnySFm2014CZ09rDXGF
RE-Appl-EffCW-med-ElecDHW-ElecCDryer-Tier2-Top | DEER2016 | D16v1 | 2015-05-16 | Any | SFm | 2014 | CZ09 | rDXHP | Each | 1 | 1210 | None | 390 | 0.057 | 0 | 390 | 0.057 | 0 | 390 | 0.057 | 0 | 390 | 0.057 | 0 |  |  | 1 |  | RE-Appl-EffCW-med-ElecDHW-ElecCDryer-Tier2-TopAnySFm2014CZ09rDXHP
RE-Appl-EffCW-med-ElecDHW-ElecCDryer-Tier2-Top | DEER2016 | D16v1 | 2015-05-16 | Any | SFm | 2014 | CZ09 | rNCEH | Each | 1 | 1210 | None | 376 | 0.0517 | 0 | 376 | 0.0517 | 0 | 376 | 0.0517 | 0 | 376 | 0.0517 | 0 |  |  | 1 |  | RE-Appl-EffCW-med-ElecDHW-ElecCDryer-Tier2-TopAnySFm2014CZ09rNCEH
RE-Appl-EffCW-med-ElecDHW-ElecCDryer-Tier2-Top | DEER2016 | D16v1 | 2015-05-16 | Any | SFm | 2014 | CZ09 | rNCGF | Each | 1 | 1210 | None | 380 | 0.0517 | -0.53 | 380 | 0.0517 | -0.53 | 380 | 0.0517 | -0.53 | 380 | 0.0517 | -0.53 |  |  | 1 |  | RE-Appl-EffCW-med-ElecDHW-ElecCDryer-Tier2-TopAnySFm2014CZ09rNCGF
RE-Appl-EffCW-med-ElecDHW-ElecCDryer-Tier2-Top | DEER2016 | D16v1 | 2015-05-16 | Any | SFm | 2014 | CZ10 | rDXGF | Each | 1 | 974 | None | 394 | 0.0568 | -0.207 | 394 | 0.0568 | -0.207 | 394 | 0.0568 | -0.207 | 394 | 0.0568 | -0.207 |  |  | 1 |  | RE-Appl-EffCW-med-ElecDHW-ElecCDryer-Tier2-TopAnySFm2014CZ10rDXGF
RE-Appl-EffCW-med-ElecDHW-ElecCDryer-Tier2-Top | DEER2016 | D16v1 | 2015-05-16 | Any | SFm | 2014 | CZ10 | rDXHP | Each | 1 | 974 | None | 389 | 0.053 | 0 | 389 | 0.053 | 0 | 389 | 0.053 | 0 | 389 | 0.053 | 0 |  |  | 1 |  | RE-Appl-EffCW-med-ElecDHW-ElecCDryer-Tier2-TopAnySFm2014CZ10rDXHP
RE-Appl-EffCW-med-ElecDHW-ElecCDryer-Tier2-Top | DEER2016 | D16v1 | 2015-05-16 | Any | SFm | 2014 | CZ10 | rNCEH | Each | 1 | 974 | None | 375 | 0.0514 | 0 | 375 | 0.0514 | 0 | 375 | 0.0514 | 0 | 375 | 0.0514 | 0 |  |  | 1 |  | RE-Appl-EffCW-med-ElecDHW-ElecCDryer-Tier2-TopAnySFm2014CZ10rNCEH
RE-Appl-EffCW-med-ElecDHW-ElecCDryer-Tier2-Top | DEER2016 | D16v1 | 2015-05-16 | Any | SFm | 2014 | CZ10 | rNCGF | Each | 1 | 974 | None | 380 | 0.0514 | -0.46 | 380 | 0.0514 | -0.46 | 380 | 0.0514 | -0.46 | 380 | 0.0514 | -0.46 |  |  | 1 |  | RE-Appl-EffCW-med-ElecDHW-ElecCDryer-Tier2-TopAnySFm2014CZ10rNCGF
RE-Appl-EffCW-med-ElecDHW-ElecCDryer-Tier2-Top | DEER2016 | D16v1 | 2015-05-16 | Any | SFm | 2014 | CZ11 | rDXGF | Each | 1 | 974 | None | 391 | 0.0569 | -0.958 | 391 | 0.0569 | -0.958 | 391 | 0.0569 | -0.958 | 391 | 0.0569 | -0.958 |  |  | 1 |  | RE-Appl-EffCW-med-ElecDHW-ElecCDryer-Tier2-TopAnySFm2014CZ11rDXGF
RE-Appl-EffCW-med-ElecDHW-ElecCDryer-Tier2-Top | DEER2016 | D16v1 | 2015-05-16 | Any | SFm | 2014 | CZ11 | rDXHP | Each | 1 | 974 | None | 380 | 0.0591 | 0 | 380 | 0.0591 | 0 | 380 | 0.0591 | 0 | 380 | 0.0591 | 0 |  |  | 1 |  | RE-Appl-EffCW-med-ElecDHW-ElecCDryer-Tier2-TopAnySFm2014CZ11rDXHP
RE-Appl-EffCW-med-ElecDHW-ElecCDryer-Tier2-Top | DEER2016 | D16v1 | 2015-05-16 | Any | SFm | 2014 | CZ11 | rNCEH | Each | 1 | 974 | None | 372 | 0.0514 | 0 | 372 | 0.0514 | 0 | 372 | 0.0514 | 0 | 372 | 0.0514 | 0 |  |  | 1 |  | RE-Appl-EffCW-med-ElecDHW-ElecCDryer-Tier2-TopAnySFm2014CZ11rNCEH
RE-Appl-EffCW-med-ElecDHW-ElecCDryer-Tier2-Top | DEER2016 | D16v1 | 2015-05-16 | Any | SFm | 2014 | CZ11 | rNCGF | Each | 1 | 974 | None | 380 | 0.0514 | -0.975 | 380 | 0.0514 | -0.975 | 380 | 0.0514 | -0.975 | 380 | 0.0514 | -0.975 |  |  | 1 |  | RE-Appl-EffCW-med-ElecDHW-ElecCDryer-Tier2-TopAnySFm2014CZ11rNCGF
RE-Appl-EffCW-med-ElecDHW-ElecCDryer-Tier2-Top | DEER2016 | D16v1 | 2015-05-16 | Any | SFm | 2014 | CZ12 | rDXGF | Each | 1 | 974 | None | 392 | 0.0612 | -0.773 | 392 | 0.0612 | -0.773 | 392 | 0.0612 | -0.773 | 392 | 0.0612 | -0.773 |  |  | 1 |  | RE-Appl-EffCW-med-ElecDHW-ElecCDryer-Tier2-TopAnySFm2014CZ12rDXGF
RE-Appl-EffCW-med-ElecDHW-ElecCDryer-Tier2-Top | DEER2016 | D16v1 | 2015-05-16 | Any | SFm | 2014 | CZ12 | rDXHP | Each | 1 | 974 | None | 384 | 0.0574 | 0 | 384 | 0.0574 | 0 | 384 | 0.0574 | 0 | 384 | 0.0574 | 0 |  |  | 1 |  | RE-Appl-EffCW-med-ElecDHW-ElecCDryer-Tier2-TopAnySFm2014CZ12rDXHP
RE-Appl-EffCW-med-ElecDHW-ElecCDryer-Tier2-Top | DEER2016 | D16v1 | 2015-05-16 | Any | SFm | 2014 | CZ12 | rNCEH | Each | 1 | 974 | None | 376 | 0.0522 | 0 | 376 | 0.0522 | 0 | 376 | 0.0522 | 0 | 376 | 0.0522 | 0 |  |  | 1 |  | RE-Appl-EffCW-med-ElecDHW-ElecCDryer-Tier2-TopAnySFm2014CZ12rNCEH
RE-Appl-EffCW-med-ElecDHW-ElecCDryer-Tier2-Top | DEER2016 | D16v1 | 2015-05-16 | Any | SFm | 2014 | CZ12 | rNCGF | Each | 1 | 974 | None | 383 | 0.0522 | -0.804 | 383 | 0.0522 | -0.804 | 383 | 0.0522 | -0.804 | 383 | 0.0522 | -0.804 |  |  | 1 |  | RE-Appl-EffCW-med-ElecDHW-ElecCDryer-Tier2-TopAnySFm2014CZ12rNCGF
RE-Appl-EffCW-med-ElecDHW-ElecCDryer-Tier2-Top | DEER2016 | D16v1 | 2015-05-16 | Any | SFm | 2014 | CZ13 | rDXGF | Each | 1 | 974 | None | 392 | 0.0577 | -1.09 | 392 | 0.0577 | -1.09 | 392 | 0.0577 | -1.09 | 392 | 0.0577 | -1.09 |  |  | 1 |  | RE-Appl-EffCW-med-ElecDHW-ElecCDryer-Tier2-TopAnySFm2014CZ13rDXGF
RE-Appl-EffCW-med-ElecDHW-ElecCDryer-Tier2-Top | DEER2016 | D16v1 | 2015-05-16 | Any | SFm | 2014 | CZ13 | rDXHP | Each | 1 | 974 | None | 378 | 0.0564 | 0 | 378 | 0.0564 | 0 | 378 | 0.0564 | 0 | 378 | 0.0564 | 0 |  |  | 1 |  | RE-Appl-EffCW-med-ElecDHW-ElecCDryer-Tier2-TopAnySFm2014CZ13rDXHP
RE-Appl-EffCW-med-ElecDHW-ElecCDryer-Tier2-Top | DEER2016 | D16v1 | 2015-05-16 | Any | SFm | 2014 | CZ13 | rNCEH | Each | 1 | 974 | None | 367 | 0.0513 | 0 | 367 | 0.0513 | 0 | 367 | 0.0513 | 0 | 367 | 0.0513 | 0 |  |  | 1 |  | RE-Appl-EffCW-med-ElecDHW-ElecCDryer-Tier2-TopAnySFm2014CZ13rNCEH
RE-Appl-EffCW-med-ElecDHW-ElecCDryer-Tier2-Top | DEER2016 | D16v1 | 2015-05-16 | Any | SFm | 2014 | CZ13 | rNCGF | Each | 1 | 974 | None | 379 | 0.0513 | -1.14 | 379 | 0.0513 | -1.14 | 379 | 0.0513 | -1.14 | 379 | 0.0513 | -1.14 |  |  | 1 |  | RE-Appl-EffCW-med-ElecDHW-ElecCDryer-Tier2-TopAnySFm2014CZ13rNCGF
RE-Appl-EffCW-med-ElecDHW-ElecCDryer-Tier2-Top | DEER2016 | D16v1 | 2015-05-16 | Any | SFm | 2014 | CZ14 | rDXGF | Each | 1 | 1080 | None | 394 | 0.0577 | -1.08 | 394 | 0.0577 | -1.08 | 394 | 0.0577 | -1.08 | 394 | 0.0577 | -1.08 |  |  | 1 |  | RE-Appl-EffCW-med-ElecDHW-ElecCDryer-Tier2-TopAnySFm2014CZ14rDXGF
RE-Appl-EffCW-med-ElecDHW-ElecCDryer-Tier2-Top | DEER2016 | D16v1 | 2015-05-16 | Any | SFm | 2014 | CZ14 | rDXHP | Each | 1 | 1080 | None | 383 | 0.0559 | 0 | 383 | 0.0559 | 0 | 383 | 0.0559 | 0 | 383 | 0.0559 | 0 |  |  | 1 |  | RE-Appl-EffCW-med-ElecDHW-ElecCDryer-Tier2-TopAnySFm2014CZ14rDXHP
RE-Appl-EffCW-med-ElecDHW-ElecCDryer-Tier2-Top | DEER2016 | D16v1 | 2015-05-16 | Any | SFm | 2014 | CZ14 | rNCEH | Each | 1 | 1080 | None | 368 | 0.0509 | 0 | 368 | 0.0509 | 0 | 368 | 0.0509 | 0 | 368 | 0.0509 | 0 |  |  | 1 |  | RE-Appl-EffCW-med-ElecDHW-ElecCDryer-Tier2-TopAnySFm2014CZ14rNCEH
RE-Appl-EffCW-med-ElecDHW-ElecCDryer-Tier2-Top | DEER2016 | D16v1 | 2015-05-16 | Any | SFm | 2014 | CZ14 | rNCGF | Each | 1 | 1080 | None | 381 | 0.0509 | -1.12 | 381 | 0.0509 | -1.12 | 381 | 0.0509 | -1.12 | 381 | 0.0509 | -1.12 |  |  | 1 |  | RE-Appl-EffCW-med-ElecDHW-ElecCDryer-Tier2-TopAnySFm2014CZ14rNCGF
RE-Appl-EffCW-med-ElecDHW-ElecCDryer-Tier2-Top | DEER2016 | D16v1 | 2015-05-16 | Any | SFm | 2014 | CZ15 | rDXGF | Each | 1 | 1080 | None | 380 | 0.0556 | -0.18 | 380 | 0.0556 | -0.18 | 380 | 0.0556 | -0.18 | 380 | 0.0556 | -0.18 |  |  | 1 |  | RE-Appl-EffCW-med-ElecDHW-ElecCDryer-Tier2-TopAnySFm2014CZ15rDXGF
RE-Appl-EffCW-med-ElecDHW-ElecCDryer-Tier2-Top | DEER2016 | D16v1 | 2015-05-16 | Any | SFm | 2014 | CZ15 | rDXHP | Each | 1 | 1080 | None | 379 | 0.0559 | 0 | 379 | 0.0559 | 0 | 379 | 0.0559 | 0 | 379 | 0.0559 | 0 |  |  | 1 |  | RE-Appl-EffCW-med-ElecDHW-ElecCDryer-Tier2-TopAnySFm2014CZ15rDXHP
RE-Appl-EffCW-med-ElecDHW-ElecCDryer-Tier2-Top | DEER2016 | D16v1 | 2015-05-16 | Any | SFm | 2014 | CZ15 | rNCEH | Each | 1 | 1080 | None | 362 | 0.0487 | 0 | 362 | 0.0487 | 0 | 362 | 0.0487 | 0 | 362 | 0.0487 | 0 |  |  | 1 |  | RE-Appl-EffCW-med-ElecDHW-ElecCDryer-Tier2-TopAnySFm2014CZ15rNCEH
RE-Appl-EffCW-med-ElecDHW-ElecCDryer-Tier2-Top | DEER2016 | D16v1 | 2015-05-16 | Any | SFm | 2014 | CZ15 | rNCGF | Each | 1 | 1080 | None | 365 | 0.0487 | -0.245 | 365 | 0.0487 | -0.245 | 365 | 0.0487 | -0.245 | 365 | 0.0487 | -0.245 |  |  | 1 |  | RE-Appl-EffCW-med-ElecDHW-ElecCDryer-Tier2-TopAnySFm2014CZ15rNCGF
RE-Appl-EffCW-med-ElecDHW-ElecCDryer-Tier2-Top | DEER2016 | D16v1 | 2015-05-16 | Any | SFm | 2014 | CZ16 | rDXGF | Each | 1 | 1150 | None | 397 | 0.0599 | -1.29 | 397 | 0.0599 | -1.29 | 397 | 0.0599 | -1.29 | 397 | 0.0599 | -1.29 |  |  | 1 |  | RE-Appl-EffCW-med-ElecDHW-ElecCDryer-Tier2-TopAnySFm2014CZ16rDXGF
RE-Appl-EffCW-med-ElecDHW-ElecCDryer-Tier2-Top | DEER2016 | D16v1 | 2015-05-16 | Any | SFm | 2014 | CZ16 | rDXHP | Each | 1 | 1150 | None | 387 | 0.0547 | 0 | 387 | 0.0547 | 0 | 387 | 0.0547 | 0 | 387 | 0.0547 | 0 |  |  | 1 |  | RE-Appl-EffCW-med-ElecDHW-ElecCDryer-Tier2-TopAnySFm2014CZ16rDXHP
RE-Appl-EffCW-med-ElecDHW-ElecCDryer-Tier2-Top | DEER2016 | D16v1 | 2015-05-16 | Any | SFm | 2014 | CZ16 | rNCEH | Each | 1 | 1150 | None | 384 | 0.0536 | 0 | 384 | 0.0536 | 0 | 384 | 0.0536 | 0 | 384 | 0.0536 | 0 |  |  | 1 |  | RE-Appl-EffCW-med-ElecDHW-ElecCDryer-Tier2-TopAnySFm2014CZ16rNCEH
RE-Appl-EffCW-med-ElecDHW-ElecCDryer-Tier2-Top | DEER2016 | D16v1 | 2015-05-16 | Any | SFm | 2014 | CZ16 | rNCGF | Each | 1 | 1150 | None | 395 | 0.0535 | -1.28 | 395 | 0.0535 | -1.28 | 395 | 0.0535 | -1.28 | 395 | 0.0535 | -1.28 |  |  | 1 |  | RE-Appl-EffCW-med-ElecDHW-ElecCDryer-Tier2-TopAnySFm2014CZ16rNCGF
RE-Appl-EffCW-med-ElecDHW-ElecCDryer-Tier2-Top | DEER2016 | D16v1 | 2015-05-14 08:12 | PGE | DMo | Ex | CZ01 | rWtd | Each | 1 | 606 | None | 316 | 0.0408 | -0.14 | 316 | 0.0408 | -0.14 | 316 | 0.0408 | -0.14 | 316 | 0.0408 | -0.14 |  |  | 2 |  | RE-Appl-EffCW-med-ElecDHW-ElecCDryer-Tier2-TopPGEDMoExCZ01rWtd
RE-Appl-EffCW-med-ElecDHW-ElecCDryer-Tier2-Top | DEER2016 | D16v1 | 2015-05-14 08:12 | PGE | DMo | Ex | CZ02 | rWtd | Each | 1 | 606 | None | 316 | 0.0479 | -0.161 | 316 | 0.0479 | -0.161 | 316 | 0.0479 | -0.161 | 316 | 0.0479 | -0.161 |  |  | 2 |  | RE-Appl-EffCW-med-ElecDHW-ElecCDryer-Tier2-TopPGEDMoExCZ02rWtd
RE-Appl-EffCW-med-ElecDHW-ElecCDryer-Tier2-Top | DEER2016 | D16v1 | 2015-05-14 08:12 | PGE | DMo | Ex | CZ03 | rWtd | Each | 1 | 606 | None | 314 | 0.0472 | 0.0419 | 314 | 0.0472 | 0.0419 | 314 | 0.0472 | 0.0419 | 314 | 0.0472 | 0.0419 |  |  | 2 |  | RE-Appl-EffCW-med-ElecDHW-ElecCDryer-Tier2-TopPGEDMoExCZ03rWtd
RE-Appl-EffCW-med-ElecDHW-ElecCDryer-Tier2-Top | DEER2016 | D16v1 | 2015-05-14 08:12 | PGE | DMo | Ex | CZ04 | rWtd | Each | 1 | 608 | None | 314 | 0.0453 | -0.279 | 314 | 0.0453 | -0.279 | 314 | 0.0453 | -0.279 | 314 | 0.0453 | -0.279 |  |  | 2 |  | RE-Appl-EffCW-med-ElecDHW-ElecCDryer-Tier2-TopPGEDMoExCZ04rWtd
RE-Appl-EffCW-med-ElecDHW-ElecCDryer-Tier2-Top | DEER2016 | D16v1 | 2015-05-14 08:12 | PGE | DMo | Ex | CZ05 | rWtd | Each | 1 | 607 | None | 312 | 0.0416 | 0.0705 | 312 | 0.0416 | 0.0705 | 312 | 0.0416 | 0.0705 | 312 | 0.0416 | 0.0705 |  |  | 2 |  | RE-Appl-EffCW-med-ElecDHW-ElecCDryer-Tier2-TopPGEDMoExCZ05rWtd
RE-Appl-EffCW-med-ElecDHW-ElecCDryer-Tier2-Top | DEER2016 | D16v1 | 2015-05-14 08:12 | PGE | DMo | Ex | CZ11 | rWtd | Each | 1 | 610 | None | 313 | 0.0465 | -0.387 | 313 | 0.0465 | -0.387 | 313 | 0.0465 | -0.387 | 313 | 0.0465 | -0.387 |  |  | 2 |  | RE-Appl-EffCW-med-ElecDHW-ElecCDryer-Tier2-TopPGEDMoExCZ11rWtd
RE-Appl-EffCW-med-ElecDHW-ElecCDryer-Tier2-Top | DEER2016 | D16v1 | 2015-05-14 08:12 | PGE | DMo | Ex | CZ12 | rWtd | Each | 1 | 606 | None | 311 | 0.0484 | -0.379 | 311 | 0.0484 | -0.379 | 311 | 0.0484 | -0.379 | 311 | 0.0484 | -0.379 |  |  | 2 |  | RE-Appl-EffCW-med-ElecDHW-ElecCDryer-Tier2-TopPGEDMoExCZ12rWtd
RE-Appl-EffCW-med-ElecDHW-ElecCDryer-Tier2-Top | DEER2016 | D16v1 | 2015-05-14 08:12 | PGE | DMo | Ex | CZ13 | rWtd | Each | 1 | 604 | None | 313 | 0.0443 | -0.356 | 313 | 0.0443 | -0.356 | 313 | 0.0443 | -0.356 | 313 | 0.0443 | -0.356 |  |  | 2 |  | RE-Appl-EffCW-med-ElecDHW-ElecCDryer-Tier2-TopPGEDMoExCZ13rWtd
RE-Appl-EffCW-med-ElecDHW-ElecCDryer-Tier2-Top | DEER2016 | D16v1 | 2015-05-14 08:12 | PGE | DMo | Ex | CZ16 | rWtd | Each | 1 | 614 | None | 319 | 0.0461 | -0.787 | 319 | 0.0461 | -0.787 | 319 | 0.0461 | -0.787 | 319 | 0.0461 | -0.787 |  |  | 2 |  | RE-Appl-EffCW-med-ElecDHW-ElecCDryer-Tier2-TopPGEDMoExCZ16rWtd
RE-Appl-EffCW-med-ElecDHW-ElecCDryer-Tier2-Top | DEER2016 | D16v1 | 2015-05-14 08:12 | PGE | DMo | Ex | IOU | rWtd | Each | 1 | 608 | None | 314 | 0.0462 | -0.312 | 314 | 0.0462 | -0.312 | 314 | 0.0462 | -0.312 | 314 | 0.0462 | -0.312 |  |  | 2 |  | RE-Appl-EffCW-med-ElecDHW-ElecCDryer-Tier2-TopPGEDMoExIOUrWtd
RE-Appl-EffCW-med-ElecDHW-ElecCDryer-Tier2-Top | DEER2016 | D16v1 | 2015-05-14 08:12 | PGE | DMo | MH00 | CZ01 | rWtd | Each | 1 | 621 | None | 315 | 0.0447 | -0.682 | 315 | 0.0447 | -0.682 | 315 | 0.0447 | -0.682 | 315 | 0.0447 | -0.682 |  |  | 2 |  | RE-Appl-EffCW-med-ElecDHW-ElecCDryer-Tier2-TopPGEDMoMH00CZ01rWtd
RE-Appl-EffCW-med-ElecDHW-ElecCDryer-Tier2-Top | DEER2016 | D16v1 | 2015-05-14 08:12 | PGE | DMo | MH00 | CZ02 | rWtd | Each | 1 | 621 | None | 317 | 0.0509 | -0.665 | 317 | 0.0509 | -0.665 | 317 | 0.0509 | -0.665 | 317 | 0.0509 | -0.665 |  |  | 2 |  | RE-Appl-EffCW-med-ElecDHW-ElecCDryer-Tier2-TopPGEDMoMH00CZ02rWtd
RE-Appl-EffCW-med-ElecDHW-ElecCDryer-Tier2-Top | DEER2016 | D16v1 | 2015-05-14 08:12 | PGE | DMo | MH00 | CZ03 | rWtd | Each | 1 | 621 | None | 313 | 0.0474 | -0.525 | 313 | 0.0474 | -0.525 | 313 | 0.0474 | -0.525 | 313 | 0.0474 | -0.525 |  |  | 2 |  | RE-Appl-EffCW-med-ElecDHW-ElecCDryer-Tier2-TopPGEDMoMH00CZ03rWtd
RE-Appl-EffCW-med-ElecDHW-ElecCDryer-Tier2-Top | DEER2016 | D16v1 | 2015-05-14 08:12 | PGE | DMo | MH00 | CZ04 | rWtd | Each | 1 | 621 | None | 315 | 0.0449 | -0.341 | 315 | 0.0449 | -0.341 | 315 | 0.0449 | -0.341 | 315 | 0.0449 | -0.341 |  |  | 2 |  | RE-Appl-EffCW-med-ElecDHW-ElecCDryer-Tier2-TopPGEDMoMH00CZ04rWtd
RE-Appl-EffCW-med-ElecDHW-ElecCDryer-Tier2-Top | DEER2016 | D16v1 | 2015-05-14 08:12 | PGE | DMo | MH00 | CZ05 | rWtd | Each | 1 | 621 | None | 312 | 0.0437 | -0.459 | 312 | 0.0437 | -0.459 | 312 | 0.0437 | -0.459 | 312 | 0.0437 | -0.459 |  |  | 2 |  | RE-Appl-EffCW-med-ElecDHW-ElecCDryer-Tier2-TopPGEDMoMH00CZ05rWtd
RE-Appl-EffCW-med-ElecDHW-ElecCDryer-Tier2-Top | DEER2016 | D16v1 | 2015-05-14 08:12 | PGE | DMo | MH00 | CZ11 | rWtd | Each | 1 | 621 | None | 315 | 0.0473 | -0.635 | 315 | 0.0473 | -0.635 | 315 | 0.0473 | -0.635 | 315 | 0.0473 | -0.635 |  |  | 2 |  | RE-Appl-EffCW-med-ElecDHW-ElecCDryer-Tier2-TopPGEDMoMH00CZ11rWtd
RE-Appl-EffCW-med-ElecDHW-ElecCDryer-Tier2-Top | DEER2016 | D16v1 | 2015-05-14 08:12 | PGE | DMo | MH00 | CZ12 | rWtd | Each | 1 | 621 | None | 317 | 0.0489 | -0.578 | 317 | 0.0489 | -0.578 | 317 | 0.0489 | -0.578 | 317 | 0.0489 | -0.578 |  |  | 2 |  | RE-Appl-EffCW-med-ElecDHW-ElecCDryer-Tier2-TopPGEDMoMH00CZ12rWtd
RE-Appl-EffCW-med-ElecDHW-ElecCDryer-Tier2-Top | DEER2016 | D16v1 | 2015-05-14 08:12 | PGE | DMo | MH00 | CZ13 | rWtd | Each | 1 | 621 | None | 315 | 0.0484 | -0.757 | 315 | 0.0484 | -0.757 | 315 | 0.0484 | -0.757 | 315 | 0.0484 | -0.757 |  |  | 2 |  | RE-Appl-EffCW-med-ElecDHW-ElecCDryer-Tier2-TopPGEDMoMH00CZ13rWtd
RE-Appl-EffCW-med-ElecDHW-ElecCDryer-Tier2-Top | DEER2016 | D16v1 | 2015-05-14 08:12 | PGE | DMo | MH00 | CZ16 | rWtd | Each | 1 | 621 | None | 321 | 0.0462 | -0.736 | 321 | 0.0462 | -0.736 | 321 | 0.0462 | -0.736 | 321 | 0.0462 | -0.736 |  |  | 2 |  | RE-Appl-EffCW-med-ElecDHW-ElecCDryer-Tier2-TopPGEDMoMH00CZ16rWtd
RE-Appl-EffCW-med-ElecDHW-ElecCDryer-Tier2-Top | DEER2016 | D16v1 | 2015-05-14 08:12 | PGE | DMo | MH06 | CZ01 | rWtd | Each | 1 | 621 | None | 315 | 0.0436 | -0.626 | 315 | 0.0436 | -0.626 | 315 | 0.0436 | -0.626 | 315 | 0.0436 | -0.626 |  |  | 2 |  | RE-Appl-EffCW-med-ElecDHW-ElecCDryer-Tier2-TopPGEDMoMH06CZ01rWtd
RE-Appl-EffCW-med-ElecDHW-ElecCDryer-Tier2-Top | DEER2016 | D16v1 | 2015-05-14 08:12 | PGE | DMo | MH06 | CZ02 | rWtd | Each | 1 | 621 | None | 318 | 0.0471 | -0.54 | 318 | 0.0471 | -0.54 | 318 | 0.0471 | -0.54 | 318 | 0.0471 | -0.54 |  |  | 2 |  | RE-Appl-EffCW-med-ElecDHW-ElecCDryer-Tier2-TopPGEDMoMH06CZ02rWtd
RE-Appl-EffCW-med-ElecDHW-ElecCDryer-Tier2-Top | DEER2016 | D16v1 | 2015-05-14 08:12 | PGE | DMo | MH06 | CZ03 | rWtd | Each | 1 | 621 | None | 311 | 0.0425 | -0.904 | 311 | 0.0425 | -0.904 | 311 | 0.0425 | -0.904 | 311 | 0.0425 | -0.904 |  |  | 2 |  | RE-Appl-EffCW-med-ElecDHW-ElecCDryer-Tier2-TopPGEDMoMH06CZ03rWtd
RE-Appl-EffCW-med-ElecDHW-ElecCDryer-Tier2-Top | DEER2016 | D16v1 | 2015-05-14 08:12 | PGE | DMo | MH06 | CZ04 | rWtd | Each | 1 | 621 | None | 315 | 0.0451 | -0.341 | 315 | 0.0451 | -0.341 | 315 | 0.0451 | -0.341 | 315 | 0.0451 | -0.341 |  |  | 2 |  | RE-Appl-EffCW-med-ElecDHW-ElecCDryer-Tier2-TopPGEDMoMH06CZ04rWtd
RE-Appl-EffCW-med-ElecDHW-ElecCDryer-Tier2-Top | DEER2016 | D16v1 | 2015-05-14 08:12 | PGE | DMo | MH06 | CZ05 | rWtd | Each | 1 | 621 | None | 311 | 0.043 | -0.478 | 311 | 0.043 | -0.478 | 311 | 0.043 | -0.478 | 311 | 0.043 | -0.478 |  |  | 2 |  | RE-Appl-EffCW-med-ElecDHW-ElecCDryer-Tier2-TopPGEDMoMH06CZ05rWtd
RE-Appl-EffCW-med-ElecDHW-ElecCDryer-Tier2-Top | DEER2016 | D16v1 | 2015-05-14 08:12 | PGE | DMo | MH06 | CZ11 | rWtd | Each | 1 | 621 | None | 312 | 0.0447 | -0.657 | 312 | 0.0447 | -0.657 | 312 | 0.0447 | -0.657 | 312 | 0.0447 | -0.657 |  |  | 2 |  | RE-Appl-EffCW-med-ElecDHW-ElecCDryer-Tier2-TopPGEDMoMH06CZ11rWtd
RE-Appl-EffCW-med-ElecDHW-ElecCDryer-Tier2-Top | DEER2016 | D16v1 | 2015-05-14 08:12 | PGE | DMo | MH06 | CZ12 | rWtd | Each | 1 | 621 | None | 316 | 0.0469 | -0.489 | 316 | 0.0469 | -0.489 | 316 | 0.0469 | -0.489 | 316 | 0.0469 | -0.489 |  |  | 2 |  | RE-Appl-EffCW-med-ElecDHW-ElecCDryer-Tier2-TopPGEDMoMH06CZ12rWtd
RE-Appl-EffCW-med-ElecDHW-ElecCDryer-Tier2-Top | DEER2016 | D16v1 | 2015-05-14 08:12 | PGE | DMo | MH06 | CZ13 | rWtd | Each | 1 | 621 | None | 314 | 0.0456 | -0.848 | 314 | 0.0456 | -0.848 | 314 | 0.0456 | -0.848 | 314 | 0.0456 | -0.848 |  |  | 2 |  | RE-Appl-EffCW-med-ElecDHW-ElecCDryer-Tier2-TopPGEDMoMH06CZ13rWtd
RE-Appl-EffCW-med-ElecDHW-ElecCDryer-Tier2-Top | DEER2016 | D16v1 | 2015-05-14 08:12 | PGE | DMo | MH06 | CZ16 | rWtd | Each | 1 | 621 | None | 319 | 0.0456 | -0.774 | 319 | 0.0456 | -0.774 | 319 | 0.0456 | -0.774 | 319 | 0.0456 | -0.774 |  |  | 2 |  | RE-Appl-EffCW-med-ElecDHW-ElecCDryer-Tier2-TopPGEDMoMH06CZ16rWtd
RE-Appl-EffCW-med-ElecDHW-ElecCDryer-Tier2-Top | DEER2016 | D16v1 | 2015-05-14 08:12 | PGE | DMo | MH72 | CZ01 | rWtd | Each | 1 | 598 | None | 316 | 0.0409 | 0.175 | 316 | 0.0409 | 0.175 | 316 | 0.0409 | 0.175 | 316 | 0.0409 | 0.175 |  |  | 2 |  | RE-Appl-EffCW-med-ElecDHW-ElecCDryer-Tier2-TopPGEDMoMH72CZ01rWtd
RE-Appl-EffCW-med-ElecDHW-ElecCDryer-Tier2-Top | DEER2016 | D16v1 | 2015-05-14 08:12 | PGE | DMo | MH72 | CZ02 | rWtd | Each | 1 | 598 | None | 316 | 0.0473 | 0.109 | 316 | 0.0473 | 0.109 | 316 | 0.0473 | 0.109 | 316 | 0.0473 | 0.109 |  |  | 2 |  | RE-Appl-EffCW-med-ElecDHW-ElecCDryer-Tier2-TopPGEDMoMH72CZ02rWtd
RE-Appl-EffCW-med-ElecDHW-ElecCDryer-Tier2-Top | DEER2016 | D16v1 | 2015-05-14 08:12 | PGE | DMo | MH72 | CZ03 | rWtd | Each | 1 | 598 | None | 314 | 0.047 | 0.286 | 314 | 0.047 | 0.286 | 314 | 0.047 | 0.286 | 314 | 0.047 | 0.286 |  |  | 2 |  | RE-Appl-EffCW-med-ElecDHW-ElecCDryer-Tier2-TopPGEDMoMH72CZ03rWtd
RE-Appl-EffCW-med-ElecDHW-ElecCDryer-Tier2-Top | DEER2016 | D16v1 | 2015-05-14 08:12 | PGE | DMo | MH72 | CZ04 | rWtd | Each | 1 | 598 | None | 312 | 0.045 | -0.0778 | 312 | 0.045 | -0.0778 | 312 | 0.045 | -0.0778 | 312 | 0.045 | -0.0778 |  |  | 2 |  | RE-Appl-EffCW-med-ElecDHW-ElecCDryer-Tier2-TopPGEDMoMH72CZ04rWtd
RE-Appl-EffCW-med-ElecDHW-ElecCDryer-Tier2-Top | DEER2016 | D16v1 | 2015-05-14 08:12 | PGE | DMo | MH72 | CZ05 | rWtd | Each | 1 | 598 | None | 313 | 0.0423 | 0.452 | 313 | 0.0423 | 0.452 | 313 | 0.0423 | 0.452 | 313 | 0.0423 | 0.452 |  |  | 2 |  | RE-Appl-EffCW-med-ElecDHW-ElecCDryer-Tier2-TopPGEDMoMH72CZ05rWtd
RE-Appl-EffCW-med-ElecDHW-ElecCDryer-Tier2-Top | DEER2016 | D16v1 | 2015-05-14 08:12 | PGE | DMo | MH72 | CZ11 | rWtd | Each | 1 | 598 | None | 311 | 0.0459 | -0.0231 | 311 | 0.0459 | -0.0231 | 311 | 0.0459 | -0.0231 | 311 | 0.0459 | -0.0231 |  |  | 2 |  | RE-Appl-EffCW-med-ElecDHW-ElecCDryer-Tier2-TopPGEDMoMH72CZ11rWtd
RE-Appl-EffCW-med-ElecDHW-ElecCDryer-Tier2-Top | DEER2016 | D16v1 | 2015-05-14 08:12 | PGE | DMo | MH72 | CZ12 | rWtd | Each | 1 | 598 | None | 309 | 0.0478 | -0.0984 | 309 | 0.0478 | -0.0984 | 309 | 0.0478 | -0.0984 | 309 | 0.0478 | -0.0984 |  |  | 2 |  | RE-Appl-EffCW-med-ElecDHW-ElecCDryer-Tier2-TopPGEDMoMH72CZ12rWtd
RE-Appl-EffCW-med-ElecDHW-ElecCDryer-Tier2-Top | DEER2016 | D16v1 | 2015-05-14 08:12 | PGE | DMo | MH72 | CZ13 | rWtd | Each | 1 | 598 | None | 312 | 0.0451 | -0.22 | 312 | 0.0451 | -0.22 | 312 | 0.0451 | -0.22 | 312 | 0.0451 | -0.22 |  |  | 2 |  | RE-Appl-EffCW-med-ElecDHW-ElecCDryer-Tier2-TopPGEDMoMH72CZ13rWtd
RE-Appl-EffCW-med-ElecDHW-ElecCDryer-Tier2-Top | DEER2016 | D16v1 | 2015-05-14 08:12 | PGE | DMo | MH72 | CZ16 | rWtd | Each | 1 | 598 | None | 319 | 0.0453 | -0.166 | 319 | 0.0453 | -0.166 | 319 | 0.0453 | -0.166 | 319 | 0.0453 | -0.166 |  |  | 2 |  | RE-Appl-EffCW-med-ElecDHW-ElecCDryer-Tier2-TopPGEDMoMH72CZ16rWtd
RE-Appl-EffCW-med-ElecDHW-ElecCDryer-Tier2-Top | DEER2016 | D16v1 | 2015-05-14 08:12 | PGE | DMo | MH85 | CZ01 | rWtd | Each | 1 | 621 | None | 315 | 0.0407 | -0.751 | 315 | 0.0407 | -0.751 | 315 | 0.0407 | -0.751 | 315 | 0.0407 | -0.751 |  |  | 2 |  | RE-Appl-EffCW-med-ElecDHW-ElecCDryer-Tier2-TopPGEDMoMH85CZ01rWtd
RE-Appl-EffCW-med-ElecDHW-ElecCDryer-Tier2-Top | DEER2016 | D16v1 | 2015-05-14 08:12 | PGE | DMo | MH85 | CZ02 | rWtd | Each | 1 | 621 | None | 316 | 0.0484 | -0.699 | 316 | 0.0484 | -0.699 | 316 | 0.0484 | -0.699 | 316 | 0.0484 | -0.699 |  |  | 2 |  | RE-Appl-EffCW-med-ElecDHW-ElecCDryer-Tier2-TopPGEDMoMH85CZ02rWtd
RE-Appl-EffCW-med-ElecDHW-ElecCDryer-Tier2-Top | DEER2016 | D16v1 | 2015-05-14 08:12 | PGE | DMo | MH85 | CZ03 | rWtd | Each | 1 | 621 | None | 315 | 0.0475 | -0.418 | 315 | 0.0475 | -0.418 | 315 | 0.0475 | -0.418 | 315 | 0.0475 | -0.418 |  |  | 2 |  | RE-Appl-EffCW-med-ElecDHW-ElecCDryer-Tier2-TopPGEDMoMH85CZ03rWtd
RE-Appl-EffCW-med-ElecDHW-ElecCDryer-Tier2-Top | DEER2016 | D16v1 | 2015-05-14 08:12 | PGE | DMo | MH85 | CZ04 | rWtd | Each | 1 | 621 | None | 317 | 0.0465 | -0.791 | 317 | 0.0465 | -0.791 | 317 | 0.0465 | -0.791 | 317 | 0.0465 | -0.791 |  |  | 2 |  | RE-Appl-EffCW-med-ElecDHW-ElecCDryer-Tier2-TopPGEDMoMH85CZ04rWtd
RE-Appl-EffCW-med-ElecDHW-ElecCDryer-Tier2-Top | DEER2016 | D16v1 | 2015-05-14 08:12 | PGE | DMo | MH85 | CZ05 | rWtd | Each | 1 | 621 | None | 312 | 0.04 | -0.582 | 312 | 0.04 | -0.582 | 312 | 0.04 | -0.582 | 312 | 0.04 | -0.582 |  |  | 2 |  | RE-Appl-EffCW-med-ElecDHW-ElecCDryer-Tier2-TopPGEDMoMH85CZ05rWtd
RE-Appl-EffCW-med-ElecDHW-ElecCDryer-Tier2-Top | DEER2016 | D16v1 | 2015-05-14 08:12 | PGE | DMo | MH85 | CZ11 | rWtd | Each | 1 | 621 | None | 315 | 0.0469 | -0.726 | 315 | 0.0469 | -0.726 | 315 | 0.0469 | -0.726 | 315 | 0.0469 | -0.726 |  |  | 2 |  | RE-Appl-EffCW-med-ElecDHW-ElecCDryer-Tier2-TopPGEDMoMH85CZ11rWtd
RE-Appl-EffCW-med-ElecDHW-ElecCDryer-Tier2-Top | DEER2016 | D16v1 | 2015-05-14 08:12 | PGE | DMo | MH85 | CZ12 | rWtd | Each | 1 | 621 | None | 315 | 0.0498 | -0.925 | 315 | 0.0498 | -0.925 | 315 | 0.0498 | -0.925 | 315 | 0.0498 | -0.925 |  |  | 2 |  | RE-Appl-EffCW-med-ElecDHW-ElecCDryer-Tier2-TopPGEDMoMH85CZ12rWtd
RE-Appl-EffCW-med-ElecDHW-ElecCDryer-Tier2-Top | DEER2016 | D16v1 | 2015-05-14 08:12 | PGE | DMo | MH85 | CZ13 | rWtd | Each | 1 | 621 | None | 313 | 0.0409 | -0.723 | 313 | 0.0409 | -0.723 | 313 | 0.0409 | -0.723 | 313 | 0.0409 | -0.723 |  |  | 2 |  | RE-Appl-EffCW-med-ElecDHW-ElecCDryer-Tier2-TopPGEDMoMH85CZ13rWtd
RE-Appl-EffCW-med-ElecDHW-ElecCDryer-Tier2-Top | DEER2016 | D16v1 | 2015-05-14 08:12 | PGE | DMo | MH85 | CZ16 | rWtd | Each | 1 | 621 | None | 319 | 0.0464 | -1.08 | 319 | 0.0464 | -1.08 | 319 | 0.0464 | -1.08 | 319 | 0.0464 | -1.08 |  |  | 2 |  | RE-Appl-EffCW-med-ElecDHW-ElecCDryer-Tier2-TopPGEDMoMH85CZ16rWtd
RE-Appl-EffCW-med-ElecDHW-ElecCDryer-Tier2-Top | DEER2016 | D16v1 | 2015-05-14 08:12 | PGE | MFm | 1975 | CZ01 | rWtd | Each | 1 | 474 | None | 315 | 0.0438 | -1.4 | 315 | 0.0438 | -1.4 | 315 | 0.0438 | -1.4 | 315 | 0.0438 | -1.4 |  |  | 2 |  | RE-Appl-EffCW-med-ElecDHW-ElecCDryer-Tier2-TopPGEMFm1975CZ01rWtd
RE-Appl-EffCW-med-ElecDHW-ElecCDryer-Tier2-Top | DEER2016 | D16v1 | 2015-05-14 08:12 | PGE | MFm | 1975 | CZ02 | rWtd | Each | 1 | 474 | None | 313 | 0.0459 | -0.708 | 313 | 0.0459 | -0.708 | 313 | 0.0459 | -0.708 | 313 | 0.0459 | -0.708 |  |  | 2 |  | RE-Appl-EffCW-med-ElecDHW-ElecCDryer-Tier2-TopPGEMFm1975CZ02rWtd
RE-Appl-EffCW-med-ElecDHW-ElecCDryer-Tier2-Top | DEER2016 | D16v1 | 2015-05-14 08:12 | PGE | MFm | 1975 | CZ03 | rWtd | Each | 1 | 474 | None | 311 | 0.0435 | -0.775 | 311 | 0.0435 | -0.775 | 311 | 0.0435 | -0.775 | 311 | 0.0435 | -0.775 |  |  | 2 |  | RE-Appl-EffCW-med-ElecDHW-ElecCDryer-Tier2-TopPGEMFm1975CZ03rWtd
RE-Appl-EffCW-med-ElecDHW-ElecCDryer-Tier2-Top | DEER2016 | D16v1 | 2015-05-14 08:12 | PGE | MFm | 1975 | CZ04 | rWtd | Each | 1 | 474 | None | 312 | 0.0455 | -0.559 | 312 | 0.0455 | -0.559 | 312 | 0.0455 | -0.559 | 312 | 0.0455 | -0.559 |  |  | 2 |  | RE-Appl-EffCW-med-ElecDHW-ElecCDryer-Tier2-TopPGEMFm1975CZ04rWtd
RE-Appl-EffCW-med-ElecDHW-ElecCDryer-Tier2-Top | DEER2016 | D16v1 | 2015-05-14 08:12 | PGE | MFm | 1975 | CZ05 | rWtd | Each | 1 | 474 | None | 313 | 0.044 | -0.838 | 313 | 0.044 | -0.838 | 313 | 0.044 | -0.838 | 313 | 0.044 | -0.838 |  |  | 2 |  | RE-Appl-EffCW-med-ElecDHW-ElecCDryer-Tier2-TopPGEMFm1975CZ05rWtd
RE-Appl-EffCW-med-ElecDHW-ElecCDryer-Tier2-Top | DEER2016 | D16v1 | 2015-05-14 08:12 | PGE | MFm | 1975 | CZ11 | rWtd | Each | 1 | 487 | None | 313 | 0.0462 | -0.323 | 313 | 0.0462 | -0.323 | 313 | 0.0462 | -0.323 | 313 | 0.0462 | -0.323 |  |  | 2 |  | RE-Appl-EffCW-med-ElecDHW-ElecCDryer-Tier2-TopPGEMFm1975CZ11rWtd
RE-Appl-EffCW-med-ElecDHW-ElecCDryer-Tier2-Top | DEER2016 | D16v1 | 2015-05-14 08:12 | PGE | MFm | 1975 | CZ12 | rWtd | Each | 1 | 487 | None | 314 | 0.0481 | -0.167 | 314 | 0.0481 | -0.167 | 314 | 0.0481 | -0.167 | 314 | 0.0481 | -0.167 |  |  | 2 |  | RE-Appl-EffCW-med-ElecDHW-ElecCDryer-Tier2-TopPGEMFm1975CZ12rWtd
RE-Appl-EffCW-med-ElecDHW-ElecCDryer-Tier2-Top | DEER2016 | D16v1 | 2015-05-14 08:12 | PGE | MFm | 1975 | CZ13 | rWtd | Each | 1 | 487 | None | 312 | 0.0457 | -0.281 | 312 | 0.0457 | -0.281 | 312 | 0.0457 | -0.281 | 312 | 0.0457 | -0.281 |  |  | 2 |  | RE-Appl-EffCW-med-ElecDHW-ElecCDryer-Tier2-TopPGEMFm1975CZ13rWtd
RE-Appl-EffCW-med-ElecDHW-ElecCDryer-Tier2-Top | DEER2016 | D16v1 | 2015-05-14 08:12 | PGE | MFm | 1975 | CZ16 | rWtd | Each | 1 | 474 | None | 320 | 0.0481 | -1.15 | 320 | 0.0481 | -1.15 | 320 | 0.0481 | -1.15 | 320 | 0.0481 | -1.15 |  |  | 2 |  | RE-Appl-EffCW-med-ElecDHW-ElecCDryer-Tier2-TopPGEMFm1975CZ16rWtd
RE-Appl-EffCW-med-ElecDHW-ElecCDryer-Tier2-Top | DEER2016 | D16v1 | 2015-05-14 08:12 | PGE | MFm | 1985 | CZ01 | rWtd | Each | 1 | 512 | None | 317 | 0.0438 | -0.695 | 317 | 0.0438 | -0.695 | 317 | 0.0438 | -0.695 | 317 | 0.0438 | -0.695 |  |  | 2 |  | RE-Appl-EffCW-med-ElecDHW-ElecCDryer-Tier2-TopPGEMFm1985CZ01rWtd
RE-Appl-EffCW-med-ElecDHW-ElecCDryer-Tier2-Top | DEER2016 | D16v1 | 2015-05-14 08:12 | PGE | MFm | 1985 | CZ02 | rWtd | Each | 1 | 512 | None | 314 | 0.0471 | -0.523 | 314 | 0.0471 | -0.523 | 314 | 0.0471 | -0.523 | 314 | 0.0471 | -0.523 |  |  | 2 |  | RE-Appl-EffCW-med-ElecDHW-ElecCDryer-Tier2-TopPGEMFm1985CZ02rWtd
RE-Appl-EffCW-med-ElecDHW-ElecCDryer-Tier2-Top | DEER2016 | D16v1 | 2015-05-14 08:12 | PGE | MFm | 1985 | CZ03 | rWtd | Each | 1 | 512 | None | 312 | 0.0434 | -0.576 | 312 | 0.0434 | -0.576 | 312 | 0.0434 | -0.576 | 312 | 0.0434 | -0.576 |  |  | 2 |  | RE-Appl-EffCW-med-ElecDHW-ElecCDryer-Tier2-TopPGEMFm1985CZ03rWtd
RE-Appl-EffCW-med-ElecDHW-ElecCDryer-Tier2-Top | DEER2016 | D16v1 | 2015-05-14 08:12 | PGE | MFm | 1985 | CZ04 | rWtd | Each | 1 | 512 | None | 312 | 0.0456 | -0.355 | 312 | 0.0456 | -0.355 | 312 | 0.0456 | -0.355 | 312 | 0.0456 | -0.355 |  |  | 2 |  | RE-Appl-EffCW-med-ElecDHW-ElecCDryer-Tier2-TopPGEMFm1985CZ04rWtd
RE-Appl-EffCW-med-ElecDHW-ElecCDryer-Tier2-Top | DEER2016 | D16v1 | 2015-05-14 08:12 | PGE | MFm | 1985 | CZ05 | rWtd | Each | 1 | 512 | None | 314 | 0.0434 | -0.501 | 314 | 0.0434 | -0.501 | 314 | 0.0434 | -0.501 | 314 | 0.0434 | -0.501 |  |  | 2 |  | RE-Appl-EffCW-med-ElecDHW-ElecCDryer-Tier2-TopPGEMFm1985CZ05rWtd
RE-Appl-EffCW-med-ElecDHW-ElecCDryer-Tier2-Top | DEER2016 | D16v1 | 2015-05-14 08:12 | PGE | MFm | 1985 | CZ11 | rWtd | Each | 1 | 512 | None | 314 | 0.0478 | -0.597 | 314 | 0.0478 | -0.597 | 314 | 0.0478 | -0.597 | 314 | 0.0478 | -0.597 |  |  | 2 |  | RE-Appl-EffCW-med-ElecDHW-ElecCDryer-Tier2-TopPGEMFm1985CZ11rWtd
RE-Appl-EffCW-med-ElecDHW-ElecCDryer-Tier2-Top | DEER2016 | D16v1 | 2015-05-14 08:12 | PGE | MFm | 1985 | CZ12 | rWtd | Each | 1 | 512 | None | 314 | 0.0499 | -0.55 | 314 | 0.0499 | -0.55 | 314 | 0.0499 | -0.55 | 314 | 0.0499 | -0.55 |  |  | 2 |  | RE-Appl-EffCW-med-ElecDHW-ElecCDryer-Tier2-TopPGEMFm1985CZ12rWtd
RE-Appl-EffCW-med-ElecDHW-ElecCDryer-Tier2-Top | DEER2016 | D16v1 | 2015-05-14 08:12 | PGE | MFm | 1985 | CZ13 | rWtd | Each | 1 | 512 | None | 315 | 0.0463 | -0.607 | 315 | 0.0463 | -0.607 | 315 | 0.0463 | -0.607 | 315 | 0.0463 | -0.607 |  |  | 2 |  | RE-Appl-EffCW-med-ElecDHW-ElecCDryer-Tier2-TopPGEMFm1985CZ13rWtd
RE-Appl-EffCW-med-ElecDHW-ElecCDryer-Tier2-Top | DEER2016 | D16v1 | 2015-05-14 08:12 | PGE | MFm | 1985 | CZ16 | rWtd | Each | 1 | 512 | None | 324 | 0.0463 | -0.884 | 324 | 0.0463 | -0.884 | 324 | 0.0463 | -0.884 | 324 | 0.0463 | -0.884 |  |  | 2 |  | RE-Appl-EffCW-med-ElecDHW-ElecCDryer-Tier2-TopPGEMFm1985CZ16rWtd
RE-Appl-EffCW-med-ElecDHW-ElecCDryer-Tier2-Top | DEER2016 | D16v1 | 2015-05-14 08:12 | PGE | MFm | 1996 | CZ01 | rWtd | Each | 1 | 432 | None | 317 | 0.0438 | -0.591 | 317 | 0.0438 | -0.591 | 317 | 0.0438 | -0.591 | 317 | 0.0438 | -0.591 |  |  | 2 |  | RE-Appl-EffCW-med-ElecDHW-ElecCDryer-Tier2-TopPGEMFm1996CZ01rWtd
RE-Appl-EffCW-med-ElecDHW-ElecCDryer-Tier2-Top | DEER2016 | D16v1 | 2015-05-14 08:12 | PGE | MFm | 1996 | CZ02 | rWtd | Each | 1 | 432 | None | 314 | 0.0463 | -0.347 | 314 | 0.0463 | -0.347 | 314 | 0.0463 | -0.347 | 314 | 0.0463 | -0.347 |  |  | 2 |  | RE-Appl-EffCW-med-ElecDHW-ElecCDryer-Tier2-TopPGEMFm1996CZ02rWtd
RE-Appl-EffCW-med-ElecDHW-ElecCDryer-Tier2-Top | DEER2016 | D16v1 | 2015-05-14 08:12 | PGE | MFm | 1996 | CZ03 | rWtd | Each | 1 | 432 | None | 313 | 0.0434 | -0.272 | 313 | 0.0434 | -0.272 | 313 | 0.0434 | -0.272 | 313 | 0.0434 | -0.272 |  |  | 2 |  | RE-Appl-EffCW-med-ElecDHW-ElecCDryer-Tier2-TopPGEMFm1996CZ03rWtd
RE-Appl-EffCW-med-ElecDHW-ElecCDryer-Tier2-Top | DEER2016 | D16v1 | 2015-05-14 08:12 | PGE | MFm | 1996 | CZ04 | rWtd | Each | 1 | 432 | None | 312 | 0.0452 | -0.221 | 312 | 0.0452 | -0.221 | 312 | 0.0452 | -0.221 | 312 | 0.0452 | -0.221 |  |  | 2 |  | RE-Appl-EffCW-med-ElecDHW-ElecCDryer-Tier2-TopPGEMFm1996CZ04rWtd
RE-Appl-EffCW-med-ElecDHW-ElecCDryer-Tier2-Top | DEER2016 | D16v1 | 2015-05-14 08:12 | PGE | MFm | 1996 | CZ05 | rWtd | Each | 1 | 432 | None | 314 | 0.0436 | -0.293 | 314 | 0.0436 | -0.293 | 314 | 0.0436 | -0.293 | 314 | 0.0436 | -0.293 |  |  | 2 |  | RE-Appl-EffCW-med-ElecDHW-ElecCDryer-Tier2-TopPGEMFm1996CZ05rWtd
RE-Appl-EffCW-med-ElecDHW-ElecCDryer-Tier2-Top | DEER2016 | D16v1 | 2015-05-14 08:12 | PGE | MFm | 1996 | CZ11 | rWtd | Each | 1 | 456 | None | 313 | 0.0452 | -0.408 | 313 | 0.0452 | -0.408 | 313 | 0.0452 | -0.408 | 313 | 0.0452 | -0.408 |  |  | 2 |  | RE-Appl-EffCW-med-ElecDHW-ElecCDryer-Tier2-TopPGEMFm1996CZ11rWtd
RE-Appl-EffCW-med-ElecDHW-ElecCDryer-Tier2-Top | DEER2016 | D16v1 | 2015-05-14 08:12 | PGE | MFm | 1996 | CZ12 | rWtd | Each | 1 | 456 | None | 314 | 0.0481 | -0.452 | 314 | 0.0481 | -0.452 | 314 | 0.0481 | -0.452 | 314 | 0.0481 | -0.452 |  |  | 2 |  | RE-Appl-EffCW-med-ElecDHW-ElecCDryer-Tier2-TopPGEMFm1996CZ12rWtd
RE-Appl-EffCW-med-ElecDHW-ElecCDryer-Tier2-Top | DEER2016 | D16v1 | 2015-05-14 08:12 | PGE | MFm | 1996 | CZ13 | rWtd | Each | 1 | 456 | None | 313 | 0.0459 | -0.411 | 313 | 0.0459 | -0.411 | 313 | 0.0459 | -0.411 | 313 | 0.0459 | -0.411 |  |  | 2 |  | RE-Appl-EffCW-med-ElecDHW-ElecCDryer-Tier2-TopPGEMFm1996CZ13rWtd
RE-Appl-EffCW-med-ElecDHW-ElecCDryer-Tier2-Top | DEER2016 | D16v1 | 2015-05-14 08:12 | PGE | MFm | 1996 | CZ16 | rWtd | Each | 1 | 432 | None | 324 | 0.046 | -0.605 | 324 | 0.046 | -0.605 | 324 | 0.046 | -0.605 | 324 | 0.046 | -0.605 |  |  | 2 |  | RE-Appl-EffCW-med-ElecDHW-ElecCDryer-Tier2-TopPGEMFm1996CZ16rWtd
RE-Appl-EffCW-med-ElecDHW-ElecCDryer-Tier2-Top | DEER2016 | D16v1 | 2015-05-14 08:12 | PGE | MFm | 2003 | CZ01 | rWtd | Each | 1 | 441 | None | 317 | 0.0438 | -0.672 | 317 | 0.0438 | -0.672 | 317 | 0.0438 | -0.672 | 317 | 0.0438 | -0.672 |  |  | 2 |  | RE-Appl-EffCW-med-ElecDHW-ElecCDryer-Tier2-TopPGEMFm2003CZ01rWtd
RE-Appl-EffCW-med-ElecDHW-ElecCDryer-Tier2-Top | DEER2016 | D16v1 | 2015-05-14 08:12 | PGE | MFm | 2003 | CZ02 | rWtd | Each | 1 | 474 | None | 312 | 0.0471 | -0.925 | 312 | 0.0471 | -0.925 | 312 | 0.0471 | -0.925 | 312 | 0.0471 | -0.925 |  |  | 2 |  | RE-Appl-EffCW-med-ElecDHW-ElecCDryer-Tier2-TopPGEMFm2003CZ02rWtd
RE-Appl-EffCW-med-ElecDHW-ElecCDryer-Tier2-Top | DEER2016 | D16v1 | 2015-05-14 08:12 | PGE | MFm | 2003 | CZ03 | rWtd | Each | 1 | 441 | None | 311 | 0.0437 | -1.02 | 311 | 0.0437 | -1.02 | 311 | 0.0437 | -1.02 | 311 | 0.0437 | -1.02 |  |  | 2 |  | RE-Appl-EffCW-med-ElecDHW-ElecCDryer-Tier2-TopPGEMFm2003CZ03rWtd
RE-Appl-EffCW-med-ElecDHW-ElecCDryer-Tier2-Top | DEER2016 | D16v1 | 2015-05-14 08:12 | PGE | MFm | 2003 | CZ04 | rWtd | Each | 1 | 441 | None | 313 | 0.0451 | -0.799 | 313 | 0.0451 | -0.799 | 313 | 0.0451 | -0.799 | 313 | 0.0451 | -0.799 |  |  | 2 |  | RE-Appl-EffCW-med-ElecDHW-ElecCDryer-Tier2-TopPGEMFm2003CZ04rWtd
RE-Appl-EffCW-med-ElecDHW-ElecCDryer-Tier2-Top | DEER2016 | D16v1 | 2015-05-14 08:12 | PGE | MFm | 2003 | CZ05 | rWtd | Each | 1 | 441 | None | 313 | 0.0445 | -0.796 | 313 | 0.0445 | -0.796 | 313 | 0.0445 | -0.796 | 313 | 0.0445 | -0.796 |  |  | 2 |  | RE-Appl-EffCW-med-ElecDHW-ElecCDryer-Tier2-TopPGEMFm2003CZ05rWtd
RE-Appl-EffCW-med-ElecDHW-ElecCDryer-Tier2-Top | DEER2016 | D16v1 | 2015-05-14 08:12 | PGE | MFm | 2003 | CZ11 | rWtd | Each | 1 | 474 | None | 316 | 0.0443 | -0.675 | 316 | 0.0443 | -0.675 | 316 | 0.0443 | -0.675 | 316 | 0.0443 | -0.675 |  |  | 2 |  | RE-Appl-EffCW-med-ElecDHW-ElecCDryer-Tier2-TopPGEMFm2003CZ11rWtd
RE-Appl-EffCW-med-ElecDHW-ElecCDryer-Tier2-Top | DEER2016 | D16v1 | 2015-05-14 08:12 | PGE | MFm | 2003 | CZ12 | rWtd | Each | 1 | 474 | None | 316 | 0.0492 | -0.664 | 316 | 0.0492 | -0.664 | 316 | 0.0492 | -0.664 | 316 | 0.0492 | -0.664 |  |  | 2 |  | RE-Appl-EffCW-med-ElecDHW-ElecCDryer-Tier2-TopPGEMFm2003CZ12rWtd
RE-Appl-EffCW-med-ElecDHW-ElecCDryer-Tier2-Top | DEER2016 | D16v1 | 2015-05-14 08:12 | PGE | MFm | 2003 | CZ13 | rWtd | Each | 1 | 474 | None | 315 | 0.0457 | -0.509 | 315 | 0.0457 | -0.509 | 315 | 0.0457 | -0.509 | 315 | 0.0457 | -0.509 |  |  | 2 |  | RE-Appl-EffCW-med-ElecDHW-ElecCDryer-Tier2-TopPGEMFm2003CZ13rWtd
RE-Appl-EffCW-med-ElecDHW-ElecCDryer-Tier2-Top | DEER2016 | D16v1 | 2015-05-14 08:12 | PGE | MFm | 2003 | CZ16 | rWtd | Each | 1 | 441 | None | 324 | 0.046 | -0.96 | 324 | 0.046 | -0.96 | 324 | 0.046 | -0.96 | 324 | 0.046 | -0.96 |  |  | 2 |  | RE-Appl-EffCW-med-ElecDHW-ElecCDryer-Tier2-TopPGEMFm2003CZ16rWtd
RE-Appl-EffCW-med-ElecDHW-ElecCDryer-Tier2-Top | DEER2016 | D16v1 | 2015-05-14 08:12 | PGE | MFm | 2007 | CZ01 | rWtd | Each | 1 | 441 | None | 316 | 0.0439 | -1.17 | 316 | 0.0439 | -1.17 | 316 | 0.0439 | -1.17 | 316 | 0.0439 | -1.17 |  |  | 2 |  | RE-Appl-EffCW-med-ElecDHW-ElecCDryer-Tier2-TopPGEMFm2007CZ01rWtd
RE-Appl-EffCW-med-ElecDHW-ElecCDryer-Tier2-Top | DEER2016 | D16v1 | 2015-05-14 08:12 | PGE | MFm | 2007 | CZ02 | rWtd | Each | 1 | 474 | None | 313 | 0.0458 | -0.595 | 313 | 0.0458 | -0.595 | 313 | 0.0458 | -0.595 | 313 | 0.0458 | -0.595 |  |  | 2 |  | RE-Appl-EffCW-med-ElecDHW-ElecCDryer-Tier2-TopPGEMFm2007CZ02rWtd
RE-Appl-EffCW-med-ElecDHW-ElecCDryer-Tier2-Top | DEER2016 | D16v1 | 2015-05-14 08:12 | PGE | MFm | 2007 | CZ03 | rWtd | Each | 1 | 441 | None | 311 | 0.0434 | -0.901 | 311 | 0.0434 | -0.901 | 311 | 0.0434 | -0.901 | 311 | 0.0434 | -0.901 |  |  | 2 |  | RE-Appl-EffCW-med-ElecDHW-ElecCDryer-Tier2-TopPGEMFm2007CZ03rWtd
RE-Appl-EffCW-med-ElecDHW-ElecCDryer-Tier2-Top | DEER2016 | D16v1 | 2015-05-14 08:12 | PGE | MFm | 2007 | CZ04 | rWtd | Each | 1 | 441 | None | 312 | 0.0445 | -0.739 | 312 | 0.0445 | -0.739 | 312 | 0.0445 | -0.739 | 312 | 0.0445 | -0.739 |  |  | 2 |  | RE-Appl-EffCW-med-ElecDHW-ElecCDryer-Tier2-TopPGEMFm2007CZ04rWtd
RE-Appl-EffCW-med-ElecDHW-ElecCDryer-Tier2-Top | DEER2016 | D16v1 | 2015-05-14 08:12 | PGE | MFm | 2007 | CZ05 | rWtd | Each | 1 | 441 | None | 314 | 0.044 | -0.61 | 314 | 0.044 | -0.61 | 314 | 0.044 | -0.61 | 314 | 0.044 | -0.61 |  |  | 2 |  | RE-Appl-EffCW-med-ElecDHW-ElecCDryer-Tier2-TopPGEMFm2007CZ05rWtd
RE-Appl-EffCW-med-ElecDHW-ElecCDryer-Tier2-Top | DEER2016 | D16v1 | 2015-05-14 08:12 | PGE | MFm | 2007 | CZ11 | rWtd | Each | 1 | 474 | None | 317 | 0.0441 | -0.358 | 317 | 0.0441 | -0.358 | 317 | 0.0441 | -0.358 | 317 | 0.0441 | -0.358 |  |  | 2 |  | RE-Appl-EffCW-med-ElecDHW-ElecCDryer-Tier2-TopPGEMFm2007CZ11rWtd
RE-Appl-EffCW-med-ElecDHW-ElecCDryer-Tier2-Top | DEER2016 | D16v1 | 2015-05-14 08:12 | PGE | MFm | 2007 | CZ12 | rWtd | Each | 1 | 474 | None | 317 | 0.0457 | -0.481 | 317 | 0.0457 | -0.481 | 317 | 0.0457 | -0.481 | 317 | 0.0457 | -0.481 |  |  | 2 |  | RE-Appl-EffCW-med-ElecDHW-ElecCDryer-Tier2-TopPGEMFm2007CZ12rWtd
RE-Appl-EffCW-med-ElecDHW-ElecCDryer-Tier2-Top | DEER2016 | D16v1 | 2015-05-14 08:12 | PGE | MFm | 2007 | CZ13 | rWtd | Each | 1 | 474 | None | 315 | 0.044 | -0.572 | 315 | 0.044 | -0.572 | 315 | 0.044 | -0.572 | 315 | 0.044 | -0.572 |  |  | 2 |  | RE-Appl-EffCW-med-ElecDHW-ElecCDryer-Tier2-TopPGEMFm2007CZ13rWtd
RE-Appl-EffCW-med-ElecDHW-ElecCDryer-Tier2-Top | DEER2016 | D16v1 | 2015-05-14 08:12 | PGE | MFm | 2007 | CZ16 | rWtd | Each | 1 | 441 | None | 325 | 0.0459 | -0.761 | 325 | 0.0459 | -0.761 | 325 | 0.0459 | -0.761 | 325 | 0.0459 | -0.761 |  |  | 2 |  | RE-Appl-EffCW-med-ElecDHW-ElecCDryer-Tier2-TopPGEMFm2007CZ16rWtd
RE-Appl-EffCW-med-ElecDHW-ElecCDryer-Tier2-Top | DEER2016 | D16v1 | 2015-05-14 08:12 | PGE | MFm | 2011 | CZ01 | rWtd | Each | 1 | 441 | None | 316 | 0.0437 | -0.977 | 316 | 0.0437 | -0.977 | 316 | 0.0437 | -0.977 | 316 | 0.0437 | -0.977 |  |  | 2 |  | RE-Appl-EffCW-med-ElecDHW-ElecCDryer-Tier2-TopPGEMFm2011CZ01rWtd
RE-Appl-EffCW-med-ElecDHW-ElecCDryer-Tier2-Top | DEER2016 | D16v1 | 2015-05-14 08:12 | PGE | MFm | 2011 | CZ02 | rWtd | Each | 1 | 474 | None | 313 | 0.0468 | -0.533 | 313 | 0.0468 | -0.533 | 313 | 0.0468 | -0.533 | 313 | 0.0468 | -0.533 |  |  | 2 |  | RE-Appl-EffCW-med-ElecDHW-ElecCDryer-Tier2-TopPGEMFm2011CZ02rWtd
RE-Appl-EffCW-med-ElecDHW-ElecCDryer-Tier2-Top | DEER2016 | D16v1 | 2015-05-14 08:12 | PGE | MFm | 2011 | CZ03 | rWtd | Each | 1 | 441 | None | 312 | 0.0432 | -0.692 | 312 | 0.0432 | -0.692 | 312 | 0.0432 | -0.692 | 312 | 0.0432 | -0.692 |  |  | 2 |  | RE-Appl-EffCW-med-ElecDHW-ElecCDryer-Tier2-TopPGEMFm2011CZ03rWtd
RE-Appl-EffCW-med-ElecDHW-ElecCDryer-Tier2-Top | DEER2016 | D16v1 | 2015-05-14 08:12 | PGE | MFm | 2011 | CZ04 | rWtd | Each | 1 | 441 | None | 313 | 0.0448 | -0.584 | 313 | 0.0448 | -0.584 | 313 | 0.0448 | -0.584 | 313 | 0.0448 | -0.584 |  |  | 2 |  | RE-Appl-EffCW-med-ElecDHW-ElecCDryer-Tier2-TopPGEMFm2011CZ04rWtd
RE-Appl-EffCW-med-ElecDHW-ElecCDryer-Tier2-Top | DEER2016 | D16v1 | 2015-05-14 08:12 | PGE | MFm | 2011 | CZ05 | rWtd | Each | 1 | 441 | None | 314 | 0.044 | -0.617 | 314 | 0.044 | -0.617 | 314 | 0.044 | -0.617 | 314 | 0.044 | -0.617 |  |  | 2 |  | RE-Appl-EffCW-med-ElecDHW-ElecCDryer-Tier2-TopPGEMFm2011CZ05rWtd
RE-Appl-EffCW-med-ElecDHW-ElecCDryer-Tier2-Top | DEER2016 | D16v1 | 2015-05-14 08:12 | PGE | MFm | 2011 | CZ11 | rWtd | Each | 1 | 474 | None | 318 | 0.0444 | -0.302 | 318 | 0.0444 | -0.302 | 318 | 0.0444 | -0.302 | 318 | 0.0444 | -0.302 |  |  | 2 |  | RE-Appl-EffCW-med-ElecDHW-ElecCDryer-Tier2-TopPGEMFm2011CZ11rWtd
RE-Appl-EffCW-med-ElecDHW-ElecCDryer-Tier2-Top | DEER2016 | D16v1 | 2015-05-14 08:12 | PGE | MFm | 2011 | CZ12 | rWtd | Each | 1 | 474 | None | 317 | 0.0457 | -0.408 | 317 | 0.0457 | -0.408 | 317 | 0.0457 | -0.408 | 317 | 0.0457 | -0.408 |  |  | 2 |  | RE-Appl-EffCW-med-ElecDHW-ElecCDryer-Tier2-TopPGEMFm2011CZ12rWtd
RE-Appl-EffCW-med-ElecDHW-ElecCDryer-Tier2-Top | DEER2016 | D16v1 | 2015-05-14 08:12 | PGE | MFm | 2011 | CZ13 | rWtd | Each | 1 | 474 | None | 316 | 0.0446 | -0.485 | 316 | 0.0446 | -0.485 | 316 | 0.0446 | -0.485 | 316 | 0.0446 | -0.485 |  |  | 2 |  | RE-Appl-EffCW-med-ElecDHW-ElecCDryer-Tier2-TopPGEMFm2011CZ13rWtd
RE-Appl-EffCW-med-ElecDHW-ElecCDryer-Tier2-Top | DEER2016 | D16v1 | 2015-05-14 08:12 | PGE | MFm | 2011 | CZ16 | rWtd | Each | 1 | 441 | None | 326 | 0.0455 | -0.655 | 326 | 0.0455 | -0.655 | 326 | 0.0455 | -0.655 | 326 | 0.0455 | -0.655 |  |  | 2 |  | RE-Appl-EffCW-med-ElecDHW-ElecCDryer-Tier2-TopPGEMFm2011CZ16rWtd
RE-Appl-EffCW-med-ElecDHW-ElecCDryer-Tier2-Top | DEER2016 | D16v1 | 2015-05-14 08:12 | PGE | MFm | 2014 | CZ01 | rWtd | Each | 1 | 441 | None | 317 | 0.0438 | -0.905 | 317 | 0.0438 | -0.905 | 317 | 0.0438 | -0.905 | 317 | 0.0438 | -0.905 |  |  | 2 |  | RE-Appl-EffCW-med-ElecDHW-ElecCDryer-Tier2-TopPGEMFm2014CZ01rWtd
RE-Appl-EffCW-med-ElecDHW-ElecCDryer-Tier2-Top | DEER2016 | D16v1 | 2015-05-14 08:12 | PGE | MFm | 2014 | CZ02 | rWtd | Each | 1 | 474 | None | 313 | 0.046 | -0.486 | 313 | 0.046 | -0.486 | 313 | 0.046 | -0.486 | 313 | 0.046 | -0.486 |  |  | 2 |  | RE-Appl-EffCW-med-ElecDHW-ElecCDryer-Tier2-TopPGEMFm2014CZ02rWtd
RE-Appl-EffCW-med-ElecDHW-ElecCDryer-Tier2-Top | DEER2016 | D16v1 | 2015-05-14 08:12 | PGE | MFm | 2014 | CZ03 | rWtd | Each | 1 | 441 | None | 313 | 0.0433 | -0.483 | 313 | 0.0433 | -0.483 | 313 | 0.0433 | -0.483 | 313 | 0.0433 | -0.483 |  |  | 2 |  | RE-Appl-EffCW-med-ElecDHW-ElecCDryer-Tier2-TopPGEMFm2014CZ03rWtd
RE-Appl-EffCW-med-ElecDHW-ElecCDryer-Tier2-Top | DEER2016 | D16v1 | 2015-05-14 08:12 | PGE | MFm | 2014 | CZ04 | rWtd | Each | 1 | 441 | None | 313 | 0.0449 | -0.519 | 313 | 0.0449 | -0.519 | 313 | 0.0449 | -0.519 | 313 | 0.0449 | -0.519 |  |  | 2 |  | RE-Appl-EffCW-med-ElecDHW-ElecCDryer-Tier2-TopPGEMFm2014CZ04rWtd
RE-Appl-EffCW-med-ElecDHW-ElecCDryer-Tier2-Top | DEER2016 | D16v1 | 2015-05-14 08:12 | PGE | MFm | 2014 | CZ05 | rWtd | Each | 1 | 441 | None | 315 | 0.0437 | -0.21 | 315 | 0.0437 | -0.21 | 315 | 0.0437 | -0.21 | 315 | 0.0437 | -0.21 |  |  | 2 |  | RE-Appl-EffCW-med-ElecDHW-ElecCDryer-Tier2-TopPGEMFm2014CZ05rWtd
RE-Appl-EffCW-med-ElecDHW-ElecCDryer-Tier2-Top | DEER2016 | D16v1 | 2015-05-14 08:12 | PGE | MFm | 2014 | CZ11 | rWtd | Each | 1 | 474 | None | 317 | 0.0444 | -0.311 | 317 | 0.0444 | -0.311 | 317 | 0.0444 | -0.311 | 317 | 0.0444 | -0.311 |  |  | 2 |  | RE-Appl-EffCW-med-ElecDHW-ElecCDryer-Tier2-TopPGEMFm2014CZ11rWtd
RE-Appl-EffCW-med-ElecDHW-ElecCDryer-Tier2-Top | DEER2016 | D16v1 | 2015-05-14 08:12 | PGE | MFm | 2014 | CZ12 | rWtd | Each | 1 | 474 | None | 317 | 0.0456 | -0.408 | 317 | 0.0456 | -0.408 | 317 | 0.0456 | -0.408 | 317 | 0.0456 | -0.408 |  |  | 2 |  | RE-Appl-EffCW-med-ElecDHW-ElecCDryer-Tier2-TopPGEMFm2014CZ12rWtd
RE-Appl-EffCW-med-ElecDHW-ElecCDryer-Tier2-Top | DEER2016 | D16v1 | 2015-05-14 08:12 | PGE | MFm | 2014 | CZ13 | rWtd | Each | 1 | 474 | None | 316 | 0.0442 | -0.485 | 316 | 0.0442 | -0.485 | 316 | 0.0442 | -0.485 | 316 | 0.0442 | -0.485 |  |  | 2 |  | RE-Appl-EffCW-med-ElecDHW-ElecCDryer-Tier2-TopPGEMFm2014CZ13rWtd
RE-Appl-EffCW-med-ElecDHW-ElecCDryer-Tier2-Top | DEER2016 | D16v1 | 2015-05-14 08:12 | PGE | MFm | 2014 | CZ16 | rWtd | Each | 1 | 441 | None | 324 | 0.046 | -0.835 | 324 | 0.046 | -0.835 | 324 | 0.046 | -0.835 | 324 | 0.046 | -0.835 |  |  | 2 |  | RE-Appl-EffCW-med-ElecDHW-ElecCDryer-Tier2-TopPGEMFm2014CZ16rWtd
RE-Appl-EffCW-med-ElecDHW-ElecCDryer-Tier2-Top | DEER2016 | D16v1 | 2015-05-14 08:12 | PGE | MFm | Ex | CZ01 | rWtd | Each | 1 | 456 | None | 316 | 0.0438 | -1.01 | 316 | 0.0438 | -1.01 | 316 | 0.0438 | -1.01 | 316 | 0.0438 | -1.01 |  |  | 2 |  | RE-Appl-EffCW-med-ElecDHW-ElecCDryer-Tier2-TopPGEMFmExCZ01rWtd
RE-Appl-EffCW-med-ElecDHW-ElecCDryer-Tier2-Top | DEER2016 | D16v1 | 2015-05-14 08:12 | PGE | MFm | Ex | CZ02 | rWtd | Each | 1 | 478 | None | 313 | 0.0464 | -0.598 | 313 | 0.0464 | -0.598 | 313 | 0.0464 | -0.598 | 313 | 0.0464 | -0.598 |  |  | 2 |  | RE-Appl-EffCW-med-ElecDHW-ElecCDryer-Tier2-TopPGEMFmExCZ02rWtd
RE-Appl-EffCW-med-ElecDHW-ElecCDryer-Tier2-Top | DEER2016 | D16v1 | 2015-05-14 08:12 | PGE | MFm | Ex | CZ03 | rWtd | Each | 1 | 477 | None | 312 | 0.0435 | -0.718 | 312 | 0.0435 | -0.718 | 312 | 0.0435 | -0.718 | 312 | 0.0435 | -0.718 |  |  | 2 |  | RE-Appl-EffCW-med-ElecDHW-ElecCDryer-Tier2-TopPGEMFmExCZ03rWtd
RE-Appl-EffCW-med-ElecDHW-ElecCDryer-Tier2-Top | DEER2016 | D16v1 | 2015-05-14 08:12 | PGE | MFm | Ex | CZ04 | rWtd | Each | 1 | 480 | None | 312 | 0.0454 | -0.471 | 312 | 0.0454 | -0.471 | 312 | 0.0454 | -0.471 | 312 | 0.0454 | -0.471 |  |  | 2 |  | RE-Appl-EffCW-med-ElecDHW-ElecCDryer-Tier2-TopPGEMFmExCZ04rWtd
RE-Appl-EffCW-med-ElecDHW-ElecCDryer-Tier2-Top | DEER2016 | D16v1 | 2015-05-14 08:12 | PGE | MFm | Ex | CZ05 | rWtd | Each | 1 | 468 | None | 313 | 0.0438 | -0.655 | 313 | 0.0438 | -0.655 | 313 | 0.0438 | -0.655 | 313 | 0.0438 | -0.655 |  |  | 2 |  | RE-Appl-EffCW-med-ElecDHW-ElecCDryer-Tier2-TopPGEMFmExCZ05rWtd
RE-Appl-EffCW-med-ElecDHW-ElecCDryer-Tier2-Top | DEER2016 | D16v1 | 2015-05-14 08:12 | PGE | MFm | Ex | CZ11 | rWtd | Each | 1 | 499 | None | 314 | 0.047 | -0.467 | 314 | 0.047 | -0.467 | 314 | 0.047 | -0.467 | 314 | 0.047 | -0.467 |  |  | 2 |  | RE-Appl-EffCW-med-ElecDHW-ElecCDryer-Tier2-TopPGEMFmExCZ11rWtd
RE-Appl-EffCW-med-ElecDHW-ElecCDryer-Tier2-Top | DEER2016 | D16v1 | 2015-05-14 08:12 | PGE | MFm | Ex | CZ12 | rWtd | Each | 1 | 495 | None | 314 | 0.0489 | -0.397 | 314 | 0.0489 | -0.397 | 314 | 0.0489 | -0.397 | 314 | 0.0489 | -0.397 |  |  | 2 |  | RE-Appl-EffCW-med-ElecDHW-ElecCDryer-Tier2-TopPGEMFmExCZ12rWtd
RE-Appl-EffCW-med-ElecDHW-ElecCDryer-Tier2-Top | DEER2016 | D16v1 | 2015-05-14 08:12 | PGE | MFm | Ex | CZ13 | rWtd | Each | 1 | 493 | None | 313 | 0.0459 | -0.403 | 313 | 0.0459 | -0.403 | 313 | 0.0459 | -0.403 | 313 | 0.0459 | -0.403 |  |  | 2 |  | RE-Appl-EffCW-med-ElecDHW-ElecCDryer-Tier2-TopPGEMFmExCZ13rWtd
RE-Appl-EffCW-med-ElecDHW-ElecCDryer-Tier2-Top | DEER2016 | D16v1 | 2015-05-14 08:12 | PGE | MFm | Ex | CZ16 | rWtd | Each | 1 | 501 | None | 323 | 0.0468 | -0.962 | 323 | 0.0468 | -0.962 | 323 | 0.0468 | -0.962 | 323 | 0.0468 | -0.962 |  |  | 2 |  | RE-Appl-EffCW-med-ElecDHW-ElecCDryer-Tier2-TopPGEMFmExCZ16rWtd
RE-Appl-EffCW-med-ElecDHW-ElecCDryer-Tier2-Top | DEER2016 | D16v1 | 2015-05-14 08:12 | PGE | MFm | Ex | IOU | rWtd | Each | 1 | 483 | None | 313 | 0.0453 | -0.575 | 313 | 0.0453 | -0.575 | 313 | 0.0453 | -0.575 | 313 | 0.0453 | -0.575 |  |  | 2 |  | RE-Appl-EffCW-med-ElecDHW-ElecCDryer-Tier2-TopPGEMFmExIOUrWtd
RE-Appl-EffCW-med-ElecDHW-ElecCDryer-Tier2-Top | DEER2016 | D16v1 | 2015-05-14 08:12 | PGE | SFm | 1975 | CZ01 | rWtd | Each | 1 | 796 | None | 395 | 0.0542 | -0.856 | 395 | 0.0542 | -0.856 | 395 | 0.0542 | -0.856 | 395 | 0.0542 | -0.856 |  |  | 2 |  | RE-Appl-EffCW-med-ElecDHW-ElecCDryer-Tier2-TopPGESFm1975CZ01rWtd
RE-Appl-EffCW-med-ElecDHW-ElecCDryer-Tier2-Top | DEER2016 | D16v1 | 2015-05-14 08:12 | PGE | SFm | 1975 | CZ02 | rWtd | Each | 1 | 796 | None | 389 | 0.0617 | -0.749 | 389 | 0.0617 | -0.749 | 389 | 0.0617 | -0.749 | 389 | 0.0617 | -0.749 |  |  | 2 |  | RE-Appl-EffCW-med-ElecDHW-ElecCDryer-Tier2-TopPGESFm1975CZ02rWtd
RE-Appl-EffCW-med-ElecDHW-ElecCDryer-Tier2-Top | DEER2016 | D16v1 | 2015-05-14 08:12 | PGE | SFm | 1975 | CZ03 | rWtd | Each | 1 | 796 | None | 388 | 0.0555 | -0.539 | 388 | 0.0555 | -0.539 | 388 | 0.0555 | -0.539 | 388 | 0.0555 | -0.539 |  |  | 2 |  | RE-Appl-EffCW-med-ElecDHW-ElecCDryer-Tier2-TopPGESFm1975CZ03rWtd
RE-Appl-EffCW-med-ElecDHW-ElecCDryer-Tier2-Top | DEER2016 | D16v1 | 2015-05-14 08:12 | PGE | SFm | 1975 | CZ04 | rWtd | Each | 1 | 796 | None | 387 | 0.0573 | -0.895 | 387 | 0.0573 | -0.895 | 387 | 0.0573 | -0.895 | 387 | 0.0573 | -0.895 |  |  | 2 |  | RE-Appl-EffCW-med-ElecDHW-ElecCDryer-Tier2-TopPGESFm1975CZ04rWtd
RE-Appl-EffCW-med-ElecDHW-ElecCDryer-Tier2-Top | DEER2016 | D16v1 | 2015-05-14 08:12 | PGE | SFm | 1975 | CZ05 | rWtd | Each | 1 | 796 | None | 390 | 0.054 | -0.543 | 390 | 0.054 | -0.543 | 390 | 0.054 | -0.543 | 390 | 0.054 | -0.543 |  |  | 2 |  | RE-Appl-EffCW-med-ElecDHW-ElecCDryer-Tier2-TopPGESFm1975CZ05rWtd
RE-Appl-EffCW-med-ElecDHW-ElecCDryer-Tier2-Top | DEER2016 | D16v1 | 2015-05-14 08:12 | PGE | SFm | 1975 | CZ11 | rWtd | Each | 1 | 764 | None | 392 | 0.0661 | -0.988 | 392 | 0.0661 | -0.988 | 392 | 0.0661 | -0.988 | 392 | 0.0661 | -0.988 |  |  | 2 |  | RE-Appl-EffCW-med-ElecDHW-ElecCDryer-Tier2-TopPGESFm1975CZ11rWtd
RE-Appl-EffCW-med-ElecDHW-ElecCDryer-Tier2-Top | DEER2016 | D16v1 | 2015-05-14 08:12 | PGE | SFm | 1975 | CZ12 | rWtd | Each | 1 | 764 | None | 390 | 0.0658 | -1.39 | 390 | 0.0658 | -1.39 | 390 | 0.0658 | -1.39 | 390 | 0.0658 | -1.39 |  |  | 2 |  | RE-Appl-EffCW-med-ElecDHW-ElecCDryer-Tier2-TopPGESFm1975CZ12rWtd
RE-Appl-EffCW-med-ElecDHW-ElecCDryer-Tier2-Top | DEER2016 | D16v1 | 2015-05-14 08:12 | PGE | SFm | 1975 | CZ13 | rWtd | Each | 1 | 764 | None | 391 | 0.063 | -1.37 | 391 | 0.063 | -1.37 | 391 | 0.063 | -1.37 | 391 | 0.063 | -1.37 |  |  | 2 |  | RE-Appl-EffCW-med-ElecDHW-ElecCDryer-Tier2-TopPGESFm1975CZ13rWtd
RE-Appl-EffCW-med-ElecDHW-ElecCDryer-Tier2-Top | DEER2016 | D16v1 | 2015-05-14 08:12 | PGE | SFm | 1975 | CZ16 | rWtd | Each | 1 | 796 | None | 402 | 0.0559 | -0.768 | 402 | 0.0559 | -0.768 | 402 | 0.0559 | -0.768 | 402 | 0.0559 | -0.768 |  |  | 2 |  | RE-Appl-EffCW-med-ElecDHW-ElecCDryer-Tier2-TopPGESFm1975CZ16rWtd
RE-Appl-EffCW-med-ElecDHW-ElecCDryer-Tier2-Top | DEER2016 | D16v1 | 2015-05-14 08:12 | PGE | SFm | 1985 | CZ01 | rWtd | Each | 1 | 952 | None | 394 | 0.0543 | -1.91 | 394 | 0.0543 | -1.91 | 394 | 0.0543 | -1.91 | 394 | 0.0543 | -1.91 |  |  | 2 |  | RE-Appl-EffCW-med-ElecDHW-ElecCDryer-Tier2-TopPGESFm1985CZ01rWtd
RE-Appl-EffCW-med-ElecDHW-ElecCDryer-Tier2-Top | DEER2016 | D16v1 | 2015-05-14 08:12 | PGE | SFm | 1985 | CZ02 | rWtd | Each | 1 | 952 | None | 389 | 0.0598 | -1.61 | 389 | 0.0598 | -1.61 | 389 | 0.0598 | -1.61 | 389 | 0.0598 | -1.61 |  |  | 2 |  | RE-Appl-EffCW-med-ElecDHW-ElecCDryer-Tier2-TopPGESFm1985CZ02rWtd
RE-Appl-EffCW-med-ElecDHW-ElecCDryer-Tier2-Top | DEER2016 | D16v1 | 2015-05-14 08:12 | PGE | SFm | 1985 | CZ03 | rWtd | Each | 1 | 952 | None | 388 | 0.055 | -1.3 | 388 | 0.055 | -1.3 | 388 | 0.055 | -1.3 | 388 | 0.055 | -1.3 |  |  | 2 |  | RE-Appl-EffCW-med-ElecDHW-ElecCDryer-Tier2-TopPGESFm1985CZ03rWtd
RE-Appl-EffCW-med-ElecDHW-ElecCDryer-Tier2-Top | DEER2016 | D16v1 | 2015-05-14 08:12 | PGE | SFm | 1985 | CZ04 | rWtd | Each | 1 | 952 | None | 388 | 0.0575 | -1.77 | 388 | 0.0575 | -1.77 | 388 | 0.0575 | -1.77 | 388 | 0.0575 | -1.77 |  |  | 2 |  | RE-Appl-EffCW-med-ElecDHW-ElecCDryer-Tier2-TopPGESFm1985CZ04rWtd
RE-Appl-EffCW-med-ElecDHW-ElecCDryer-Tier2-Top | DEER2016 | D16v1 | 2015-05-14 08:12 | PGE | SFm | 1985 | CZ05 | rWtd | Each | 1 | 952 | None | 389 | 0.053 | -1.97 | 389 | 0.053 | -1.97 | 389 | 0.053 | -1.97 | 389 | 0.053 | -1.97 |  |  | 2 |  | RE-Appl-EffCW-med-ElecDHW-ElecCDryer-Tier2-TopPGESFm1985CZ05rWtd
RE-Appl-EffCW-med-ElecDHW-ElecCDryer-Tier2-Top | DEER2016 | D16v1 | 2015-05-14 08:12 | PGE | SFm | 1985 | CZ11 | rWtd | Each | 1 | 852 | None | 390 | 0.0623 | -1.01 | 390 | 0.0623 | -1.01 | 390 | 0.0623 | -1.01 | 390 | 0.0623 | -1.01 |  |  | 2 |  | RE-Appl-EffCW-med-ElecDHW-ElecCDryer-Tier2-TopPGESFm1985CZ11rWtd
RE-Appl-EffCW-med-ElecDHW-ElecCDryer-Tier2-Top | DEER2016 | D16v1 | 2015-05-14 08:12 | PGE | SFm | 1985 | CZ12 | rWtd | Each | 1 | 852 | None | 387 | 0.0606 | -1.1 | 387 | 0.0606 | -1.1 | 387 | 0.0606 | -1.1 | 387 | 0.0606 | -1.1 |  |  | 2 |  | RE-Appl-EffCW-med-ElecDHW-ElecCDryer-Tier2-TopPGESFm1985CZ12rWtd
RE-Appl-EffCW-med-ElecDHW-ElecCDryer-Tier2-Top | DEER2016 | D16v1 | 2015-05-14 08:12 | PGE | SFm | 1985 | CZ13 | rWtd | Each | 1 | 852 | None | 391 | 0.0608 | -0.922 | 391 | 0.0608 | -0.922 | 391 | 0.0608 | -0.922 | 391 | 0.0608 | -0.922 |  |  | 2 |  | RE-Appl-EffCW-med-ElecDHW-ElecCDryer-Tier2-TopPGESFm1985CZ13rWtd
RE-Appl-EffCW-med-ElecDHW-ElecCDryer-Tier2-Top | DEER2016 | D16v1 | 2015-05-14 08:12 | PGE | SFm | 1985 | CZ16 | rWtd | Each | 1 | 952 | None | 398 | 0.0591 | -1.97 | 398 | 0.0591 | -1.97 | 398 | 0.0591 | -1.97 | 398 | 0.0591 | -1.97 |  |  | 2 |  | RE-Appl-EffCW-med-ElecDHW-ElecCDryer-Tier2-TopPGESFm1985CZ16rWtd
RE-Appl-EffCW-med-ElecDHW-ElecCDryer-Tier2-Top | DEER2016 | D16v1 | 2015-05-14 08:12 | PGE | SFm | 1996 | CZ01 | rWtd | Each | 1 | 1100 | None | 395 | 0.0544 | -1.3 | 395 | 0.0544 | -1.3 | 395 | 0.0544 | -1.3 | 395 | 0.0544 | -1.3 |  |  | 2 |  | RE-Appl-EffCW-med-ElecDHW-ElecCDryer-Tier2-TopPGESFm1996CZ01rWtd
RE-Appl-EffCW-med-ElecDHW-ElecCDryer-Tier2-Top | DEER2016 | D16v1 | 2015-05-14 08:12 | PGE | SFm | 1996 | CZ02 | rWtd | Each | 1 | 1100 | None | 390 | 0.0548 | -1.22 | 390 | 0.0548 | -1.22 | 390 | 0.0548 | -1.22 | 390 | 0.0548 | -1.22 |  |  | 2 |  | RE-Appl-EffCW-med-ElecDHW-ElecCDryer-Tier2-TopPGESFm1996CZ02rWtd
RE-Appl-EffCW-med-ElecDHW-ElecCDryer-Tier2-Top | DEER2016 | D16v1 | 2015-05-14 08:12 | PGE | SFm | 1996 | CZ03 | rWtd | Each | 1 | 1100 | None | 388 | 0.0536 | -1.12 | 388 | 0.0536 | -1.12 | 388 | 0.0536 | -1.12 | 388 | 0.0536 | -1.12 |  |  | 2 |  | RE-Appl-EffCW-med-ElecDHW-ElecCDryer-Tier2-TopPGESFm1996CZ03rWtd
RE-Appl-EffCW-med-ElecDHW-ElecCDryer-Tier2-Top | DEER2016 | D16v1 | 2015-05-14 08:12 | PGE | SFm | 1996 | CZ04 | rWtd | Each | 1 | 1100 | None | 391 | 0.0551 | -0.774 | 391 | 0.0551 | -0.774 | 391 | 0.0551 | -0.774 | 391 | 0.0551 | -0.774 |  |  | 2 |  | RE-Appl-EffCW-med-ElecDHW-ElecCDryer-Tier2-TopPGESFm1996CZ04rWtd
RE-Appl-EffCW-med-ElecDHW-ElecCDryer-Tier2-Top | DEER2016 | D16v1 | 2015-05-14 08:12 | PGE | SFm | 1996 | CZ05 | rWtd | Each | 1 | 1100 | None | 390 | 0.0554 | -0.967 | 390 | 0.0554 | -0.967 | 390 | 0.0554 | -0.967 | 390 | 0.0554 | -0.967 |  |  | 2 |  | RE-Appl-EffCW-med-ElecDHW-ElecCDryer-Tier2-TopPGESFm1996CZ05rWtd
RE-Appl-EffCW-med-ElecDHW-ElecCDryer-Tier2-Top | DEER2016 | D16v1 | 2015-05-14 08:12 | PGE | SFm | 1996 | CZ11 | rWtd | Each | 1 | 1020 | None | 390 | 0.0627 | -1.11 | 390 | 0.0627 | -1.11 | 390 | 0.0627 | -1.11 | 390 | 0.0627 | -1.11 |  |  | 2 |  | RE-Appl-EffCW-med-ElecDHW-ElecCDryer-Tier2-TopPGESFm1996CZ11rWtd
RE-Appl-EffCW-med-ElecDHW-ElecCDryer-Tier2-Top | DEER2016 | D16v1 | 2015-05-14 08:12 | PGE | SFm | 1996 | CZ12 | rWtd | Each | 1 | 1020 | None | 391 | 0.0596 | -1.16 | 391 | 0.0596 | -1.16 | 391 | 0.0596 | -1.16 | 391 | 0.0596 | -1.16 |  |  | 2 |  | RE-Appl-EffCW-med-ElecDHW-ElecCDryer-Tier2-TopPGESFm1996CZ12rWtd
RE-Appl-EffCW-med-ElecDHW-ElecCDryer-Tier2-Top | DEER2016 | D16v1 | 2015-05-14 08:12 | PGE | SFm | 1996 | CZ13 | rWtd | Each | 1 | 1020 | None | 393 | 0.061 | -1.23 | 393 | 0.061 | -1.23 | 393 | 0.061 | -1.23 | 393 | 0.061 | -1.23 |  |  | 2 |  | RE-Appl-EffCW-med-ElecDHW-ElecCDryer-Tier2-TopPGESFm1996CZ13rWtd
RE-Appl-EffCW-med-ElecDHW-ElecCDryer-Tier2-Top | DEER2016 | D16v1 | 2015-05-14 08:12 | PGE | SFm | 1996 | CZ16 | rWtd | Each | 1 | 1100 | None | 400 | 0.0566 | -0.998 | 400 | 0.0566 | -0.998 | 400 | 0.0566 | -0.998 | 400 | 0.0566 | -0.998 |  |  | 2 |  | RE-Appl-EffCW-med-ElecDHW-ElecCDryer-Tier2-TopPGESFm1996CZ16rWtd
RE-Appl-EffCW-med-ElecDHW-ElecCDryer-Tier2-Top | DEER2016 | D16v1 | 2015-05-14 08:12 | PGE | SFm | 2003 | CZ01 | rWtd | Each | 1 | 1150 | None | 395 | 0.0541 | -0.955 | 395 | 0.0541 | -0.955 | 395 | 0.0541 | -0.955 | 395 | 0.0541 | -0.955 |  |  | 2 |  | RE-Appl-EffCW-med-ElecDHW-ElecCDryer-Tier2-TopPGESFm2003CZ01rWtd
RE-Appl-EffCW-med-ElecDHW-ElecCDryer-Tier2-Top | DEER2016 | D16v1 | 2015-05-14 08:12 | PGE | SFm | 2003 | CZ02 | rWtd | Each | 1 | 974 | None | 390 | 0.0577 | -0.81 | 390 | 0.0577 | -0.81 | 390 | 0.0577 | -0.81 | 390 | 0.0577 | -0.81 |  |  | 2 |  | RE-Appl-EffCW-med-ElecDHW-ElecCDryer-Tier2-TopPGESFm2003CZ02rWtd
RE-Appl-EffCW-med-ElecDHW-ElecCDryer-Tier2-Top | DEER2016 | D16v1 | 2015-05-14 08:12 | PGE | SFm | 2003 | CZ03 | rWtd | Each | 1 | 1150 | None | 388 | 0.0546 | -0.663 | 388 | 0.0546 | -0.663 | 388 | 0.0546 | -0.663 | 388 | 0.0546 | -0.663 |  |  | 2 |  | RE-Appl-EffCW-med-ElecDHW-ElecCDryer-Tier2-TopPGESFm2003CZ03rWtd
RE-Appl-EffCW-med-ElecDHW-ElecCDryer-Tier2-Top | DEER2016 | D16v1 | 2015-05-14 08:12 | PGE | SFm | 2003 | CZ04 | rWtd | Each | 1 | 1150 | None | 388 | 0.0567 | -0.644 | 388 | 0.0567 | -0.644 | 388 | 0.0567 | -0.644 | 388 | 0.0567 | -0.644 |  |  | 2 |  | RE-Appl-EffCW-med-ElecDHW-ElecCDryer-Tier2-TopPGESFm2003CZ04rWtd
RE-Appl-EffCW-med-ElecDHW-ElecCDryer-Tier2-Top | DEER2016 | D16v1 | 2015-05-14 08:12 | PGE | SFm | 2003 | CZ05 | rWtd | Each | 1 | 1150 | None | 389 | 0.0553 | -1.22 | 389 | 0.0553 | -1.22 | 389 | 0.0553 | -1.22 | 389 | 0.0553 | -1.22 |  |  | 2 |  | RE-Appl-EffCW-med-ElecDHW-ElecCDryer-Tier2-TopPGESFm2003CZ05rWtd
RE-Appl-EffCW-med-ElecDHW-ElecCDryer-Tier2-Top | DEER2016 | D16v1 | 2015-05-14 08:12 | PGE | SFm | 2003 | CZ11 | rWtd | Each | 1 | 974 | None | 390 | 0.0579 | -0.976 | 390 | 0.0579 | -0.976 | 390 | 0.0579 | -0.976 | 390 | 0.0579 | -0.976 |  |  | 2 |  | RE-Appl-EffCW-med-ElecDHW-ElecCDryer-Tier2-TopPGESFm2003CZ11rWtd
RE-Appl-EffCW-med-ElecDHW-ElecCDryer-Tier2-Top | DEER2016 | D16v1 | 2015-05-14 08:12 | PGE | SFm | 2003 | CZ12 | rWtd | Each | 1 | 974 | None | 390 | 0.0628 | -1.03 | 390 | 0.0628 | -1.03 | 390 | 0.0628 | -1.03 | 390 | 0.0628 | -1.03 |  |  | 2 |  | RE-Appl-EffCW-med-ElecDHW-ElecCDryer-Tier2-TopPGESFm2003CZ12rWtd
RE-Appl-EffCW-med-ElecDHW-ElecCDryer-Tier2-Top | DEER2016 | D16v1 | 2015-05-14 08:12 | PGE | SFm | 2003 | CZ13 | rWtd | Each | 1 | 974 | None | 389 | 0.058 | -0.917 | 389 | 0.058 | -0.917 | 389 | 0.058 | -0.917 | 389 | 0.058 | -0.917 |  |  | 2 |  | RE-Appl-EffCW-med-ElecDHW-ElecCDryer-Tier2-TopPGESFm2003CZ13rWtd
RE-Appl-EffCW-med-ElecDHW-ElecCDryer-Tier2-Top | DEER2016 | D16v1 | 2015-05-14 08:12 | PGE | SFm | 2003 | CZ16 | rWtd | Each | 1 | 1150 | None | 398 | 0.0701 | -0.849 | 398 | 0.0701 | -0.849 | 398 | 0.0701 | -0.849 | 398 | 0.0701 | -0.849 |  |  | 2 |  | RE-Appl-EffCW-med-ElecDHW-ElecCDryer-Tier2-TopPGESFm2003CZ16rWtd
RE-Appl-EffCW-med-ElecDHW-ElecCDryer-Tier2-Top | DEER2016 | D16v1 | 2015-05-14 08:12 | PGE | SFm | 2007 | CZ01 | rWtd | Each | 1 | 1150 | None | 395 | 0.0543 | -1.02 | 395 | 0.0543 | -1.02 | 395 | 0.0543 | -1.02 | 395 | 0.0543 | -1.02 |  |  | 2 |  | RE-Appl-EffCW-med-ElecDHW-ElecCDryer-Tier2-TopPGESFm2007CZ01rWtd
RE-Appl-EffCW-med-ElecDHW-ElecCDryer-Tier2-Top | DEER2016 | D16v1 | 2015-05-14 08:12 | PGE | SFm | 2007 | CZ02 | rWtd | Each | 1 | 974 | None | 389 | 0.0554 | -1.27 | 389 | 0.0554 | -1.27 | 389 | 0.0554 | -1.27 | 389 | 0.0554 | -1.27 |  |  | 2 |  | RE-Appl-EffCW-med-ElecDHW-ElecCDryer-Tier2-TopPGESFm2007CZ02rWtd
RE-Appl-EffCW-med-ElecDHW-ElecCDryer-Tier2-Top | DEER2016 | D16v1 | 2015-05-14 08:12 | PGE | SFm | 2007 | CZ03 | rWtd | Each | 1 | 1150 | None | 387 | 0.0516 | -1.49 | 387 | 0.0516 | -1.49 | 387 | 0.0516 | -1.49 | 387 | 0.0516 | -1.49 |  |  | 2 |  | RE-Appl-EffCW-med-ElecDHW-ElecCDryer-Tier2-TopPGESFm2007CZ03rWtd
RE-Appl-EffCW-med-ElecDHW-ElecCDryer-Tier2-Top | DEER2016 | D16v1 | 2015-05-14 08:12 | PGE | SFm | 2007 | CZ04 | rWtd | Each | 1 | 1150 | None | 387 | 0.056 | -1 | 387 | 0.056 | -1 | 387 | 0.056 | -1 | 387 | 0.056 | -1 |  |  | 2 |  | RE-Appl-EffCW-med-ElecDHW-ElecCDryer-Tier2-TopPGESFm2007CZ04rWtd
RE-Appl-EffCW-med-ElecDHW-ElecCDryer-Tier2-Top | DEER2016 | D16v1 | 2015-05-14 08:12 | PGE | SFm | 2007 | CZ05 | rWtd | Each | 1 | 1150 | None | 390 | 0.0554 | -0.608 | 390 | 0.0554 | -0.608 | 390 | 0.0554 | -0.608 | 390 | 0.0554 | -0.608 |  |  | 2 |  | RE-Appl-EffCW-med-ElecDHW-ElecCDryer-Tier2-TopPGESFm2007CZ05rWtd
RE-Appl-EffCW-med-ElecDHW-ElecCDryer-Tier2-Top | DEER2016 | D16v1 | 2015-05-14 08:12 | PGE | SFm | 2007 | CZ11 | rWtd | Each | 1 | 974 | None | 388 | 0.0564 | -0.88 | 388 | 0.0564 | -0.88 | 388 | 0.0564 | -0.88 | 388 | 0.0564 | -0.88 |  |  | 2 |  | RE-Appl-EffCW-med-ElecDHW-ElecCDryer-Tier2-TopPGESFm2007CZ11rWtd
RE-Appl-EffCW-med-ElecDHW-ElecCDryer-Tier2-Top | DEER2016 | D16v1 | 2015-05-14 08:12 | PGE | SFm | 2007 | CZ12 | rWtd | Each | 1 | 974 | None | 390 | 0.0594 | -0.772 | 390 | 0.0594 | -0.772 | 390 | 0.0594 | -0.772 | 390 | 0.0594 | -0.772 |  |  | 2 |  | RE-Appl-EffCW-med-ElecDHW-ElecCDryer-Tier2-TopPGESFm2007CZ12rWtd
RE-Appl-EffCW-med-ElecDHW-ElecCDryer-Tier2-Top | DEER2016 | D16v1 | 2015-05-14 08:12 | PGE | SFm | 2007 | CZ13 | rWtd | Each | 1 | 974 | None | 389 | 0.0568 | -1.08 | 389 | 0.0568 | -1.08 | 389 | 0.0568 | -1.08 | 389 | 0.0568 | -1.08 |  |  | 2 |  | RE-Appl-EffCW-med-ElecDHW-ElecCDryer-Tier2-TopPGESFm2007CZ13rWtd
RE-Appl-EffCW-med-ElecDHW-ElecCDryer-Tier2-Top | DEER2016 | D16v1 | 2015-05-14 08:12 | PGE | SFm | 2007 | CZ16 | rWtd | Each | 1 | 1150 | None | 398 | 0.0595 | -0.736 | 398 | 0.0595 | -0.736 | 398 | 0.0595 | -0.736 | 398 | 0.0595 | -0.736 |  |  | 2 |  | RE-Appl-EffCW-med-ElecDHW-ElecCDryer-Tier2-TopPGESFm2007CZ16rWtd
RE-Appl-EffCW-med-ElecDHW-ElecCDryer-Tier2-Top | DEER2016 | D16v1 | 2015-05-14 08:12 | PGE | SFm | 2011 | CZ01 | rWtd | Each | 1 | 1150 | None | 395 | 0.0544 | -0.847 | 395 | 0.0544 | -0.847 | 395 | 0.0544 | -0.847 | 395 | 0.0544 | -0.847 |  |  | 2 |  | RE-Appl-EffCW-med-ElecDHW-ElecCDryer-Tier2-TopPGESFm2011CZ01rWtd
RE-Appl-EffCW-med-ElecDHW-ElecCDryer-Tier2-Top | DEER2016 | D16v1 | 2015-05-14 08:12 | PGE | SFm | 2011 | CZ02 | rWtd | Each | 1 | 974 | None | 390 | 0.0567 | -1.12 | 390 | 0.0567 | -1.12 | 390 | 0.0567 | -1.12 | 390 | 0.0567 | -1.12 |  |  | 2 |  | RE-Appl-EffCW-med-ElecDHW-ElecCDryer-Tier2-TopPGESFm2011CZ02rWtd
RE-Appl-EffCW-med-ElecDHW-ElecCDryer-Tier2-Top | DEER2016 | D16v1 | 2015-05-14 08:12 | PGE | SFm | 2011 | CZ03 | rWtd | Each | 1 | 1150 | None | 387 | 0.0561 | -1.33 | 387 | 0.0561 | -1.33 | 387 | 0.0561 | -1.33 | 387 | 0.0561 | -1.33 |  |  | 2 |  | RE-Appl-EffCW-med-ElecDHW-ElecCDryer-Tier2-TopPGESFm2011CZ03rWtd
RE-Appl-EffCW-med-ElecDHW-ElecCDryer-Tier2-Top | DEER2016 | D16v1 | 2015-05-14 08:12 | PGE | SFm | 2011 | CZ04 | rWtd | Each | 1 | 1150 | None | 388 | 0.0543 | -0.847 | 388 | 0.0543 | -0.847 | 388 | 0.0543 | -0.847 | 388 | 0.0543 | -0.847 |  |  | 2 |  | RE-Appl-EffCW-med-ElecDHW-ElecCDryer-Tier2-TopPGESFm2011CZ04rWtd
RE-Appl-EffCW-med-ElecDHW-ElecCDryer-Tier2-Top | DEER2016 | D16v1 | 2015-05-14 08:12 | PGE | SFm | 2011 | CZ05 | rWtd | Each | 1 | 1150 | None | 389 | 0.0545 | -1.25 | 389 | 0.0545 | -1.25 | 389 | 0.0545 | -1.25 | 389 | 0.0545 | -1.25 |  |  | 2 |  | RE-Appl-EffCW-med-ElecDHW-ElecCDryer-Tier2-TopPGESFm2011CZ05rWtd
RE-Appl-EffCW-med-ElecDHW-ElecCDryer-Tier2-Top | DEER2016 | D16v1 | 2015-05-14 08:12 | PGE | SFm | 2011 | CZ11 | rWtd | Each | 1 | 974 | None | 388 | 0.0577 | -0.796 | 388 | 0.0577 | -0.796 | 388 | 0.0577 | -0.796 | 388 | 0.0577 | -0.796 |  |  | 2 |  | RE-Appl-EffCW-med-ElecDHW-ElecCDryer-Tier2-TopPGESFm2011CZ11rWtd
RE-Appl-EffCW-med-ElecDHW-ElecCDryer-Tier2-Top | DEER2016 | D16v1 | 2015-05-14 08:12 | PGE | SFm | 2011 | CZ12 | rWtd | Each | 1 | 974 | None | 391 | 0.0568 | -0.697 | 391 | 0.0568 | -0.697 | 391 | 0.0568 | -0.697 | 391 | 0.0568 | -0.697 |  |  | 2 |  | RE-Appl-EffCW-med-ElecDHW-ElecCDryer-Tier2-TopPGESFm2011CZ12rWtd
RE-Appl-EffCW-med-ElecDHW-ElecCDryer-Tier2-Top | DEER2016 | D16v1 | 2015-05-14 08:12 | PGE | SFm | 2011 | CZ13 | rWtd | Each | 1 | 974 | None | 388 | 0.0571 | -1.02 | 388 | 0.0571 | -1.02 | 388 | 0.0571 | -1.02 | 388 | 0.0571 | -1.02 |  |  | 2 |  | RE-Appl-EffCW-med-ElecDHW-ElecCDryer-Tier2-TopPGESFm2011CZ13rWtd
RE-Appl-EffCW-med-ElecDHW-ElecCDryer-Tier2-Top | DEER2016 | D16v1 | 2015-05-14 08:12 | PGE | SFm | 2011 | CZ16 | rWtd | Each | 1 | 1150 | None | 396 | 0.0612 | -0.699 | 396 | 0.0612 | -0.699 | 396 | 0.0612 | -0.699 | 396 | 0.0612 | -0.699 |  |  | 2 |  | RE-Appl-EffCW-med-ElecDHW-ElecCDryer-Tier2-TopPGESFm2011CZ16rWtd
RE-Appl-EffCW-med-ElecDHW-ElecCDryer-Tier2-Top | DEER2016 | D16v1 | 2015-05-14 08:12 | PGE | SFm | 2014 | CZ01 | rWtd | Each | 1 | 1150 | None | 395 | 0.0543 | -0.731 | 395 | 0.0543 | -0.731 | 395 | 0.0543 | -0.731 | 395 | 0.0543 | -0.731 |  |  | 2 |  | RE-Appl-EffCW-med-ElecDHW-ElecCDryer-Tier2-TopPGESFm2014CZ01rWtd
RE-Appl-EffCW-med-ElecDHW-ElecCDryer-Tier2-Top | DEER2016 | D16v1 | 2015-05-14 08:12 | PGE | SFm | 2014 | CZ02 | rWtd | Each | 1 | 974 | None | 389 | 0.0576 | -1.19 | 389 | 0.0576 | -1.19 | 389 | 0.0576 | -1.19 | 389 | 0.0576 | -1.19 |  |  | 2 |  | RE-Appl-EffCW-med-ElecDHW-ElecCDryer-Tier2-TopPGESFm2014CZ02rWtd
RE-Appl-EffCW-med-ElecDHW-ElecCDryer-Tier2-Top | DEER2016 | D16v1 | 2015-05-14 08:12 | PGE | SFm | 2014 | CZ03 | rWtd | Each | 1 | 1150 | None | 388 | 0.0567 | -1.05 | 388 | 0.0567 | -1.05 | 388 | 0.0567 | -1.05 | 388 | 0.0567 | -1.05 |  |  | 2 |  | RE-Appl-EffCW-med-ElecDHW-ElecCDryer-Tier2-TopPGESFm2014CZ03rWtd
RE-Appl-EffCW-med-ElecDHW-ElecCDryer-Tier2-Top | DEER2016 | D16v1 | 2015-05-14 08:12 | PGE | SFm | 2014 | CZ04 | rWtd | Each | 1 | 1150 | None | 387 | 0.0563 | -0.921 | 387 | 0.0563 | -0.921 | 387 | 0.0563 | -0.921 | 387 | 0.0563 | -0.921 |  |  | 2 |  | RE-Appl-EffCW-med-ElecDHW-ElecCDryer-Tier2-TopPGESFm2014CZ04rWtd
RE-Appl-EffCW-med-ElecDHW-ElecCDryer-Tier2-Top | DEER2016 | D16v1 | 2015-05-14 08:12 | PGE | SFm | 2014 | CZ05 | rWtd | Each | 1 | 1150 | None | 391 | 0.0529 | -0.412 | 391 | 0.0529 | -0.412 | 391 | 0.0529 | -0.412 | 391 | 0.0529 | -0.412 |  |  | 2 |  | RE-Appl-EffCW-med-ElecDHW-ElecCDryer-Tier2-TopPGESFm2014CZ05rWtd
RE-Appl-EffCW-med-ElecDHW-ElecCDryer-Tier2-Top | DEER2016 | D16v1 | 2015-05-14 08:12 | PGE | SFm | 2014 | CZ11 | rWtd | Each | 1 | 974 | None | 389 | 0.0566 | -0.907 | 389 | 0.0566 | -0.907 | 389 | 0.0566 | -0.907 | 389 | 0.0566 | -0.907 |  |  | 2 |  | RE-Appl-EffCW-med-ElecDHW-ElecCDryer-Tier2-TopPGESFm2014CZ11rWtd
RE-Appl-EffCW-med-ElecDHW-ElecCDryer-Tier2-Top | DEER2016 | D16v1 | 2015-05-14 08:12 | PGE | SFm | 2014 | CZ12 | rWtd | Each | 1 | 974 | None | 390 | 0.0599 | -0.735 | 390 | 0.0599 | -0.735 | 390 | 0.0599 | -0.735 | 390 | 0.0599 | -0.735 |  |  | 2 |  | RE-Appl-EffCW-med-ElecDHW-ElecCDryer-Tier2-TopPGESFm2014CZ12rWtd
RE-Appl-EffCW-med-ElecDHW-ElecCDryer-Tier2-Top | DEER2016 | D16v1 | 2015-05-14 08:12 | PGE | SFm | 2014 | CZ13 | rWtd | Each | 1 | 974 | None | 391 | 0.0574 | -1.04 | 391 | 0.0574 | -1.04 | 391 | 0.0574 | -1.04 | 391 | 0.0574 | -1.04 |  |  | 2 |  | RE-Appl-EffCW-med-ElecDHW-ElecCDryer-Tier2-TopPGESFm2014CZ13rWtd
RE-Appl-EffCW-med-ElecDHW-ElecCDryer-Tier2-Top | DEER2016 | D16v1 | 2015-05-14 08:12 | PGE | SFm | 2014 | CZ16 | rWtd | Each | 1 | 1150 | None | 395 | 0.0569 | -1.22 | 395 | 0.0569 | -1.22 | 395 | 0.0569 | -1.22 | 395 | 0.0569 | -1.22 |  |  | 2 |  | RE-Appl-EffCW-med-ElecDHW-ElecCDryer-Tier2-TopPGESFm2014CZ16rWtd
RE-Appl-EffCW-med-ElecDHW-ElecCDryer-Tier2-Top | DEER2016 | D16v1 | 2015-05-14 08:12 | PGE | SFm | Ex | CZ01 | rWtd | Each | 1 | 982 | None | 395 | 0.0543 | -1.15 | 395 | 0.0543 | -1.15 | 395 | 0.0543 | -1.15 | 395 | 0.0543 | -1.15 |  |  | 2 |  | RE-Appl-EffCW-med-ElecDHW-ElecCDryer-Tier2-TopPGESFmExCZ01rWtd
RE-Appl-EffCW-med-ElecDHW-ElecCDryer-Tier2-Top | DEER2016 | D16v1 | 2015-05-14 08:12 | PGE | SFm | Ex | CZ02 | rWtd | Each | 1 | 867 | None | 389 | 0.0605 | -1.04 | 389 | 0.0605 | -1.04 | 389 | 0.0605 | -1.04 | 389 | 0.0605 | -1.04 |  |  | 2 |  | RE-Appl-EffCW-med-ElecDHW-ElecCDryer-Tier2-TopPGESFmExCZ02rWtd
RE-Appl-EffCW-med-ElecDHW-ElecCDryer-Tier2-Top | DEER2016 | D16v1 | 2015-05-14 08:12 | PGE | SFm | Ex | CZ03 | rWtd | Each | 1 | 859 | None | 388 | 0.0552 | -0.715 | 388 | 0.0552 | -0.715 | 388 | 0.0552 | -0.715 | 388 | 0.0552 | -0.715 |  |  | 2 |  | RE-Appl-EffCW-med-ElecDHW-ElecCDryer-Tier2-TopPGESFmExCZ03rWtd
RE-Appl-EffCW-med-ElecDHW-ElecCDryer-Tier2-Top | DEER2016 | D16v1 | 2015-05-14 08:12 | PGE | SFm | Ex | CZ04 | rWtd | Each | 1 | 862 | None | 387 | 0.0571 | -0.994 | 387 | 0.0571 | -0.994 | 387 | 0.0571 | -0.994 | 387 | 0.0571 | -0.994 |  |  | 2 |  | RE-Appl-EffCW-med-ElecDHW-ElecCDryer-Tier2-TopPGESFmExCZ04rWtd
RE-Appl-EffCW-med-ElecDHW-ElecCDryer-Tier2-Top | DEER2016 | D16v1 | 2015-05-14 08:12 | PGE | SFm | Ex | CZ05 | rWtd | Each | 1 | 884 | None | 390 | 0.0541 | -0.861 | 390 | 0.0541 | -0.861 | 390 | 0.0541 | -0.861 | 390 | 0.0541 | -0.861 |  |  | 2 |  | RE-Appl-EffCW-med-ElecDHW-ElecCDryer-Tier2-TopPGESFmExCZ05rWtd
RE-Appl-EffCW-med-ElecDHW-ElecCDryer-Tier2-Top | DEER2016 | D16v1 | 2015-05-14 08:12 | PGE | SFm | Ex | CZ11 | rWtd | Each | 1 | 860 | None | 390 | 0.063 | -0.996 | 390 | 0.063 | -0.996 | 390 | 0.063 | -0.996 | 390 | 0.063 | -0.996 |  |  | 2 |  | RE-Appl-EffCW-med-ElecDHW-ElecCDryer-Tier2-TopPGESFmExCZ11rWtd
RE-Appl-EffCW-med-ElecDHW-ElecCDryer-Tier2-Top | DEER2016 | D16v1 | 2015-05-14 08:12 | PGE | SFm | Ex | CZ12 | rWtd | Each | 1 | 847 | None | 389 | 0.063 | -1.22 | 389 | 0.063 | -1.22 | 389 | 0.063 | -1.22 | 389 | 0.063 | -1.22 |  |  | 2 |  | RE-Appl-EffCW-med-ElecDHW-ElecCDryer-Tier2-TopPGESFmExCZ12rWtd
RE-Appl-EffCW-med-ElecDHW-ElecCDryer-Tier2-Top | DEER2016 | D16v1 | 2015-05-14 08:12 | PGE | SFm | Ex | CZ13 | rWtd | Each | 1 | 852 | None | 391 | 0.0614 | -1.19 | 391 | 0.0614 | -1.19 | 391 | 0.0614 | -1.19 | 391 | 0.0614 | -1.19 |  |  | 2 |  | RE-Appl-EffCW-med-ElecDHW-ElecCDryer-Tier2-TopPGESFmExCZ13rWtd
RE-Appl-EffCW-med-ElecDHW-ElecCDryer-Tier2-Top | DEER2016 | D16v1 | 2015-05-14 08:12 | PGE | SFm | Ex | CZ16 | rWtd | Each | 1 | 898 | None | 400 | 0.0573 | -1.24 | 400 | 0.0573 | -1.24 | 400 | 0.0573 | -1.24 | 400 | 0.0573 | -1.24 |  |  | 2 |  | RE-Appl-EffCW-med-ElecDHW-ElecCDryer-Tier2-TopPGESFmExCZ16rWtd
RE-Appl-EffCW-med-ElecDHW-ElecCDryer-Tier2-Top | DEER2016 | D16v1 | 2015-05-14 08:12 | PGE | SFm | Ex | IOU | rWtd | Each | 1 | 859 | None | 389 | 0.0593 | -1.01 | 389 | 0.0593 | -1.01 | 389 | 0.0593 | -1.01 | 389 | 0.0593 | -1.01 |  |  | 2 |  | RE-Appl-EffCW-med-ElecDHW-ElecCDryer-Tier2-TopPGESFmExIOUrWtd
RE-Appl-EffCW-med-ElecDHW-ElecCDryer-Tier2-Top | DEER2016 | D16v1 | 2015-05-14 08:12 | SCE | DMo | Ex | CZ06 | rWtd | Each | 1 | 610 | None | 310 | 0.0435 | 0.411 | 310 | 0.0435 | 0.411 | 310 | 0.0435 | 0.411 | 310 | 0.0435 | 0.411 |  |  | 2 |  | RE-Appl-EffCW-med-ElecDHW-ElecCDryer-Tier2-TopSCEDMoExCZ06rWtd
RE-Appl-EffCW-med-ElecDHW-ElecCDryer-Tier2-Top | DEER2016 | D16v1 | 2015-05-14 08:12 | SCE | DMo | Ex | CZ08 | rWtd | Each | 1 | 607 | None | 314 | 0.0448 | 0.298 | 314 | 0.0448 | 0.298 | 314 | 0.0448 | 0.298 | 314 | 0.0448 | 0.298 |  |  | 2 |  | RE-Appl-EffCW-med-ElecDHW-ElecCDryer-Tier2-TopSCEDMoExCZ08rWtd
RE-Appl-EffCW-med-ElecDHW-ElecCDryer-Tier2-Top | DEER2016 | D16v1 | 2015-05-14 08:12 | SCE | DMo | Ex | CZ09 | rWtd | Each | 1 | 608 | None | 316 | 0.0454 | 0.177 | 316 | 0.0454 | 0.177 | 316 | 0.0454 | 0.177 | 316 | 0.0454 | 0.177 |  |  | 2 |  | RE-Appl-EffCW-med-ElecDHW-ElecCDryer-Tier2-TopSCEDMoExCZ09rWtd
RE-Appl-EffCW-med-ElecDHW-ElecCDryer-Tier2-Top | DEER2016 | D16v1 | 2015-05-14 08:12 | SCE | DMo | Ex | CZ10 | rWtd | Each | 1 | 610 | None | 317 | 0.0467 | 0.0531 | 317 | 0.0467 | 0.0531 | 317 | 0.0467 | 0.0531 | 317 | 0.0467 | 0.0531 |  |  | 2 |  | RE-Appl-EffCW-med-ElecDHW-ElecCDryer-Tier2-TopSCEDMoExCZ10rWtd
RE-Appl-EffCW-med-ElecDHW-ElecCDryer-Tier2-Top | DEER2016 | D16v1 | 2015-05-14 08:12 | SCE | DMo | Ex | CZ13 | rWtd | Each | 1 | 604 | None | 313 | 0.0442 | -0.355 | 313 | 0.0442 | -0.355 | 313 | 0.0442 | -0.355 | 313 | 0.0442 | -0.355 |  |  | 2 |  | RE-Appl-EffCW-med-ElecDHW-ElecCDryer-Tier2-TopSCEDMoExCZ13rWtd
RE-Appl-EffCW-med-ElecDHW-ElecCDryer-Tier2-Top | DEER2016 | D16v1 | 2015-05-14 08:12 | SCE | DMo | Ex | CZ14 | rWtd | Each | 1 | 608 | None | 319 | 0.0461 | -0.19 | 319 | 0.0461 | -0.19 | 319 | 0.0461 | -0.19 | 319 | 0.0461 | -0.19 |  |  | 2 |  | RE-Appl-EffCW-med-ElecDHW-ElecCDryer-Tier2-TopSCEDMoExCZ14rWtd
RE-Appl-EffCW-med-ElecDHW-ElecCDryer-Tier2-Top | DEER2016 | D16v1 | 2015-05-14 08:12 | SCE | DMo | Ex | CZ15 | rWtd | Each | 1 | 612 | None | 311 | 0.0443 | 0.171 | 311 | 0.0443 | 0.171 | 311 | 0.0443 | 0.171 | 311 | 0.0443 | 0.171 |  |  | 2 |  | RE-Appl-EffCW-med-ElecDHW-ElecCDryer-Tier2-TopSCEDMoExCZ15rWtd
RE-Appl-EffCW-med-ElecDHW-ElecCDryer-Tier2-Top | DEER2016 | D16v1 | 2015-05-14 08:12 | SCE | DMo | Ex | CZ16 | rWtd | Each | 1 | 613 | None | 323 | 0.0483 | -0.748 | 323 | 0.0483 | -0.748 | 323 | 0.0483 | -0.748 | 323 | 0.0483 | -0.748 |  |  | 2 |  | RE-Appl-EffCW-med-ElecDHW-ElecCDryer-Tier2-TopSCEDMoExCZ16rWtd
RE-Appl-EffCW-med-ElecDHW-ElecCDryer-Tier2-Top | DEER2016 | D16v1 | 2015-05-14 08:12 | SCE | DMo | Ex | IOU | rWtd | Each | 1 | 609 | None | 316 | 0.0456 | 0.0607 | 316 | 0.0456 | 0.0607 | 316 | 0.0456 | 0.0607 | 316 | 0.0456 | 0.0607 |  |  | 2 |  | RE-Appl-EffCW-med-ElecDHW-ElecCDryer-Tier2-TopSCEDMoExIOUrWtd
RE-Appl-EffCW-med-ElecDHW-ElecCDryer-Tier2-Top | DEER2016 | D16v1 | 2015-05-14 08:12 | SCE | DMo | MH00 | CZ05 | rWtd | Each | 1 | 621 | None | 318 | 0.0459 | -0.271 | 318 | 0.0459 | -0.271 | 318 | 0.0459 | -0.271 | 318 | 0.0459 | -0.271 |  |  | 2 |  | RE-Appl-EffCW-med-ElecDHW-ElecCDryer-Tier2-TopSCEDMoMH00CZ05rWtd
RE-Appl-EffCW-med-ElecDHW-ElecCDryer-Tier2-Top | DEER2016 | D16v1 | 2015-05-14 08:12 | SCE | DMo | MH00 | CZ06 | rWtd | Each | 1 | 621 | None | 310 | 0.0433 | 0.19 | 310 | 0.0433 | 0.19 | 310 | 0.0433 | 0.19 | 310 | 0.0433 | 0.19 |  |  | 2 |  | RE-Appl-EffCW-med-ElecDHW-ElecCDryer-Tier2-TopSCEDMoMH00CZ06rWtd
RE-Appl-EffCW-med-ElecDHW-ElecCDryer-Tier2-Top | DEER2016 | D16v1 | 2015-05-14 08:12 | SCE | DMo | MH00 | CZ08 | rWtd | Each | 1 | 621 | None | 322 | 0.0464 | 0.195 | 322 | 0.0464 | 0.195 | 322 | 0.0464 | 0.195 | 322 | 0.0464 | 0.195 |  |  | 2 |  | RE-Appl-EffCW-med-ElecDHW-ElecCDryer-Tier2-TopSCEDMoMH00CZ08rWtd
RE-Appl-EffCW-med-ElecDHW-ElecCDryer-Tier2-Top | DEER2016 | D16v1 | 2015-05-14 08:12 | SCE | DMo | MH00 | CZ09 | rWtd | Each | 1 | 621 | None | 316 | 0.046 | -0.0203 | 316 | 0.046 | -0.0203 | 316 | 0.046 | -0.0203 | 316 | 0.046 | -0.0203 |  |  | 2 |  | RE-Appl-EffCW-med-ElecDHW-ElecCDryer-Tier2-TopSCEDMoMH00CZ09rWtd
RE-Appl-EffCW-med-ElecDHW-ElecCDryer-Tier2-Top | DEER2016 | D16v1 | 2015-05-14 08:12 | SCE | DMo | MH00 | CZ10 | rWtd | Each | 1 | 621 | None | 319 | 0.0478 | 0.0441 | 319 | 0.0478 | 0.0441 | 319 | 0.0478 | 0.0441 | 319 | 0.0478 | 0.0441 |  |  | 2 |  | RE-Appl-EffCW-med-ElecDHW-ElecCDryer-Tier2-TopSCEDMoMH00CZ10rWtd
RE-Appl-EffCW-med-ElecDHW-ElecCDryer-Tier2-Top | DEER2016 | D16v1 | 2015-05-14 08:12 | SCE | DMo | MH00 | CZ13 | rWtd | Each | 1 | 621 | None | 316 | 0.0489 | -0.751 | 316 | 0.0489 | -0.751 | 316 | 0.0489 | -0.751 | 316 | 0.0489 | -0.751 |  |  | 2 |  | RE-Appl-EffCW-med-ElecDHW-ElecCDryer-Tier2-TopSCEDMoMH00CZ13rWtd
RE-Appl-EffCW-med-ElecDHW-ElecCDryer-Tier2-Top | DEER2016 | D16v1 | 2015-05-14 08:12 | SCE | DMo | MH00 | CZ14 | rWtd | Each | 1 | 621 | None | 320 | 0.047 | -0.458 | 320 | 0.047 | -0.458 | 320 | 0.047 | -0.458 | 320 | 0.047 | -0.458 |  |  | 2 |  | RE-Appl-EffCW-med-ElecDHW-ElecCDryer-Tier2-TopSCEDMoMH00CZ14rWtd
RE-Appl-EffCW-med-ElecDHW-ElecCDryer-Tier2-Top | DEER2016 | D16v1 | 2015-05-14 08:12 | SCE | DMo | MH00 | CZ15 | rWtd | Each | 1 | 621 | None | 315 | 0.0441 | 0.035 | 315 | 0.0441 | 0.035 | 315 | 0.0441 | 0.035 | 315 | 0.0441 | 0.035 |  |  | 2 |  | RE-Appl-EffCW-med-ElecDHW-ElecCDryer-Tier2-TopSCEDMoMH00CZ15rWtd
RE-Appl-EffCW-med-ElecDHW-ElecCDryer-Tier2-Top | DEER2016 | D16v1 | 2015-05-14 08:12 | SCE | DMo | MH00 | CZ16 | rWtd | Each | 1 | 621 | None | 326 | 0.0486 | -0.731 | 326 | 0.0486 | -0.731 | 326 | 0.0486 | -0.731 | 326 | 0.0486 | -0.731 |  |  | 2 |  | RE-Appl-EffCW-med-ElecDHW-ElecCDryer-Tier2-TopSCEDMoMH00CZ16rWtd
RE-Appl-EffCW-med-ElecDHW-ElecCDryer-Tier2-Top | DEER2016 | D16v1 | 2015-05-14 08:12 | SCE | DMo | MH06 | CZ05 | rWtd | Each | 1 | 621 | None | 317 | 0.045 | -0.309 | 317 | 0.045 | -0.309 | 317 | 0.045 | -0.309 | 317 | 0.045 | -0.309 |  |  | 2 |  | RE-Appl-EffCW-med-ElecDHW-ElecCDryer-Tier2-TopSCEDMoMH06CZ05rWtd
RE-Appl-EffCW-med-ElecDHW-ElecCDryer-Tier2-Top | DEER2016 | D16v1 | 2015-05-14 08:12 | SCE | DMo | MH06 | CZ06 | rWtd | Each | 1 | 621 | None | 309 | 0.043 | 0.203 | 309 | 0.043 | 0.203 | 309 | 0.043 | 0.203 | 309 | 0.043 | 0.203 |  |  | 2 |  | RE-Appl-EffCW-med-ElecDHW-ElecCDryer-Tier2-TopSCEDMoMH06CZ06rWtd
RE-Appl-EffCW-med-ElecDHW-ElecCDryer-Tier2-Top | DEER2016 | D16v1 | 2015-05-14 08:12 | SCE | DMo | MH06 | CZ08 | rWtd | Each | 1 | 621 | None | 318 | 0.0443 | 0.251 | 318 | 0.0443 | 0.251 | 318 | 0.0443 | 0.251 | 318 | 0.0443 | 0.251 |  |  | 2 |  | RE-Appl-EffCW-med-ElecDHW-ElecCDryer-Tier2-TopSCEDMoMH06CZ08rWtd
RE-Appl-EffCW-med-ElecDHW-ElecCDryer-Tier2-Top | DEER2016 | D16v1 | 2015-05-14 08:12 | SCE | DMo | MH06 | CZ09 | rWtd | Each | 1 | 621 | None | 316 | 0.0446 | 0.0776 | 316 | 0.0446 | 0.0776 | 316 | 0.0446 | 0.0776 | 316 | 0.0446 | 0.0776 |  |  | 2 |  | RE-Appl-EffCW-med-ElecDHW-ElecCDryer-Tier2-TopSCEDMoMH06CZ09rWtd
RE-Appl-EffCW-med-ElecDHW-ElecCDryer-Tier2-Top | DEER2016 | D16v1 | 2015-05-14 08:12 | SCE | DMo | MH06 | CZ10 | rWtd | Each | 1 | 621 | None | 321 | 0.0436 | 0.214 | 321 | 0.0436 | 0.214 | 321 | 0.0436 | 0.214 | 321 | 0.0436 | 0.214 |  |  | 2 |  | RE-Appl-EffCW-med-ElecDHW-ElecCDryer-Tier2-TopSCEDMoMH06CZ10rWtd
RE-Appl-EffCW-med-ElecDHW-ElecCDryer-Tier2-Top | DEER2016 | D16v1 | 2015-05-14 08:12 | SCE | DMo | MH06 | CZ13 | rWtd | Each | 1 | 621 | None | 315 | 0.0459 | -0.837 | 315 | 0.0459 | -0.837 | 315 | 0.0459 | -0.837 | 315 | 0.0459 | -0.837 |  |  | 2 |  | RE-Appl-EffCW-med-ElecDHW-ElecCDryer-Tier2-TopSCEDMoMH06CZ13rWtd
RE-Appl-EffCW-med-ElecDHW-ElecCDryer-Tier2-Top | DEER2016 | D16v1 | 2015-05-14 08:12 | SCE | DMo | MH06 | CZ14 | rWtd | Each | 1 | 621 | None | 318 | 0.0413 | -0.605 | 318 | 0.0413 | -0.605 | 318 | 0.0413 | -0.605 | 318 | 0.0413 | -0.605 |  |  | 2 |  | RE-Appl-EffCW-med-ElecDHW-ElecCDryer-Tier2-TopSCEDMoMH06CZ14rWtd
RE-Appl-EffCW-med-ElecDHW-ElecCDryer-Tier2-Top | DEER2016 | D16v1 | 2015-05-14 08:12 | SCE | DMo | MH06 | CZ15 | rWtd | Each | 1 | 621 | None | 310 | 0.0427 | 0.063 | 310 | 0.0427 | 0.063 | 310 | 0.0427 | 0.063 | 310 | 0.0427 | 0.063 |  |  | 2 |  | RE-Appl-EffCW-med-ElecDHW-ElecCDryer-Tier2-TopSCEDMoMH06CZ15rWtd
RE-Appl-EffCW-med-ElecDHW-ElecCDryer-Tier2-Top | DEER2016 | D16v1 | 2015-05-14 08:12 | SCE | DMo | MH06 | CZ16 | rWtd | Each | 1 | 621 | None | 323 | 0.0477 | -0.775 | 323 | 0.0477 | -0.775 | 323 | 0.0477 | -0.775 | 323 | 0.0477 | -0.775 |  |  | 2 |  | RE-Appl-EffCW-med-ElecDHW-ElecCDryer-Tier2-TopSCEDMoMH06CZ16rWtd
RE-Appl-EffCW-med-ElecDHW-ElecCDryer-Tier2-Top | DEER2016 | D16v1 | 2015-05-14 08:12 | SCE | DMo | MH72 | CZ05 | rWtd | Each | 1 | 598 | None | 318 | 0.0412 | 0.558 | 318 | 0.0412 | 0.558 | 318 | 0.0412 | 0.558 | 318 | 0.0412 | 0.558 |  |  | 2 |  | RE-Appl-EffCW-med-ElecDHW-ElecCDryer-Tier2-TopSCEDMoMH72CZ05rWtd
RE-Appl-EffCW-med-ElecDHW-ElecCDryer-Tier2-Top | DEER2016 | D16v1 | 2015-05-14 08:12 | SCE | DMo | MH72 | CZ06 | rWtd | Each | 1 | 598 | None | 310 | 0.0437 | 0.631 | 310 | 0.0437 | 0.631 | 310 | 0.0437 | 0.631 | 310 | 0.0437 | 0.631 |  |  | 2 |  | RE-Appl-EffCW-med-ElecDHW-ElecCDryer-Tier2-TopSCEDMoMH72CZ06rWtd
RE-Appl-EffCW-med-ElecDHW-ElecCDryer-Tier2-Top | DEER2016 | D16v1 | 2015-05-14 08:12 | SCE | DMo | MH72 | CZ08 | rWtd | Each | 1 | 598 | None | 313 | 0.0442 | 0.27 | 313 | 0.0442 | 0.27 | 313 | 0.0442 | 0.27 | 313 | 0.0442 | 0.27 |  |  | 2 |  | RE-Appl-EffCW-med-ElecDHW-ElecCDryer-Tier2-TopSCEDMoMH72CZ08rWtd
RE-Appl-EffCW-med-ElecDHW-ElecCDryer-Tier2-Top | DEER2016 | D16v1 | 2015-05-14 08:12 | SCE | DMo | MH72 | CZ09 | rWtd | Each | 1 | 598 | None | 315 | 0.045 | 0.221 | 315 | 0.045 | 0.221 | 315 | 0.045 | 0.221 | 315 | 0.045 | 0.221 |  |  | 2 |  | RE-Appl-EffCW-med-ElecDHW-ElecCDryer-Tier2-TopSCEDMoMH72CZ09rWtd
RE-Appl-EffCW-med-ElecDHW-ElecCDryer-Tier2-Top | DEER2016 | D16v1 | 2015-05-14 08:12 | SCE | DMo | MH72 | CZ10 | rWtd | Each | 1 | 598 | None | 315 | 0.0462 | 0.198 | 315 | 0.0462 | 0.198 | 315 | 0.0462 | 0.198 | 315 | 0.0462 | 0.198 |  |  | 2 |  | RE-Appl-EffCW-med-ElecDHW-ElecCDryer-Tier2-TopSCEDMoMH72CZ10rWtd
RE-Appl-EffCW-med-ElecDHW-ElecCDryer-Tier2-Top | DEER2016 | D16v1 | 2015-05-14 08:12 | SCE | DMo | MH72 | CZ13 | rWtd | Each | 1 | 598 | None | 313 | 0.0454 | -0.22 | 313 | 0.0454 | -0.22 | 313 | 0.0454 | -0.22 | 313 | 0.0454 | -0.22 |  |  | 2 |  | RE-Appl-EffCW-med-ElecDHW-ElecCDryer-Tier2-TopSCEDMoMH72CZ13rWtd
RE-Appl-EffCW-med-ElecDHW-ElecCDryer-Tier2-Top | DEER2016 | D16v1 | 2015-05-14 08:12 | SCE | DMo | MH72 | CZ14 | rWtd | Each | 1 | 598 | None | 316 | 0.0462 | 0.202 | 316 | 0.0462 | 0.202 | 316 | 0.0462 | 0.202 | 316 | 0.0462 | 0.202 |  |  | 2 |  | RE-Appl-EffCW-med-ElecDHW-ElecCDryer-Tier2-TopSCEDMoMH72CZ14rWtd
RE-Appl-EffCW-med-ElecDHW-ElecCDryer-Tier2-Top | DEER2016 | D16v1 | 2015-05-14 08:12 | SCE | DMo | MH72 | CZ15 | rWtd | Each | 1 | 598 | None | 308 | 0.0435 | 0.458 | 308 | 0.0435 | 0.458 | 308 | 0.0435 | 0.458 | 308 | 0.0435 | 0.458 |  |  | 2 |  | RE-Appl-EffCW-med-ElecDHW-ElecCDryer-Tier2-TopSCEDMoMH72CZ15rWtd
RE-Appl-EffCW-med-ElecDHW-ElecCDryer-Tier2-Top | DEER2016 | D16v1 | 2015-05-14 08:12 | SCE | DMo | MH72 | CZ16 | rWtd | Each | 1 | 598 | None | 323 | 0.047 | -0.154 | 323 | 0.047 | -0.154 | 323 | 0.047 | -0.154 | 323 | 0.047 | -0.154 |  |  | 2 |  | RE-Appl-EffCW-med-ElecDHW-ElecCDryer-Tier2-TopSCEDMoMH72CZ16rWtd
RE-Appl-EffCW-med-ElecDHW-ElecCDryer-Tier2-Top | DEER2016 | D16v1 | 2015-05-14 08:12 | SCE | DMo | MH85 | CZ05 | rWtd | Each | 1 | 621 | None | 319 | 0.0269 | -0.401 | 319 | 0.0269 | -0.401 | 319 | 0.0269 | -0.401 | 319 | 0.0269 | -0.401 |  |  | 2 |  | RE-Appl-EffCW-med-ElecDHW-ElecCDryer-Tier2-TopSCEDMoMH85CZ05rWtd
RE-Appl-EffCW-med-ElecDHW-ElecCDryer-Tier2-Top | DEER2016 | D16v1 | 2015-05-14 08:12 | SCE | DMo | MH85 | CZ06 | rWtd | Each | 1 | 621 | None | 310 | 0.0432 | 0.224 | 310 | 0.0432 | 0.224 | 310 | 0.0432 | 0.224 | 310 | 0.0432 | 0.224 |  |  | 2 |  | RE-Appl-EffCW-med-ElecDHW-ElecCDryer-Tier2-TopSCEDMoMH85CZ06rWtd
RE-Appl-EffCW-med-ElecDHW-ElecCDryer-Tier2-Top | DEER2016 | D16v1 | 2015-05-14 08:12 | SCE | DMo | MH85 | CZ08 | rWtd | Each | 1 | 621 | None | 314 | 0.0456 | 0.389 | 314 | 0.0456 | 0.389 | 314 | 0.0456 | 0.389 | 314 | 0.0456 | 0.389 |  |  | 2 |  | RE-Appl-EffCW-med-ElecDHW-ElecCDryer-Tier2-TopSCEDMoMH85CZ08rWtd
RE-Appl-EffCW-med-ElecDHW-ElecCDryer-Tier2-Top | DEER2016 | D16v1 | 2015-05-14 08:12 | SCE | DMo | MH85 | CZ09 | rWtd | Each | 1 | 621 | None | 318 | 0.046 | 0.192 | 318 | 0.046 | 0.192 | 318 | 0.046 | 0.192 | 318 | 0.046 | 0.192 |  |  | 2 |  | RE-Appl-EffCW-med-ElecDHW-ElecCDryer-Tier2-TopSCEDMoMH85CZ09rWtd
RE-Appl-EffCW-med-ElecDHW-ElecCDryer-Tier2-Top | DEER2016 | D16v1 | 2015-05-14 08:12 | SCE | DMo | MH85 | CZ10 | rWtd | Each | 1 | 621 | None | 318 | 0.0472 | -0.0871 | 318 | 0.0472 | -0.0871 | 318 | 0.0472 | -0.0871 | 318 | 0.0472 | -0.0871 |  |  | 2 |  | RE-Appl-EffCW-med-ElecDHW-ElecCDryer-Tier2-TopSCEDMoMH85CZ10rWtd
RE-Appl-EffCW-med-ElecDHW-ElecCDryer-Tier2-Top | DEER2016 | D16v1 | 2015-05-14 08:12 | SCE | DMo | MH85 | CZ13 | rWtd | Each | 1 | 621 | None | 314 | 0.041 | -0.718 | 314 | 0.041 | -0.718 | 314 | 0.041 | -0.718 | 314 | 0.041 | -0.718 |  |  | 2 |  | RE-Appl-EffCW-med-ElecDHW-ElecCDryer-Tier2-TopSCEDMoMH85CZ13rWtd
RE-Appl-EffCW-med-ElecDHW-ElecCDryer-Tier2-Top | DEER2016 | D16v1 | 2015-05-14 08:12 | SCE | DMo | MH85 | CZ14 | rWtd | Each | 1 | 621 | None | 322 | 0.0458 | -0.706 | 322 | 0.0458 | -0.706 | 322 | 0.0458 | -0.706 | 322 | 0.0458 | -0.706 |  |  | 2 |  | RE-Appl-EffCW-med-ElecDHW-ElecCDryer-Tier2-TopSCEDMoMH85CZ14rWtd
RE-Appl-EffCW-med-ElecDHW-ElecCDryer-Tier2-Top | DEER2016 | D16v1 | 2015-05-14 08:12 | SCE | DMo | MH85 | CZ15 | rWtd | Each | 1 | 621 | None | 313 | 0.0454 | -0.0455 | 313 | 0.0454 | -0.0455 | 313 | 0.0454 | -0.0455 | 313 | 0.0454 | -0.0455 |  |  | 2 |  | RE-Appl-EffCW-med-ElecDHW-ElecCDryer-Tier2-TopSCEDMoMH85CZ15rWtd
RE-Appl-EffCW-med-ElecDHW-ElecCDryer-Tier2-Top | DEER2016 | D16v1 | 2015-05-14 08:12 | SCE | DMo | MH85 | CZ16 | rWtd | Each | 1 | 621 | None | 323 | 0.0489 | -1.06 | 323 | 0.0489 | -1.06 | 323 | 0.0489 | -1.06 | 323 | 0.0489 | -1.06 |  |  | 2 |  | RE-Appl-EffCW-med-ElecDHW-ElecCDryer-Tier2-TopSCEDMoMH85CZ16rWtd
RE-Appl-EffCW-med-ElecDHW-ElecCDryer-Tier2-Top | DEER2016 | D16v1 | 2015-05-14 08:12 | SCE | MFm | 1975 | CZ05 | rWtd | Each | 1 | 474 | None | 314 | 0.0431 | -0.977 | 314 | 0.0431 | -0.977 | 314 | 0.0431 | -0.977 | 314 | 0.0431 | -0.977 |  |  | 2 |  | RE-Appl-EffCW-med-ElecDHW-ElecCDryer-Tier2-TopSCEMFm1975CZ05rWtd
RE-Appl-EffCW-med-ElecDHW-ElecCDryer-Tier2-Top | DEER2016 | D16v1 | 2015-05-14 08:12 | SCE | MFm | 1975 | CZ06 | rWtd | Each | 1 | 465 | None | 311 | 0.0438 | -0.275 | 311 | 0.0438 | -0.275 | 311 | 0.0438 | -0.275 | 311 | 0.0438 | -0.275 |  |  | 2 |  | RE-Appl-EffCW-med-ElecDHW-ElecCDryer-Tier2-TopSCEMFm1975CZ06rWtd
RE-Appl-EffCW-med-ElecDHW-ElecCDryer-Tier2-Top | DEER2016 | D16v1 | 2015-05-14 08:12 | SCE | MFm | 1975 | CZ08 | rWtd | Each | 1 | 465 | None | 311 | 0.0461 | -0.372 | 311 | 0.0461 | -0.372 | 311 | 0.0461 | -0.372 | 311 | 0.0461 | -0.372 |  |  | 2 |  | RE-Appl-EffCW-med-ElecDHW-ElecCDryer-Tier2-TopSCEMFm1975CZ08rWtd
RE-Appl-EffCW-med-ElecDHW-ElecCDryer-Tier2-Top | DEER2016 | D16v1 | 2015-05-14 08:12 | SCE | MFm | 1975 | CZ09 | rWtd | Each | 1 | 544 | None | 314 | 0.0452 | -0.186 | 314 | 0.0452 | -0.186 | 314 | 0.0452 | -0.186 | 314 | 0.0452 | -0.186 |  |  | 2 |  | RE-Appl-EffCW-med-ElecDHW-ElecCDryer-Tier2-TopSCEMFm1975CZ09rWtd
RE-Appl-EffCW-med-ElecDHW-ElecCDryer-Tier2-Top | DEER2016 | D16v1 | 2015-05-14 08:12 | SCE | MFm | 1975 | CZ10 | rWtd | Each | 1 | 544 | None | 313 | 0.048 | -0.113 | 313 | 0.048 | -0.113 | 313 | 0.048 | -0.113 | 313 | 0.048 | -0.113 |  |  | 2 |  | RE-Appl-EffCW-med-ElecDHW-ElecCDryer-Tier2-TopSCEMFm1975CZ10rWtd
RE-Appl-EffCW-med-ElecDHW-ElecCDryer-Tier2-Top | DEER2016 | D16v1 | 2015-05-14 08:12 | SCE | MFm | 1975 | CZ13 | rWtd | Each | 1 | 487 | None | 311 | 0.0454 | -0.285 | 311 | 0.0454 | -0.285 | 311 | 0.0454 | -0.285 | 311 | 0.0454 | -0.285 |  |  | 2 |  | RE-Appl-EffCW-med-ElecDHW-ElecCDryer-Tier2-TopSCEMFm1975CZ13rWtd
RE-Appl-EffCW-med-ElecDHW-ElecCDryer-Tier2-Top | DEER2016 | D16v1 | 2015-05-14 08:12 | SCE | MFm | 1975 | CZ14 | rWtd | Each | 1 | 634 | None | 322 | 0.0451 | -0.636 | 322 | 0.0451 | -0.636 | 322 | 0.0451 | -0.636 | 322 | 0.0451 | -0.636 |  |  | 2 |  | RE-Appl-EffCW-med-ElecDHW-ElecCDryer-Tier2-TopSCEMFm1975CZ14rWtd
RE-Appl-EffCW-med-ElecDHW-ElecCDryer-Tier2-Top | DEER2016 | D16v1 | 2015-05-14 08:12 | SCE | MFm | 1975 | CZ15 | rWtd | Each | 1 | 634 | None | 311 | 0.0448 | -0.0951 | 311 | 0.0448 | -0.0951 | 311 | 0.0448 | -0.0951 | 311 | 0.0448 | -0.0951 |  |  | 2 |  | RE-Appl-EffCW-med-ElecDHW-ElecCDryer-Tier2-TopSCEMFm1975CZ15rWtd
RE-Appl-EffCW-med-ElecDHW-ElecCDryer-Tier2-Top | DEER2016 | D16v1 | 2015-05-14 08:12 | SCE | MFm | 1975 | CZ16 | rWtd | Each | 1 | 474 | None | 321 | 0.0484 | -1.15 | 321 | 0.0484 | -1.15 | 321 | 0.0484 | -1.15 | 321 | 0.0484 | -1.15 |  |  | 2 |  | RE-Appl-EffCW-med-ElecDHW-ElecCDryer-Tier2-TopSCEMFm1975CZ16rWtd
RE-Appl-EffCW-med-ElecDHW-ElecCDryer-Tier2-Top | DEER2016 | D16v1 | 2015-05-14 08:12 | SCE | MFm | 1985 | CZ05 | rWtd | Each | 1 | 512 | None | 315 | 0.0431 | -0.606 | 315 | 0.0431 | -0.606 | 315 | 0.0431 | -0.606 | 315 | 0.0431 | -0.606 |  |  | 2 |  | RE-Appl-EffCW-med-ElecDHW-ElecCDryer-Tier2-TopSCEMFm1985CZ05rWtd
RE-Appl-EffCW-med-ElecDHW-ElecCDryer-Tier2-Top | DEER2016 | D16v1 | 2015-05-14 08:12 | SCE | MFm | 1985 | CZ06 | rWtd | Each | 1 | 578 | None | 310 | 0.0446 | 0.0664 | 310 | 0.0446 | 0.0664 | 310 | 0.0446 | 0.0664 | 310 | 0.0446 | 0.0664 |  |  | 2 |  | RE-Appl-EffCW-med-ElecDHW-ElecCDryer-Tier2-TopSCEMFm1985CZ06rWtd
RE-Appl-EffCW-med-ElecDHW-ElecCDryer-Tier2-Top | DEER2016 | D16v1 | 2015-05-14 08:12 | SCE | MFm | 1985 | CZ08 | rWtd | Each | 1 | 578 | None | 310 | 0.0452 | 0.0978 | 310 | 0.0452 | 0.0978 | 310 | 0.0452 | 0.0978 | 310 | 0.0452 | 0.0978 |  |  | 2 |  | RE-Appl-EffCW-med-ElecDHW-ElecCDryer-Tier2-TopSCEMFm1985CZ08rWtd
RE-Appl-EffCW-med-ElecDHW-ElecCDryer-Tier2-Top | DEER2016 | D16v1 | 2015-05-14 08:12 | SCE | MFm | 1985 | CZ09 | rWtd | Each | 1 | 648 | None | 315 | 0.0451 | -0.176 | 315 | 0.0451 | -0.176 | 315 | 0.0451 | -0.176 | 315 | 0.0451 | -0.176 |  |  | 2 |  | RE-Appl-EffCW-med-ElecDHW-ElecCDryer-Tier2-TopSCEMFm1985CZ09rWtd
RE-Appl-EffCW-med-ElecDHW-ElecCDryer-Tier2-Top | DEER2016 | D16v1 | 2015-05-14 08:12 | SCE | MFm | 1985 | CZ10 | rWtd | Each | 1 | 648 | None | 314 | 0.0474 | -0.158 | 314 | 0.0474 | -0.158 | 314 | 0.0474 | -0.158 | 314 | 0.0474 | -0.158 |  |  | 2 |  | RE-Appl-EffCW-med-ElecDHW-ElecCDryer-Tier2-TopSCEMFm1985CZ10rWtd
RE-Appl-EffCW-med-ElecDHW-ElecCDryer-Tier2-Top | DEER2016 | D16v1 | 2015-05-14 08:12 | SCE | MFm | 1985 | CZ13 | rWtd | Each | 1 | 512 | None | 314 | 0.046 | -0.611 | 314 | 0.046 | -0.611 | 314 | 0.046 | -0.611 | 314 | 0.046 | -0.611 |  |  | 2 |  | RE-Appl-EffCW-med-ElecDHW-ElecCDryer-Tier2-TopSCEMFm1985CZ13rWtd
RE-Appl-EffCW-med-ElecDHW-ElecCDryer-Tier2-Top | DEER2016 | D16v1 | 2015-05-14 08:12 | SCE | MFm | 1985 | CZ14 | rWtd | Each | 1 | 630 | None | 321 | 0.0462 | -0.557 | 321 | 0.0462 | -0.557 | 321 | 0.0462 | -0.557 | 321 | 0.0462 | -0.557 |  |  | 2 |  | RE-Appl-EffCW-med-ElecDHW-ElecCDryer-Tier2-TopSCEMFm1985CZ14rWtd
RE-Appl-EffCW-med-ElecDHW-ElecCDryer-Tier2-Top | DEER2016 | D16v1 | 2015-05-14 08:12 | SCE | MFm | 1985 | CZ15 | rWtd | Each | 1 | 630 | None | 311 | 0.0445 | -0.0653 | 311 | 0.0445 | -0.0653 | 311 | 0.0445 | -0.0653 | 311 | 0.0445 | -0.0653 |  |  | 2 |  | RE-Appl-EffCW-med-ElecDHW-ElecCDryer-Tier2-TopSCEMFm1985CZ15rWtd
RE-Appl-EffCW-med-ElecDHW-ElecCDryer-Tier2-Top | DEER2016 | D16v1 | 2015-05-14 08:12 | SCE | MFm | 1985 | CZ16 | rWtd | Each | 1 | 512 | None | 324 | 0.0465 | -0.88 | 324 | 0.0465 | -0.88 | 324 | 0.0465 | -0.88 | 324 | 0.0465 | -0.88 |  |  | 2 |  | RE-Appl-EffCW-med-ElecDHW-ElecCDryer-Tier2-TopSCEMFm1985CZ16rWtd
RE-Appl-EffCW-med-ElecDHW-ElecCDryer-Tier2-Top | DEER2016 | D16v1 | 2015-05-14 08:12 | SCE | MFm | 1996 | CZ05 | rWtd | Each | 1 | 432 | None | 315 | 0.0431 | -0.35 | 315 | 0.0431 | -0.35 | 315 | 0.0431 | -0.35 | 315 | 0.0431 | -0.35 |  |  | 2 |  | RE-Appl-EffCW-med-ElecDHW-ElecCDryer-Tier2-TopSCEMFm1996CZ05rWtd
RE-Appl-EffCW-med-ElecDHW-ElecCDryer-Tier2-Top | DEER2016 | D16v1 | 2015-05-14 08:12 | SCE | MFm | 1996 | CZ06 | rWtd | Each | 1 | 518 | None | 310 | 0.0436 | -0.136 | 310 | 0.0436 | -0.136 | 310 | 0.0436 | -0.136 | 310 | 0.0436 | -0.136 |  |  | 2 |  | RE-Appl-EffCW-med-ElecDHW-ElecCDryer-Tier2-TopSCEMFm1996CZ06rWtd
RE-Appl-EffCW-med-ElecDHW-ElecCDryer-Tier2-Top | DEER2016 | D16v1 | 2015-05-14 08:12 | SCE | MFm | 1996 | CZ08 | rWtd | Each | 1 | 518 | None | 312 | 0.044 | -0.125 | 312 | 0.044 | -0.125 | 312 | 0.044 | -0.125 | 312 | 0.044 | -0.125 |  |  | 2 |  | RE-Appl-EffCW-med-ElecDHW-ElecCDryer-Tier2-TopSCEMFm1996CZ08rWtd
RE-Appl-EffCW-med-ElecDHW-ElecCDryer-Tier2-Top | DEER2016 | D16v1 | 2015-05-14 08:12 | SCE | MFm | 1996 | CZ09 | rWtd | Each | 1 | 487 | None | 314 | 0.0446 | 0.0699 | 314 | 0.0446 | 0.0699 | 314 | 0.0446 | 0.0699 | 314 | 0.0446 | 0.0699 |  |  | 2 |  | RE-Appl-EffCW-med-ElecDHW-ElecCDryer-Tier2-TopSCEMFm1996CZ09rWtd
RE-Appl-EffCW-med-ElecDHW-ElecCDryer-Tier2-Top | DEER2016 | D16v1 | 2015-05-14 08:12 | SCE | MFm | 1996 | CZ10 | rWtd | Each | 1 | 487 | None | 310 | 0.0471 | -0.0571 | 310 | 0.0471 | -0.0571 | 310 | 0.0471 | -0.0571 | 310 | 0.0471 | -0.0571 |  |  | 2 |  | RE-Appl-EffCW-med-ElecDHW-ElecCDryer-Tier2-TopSCEMFm1996CZ10rWtd
RE-Appl-EffCW-med-ElecDHW-ElecCDryer-Tier2-Top | DEER2016 | D16v1 | 2015-05-14 08:12 | SCE | MFm | 1996 | CZ13 | rWtd | Each | 1 | 456 | None | 312 | 0.0456 | -0.413 | 312 | 0.0456 | -0.413 | 312 | 0.0456 | -0.413 | 312 | 0.0456 | -0.413 |  |  | 2 |  | RE-Appl-EffCW-med-ElecDHW-ElecCDryer-Tier2-TopSCEMFm1996CZ13rWtd
RE-Appl-EffCW-med-ElecDHW-ElecCDryer-Tier2-Top | DEER2016 | D16v1 | 2015-05-14 08:12 | SCE | MFm | 1996 | CZ14 | rWtd | Each | 1 | 480 | None | 319 | 0.0433 | 0.0175 | 319 | 0.0433 | 0.0175 | 319 | 0.0433 | 0.0175 | 319 | 0.0433 | 0.0175 |  |  | 2 |  | RE-Appl-EffCW-med-ElecDHW-ElecCDryer-Tier2-TopSCEMFm1996CZ14rWtd
RE-Appl-EffCW-med-ElecDHW-ElecCDryer-Tier2-Top | DEER2016 | D16v1 | 2015-05-14 08:12 | SCE | MFm | 1996 | CZ15 | rWtd | Each | 1 | 480 | None | 304 | 0.0438 | -0.0336 | 304 | 0.0438 | -0.0336 | 304 | 0.0438 | -0.0336 | 304 | 0.0438 | -0.0336 |  |  | 2 |  | RE-Appl-EffCW-med-ElecDHW-ElecCDryer-Tier2-TopSCEMFm1996CZ15rWtd
RE-Appl-EffCW-med-ElecDHW-ElecCDryer-Tier2-Top | DEER2016 | D16v1 | 2015-05-14 08:12 | SCE | MFm | 1996 | CZ16 | rWtd | Each | 1 | 432 | None | 324 | 0.0462 | -0.598 | 324 | 0.0462 | -0.598 | 324 | 0.0462 | -0.598 | 324 | 0.0462 | -0.598 |  |  | 2 |  | RE-Appl-EffCW-med-ElecDHW-ElecCDryer-Tier2-TopSCEMFm1996CZ16rWtd
RE-Appl-EffCW-med-ElecDHW-ElecCDryer-Tier2-Top | DEER2016 | D16v1 | 2015-05-14 08:12 | SCE | MFm | 2003 | CZ05 | rWtd | Each | 1 | 441 | None | 315 | 0.0431 | -0.928 | 315 | 0.0431 | -0.928 | 315 | 0.0431 | -0.928 | 315 | 0.0431 | -0.928 |  |  | 2 |  | RE-Appl-EffCW-med-ElecDHW-ElecCDryer-Tier2-TopSCEMFm2003CZ05rWtd
RE-Appl-EffCW-med-ElecDHW-ElecCDryer-Tier2-Top | DEER2016 | D16v1 | 2015-05-14 08:12 | SCE | MFm | 2003 | CZ06 | rWtd | Each | 1 | 538 | None | 310 | 0.0442 | -0.0861 | 310 | 0.0442 | -0.0861 | 310 | 0.0442 | -0.0861 | 310 | 0.0442 | -0.0861 |  |  | 2 |  | RE-Appl-EffCW-med-ElecDHW-ElecCDryer-Tier2-TopSCEMFm2003CZ06rWtd
RE-Appl-EffCW-med-ElecDHW-ElecCDryer-Tier2-Top | DEER2016 | D16v1 | 2015-05-14 08:12 | SCE | MFm | 2003 | CZ08 | rWtd | Each | 1 | 538 | None | 311 | 0.0439 | -0.128 | 311 | 0.0439 | -0.128 | 311 | 0.0439 | -0.128 | 311 | 0.0439 | -0.128 |  |  | 2 |  | RE-Appl-EffCW-med-ElecDHW-ElecCDryer-Tier2-TopSCEMFm2003CZ08rWtd
RE-Appl-EffCW-med-ElecDHW-ElecCDryer-Tier2-Top | DEER2016 | D16v1 | 2015-05-14 08:12 | SCE | MFm | 2003 | CZ09 | rWtd | Each | 1 | 499 | None | 313 | 0.0452 | -0.355 | 313 | 0.0452 | -0.355 | 313 | 0.0452 | -0.355 | 313 | 0.0452 | -0.355 |  |  | 2 |  | RE-Appl-EffCW-med-ElecDHW-ElecCDryer-Tier2-TopSCEMFm2003CZ09rWtd
RE-Appl-EffCW-med-ElecDHW-ElecCDryer-Tier2-Top | DEER2016 | D16v1 | 2015-05-14 08:12 | SCE | MFm | 2003 | CZ10 | rWtd | Each | 1 | 474 | None | 313 | 0.0466 | -0.341 | 313 | 0.0466 | -0.341 | 313 | 0.0466 | -0.341 | 313 | 0.0466 | -0.341 |  |  | 2 |  | RE-Appl-EffCW-med-ElecDHW-ElecCDryer-Tier2-TopSCEMFm2003CZ10rWtd
RE-Appl-EffCW-med-ElecDHW-ElecCDryer-Tier2-Top | DEER2016 | D16v1 | 2015-05-14 08:12 | SCE | MFm | 2003 | CZ13 | rWtd | Each | 1 | 474 | None | 315 | 0.0454 | -0.512 | 315 | 0.0454 | -0.512 | 315 | 0.0454 | -0.512 | 315 | 0.0454 | -0.512 |  |  | 2 |  | RE-Appl-EffCW-med-ElecDHW-ElecCDryer-Tier2-TopSCEMFm2003CZ13rWtd
RE-Appl-EffCW-med-ElecDHW-ElecCDryer-Tier2-Top | DEER2016 | D16v1 | 2015-05-14 08:12 | SCE | MFm | 2003 | CZ14 | rWtd | Each | 1 | 487 | None | 318 | 0.0432 | -0.0149 | 318 | 0.0432 | -0.0149 | 318 | 0.0432 | -0.0149 | 318 | 0.0432 | -0.0149 |  |  | 2 |  | RE-Appl-EffCW-med-ElecDHW-ElecCDryer-Tier2-TopSCEMFm2003CZ14rWtd
RE-Appl-EffCW-med-ElecDHW-ElecCDryer-Tier2-Top | DEER2016 | D16v1 | 2015-05-14 08:12 | SCE | MFm | 2003 | CZ15 | rWtd | Each | 1 | 487 | None | 303 | 0.0432 | -0.0311 | 303 | 0.0432 | -0.0311 | 303 | 0.0432 | -0.0311 | 303 | 0.0432 | -0.0311 |  |  | 2 |  | RE-Appl-EffCW-med-ElecDHW-ElecCDryer-Tier2-TopSCEMFm2003CZ15rWtd
RE-Appl-EffCW-med-ElecDHW-ElecCDryer-Tier2-Top | DEER2016 | D16v1 | 2015-05-14 08:12 | SCE | MFm | 2003 | CZ16 | rWtd | Each | 1 | 441 | None | 325 | 0.0461 | -0.954 | 325 | 0.0461 | -0.954 | 325 | 0.0461 | -0.954 | 325 | 0.0461 | -0.954 |  |  | 2 |  | RE-Appl-EffCW-med-ElecDHW-ElecCDryer-Tier2-TopSCEMFm2003CZ16rWtd
RE-Appl-EffCW-med-ElecDHW-ElecCDryer-Tier2-Top | DEER2016 | D16v1 | 2015-05-14 08:12 | SCE | MFm | 2007 | CZ05 | rWtd | Each | 1 | 441 | None | 315 | 0.0431 | -0.722 | 315 | 0.0431 | -0.722 | 315 | 0.0431 | -0.722 | 315 | 0.0431 | -0.722 |  |  | 2 |  | RE-Appl-EffCW-med-ElecDHW-ElecCDryer-Tier2-TopSCEMFm2007CZ05rWtd
RE-Appl-EffCW-med-ElecDHW-ElecCDryer-Tier2-Top | DEER2016 | D16v1 | 2015-05-14 08:12 | SCE | MFm | 2007 | CZ06 | rWtd | Each | 1 | 538 | None | 310 | 0.0433 | -0.0865 | 310 | 0.0433 | -0.0865 | 310 | 0.0433 | -0.0865 | 310 | 0.0433 | -0.0865 |  |  | 2 |  | RE-Appl-EffCW-med-ElecDHW-ElecCDryer-Tier2-TopSCEMFm2007CZ06rWtd
RE-Appl-EffCW-med-ElecDHW-ElecCDryer-Tier2-Top | DEER2016 | D16v1 | 2015-05-14 08:12 | SCE | MFm | 2007 | CZ08 | rWtd | Each | 1 | 538 | None | 312 | 0.0435 | -0.0981 | 312 | 0.0435 | -0.0981 | 312 | 0.0435 | -0.0981 | 312 | 0.0435 | -0.0981 |  |  | 2 |  | RE-Appl-EffCW-med-ElecDHW-ElecCDryer-Tier2-TopSCEMFm2007CZ08rWtd
RE-Appl-EffCW-med-ElecDHW-ElecCDryer-Tier2-Top | DEER2016 | D16v1 | 2015-05-14 08:12 | SCE | MFm | 2007 | CZ09 | rWtd | Each | 1 | 499 | None | 312 | 0.0447 | -0.278 | 312 | 0.0447 | -0.278 | 312 | 0.0447 | -0.278 | 312 | 0.0447 | -0.278 |  |  | 2 |  | RE-Appl-EffCW-med-ElecDHW-ElecCDryer-Tier2-TopSCEMFm2007CZ09rWtd
RE-Appl-EffCW-med-ElecDHW-ElecCDryer-Tier2-Top | DEER2016 | D16v1 | 2015-05-14 08:12 | SCE | MFm | 2007 | CZ10 | rWtd | Each | 1 | 474 | None | 313 | 0.0448 | -0.262 | 313 | 0.0448 | -0.262 | 313 | 0.0448 | -0.262 | 313 | 0.0448 | -0.262 |  |  | 2 |  | RE-Appl-EffCW-med-ElecDHW-ElecCDryer-Tier2-TopSCEMFm2007CZ10rWtd
RE-Appl-EffCW-med-ElecDHW-ElecCDryer-Tier2-Top | DEER2016 | D16v1 | 2015-05-14 08:12 | SCE | MFm | 2007 | CZ13 | rWtd | Each | 1 | 474 | None | 314 | 0.0438 | -0.58 | 314 | 0.0438 | -0.58 | 314 | 0.0438 | -0.58 | 314 | 0.0438 | -0.58 |  |  | 2 |  | RE-Appl-EffCW-med-ElecDHW-ElecCDryer-Tier2-TopSCEMFm2007CZ13rWtd
RE-Appl-EffCW-med-ElecDHW-ElecCDryer-Tier2-Top | DEER2016 | D16v1 | 2015-05-14 08:12 | SCE | MFm | 2007 | CZ14 | rWtd | Each | 1 | 487 | None | 317 | 0.0431 | -0.00787 | 317 | 0.0431 | -0.00787 | 317 | 0.0431 | -0.00787 | 317 | 0.0431 | -0.00787 |  |  | 2 |  | RE-Appl-EffCW-med-ElecDHW-ElecCDryer-Tier2-TopSCEMFm2007CZ14rWtd
RE-Appl-EffCW-med-ElecDHW-ElecCDryer-Tier2-Top | DEER2016 | D16v1 | 2015-05-14 08:12 | SCE | MFm | 2007 | CZ15 | rWtd | Each | 1 | 487 | None | 302 | 0.0426 | -0.00805 | 302 | 0.0426 | -0.00805 | 302 | 0.0426 | -0.00805 | 302 | 0.0426 | -0.00805 |  |  | 2 |  | RE-Appl-EffCW-med-ElecDHW-ElecCDryer-Tier2-TopSCEMFm2007CZ15rWtd
RE-Appl-EffCW-med-ElecDHW-ElecCDryer-Tier2-Top | DEER2016 | D16v1 | 2015-05-14 08:12 | SCE | MFm | 2007 | CZ16 | rWtd | Each | 1 | 441 | None | 326 | 0.0461 | -0.749 | 326 | 0.0461 | -0.749 | 326 | 0.0461 | -0.749 | 326 | 0.0461 | -0.749 |  |  | 2 |  | RE-Appl-EffCW-med-ElecDHW-ElecCDryer-Tier2-TopSCEMFm2007CZ16rWtd
RE-Appl-EffCW-med-ElecDHW-ElecCDryer-Tier2-Top | DEER2016 | D16v1 | 2015-05-14 08:12 | SCE | MFm | 2011 | CZ05 | rWtd | Each | 1 | 441 | None | 315 | 0.0432 | -0.714 | 315 | 0.0432 | -0.714 | 315 | 0.0432 | -0.714 | 315 | 0.0432 | -0.714 |  |  | 2 |  | RE-Appl-EffCW-med-ElecDHW-ElecCDryer-Tier2-TopSCEMFm2011CZ05rWtd
RE-Appl-EffCW-med-ElecDHW-ElecCDryer-Tier2-Top | DEER2016 | D16v1 | 2015-05-14 08:12 | SCE | MFm | 2011 | CZ06 | rWtd | Each | 1 | 538 | None | 310 | 0.0428 | -0.105 | 310 | 0.0428 | -0.105 | 310 | 0.0428 | -0.105 | 310 | 0.0428 | -0.105 |  |  | 2 |  | RE-Appl-EffCW-med-ElecDHW-ElecCDryer-Tier2-TopSCEMFm2011CZ06rWtd
RE-Appl-EffCW-med-ElecDHW-ElecCDryer-Tier2-Top | DEER2016 | D16v1 | 2015-05-14 08:12 | SCE | MFm | 2011 | CZ08 | rWtd | Each | 1 | 538 | None | 312 | 0.0436 | -0.0324 | 312 | 0.0436 | -0.0324 | 312 | 0.0436 | -0.0324 | 312 | 0.0436 | -0.0324 |  |  | 2 |  | RE-Appl-EffCW-med-ElecDHW-ElecCDryer-Tier2-TopSCEMFm2011CZ08rWtd
RE-Appl-EffCW-med-ElecDHW-ElecCDryer-Tier2-Top | DEER2016 | D16v1 | 2015-05-14 08:12 | SCE | MFm | 2011 | CZ09 | rWtd | Each | 1 | 499 | None | 313 | 0.0448 | -0.185 | 313 | 0.0448 | -0.185 | 313 | 0.0448 | -0.185 | 313 | 0.0448 | -0.185 |  |  | 2 |  | RE-Appl-EffCW-med-ElecDHW-ElecCDryer-Tier2-TopSCEMFm2011CZ09rWtd
RE-Appl-EffCW-med-ElecDHW-ElecCDryer-Tier2-Top | DEER2016 | D16v1 | 2015-05-14 08:12 | SCE | MFm | 2011 | CZ10 | rWtd | Each | 1 | 474 | None | 314 | 0.045 | -0.199 | 314 | 0.045 | -0.199 | 314 | 0.045 | -0.199 | 314 | 0.045 | -0.199 |  |  | 2 |  | RE-Appl-EffCW-med-ElecDHW-ElecCDryer-Tier2-TopSCEMFm2011CZ10rWtd
RE-Appl-EffCW-med-ElecDHW-ElecCDryer-Tier2-Top | DEER2016 | D16v1 | 2015-05-14 08:12 | SCE | MFm | 2011 | CZ13 | rWtd | Each | 1 | 474 | None | 315 | 0.0444 | -0.493 | 315 | 0.0444 | -0.493 | 315 | 0.0444 | -0.493 | 315 | 0.0444 | -0.493 |  |  | 2 |  | RE-Appl-EffCW-med-ElecDHW-ElecCDryer-Tier2-TopSCEMFm2011CZ13rWtd
RE-Appl-EffCW-med-ElecDHW-ElecCDryer-Tier2-Top | DEER2016 | D16v1 | 2015-05-14 08:12 | SCE | MFm | 2011 | CZ14 | rWtd | Each | 1 | 487 | None | 317 | 0.0434 | 0.0498 | 317 | 0.0434 | 0.0498 | 317 | 0.0434 | 0.0498 | 317 | 0.0434 | 0.0498 |  |  | 2 |  | RE-Appl-EffCW-med-ElecDHW-ElecCDryer-Tier2-TopSCEMFm2011CZ14rWtd
RE-Appl-EffCW-med-ElecDHW-ElecCDryer-Tier2-Top | DEER2016 | D16v1 | 2015-05-14 08:12 | SCE | MFm | 2011 | CZ15 | rWtd | Each | 1 | 487 | None | 303 | 0.0427 | -0.00226 | 303 | 0.0427 | -0.00226 | 303 | 0.0427 | -0.00226 | 303 | 0.0427 | -0.00226 |  |  | 2 |  | RE-Appl-EffCW-med-ElecDHW-ElecCDryer-Tier2-TopSCEMFm2011CZ15rWtd
RE-Appl-EffCW-med-ElecDHW-ElecCDryer-Tier2-Top | DEER2016 | D16v1 | 2015-05-14 08:12 | SCE | MFm | 2011 | CZ16 | rWtd | Each | 1 | 441 | None | 327 | 0.0457 | -0.642 | 327 | 0.0457 | -0.642 | 327 | 0.0457 | -0.642 | 327 | 0.0457 | -0.642 |  |  | 2 |  | RE-Appl-EffCW-med-ElecDHW-ElecCDryer-Tier2-TopSCEMFm2011CZ16rWtd
RE-Appl-EffCW-med-ElecDHW-ElecCDryer-Tier2-Top | DEER2016 | D16v1 | 2015-05-14 08:12 | SCE | MFm | 2014 | CZ05 | rWtd | Each | 1 | 441 | None | 315 | 0.0432 | -0.263 | 315 | 0.0432 | -0.263 | 315 | 0.0432 | -0.263 | 315 | 0.0432 | -0.263 |  |  | 2 |  | RE-Appl-EffCW-med-ElecDHW-ElecCDryer-Tier2-TopSCEMFm2014CZ05rWtd
RE-Appl-EffCW-med-ElecDHW-ElecCDryer-Tier2-Top | DEER2016 | D16v1 | 2015-05-14 08:12 | SCE | MFm | 2014 | CZ06 | rWtd | Each | 1 | 538 | None | 310 | 0.0445 | -0.0934 | 310 | 0.0445 | -0.0934 | 310 | 0.0445 | -0.0934 | 310 | 0.0445 | -0.0934 |  |  | 2 |  | RE-Appl-EffCW-med-ElecDHW-ElecCDryer-Tier2-TopSCEMFm2014CZ06rWtd
RE-Appl-EffCW-med-ElecDHW-ElecCDryer-Tier2-Top | DEER2016 | D16v1 | 2015-05-14 08:12 | SCE | MFm | 2014 | CZ08 | rWtd | Each | 1 | 538 | None | 312 | 0.0438 | -0.0191 | 312 | 0.0438 | -0.0191 | 312 | 0.0438 | -0.0191 | 312 | 0.0438 | -0.0191 |  |  | 2 |  | RE-Appl-EffCW-med-ElecDHW-ElecCDryer-Tier2-TopSCEMFm2014CZ08rWtd
RE-Appl-EffCW-med-ElecDHW-ElecCDryer-Tier2-Top | DEER2016 | D16v1 | 2015-05-14 08:12 | SCE | MFm | 2014 | CZ09 | rWtd | Each | 1 | 499 | None | 313 | 0.0453 | -0.165 | 313 | 0.0453 | -0.165 | 313 | 0.0453 | -0.165 | 313 | 0.0453 | -0.165 |  |  | 2 |  | RE-Appl-EffCW-med-ElecDHW-ElecCDryer-Tier2-TopSCEMFm2014CZ09rWtd
RE-Appl-EffCW-med-ElecDHW-ElecCDryer-Tier2-Top | DEER2016 | D16v1 | 2015-05-14 08:12 | SCE | MFm | 2014 | CZ10 | rWtd | Each | 1 | 474 | None | 314 | 0.0456 | -0.175 | 314 | 0.0456 | -0.175 | 314 | 0.0456 | -0.175 | 314 | 0.0456 | -0.175 |  |  | 2 |  | RE-Appl-EffCW-med-ElecDHW-ElecCDryer-Tier2-TopSCEMFm2014CZ10rWtd
RE-Appl-EffCW-med-ElecDHW-ElecCDryer-Tier2-Top | DEER2016 | D16v1 | 2015-05-14 08:12 | SCE | MFm | 2014 | CZ13 | rWtd | Each | 1 | 474 | None | 315 | 0.044 | -0.493 | 315 | 0.044 | -0.493 | 315 | 0.044 | -0.493 | 315 | 0.044 | -0.493 |  |  | 2 |  | RE-Appl-EffCW-med-ElecDHW-ElecCDryer-Tier2-TopSCEMFm2014CZ13rWtd
RE-Appl-EffCW-med-ElecDHW-ElecCDryer-Tier2-Top | DEER2016 | D16v1 | 2015-05-14 08:12 | SCE | MFm | 2014 | CZ14 | rWtd | Each | 1 | 487 | None | 317 | 0.0436 | 0.00437 | 317 | 0.0436 | 0.00437 | 317 | 0.0436 | 0.00437 | 317 | 0.0436 | 0.00437 |  |  | 2 |  | RE-Appl-EffCW-med-ElecDHW-ElecCDryer-Tier2-TopSCEMFm2014CZ14rWtd
RE-Appl-EffCW-med-ElecDHW-ElecCDryer-Tier2-Top | DEER2016 | D16v1 | 2015-05-14 08:12 | SCE | MFm | 2014 | CZ15 | rWtd | Each | 1 | 487 | None | 302 | 0.0428 | -0.00194 | 302 | 0.0428 | -0.00194 | 302 | 0.0428 | -0.00194 | 302 | 0.0428 | -0.00194 |  |  | 2 |  | RE-Appl-EffCW-med-ElecDHW-ElecCDryer-Tier2-TopSCEMFm2014CZ15rWtd
RE-Appl-EffCW-med-ElecDHW-ElecCDryer-Tier2-Top | DEER2016 | D16v1 | 2015-05-14 08:12 | SCE | MFm | 2014 | CZ16 | rWtd | Each | 1 | 441 | None | 324 | 0.0462 | -0.825 | 324 | 0.0462 | -0.825 | 324 | 0.0462 | -0.825 | 324 | 0.0462 | -0.825 |  |  | 2 |  | RE-Appl-EffCW-med-ElecDHW-ElecCDryer-Tier2-TopSCEMFm2014CZ16rWtd
RE-Appl-EffCW-med-ElecDHW-ElecCDryer-Tier2-Top | DEER2016 | D16v1 | 2015-05-14 08:12 | SCE | MFm | Ex | CZ05 | rWtd | Each | 1 | 474 | None | 314 | 0.0431 | -0.977 | 314 | 0.0431 | -0.977 | 314 | 0.0431 | -0.977 | 314 | 0.0431 | -0.977 |  |  | 2 |  | RE-Appl-EffCW-med-ElecDHW-ElecCDryer-Tier2-TopSCEMFmExCZ05rWtd
RE-Appl-EffCW-med-ElecDHW-ElecCDryer-Tier2-Top | DEER2016 | D16v1 | 2015-05-14 08:12 | SCE | MFm | Ex | CZ06 | rWtd | Each | 1 | 502 | None | 311 | 0.044 | -0.166 | 311 | 0.044 | -0.166 | 311 | 0.044 | -0.166 | 311 | 0.044 | -0.166 |  |  | 2 |  | RE-Appl-EffCW-med-ElecDHW-ElecCDryer-Tier2-TopSCEMFmExCZ06rWtd
RE-Appl-EffCW-med-ElecDHW-ElecCDryer-Tier2-Top | DEER2016 | D16v1 | 2015-05-14 08:12 | SCE | MFm | Ex | CZ08 | rWtd | Each | 1 | 511 | None | 311 | 0.0455 | -0.18 | 311 | 0.0455 | -0.18 | 311 | 0.0455 | -0.18 | 311 | 0.0455 | -0.18 |  |  | 2 |  | RE-Appl-EffCW-med-ElecDHW-ElecCDryer-Tier2-TopSCEMFmExCZ08rWtd
RE-Appl-EffCW-med-ElecDHW-ElecCDryer-Tier2-Top | DEER2016 | D16v1 | 2015-05-14 08:12 | SCE | MFm | Ex | CZ09 | rWtd | Each | 1 | 571 | None | 314 | 0.0451 | -0.176 | 314 | 0.0451 | -0.176 | 314 | 0.0451 | -0.176 | 314 | 0.0451 | -0.176 |  |  | 2 |  | RE-Appl-EffCW-med-ElecDHW-ElecCDryer-Tier2-TopSCEMFmExCZ09rWtd
RE-Appl-EffCW-med-ElecDHW-ElecCDryer-Tier2-Top | DEER2016 | D16v1 | 2015-05-14 08:12 | SCE | MFm | Ex | CZ10 | rWtd | Each | 1 | 586 | None | 313 | 0.0477 | -0.132 | 313 | 0.0477 | -0.132 | 313 | 0.0477 | -0.132 | 313 | 0.0477 | -0.132 |  |  | 2 |  | RE-Appl-EffCW-med-ElecDHW-ElecCDryer-Tier2-TopSCEMFmExCZ10rWtd
RE-Appl-EffCW-med-ElecDHW-ElecCDryer-Tier2-Top | DEER2016 | D16v1 | 2015-05-14 08:12 | SCE | MFm | Ex | CZ13 | rWtd | Each | 1 | 490 | None | 312 | 0.0456 | -0.403 | 312 | 0.0456 | -0.403 | 312 | 0.0456 | -0.403 | 312 | 0.0456 | -0.403 |  |  | 2 |  | RE-Appl-EffCW-med-ElecDHW-ElecCDryer-Tier2-TopSCEMFmExCZ13rWtd
RE-Appl-EffCW-med-ElecDHW-ElecCDryer-Tier2-Top | DEER2016 | D16v1 | 2015-05-14 08:12 | SCE | MFm | Ex | CZ14 | rWtd | Each | 1 | 624 | None | 321 | 0.0456 | -0.559 | 321 | 0.0456 | -0.559 | 321 | 0.0456 | -0.559 | 321 | 0.0456 | -0.559 |  |  | 2 |  | RE-Appl-EffCW-med-ElecDHW-ElecCDryer-Tier2-TopSCEMFmExCZ14rWtd
RE-Appl-EffCW-med-ElecDHW-ElecCDryer-Tier2-Top | DEER2016 | D16v1 | 2015-05-14 08:12 | SCE | MFm | Ex | CZ15 | rWtd | Each | 1 | 621 | None | 310 | 0.0446 | -0.0775 | 310 | 0.0446 | -0.0775 | 310 | 0.0446 | -0.0775 | 310 | 0.0446 | -0.0775 |  |  | 2 |  | RE-Appl-EffCW-med-ElecDHW-ElecCDryer-Tier2-TopSCEMFmExCZ15rWtd
RE-Appl-EffCW-med-ElecDHW-ElecCDryer-Tier2-Top | DEER2016 | D16v1 | 2015-05-14 08:12 | SCE | MFm | Ex | CZ16 | rWtd | Each | 1 | 491 | None | 322 | 0.0474 | -0.995 | 322 | 0.0474 | -0.995 | 322 | 0.0474 | -0.995 | 322 | 0.0474 | -0.995 |  |  | 2 |  | RE-Appl-EffCW-med-ElecDHW-ElecCDryer-Tier2-TopSCEMFmExCZ16rWtd
RE-Appl-EffCW-med-ElecDHW-ElecCDryer-Tier2-Top | DEER2016 | D16v1 | 2015-05-14 08:12 | SCE | MFm | Ex | IOU | rWtd | Each | 1 | 535 | None | 312 | 0.045 | -0.189 | 312 | 0.045 | -0.189 | 312 | 0.045 | -0.189 | 312 | 0.045 | -0.189 |  |  | 2 |  | RE-Appl-EffCW-med-ElecDHW-ElecCDryer-Tier2-TopSCEMFmExIOUrWtd
RE-Appl-EffCW-med-ElecDHW-ElecCDryer-Tier2-Top | DEER2016 | D16v1 | 2015-05-14 08:12 | SCE | SFm | 1975 | CZ05 | rWtd | Each | 1 | 796 | None | 390 | 0.0548 | -0.531 | 390 | 0.0548 | -0.531 | 390 | 0.0548 | -0.531 | 390 | 0.0548 | -0.531 |  |  | 2 |  | RE-Appl-EffCW-med-ElecDHW-ElecCDryer-Tier2-TopSCESFm1975CZ05rWtd
RE-Appl-EffCW-med-ElecDHW-ElecCDryer-Tier2-Top | DEER2016 | D16v1 | 2015-05-14 08:12 | SCE | SFm | 1975 | CZ06 | rWtd | Each | 1 | 764 | None | 386 | 0.0544 | 0.306 | 386 | 0.0544 | 0.306 | 386 | 0.0544 | 0.306 | 386 | 0.0544 | 0.306 |  |  | 2 |  | RE-Appl-EffCW-med-ElecDHW-ElecCDryer-Tier2-TopSCESFm1975CZ06rWtd
RE-Appl-EffCW-med-ElecDHW-ElecCDryer-Tier2-Top | DEER2016 | D16v1 | 2015-05-14 08:12 | SCE | SFm | 1975 | CZ08 | rWtd | Each | 1 | 764 | None | 387 | 0.0546 | -0.269 | 387 | 0.0546 | -0.269 | 387 | 0.0546 | -0.269 | 387 | 0.0546 | -0.269 |  |  | 2 |  | RE-Appl-EffCW-med-ElecDHW-ElecCDryer-Tier2-TopSCESFm1975CZ08rWtd
RE-Appl-EffCW-med-ElecDHW-ElecCDryer-Tier2-Top | DEER2016 | D16v1 | 2015-05-14 08:12 | SCE | SFm | 1975 | CZ09 | rWtd | Each | 1 | 818 | None | 390 | 0.057 | -0.645 | 390 | 0.057 | -0.645 | 390 | 0.057 | -0.645 | 390 | 0.057 | -0.645 |  |  | 2 |  | RE-Appl-EffCW-med-ElecDHW-ElecCDryer-Tier2-TopSCESFm1975CZ09rWtd
RE-Appl-EffCW-med-ElecDHW-ElecCDryer-Tier2-Top | DEER2016 | D16v1 | 2015-05-14 08:12 | SCE | SFm | 1975 | CZ10 | rWtd | Each | 1 | 818 | None | 387 | 0.06 | -0.656 | 387 | 0.06 | -0.656 | 387 | 0.06 | -0.656 | 387 | 0.06 | -0.656 |  |  | 2 |  | RE-Appl-EffCW-med-ElecDHW-ElecCDryer-Tier2-TopSCESFm1975CZ10rWtd
RE-Appl-EffCW-med-ElecDHW-ElecCDryer-Tier2-Top | DEER2016 | D16v1 | 2015-05-14 08:12 | SCE | SFm | 1975 | CZ13 | rWtd | Each | 1 | 764 | None | 391 | 0.0633 | -1.37 | 391 | 0.0633 | -1.37 | 391 | 0.0633 | -1.37 | 391 | 0.0633 | -1.37 |  |  | 2 |  | RE-Appl-EffCW-med-ElecDHW-ElecCDryer-Tier2-TopSCESFm1975CZ13rWtd
RE-Appl-EffCW-med-ElecDHW-ElecCDryer-Tier2-Top | DEER2016 | D16v1 | 2015-05-14 08:12 | SCE | SFm | 1975 | CZ14 | rWtd | Each | 1 | 778 | None | 402 | 0.0601 | -0.871 | 402 | 0.0601 | -0.871 | 402 | 0.0601 | -0.871 | 402 | 0.0601 | -0.871 |  |  | 2 |  | RE-Appl-EffCW-med-ElecDHW-ElecCDryer-Tier2-TopSCESFm1975CZ14rWtd
RE-Appl-EffCW-med-ElecDHW-ElecCDryer-Tier2-Top | DEER2016 | D16v1 | 2015-05-14 08:12 | SCE | SFm | 1975 | CZ15 | rWtd | Each | 1 | 778 | None | 389 | 0.0588 | -0.421 | 389 | 0.0588 | -0.421 | 389 | 0.0588 | -0.421 | 389 | 0.0588 | -0.421 |  |  | 2 |  | RE-Appl-EffCW-med-ElecDHW-ElecCDryer-Tier2-TopSCESFm1975CZ15rWtd
RE-Appl-EffCW-med-ElecDHW-ElecCDryer-Tier2-Top | DEER2016 | D16v1 | 2015-05-14 08:12 | SCE | SFm | 1975 | CZ16 | rWtd | Each | 1 | 796 | None | 404 | 0.0564 | -0.765 | 404 | 0.0564 | -0.765 | 404 | 0.0564 | -0.765 | 404 | 0.0564 | -0.765 |  |  | 2 |  | RE-Appl-EffCW-med-ElecDHW-ElecCDryer-Tier2-TopSCESFm1975CZ16rWtd
RE-Appl-EffCW-med-ElecDHW-ElecCDryer-Tier2-Top | DEER2016 | D16v1 | 2015-05-14 08:12 | SCE | SFm | 1985 | CZ05 | rWtd | Each | 1 | 952 | None | 389 | 0.0526 | -1.92 | 389 | 0.0526 | -1.92 | 389 | 0.0526 | -1.92 | 389 | 0.0526 | -1.92 |  |  | 2 |  | RE-Appl-EffCW-med-ElecDHW-ElecCDryer-Tier2-TopSCESFm1985CZ05rWtd
RE-Appl-EffCW-med-ElecDHW-ElecCDryer-Tier2-Top | DEER2016 | D16v1 | 2015-05-14 08:12 | SCE | SFm | 1985 | CZ06 | rWtd | Each | 1 | 1030 | None | 386 | 0.0617 | -0.0211 | 386 | 0.0617 | -0.0211 | 386 | 0.0617 | -0.0211 | 386 | 0.0617 | -0.0211 |  |  | 2 |  | RE-Appl-EffCW-med-ElecDHW-ElecCDryer-Tier2-TopSCESFm1985CZ06rWtd
RE-Appl-EffCW-med-ElecDHW-ElecCDryer-Tier2-Top | DEER2016 | D16v1 | 2015-05-14 08:12 | SCE | SFm | 1985 | CZ08 | rWtd | Each | 1 | 1030 | None | 387 | 0.0551 | 0.0404 | 387 | 0.0551 | 0.0404 | 387 | 0.0551 | 0.0404 | 387 | 0.0551 | 0.0404 |  |  | 2 |  | RE-Appl-EffCW-med-ElecDHW-ElecCDryer-Tier2-TopSCESFm1985CZ08rWtd
RE-Appl-EffCW-med-ElecDHW-ElecCDryer-Tier2-Top | DEER2016 | D16v1 | 2015-05-14 08:12 | SCE | SFm | 1985 | CZ09 | rWtd | Each | 1 | 906 | None | 388 | 0.0572 | 0.0747 | 388 | 0.0572 | 0.0747 | 388 | 0.0572 | 0.0747 | 388 | 0.0572 | 0.0747 |  |  | 2 |  | RE-Appl-EffCW-med-ElecDHW-ElecCDryer-Tier2-TopSCESFm1985CZ09rWtd
RE-Appl-EffCW-med-ElecDHW-ElecCDryer-Tier2-Top | DEER2016 | D16v1 | 2015-05-14 08:12 | SCE | SFm | 1985 | CZ10 | rWtd | Each | 1 | 906 | None | 389 | 0.06 | -0.225 | 389 | 0.06 | -0.225 | 389 | 0.06 | -0.225 | 389 | 0.06 | -0.225 |  |  | 2 |  | RE-Appl-EffCW-med-ElecDHW-ElecCDryer-Tier2-TopSCESFm1985CZ10rWtd
RE-Appl-EffCW-med-ElecDHW-ElecCDryer-Tier2-Top | DEER2016 | D16v1 | 2015-05-14 08:12 | SCE | SFm | 1985 | CZ13 | rWtd | Each | 1 | 852 | None | 391 | 0.061 | -0.921 | 391 | 0.061 | -0.921 | 391 | 0.061 | -0.921 | 391 | 0.061 | -0.921 |  |  | 2 |  | RE-Appl-EffCW-med-ElecDHW-ElecCDryer-Tier2-TopSCESFm1985CZ13rWtd
RE-Appl-EffCW-med-ElecDHW-ElecCDryer-Tier2-Top | DEER2016 | D16v1 | 2015-05-14 08:12 | SCE | SFm | 1985 | CZ14 | rWtd | Each | 1 | 870 | None | 401 | 0.0615 | -1.62 | 401 | 0.0615 | -1.62 | 401 | 0.0615 | -1.62 | 401 | 0.0615 | -1.62 |  |  | 2 |  | RE-Appl-EffCW-med-ElecDHW-ElecCDryer-Tier2-TopSCESFm1985CZ14rWtd
RE-Appl-EffCW-med-ElecDHW-ElecCDryer-Tier2-Top | DEER2016 | D16v1 | 2015-05-14 08:12 | SCE | SFm | 1985 | CZ15 | rWtd | Each | 1 | 870 | None | 388 | 0.0595 | -0.856 | 388 | 0.0595 | -0.856 | 388 | 0.0595 | -0.856 | 388 | 0.0595 | -0.856 |  |  | 2 |  | RE-Appl-EffCW-med-ElecDHW-ElecCDryer-Tier2-TopSCESFm1985CZ15rWtd
RE-Appl-EffCW-med-ElecDHW-ElecCDryer-Tier2-Top | DEER2016 | D16v1 | 2015-05-14 08:12 | SCE | SFm | 1985 | CZ16 | rWtd | Each | 1 | 952 | None | 399 | 0.0603 | -1.96 | 399 | 0.0603 | -1.96 | 399 | 0.0603 | -1.96 | 399 | 0.0603 | -1.96 |  |  | 2 |  | RE-Appl-EffCW-med-ElecDHW-ElecCDryer-Tier2-TopSCESFm1985CZ16rWtd
RE-Appl-EffCW-med-ElecDHW-ElecCDryer-Tier2-Top | DEER2016 | D16v1 | 2015-05-14 08:12 | SCE | SFm | 1996 | CZ05 | rWtd | Each | 1 | 1100 | None | 391 | 0.0574 | -0.954 | 391 | 0.0574 | -0.954 | 391 | 0.0574 | -0.954 | 391 | 0.0574 | -0.954 |  |  | 2 |  | RE-Appl-EffCW-med-ElecDHW-ElecCDryer-Tier2-TopSCESFm1996CZ05rWtd
RE-Appl-EffCW-med-ElecDHW-ElecCDryer-Tier2-Top | DEER2016 | D16v1 | 2015-05-14 08:12 | SCE | SFm | 1996 | CZ06 | rWtd | Each | 1 | 1150 | None | 386 | 0.0592 | -0.0704 | 386 | 0.0592 | -0.0704 | 386 | 0.0592 | -0.0704 | 386 | 0.0592 | -0.0704 |  |  | 2 |  | RE-Appl-EffCW-med-ElecDHW-ElecCDryer-Tier2-TopSCESFm1996CZ06rWtd
RE-Appl-EffCW-med-ElecDHW-ElecCDryer-Tier2-Top | DEER2016 | D16v1 | 2015-05-14 08:12 | SCE | SFm | 1996 | CZ08 | rWtd | Each | 1 | 1150 | None | 387 | 0.0559 | -0.305 | 387 | 0.0559 | -0.305 | 387 | 0.0559 | -0.305 | 387 | 0.0559 | -0.305 |  |  | 2 |  | RE-Appl-EffCW-med-ElecDHW-ElecCDryer-Tier2-TopSCESFm1996CZ08rWtd
RE-Appl-EffCW-med-ElecDHW-ElecCDryer-Tier2-Top | DEER2016 | D16v1 | 2015-05-14 08:12 | SCE | SFm | 1996 | CZ09 | rWtd | Each | 1 | 1090 | None | 391 | 0.0572 | -0.71 | 391 | 0.0572 | -0.71 | 391 | 0.0572 | -0.71 | 391 | 0.0572 | -0.71 |  |  | 2 |  | RE-Appl-EffCW-med-ElecDHW-ElecCDryer-Tier2-TopSCESFm1996CZ09rWtd
RE-Appl-EffCW-med-ElecDHW-ElecCDryer-Tier2-Top | DEER2016 | D16v1 | 2015-05-14 08:12 | SCE | SFm | 1996 | CZ10 | rWtd | Each | 1 | 1090 | None | 394 | 0.0579 | -0.629 | 394 | 0.0579 | -0.629 | 394 | 0.0579 | -0.629 | 394 | 0.0579 | -0.629 |  |  | 2 |  | RE-Appl-EffCW-med-ElecDHW-ElecCDryer-Tier2-TopSCESFm1996CZ10rWtd
RE-Appl-EffCW-med-ElecDHW-ElecCDryer-Tier2-Top | DEER2016 | D16v1 | 2015-05-14 08:12 | SCE | SFm | 1996 | CZ13 | rWtd | Each | 1 | 1020 | None | 393 | 0.0612 | -1.23 | 393 | 0.0612 | -1.23 | 393 | 0.0612 | -1.23 | 393 | 0.0612 | -1.23 |  |  | 2 |  | RE-Appl-EffCW-med-ElecDHW-ElecCDryer-Tier2-TopSCESFm1996CZ13rWtd
RE-Appl-EffCW-med-ElecDHW-ElecCDryer-Tier2-Top | DEER2016 | D16v1 | 2015-05-14 08:12 | SCE | SFm | 1996 | CZ14 | rWtd | Each | 1 | 879 | None | 403 | 0.0626 | -1.2 | 403 | 0.0626 | -1.2 | 403 | 0.0626 | -1.2 | 403 | 0.0626 | -1.2 |  |  | 2 |  | RE-Appl-EffCW-med-ElecDHW-ElecCDryer-Tier2-TopSCESFm1996CZ14rWtd
RE-Appl-EffCW-med-ElecDHW-ElecCDryer-Tier2-Top | DEER2016 | D16v1 | 2015-05-14 08:12 | SCE | SFm | 1996 | CZ15 | rWtd | Each | 1 | 879 | None | 389 | 0.056 | -0.677 | 389 | 0.056 | -0.677 | 389 | 0.056 | -0.677 | 389 | 0.056 | -0.677 |  |  | 2 |  | RE-Appl-EffCW-med-ElecDHW-ElecCDryer-Tier2-TopSCESFm1996CZ15rWtd
RE-Appl-EffCW-med-ElecDHW-ElecCDryer-Tier2-Top | DEER2016 | D16v1 | 2015-05-14 08:12 | SCE | SFm | 1996 | CZ16 | rWtd | Each | 1 | 1100 | None | 401 | 0.0573 | -0.994 | 401 | 0.0573 | -0.994 | 401 | 0.0573 | -0.994 | 401 | 0.0573 | -0.994 |  |  | 2 |  | RE-Appl-EffCW-med-ElecDHW-ElecCDryer-Tier2-TopSCESFm1996CZ16rWtd
RE-Appl-EffCW-med-ElecDHW-ElecCDryer-Tier2-Top | DEER2016 | D16v1 | 2015-05-14 08:12 | SCE | SFm | 2003 | CZ05 | rWtd | Each | 1 | 1150 | None | 390 | 0.0572 | -1.2 | 390 | 0.0572 | -1.2 | 390 | 0.0572 | -1.2 | 390 | 0.0572 | -1.2 |  |  | 2 |  | RE-Appl-EffCW-med-ElecDHW-ElecCDryer-Tier2-TopSCESFm2003CZ05rWtd
RE-Appl-EffCW-med-ElecDHW-ElecCDryer-Tier2-Top | DEER2016 | D16v1 | 2015-05-14 08:12 | SCE | SFm | 2003 | CZ06 | rWtd | Each | 1 | 1200 | None | 386 | 0.049 | -0.137 | 386 | 0.049 | -0.137 | 386 | 0.049 | -0.137 | 386 | 0.049 | -0.137 |  |  | 2 |  | RE-Appl-EffCW-med-ElecDHW-ElecCDryer-Tier2-TopSCESFm2003CZ06rWtd
RE-Appl-EffCW-med-ElecDHW-ElecCDryer-Tier2-Top | DEER2016 | D16v1 | 2015-05-14 08:12 | SCE | SFm | 2003 | CZ08 | rWtd | Each | 1 | 1200 | None | 389 | 0.055 | -0.609 | 389 | 0.055 | -0.609 | 389 | 0.055 | -0.609 | 389 | 0.055 | -0.609 |  |  | 2 |  | RE-Appl-EffCW-med-ElecDHW-ElecCDryer-Tier2-TopSCESFm2003CZ08rWtd
RE-Appl-EffCW-med-ElecDHW-ElecCDryer-Tier2-Top | DEER2016 | D16v1 | 2015-05-14 08:12 | SCE | SFm | 2003 | CZ09 | rWtd | Each | 1 | 1210 | None | 391 | 0.0544 | -0.532 | 391 | 0.0544 | -0.532 | 391 | 0.0544 | -0.532 | 391 | 0.0544 | -0.532 |  |  | 2 |  | RE-Appl-EffCW-med-ElecDHW-ElecCDryer-Tier2-TopSCESFm2003CZ09rWtd
RE-Appl-EffCW-med-ElecDHW-ElecCDryer-Tier2-Top | DEER2016 | D16v1 | 2015-05-14 08:12 | SCE | SFm | 2003 | CZ10 | rWtd | Each | 1 | 974 | None | 393 | 0.0535 | -0.254 | 393 | 0.0535 | -0.254 | 393 | 0.0535 | -0.254 | 393 | 0.0535 | -0.254 |  |  | 2 |  | RE-Appl-EffCW-med-ElecDHW-ElecCDryer-Tier2-TopSCESFm2003CZ10rWtd
RE-Appl-EffCW-med-ElecDHW-ElecCDryer-Tier2-Top | DEER2016 | D16v1 | 2015-05-14 08:12 | SCE | SFm | 2003 | CZ13 | rWtd | Each | 1 | 974 | None | 389 | 0.0581 | -0.917 | 389 | 0.0581 | -0.917 | 389 | 0.0581 | -0.917 | 389 | 0.0581 | -0.917 |  |  | 2 |  | RE-Appl-EffCW-med-ElecDHW-ElecCDryer-Tier2-TopSCESFm2003CZ13rWtd
RE-Appl-EffCW-med-ElecDHW-ElecCDryer-Tier2-Top | DEER2016 | D16v1 | 2015-05-14 08:12 | SCE | SFm | 2003 | CZ14 | rWtd | Each | 1 | 1080 | None | 397 | 0.052 | -0.712 | 397 | 0.052 | -0.712 | 397 | 0.052 | -0.712 | 397 | 0.052 | -0.712 |  |  | 2 |  | RE-Appl-EffCW-med-ElecDHW-ElecCDryer-Tier2-TopSCESFm2003CZ14rWtd
RE-Appl-EffCW-med-ElecDHW-ElecCDryer-Tier2-Top | DEER2016 | D16v1 | 2015-05-14 08:12 | SCE | SFm | 2003 | CZ15 | rWtd | Each | 1 | 1080 | None | 381 | 0.0573 | -0.237 | 381 | 0.0573 | -0.237 | 381 | 0.0573 | -0.237 | 381 | 0.0573 | -0.237 |  |  | 2 |  | RE-Appl-EffCW-med-ElecDHW-ElecCDryer-Tier2-TopSCESFm2003CZ15rWtd
RE-Appl-EffCW-med-ElecDHW-ElecCDryer-Tier2-Top | DEER2016 | D16v1 | 2015-05-14 08:12 | SCE | SFm | 2003 | CZ16 | rWtd | Each | 1 | 1150 | None | 398 | 0.0737 | -0.849 | 398 | 0.0737 | -0.849 | 398 | 0.0737 | -0.849 | 398 | 0.0737 | -0.849 |  |  | 2 |  | RE-Appl-EffCW-med-ElecDHW-ElecCDryer-Tier2-TopSCESFm2003CZ16rWtd
RE-Appl-EffCW-med-ElecDHW-ElecCDryer-Tier2-Top | DEER2016 | D16v1 | 2015-05-14 08:12 | SCE | SFm | 2007 | CZ05 | rWtd | Each | 1 | 1150 | None | 391 | 0.0573 | -0.58 | 391 | 0.0573 | -0.58 | 391 | 0.0573 | -0.58 | 391 | 0.0573 | -0.58 |  |  | 2 |  | RE-Appl-EffCW-med-ElecDHW-ElecCDryer-Tier2-TopSCESFm2007CZ05rWtd
RE-Appl-EffCW-med-ElecDHW-ElecCDryer-Tier2-Top | DEER2016 | D16v1 | 2015-05-14 08:12 | SCE | SFm | 2007 | CZ06 | rWtd | Each | 1 | 1200 | None | 387 | 0.0556 | 0.0575 | 387 | 0.0556 | 0.0575 | 387 | 0.0556 | 0.0575 | 387 | 0.0556 | 0.0575 |  |  | 2 |  | RE-Appl-EffCW-med-ElecDHW-ElecCDryer-Tier2-TopSCESFm2007CZ06rWtd
RE-Appl-EffCW-med-ElecDHW-ElecCDryer-Tier2-Top | DEER2016 | D16v1 | 2015-05-14 08:12 | SCE | SFm | 2007 | CZ08 | rWtd | Each | 1 | 1200 | None | 384 | 0.0546 | -0.267 | 384 | 0.0546 | -0.267 | 384 | 0.0546 | -0.267 | 384 | 0.0546 | -0.267 |  |  | 2 |  | RE-Appl-EffCW-med-ElecDHW-ElecCDryer-Tier2-TopSCESFm2007CZ08rWtd
RE-Appl-EffCW-med-ElecDHW-ElecCDryer-Tier2-Top | DEER2016 | D16v1 | 2015-05-14 08:12 | SCE | SFm | 2007 | CZ09 | rWtd | Each | 1 | 1210 | None | 390 | 0.0537 | -0.373 | 390 | 0.0537 | -0.373 | 390 | 0.0537 | -0.373 | 390 | 0.0537 | -0.373 |  |  | 2 |  | RE-Appl-EffCW-med-ElecDHW-ElecCDryer-Tier2-TopSCESFm2007CZ09rWtd
RE-Appl-EffCW-med-ElecDHW-ElecCDryer-Tier2-Top | DEER2016 | D16v1 | 2015-05-14 08:12 | SCE | SFm | 2007 | CZ10 | rWtd | Each | 1 | 974 | None | 393 | 0.0531 | -0.159 | 393 | 0.0531 | -0.159 | 393 | 0.0531 | -0.159 | 393 | 0.0531 | -0.159 |  |  | 2 |  | RE-Appl-EffCW-med-ElecDHW-ElecCDryer-Tier2-TopSCESFm2007CZ10rWtd
RE-Appl-EffCW-med-ElecDHW-ElecCDryer-Tier2-Top | DEER2016 | D16v1 | 2015-05-14 08:12 | SCE | SFm | 2007 | CZ13 | rWtd | Each | 1 | 974 | None | 389 | 0.0569 | -1.08 | 389 | 0.0569 | -1.08 | 389 | 0.0569 | -1.08 | 389 | 0.0569 | -1.08 |  |  | 2 |  | RE-Appl-EffCW-med-ElecDHW-ElecCDryer-Tier2-TopSCESFm2007CZ13rWtd
RE-Appl-EffCW-med-ElecDHW-ElecCDryer-Tier2-Top | DEER2016 | D16v1 | 2015-05-14 08:12 | SCE | SFm | 2007 | CZ14 | rWtd | Each | 1 | 1080 | None | 391 | 0.0541 | -1.05 | 391 | 0.0541 | -1.05 | 391 | 0.0541 | -1.05 | 391 | 0.0541 | -1.05 |  |  | 2 |  | RE-Appl-EffCW-med-ElecDHW-ElecCDryer-Tier2-TopSCESFm2007CZ14rWtd
RE-Appl-EffCW-med-ElecDHW-ElecCDryer-Tier2-Top | DEER2016 | D16v1 | 2015-05-14 08:12 | SCE | SFm | 2007 | CZ15 | rWtd | Each | 1 | 1080 | None | 381 | 0.0541 | -0.174 | 381 | 0.0541 | -0.174 | 381 | 0.0541 | -0.174 | 381 | 0.0541 | -0.174 |  |  | 2 |  | RE-Appl-EffCW-med-ElecDHW-ElecCDryer-Tier2-TopSCESFm2007CZ15rWtd
RE-Appl-EffCW-med-ElecDHW-ElecCDryer-Tier2-Top | DEER2016 | D16v1 | 2015-05-14 08:12 | SCE | SFm | 2007 | CZ16 | rWtd | Each | 1 | 1150 | None | 399 | 0.0609 | -0.735 | 399 | 0.0609 | -0.735 | 399 | 0.0609 | -0.735 | 399 | 0.0609 | -0.735 |  |  | 2 |  | RE-Appl-EffCW-med-ElecDHW-ElecCDryer-Tier2-TopSCESFm2007CZ16rWtd
RE-Appl-EffCW-med-ElecDHW-ElecCDryer-Tier2-Top | DEER2016 | D16v1 | 2015-05-14 08:12 | SCE | SFm | 2011 | CZ05 | rWtd | Each | 1 | 1150 | None | 389 | 0.0554 | -1.23 | 389 | 0.0554 | -1.23 | 389 | 0.0554 | -1.23 | 389 | 0.0554 | -1.23 |  |  | 2 |  | RE-Appl-EffCW-med-ElecDHW-ElecCDryer-Tier2-TopSCESFm2011CZ05rWtd
RE-Appl-EffCW-med-ElecDHW-ElecCDryer-Tier2-Top | DEER2016 | D16v1 | 2015-05-14 08:12 | SCE | SFm | 2011 | CZ06 | rWtd | Each | 1 | 1200 | None | 386 | 0.0623 | -0.226 | 386 | 0.0623 | -0.226 | 386 | 0.0623 | -0.226 | 386 | 0.0623 | -0.226 |  |  | 2 |  | RE-Appl-EffCW-med-ElecDHW-ElecCDryer-Tier2-TopSCESFm2011CZ06rWtd
RE-Appl-EffCW-med-ElecDHW-ElecCDryer-Tier2-Top | DEER2016 | D16v1 | 2015-05-14 08:12 | SCE | SFm | 2011 | CZ08 | rWtd | Each | 1 | 1200 | None | 388 | 0.0536 | -0.214 | 388 | 0.0536 | -0.214 | 388 | 0.0536 | -0.214 | 388 | 0.0536 | -0.214 |  |  | 2 |  | RE-Appl-EffCW-med-ElecDHW-ElecCDryer-Tier2-TopSCESFm2011CZ08rWtd
RE-Appl-EffCW-med-ElecDHW-ElecCDryer-Tier2-Top | DEER2016 | D16v1 | 2015-05-14 08:12 | SCE | SFm | 2011 | CZ09 | rWtd | Each | 1 | 1210 | None | 392 | 0.0547 | -0.241 | 392 | 0.0547 | -0.241 | 392 | 0.0547 | -0.241 | 392 | 0.0547 | -0.241 |  |  | 2 |  | RE-Appl-EffCW-med-ElecDHW-ElecCDryer-Tier2-TopSCESFm2011CZ09rWtd
RE-Appl-EffCW-med-ElecDHW-ElecCDryer-Tier2-Top | DEER2016 | D16v1 | 2015-05-14 08:12 | SCE | SFm | 2011 | CZ10 | rWtd | Each | 1 | 974 | None | 392 | 0.0551 | -0.102 | 392 | 0.0551 | -0.102 | 392 | 0.0551 | -0.102 | 392 | 0.0551 | -0.102 |  |  | 2 |  | RE-Appl-EffCW-med-ElecDHW-ElecCDryer-Tier2-TopSCESFm2011CZ10rWtd
RE-Appl-EffCW-med-ElecDHW-ElecCDryer-Tier2-Top | DEER2016 | D16v1 | 2015-05-14 08:12 | SCE | SFm | 2011 | CZ13 | rWtd | Each | 1 | 974 | None | 389 | 0.0572 | -1.02 | 389 | 0.0572 | -1.02 | 389 | 0.0572 | -1.02 | 389 | 0.0572 | -1.02 |  |  | 2 |  | RE-Appl-EffCW-med-ElecDHW-ElecCDryer-Tier2-TopSCESFm2011CZ13rWtd
RE-Appl-EffCW-med-ElecDHW-ElecCDryer-Tier2-Top | DEER2016 | D16v1 | 2015-05-14 08:12 | SCE | SFm | 2011 | CZ14 | rWtd | Each | 1 | 1080 | None | 396 | 0.0556 | -0.921 | 396 | 0.0556 | -0.921 | 396 | 0.0556 | -0.921 | 396 | 0.0556 | -0.921 |  |  | 2 |  | RE-Appl-EffCW-med-ElecDHW-ElecCDryer-Tier2-TopSCESFm2011CZ14rWtd
RE-Appl-EffCW-med-ElecDHW-ElecCDryer-Tier2-Top | DEER2016 | D16v1 | 2015-05-14 08:12 | SCE | SFm | 2011 | CZ15 | rWtd | Each | 1 | 1080 | None | 381 | 0.0556 | -0.16 | 381 | 0.0556 | -0.16 | 381 | 0.0556 | -0.16 | 381 | 0.0556 | -0.16 |  |  | 2 |  | RE-Appl-EffCW-med-ElecDHW-ElecCDryer-Tier2-TopSCESFm2011CZ15rWtd
RE-Appl-EffCW-med-ElecDHW-ElecCDryer-Tier2-Top | DEER2016 | D16v1 | 2015-05-14 08:12 | SCE | SFm | 2011 | CZ16 | rWtd | Each | 1 | 1150 | None | 397 | 0.0629 | -0.695 | 397 | 0.0629 | -0.695 | 397 | 0.0629 | -0.695 | 397 | 0.0629 | -0.695 |  |  | 2 |  | RE-Appl-EffCW-med-ElecDHW-ElecCDryer-Tier2-TopSCESFm2011CZ16rWtd
RE-Appl-EffCW-med-ElecDHW-ElecCDryer-Tier2-Top | DEER2016 | D16v1 | 2015-05-14 08:12 | SCE | SFm | 2014 | CZ05 | rWtd | Each | 1 | 1150 | None | 392 | 0.0524 | -0.354 | 392 | 0.0524 | -0.354 | 392 | 0.0524 | -0.354 | 392 | 0.0524 | -0.354 |  |  | 2 |  | RE-Appl-EffCW-med-ElecDHW-ElecCDryer-Tier2-TopSCESFm2014CZ05rWtd
RE-Appl-EffCW-med-ElecDHW-ElecCDryer-Tier2-Top | DEER2016 | D16v1 | 2015-05-14 08:12 | SCE | SFm | 2014 | CZ06 | rWtd | Each | 1 | 1200 | None | 384 | 0.0469 | -0.319 | 384 | 0.0469 | -0.319 | 384 | 0.0469 | -0.319 | 384 | 0.0469 | -0.319 |  |  | 2 |  | RE-Appl-EffCW-med-ElecDHW-ElecCDryer-Tier2-TopSCESFm2014CZ06rWtd
RE-Appl-EffCW-med-ElecDHW-ElecCDryer-Tier2-Top | DEER2016 | D16v1 | 2015-05-14 08:12 | SCE | SFm | 2014 | CZ08 | rWtd | Each | 1 | 1200 | None | 385 | 0.0543 | -0.289 | 385 | 0.0543 | -0.289 | 385 | 0.0543 | -0.289 | 385 | 0.0543 | -0.289 |  |  | 2 |  | RE-Appl-EffCW-med-ElecDHW-ElecCDryer-Tier2-TopSCESFm2014CZ08rWtd
RE-Appl-EffCW-med-ElecDHW-ElecCDryer-Tier2-Top | DEER2016 | D16v1 | 2015-05-14 08:12 | SCE | SFm | 2014 | CZ09 | rWtd | Each | 1 | 1210 | None | 392 | 0.0559 | -0.41 | 392 | 0.0559 | -0.41 | 392 | 0.0559 | -0.41 | 392 | 0.0559 | -0.41 |  |  | 2 |  | RE-Appl-EffCW-med-ElecDHW-ElecCDryer-Tier2-TopSCESFm2014CZ09rWtd
RE-Appl-EffCW-med-ElecDHW-ElecCDryer-Tier2-Top | DEER2016 | D16v1 | 2015-05-14 08:12 | SCE | SFm | 2014 | CZ10 | rWtd | Each | 1 | 974 | None | 393 | 0.0563 | -0.208 | 393 | 0.0563 | -0.208 | 393 | 0.0563 | -0.208 | 393 | 0.0563 | -0.208 |  |  | 2 |  | RE-Appl-EffCW-med-ElecDHW-ElecCDryer-Tier2-TopSCESFm2014CZ10rWtd
RE-Appl-EffCW-med-ElecDHW-ElecCDryer-Tier2-Top | DEER2016 | D16v1 | 2015-05-14 08:12 | SCE | SFm | 2014 | CZ13 | rWtd | Each | 1 | 974 | None | 391 | 0.0575 | -1.03 | 391 | 0.0575 | -1.03 | 391 | 0.0575 | -1.03 | 391 | 0.0575 | -1.03 |  |  | 2 |  | RE-Appl-EffCW-med-ElecDHW-ElecCDryer-Tier2-TopSCESFm2014CZ13rWtd
RE-Appl-EffCW-med-ElecDHW-ElecCDryer-Tier2-Top | DEER2016 | D16v1 | 2015-05-14 08:12 | SCE | SFm | 2014 | CZ14 | rWtd | Each | 1 | 1080 | None | 393 | 0.0573 | -1.02 | 393 | 0.0573 | -1.02 | 393 | 0.0573 | -1.02 | 393 | 0.0573 | -1.02 |  |  | 2 |  | RE-Appl-EffCW-med-ElecDHW-ElecCDryer-Tier2-TopSCESFm2014CZ14rWtd
RE-Appl-EffCW-med-ElecDHW-ElecCDryer-Tier2-Top | DEER2016 | D16v1 | 2015-05-14 08:12 | SCE | SFm | 2014 | CZ15 | rWtd | Each | 1 | 1080 | None | 380 | 0.0556 | -0.171 | 380 | 0.0556 | -0.171 | 380 | 0.0556 | -0.171 | 380 | 0.0556 | -0.171 |  |  | 2 |  | RE-Appl-EffCW-med-ElecDHW-ElecCDryer-Tier2-TopSCESFm2014CZ15rWtd
RE-Appl-EffCW-med-ElecDHW-ElecCDryer-Tier2-Top | DEER2016 | D16v1 | 2015-05-14 08:12 | SCE | SFm | 2014 | CZ16 | rWtd | Each | 1 | 1150 | None | 396 | 0.0576 | -1.22 | 396 | 0.0576 | -1.22 | 396 | 0.0576 | -1.22 | 396 | 0.0576 | -1.22 |  |  | 2 |  | RE-Appl-EffCW-med-ElecDHW-ElecCDryer-Tier2-TopSCESFm2014CZ16rWtd
RE-Appl-EffCW-med-ElecDHW-ElecCDryer-Tier2-Top | DEER2016 | D16v1 | 2015-05-14 08:12 | SCE | SFm | Ex | CZ05 | rWtd | Each | 1 | 844 | None | 390 | 0.0548 | -0.673 | 390 | 0.0548 | -0.673 | 390 | 0.0548 | -0.673 | 390 | 0.0548 | -0.673 |  |  | 2 |  | RE-Appl-EffCW-med-ElecDHW-ElecCDryer-Tier2-TopSCESFmExCZ05rWtd
RE-Appl-EffCW-med-ElecDHW-ElecCDryer-Tier2-Top | DEER2016 | D16v1 | 2015-05-14 08:12 | SCE | SFm | Ex | CZ06 | rWtd | Each | 1 | 865 | None | 386 | 0.0554 | 0.199 | 386 | 0.0554 | 0.199 | 386 | 0.0554 | 0.199 | 386 | 0.0554 | 0.199 |  |  | 2 |  | RE-Appl-EffCW-med-ElecDHW-ElecCDryer-Tier2-TopSCESFmExCZ06rWtd
RE-Appl-EffCW-med-ElecDHW-ElecCDryer-Tier2-Top | DEER2016 | D16v1 | 2015-05-14 08:12 | SCE | SFm | Ex | CZ08 | rWtd | Each | 1 | 834 | None | 387 | 0.0547 | -0.254 | 387 | 0.0547 | -0.254 | 387 | 0.0547 | -0.254 | 387 | 0.0547 | -0.254 |  |  | 2 |  | RE-Appl-EffCW-med-ElecDHW-ElecCDryer-Tier2-TopSCESFmExCZ08rWtd
RE-Appl-EffCW-med-ElecDHW-ElecCDryer-Tier2-Top | DEER2016 | D16v1 | 2015-05-14 08:12 | SCE | SFm | Ex | CZ09 | rWtd | Each | 1 | 868 | None | 390 | 0.0569 | -0.532 | 390 | 0.0569 | -0.532 | 390 | 0.0569 | -0.532 | 390 | 0.0569 | -0.532 |  |  | 2 |  | RE-Appl-EffCW-med-ElecDHW-ElecCDryer-Tier2-TopSCESFmExCZ09rWtd
RE-Appl-EffCW-med-ElecDHW-ElecCDryer-Tier2-Top | DEER2016 | D16v1 | 2015-05-14 08:12 | SCE | SFm | Ex | CZ10 | rWtd | Each | 1 | 925 | None | 390 | 0.0585 | -0.417 | 390 | 0.0585 | -0.417 | 390 | 0.0585 | -0.417 | 390 | 0.0585 | -0.417 |  |  | 2 |  | RE-Appl-EffCW-med-ElecDHW-ElecCDryer-Tier2-TopSCESFmExCZ10rWtd
RE-Appl-EffCW-med-ElecDHW-ElecCDryer-Tier2-Top | DEER2016 | D16v1 | 2015-05-14 08:12 | SCE | SFm | Ex | CZ13 | rWtd | Each | 1 | 868 | None | 391 | 0.0615 | -1.19 | 391 | 0.0615 | -1.19 | 391 | 0.0615 | -1.19 | 391 | 0.0615 | -1.19 |  |  | 2 |  | RE-Appl-EffCW-med-ElecDHW-ElecCDryer-Tier2-TopSCESFmExCZ13rWtd
RE-Appl-EffCW-med-ElecDHW-ElecCDryer-Tier2-Top | DEER2016 | D16v1 | 2015-05-14 08:12 | SCE | SFm | Ex | CZ14 | rWtd | Each | 1 | 864 | None | 401 | 0.0606 | -1.31 | 401 | 0.0606 | -1.31 | 401 | 0.0606 | -1.31 | 401 | 0.0606 | -1.31 |  |  | 2 |  | RE-Appl-EffCW-med-ElecDHW-ElecCDryer-Tier2-TopSCESFmExCZ14rWtd
RE-Appl-EffCW-med-ElecDHW-ElecCDryer-Tier2-Top | DEER2016 | D16v1 | 2015-05-14 08:12 | SCE | SFm | Ex | CZ15 | rWtd | Each | 1 | 857 | None | 388 | 0.0584 | -0.642 | 388 | 0.0584 | -0.642 | 388 | 0.0584 | -0.642 | 388 | 0.0584 | -0.642 |  |  | 2 |  | RE-Appl-EffCW-med-ElecDHW-ElecCDryer-Tier2-TopSCESFmExCZ15rWtd
RE-Appl-EffCW-med-ElecDHW-ElecCDryer-Tier2-Top | DEER2016 | D16v1 | 2015-05-14 08:12 | SCE | SFm | Ex | CZ16 | rWtd | Each | 1 | 865 | None | 402 | 0.0579 | -1.06 | 402 | 0.0579 | -1.06 | 402 | 0.0579 | -1.06 | 402 | 0.0579 | -1.06 |  |  | 2 |  | RE-Appl-EffCW-med-ElecDHW-ElecCDryer-Tier2-TopSCESFmExCZ16rWtd
RE-Appl-EffCW-med-ElecDHW-ElecCDryer-Tier2-Top | DEER2016 | D16v1 | 2015-05-14 08:12 | SCE | SFm | Ex | IOU | rWtd | Each | 1 | 873 | None | 390 | 0.0571 | -0.449 | 390 | 0.0571 | -0.449 | 390 | 0.0571 | -0.449 | 390 | 0.0571 | -0.449 |  |  | 2 |  | RE-Appl-EffCW-med-ElecDHW-ElecCDryer-Tier2-TopSCESFmExIOUrWtd
RE-Appl-EffCW-med-ElecDHW-ElecCDryer-Tier2-Top | DEER2016 | D16v1 | 2015-05-14 08:12 | SCG | DMo | Ex | CZ04 | rWtd | Each | 1 | 621 | None | 318 | 0.0473 | -0.776 | 318 | 0.0473 | -0.776 | 318 | 0.0473 | -0.776 | 318 | 0.0473 | -0.776 |  |  | 2 |  | RE-Appl-EffCW-med-ElecDHW-ElecCDryer-Tier2-TopSCGDMoExCZ04rWtd
RE-Appl-EffCW-med-ElecDHW-ElecCDryer-Tier2-Top | DEER2016 | D16v1 | 2015-05-14 08:12 | SCG | DMo | Ex | CZ05 | rWtd | Each | 1 | 612 | None | 313 | 0.0399 | -0.137 | 313 | 0.0399 | -0.137 | 313 | 0.0399 | -0.137 | 313 | 0.0399 | -0.137 |  |  | 2 |  | RE-Appl-EffCW-med-ElecDHW-ElecCDryer-Tier2-TopSCGDMoExCZ05rWtd
RE-Appl-EffCW-med-ElecDHW-ElecCDryer-Tier2-Top | DEER2016 | D16v1 | 2015-05-14 08:12 | SCG | DMo | Ex | CZ06 | rWtd | Each | 1 | 613 | None | 308 | 0.0428 | 0.314 | 308 | 0.0428 | 0.314 | 308 | 0.0428 | 0.314 | 308 | 0.0428 | 0.314 |  |  | 2 |  | RE-Appl-EffCW-med-ElecDHW-ElecCDryer-Tier2-TopSCGDMoExCZ06rWtd
RE-Appl-EffCW-med-ElecDHW-ElecCDryer-Tier2-Top | DEER2016 | D16v1 | 2015-05-14 08:12 | SCG | DMo | Ex | CZ08 | rWtd | Each | 1 | 610 | None | 312 | 0.0443 | 0.279 | 312 | 0.0443 | 0.279 | 312 | 0.0443 | 0.279 | 312 | 0.0443 | 0.279 |  |  | 2 |  | RE-Appl-EffCW-med-ElecDHW-ElecCDryer-Tier2-TopSCGDMoExCZ08rWtd
RE-Appl-EffCW-med-ElecDHW-ElecCDryer-Tier2-Top | DEER2016 | D16v1 | 2015-05-14 08:12 | SCG | DMo | Ex | CZ09 | rWtd | Each | 1 | 609 | None | 314 | 0.0449 | 0.171 | 314 | 0.0449 | 0.171 | 314 | 0.0449 | 0.171 | 314 | 0.0449 | 0.171 |  |  | 2 |  | RE-Appl-EffCW-med-ElecDHW-ElecCDryer-Tier2-TopSCGDMoExCZ09rWtd
RE-Appl-EffCW-med-ElecDHW-ElecCDryer-Tier2-Top | DEER2016 | D16v1 | 2015-05-14 08:12 | SCG | DMo | Ex | CZ10 | rWtd | Each | 1 | 610 | None | 317 | 0.0468 | 0.0477 | 317 | 0.0468 | 0.0477 | 317 | 0.0468 | 0.0477 | 317 | 0.0468 | 0.0477 |  |  | 2 |  | RE-Appl-EffCW-med-ElecDHW-ElecCDryer-Tier2-TopSCGDMoExCZ10rWtd
RE-Appl-EffCW-med-ElecDHW-ElecCDryer-Tier2-Top | DEER2016 | D16v1 | 2015-05-14 08:12 | SCG | DMo | Ex | CZ13 | rWtd | Each | 1 | 605 | None | 313 | 0.0441 | -0.363 | 313 | 0.0441 | -0.363 | 313 | 0.0441 | -0.363 | 313 | 0.0441 | -0.363 |  |  | 2 |  | RE-Appl-EffCW-med-ElecDHW-ElecCDryer-Tier2-TopSCGDMoExCZ13rWtd
RE-Appl-EffCW-med-ElecDHW-ElecCDryer-Tier2-Top | DEER2016 | D16v1 | 2015-05-14 08:12 | SCG | DMo | Ex | CZ14 | rWtd | Each | 1 | 617 | None | 317 | 0.0446 | -0.571 | 317 | 0.0446 | -0.571 | 317 | 0.0446 | -0.571 | 317 | 0.0446 | -0.571 |  |  | 2 |  | RE-Appl-EffCW-med-ElecDHW-ElecCDryer-Tier2-TopSCGDMoExCZ14rWtd
RE-Appl-EffCW-med-ElecDHW-ElecCDryer-Tier2-Top | DEER2016 | D16v1 | 2015-05-14 08:12 | SCG | DMo | Ex | CZ15 | rWtd | Each | 1 | 615 | None | 312 | 0.0447 | 0.096 | 312 | 0.0447 | 0.096 | 312 | 0.0447 | 0.096 | 312 | 0.0447 | 0.096 |  |  | 2 |  | RE-Appl-EffCW-med-ElecDHW-ElecCDryer-Tier2-TopSCGDMoExCZ15rWtd
RE-Appl-EffCW-med-ElecDHW-ElecCDryer-Tier2-Top | DEER2016 | D16v1 | 2015-05-14 08:12 | SCG | DMo | Ex | CZ16 | rWtd | Each | 1 | 621 | None | 325 | 0.0485 | -0.775 | 325 | 0.0485 | -0.775 | 325 | 0.0485 | -0.775 | 325 | 0.0485 | -0.775 |  |  | 2 |  | RE-Appl-EffCW-med-ElecDHW-ElecCDryer-Tier2-TopSCGDMoExCZ16rWtd
RE-Appl-EffCW-med-ElecDHW-ElecCDryer-Tier2-Top | DEER2016 | D16v1 | 2015-05-14 08:12 | SCG | DMo | Ex | IOU | rWtd | Each | 1 | 611 | None | 314 | 0.0451 | 0.073 | 314 | 0.0451 | 0.073 | 314 | 0.0451 | 0.073 | 314 | 0.0451 | 0.073 |  |  | 2 |  | RE-Appl-EffCW-med-ElecDHW-ElecCDryer-Tier2-TopSCGDMoExIOUrWtd
RE-Appl-EffCW-med-ElecDHW-ElecCDryer-Tier2-Top | DEER2016 | D16v1 | 2015-05-14 08:12 | SCG | DMo | MH00 | CZ04 | rWtd | Each | 1 | 621 | None | 316 | 0.0454 | -0.326 | 316 | 0.0454 | -0.326 | 316 | 0.0454 | -0.326 | 316 | 0.0454 | -0.326 |  |  | 2 |  | RE-Appl-EffCW-med-ElecDHW-ElecCDryer-Tier2-TopSCGDMoMH00CZ04rWtd
RE-Appl-EffCW-med-ElecDHW-ElecCDryer-Tier2-Top | DEER2016 | D16v1 | 2015-05-14 08:12 | SCG | DMo | MH00 | CZ05 | rWtd | Each | 1 | 621 | None | 313 | 0.0442 | -0.416 | 313 | 0.0442 | -0.416 | 313 | 0.0442 | -0.416 | 313 | 0.0442 | -0.416 |  |  | 2 |  | RE-Appl-EffCW-med-ElecDHW-ElecCDryer-Tier2-TopSCGDMoMH00CZ05rWtd
RE-Appl-EffCW-med-ElecDHW-ElecCDryer-Tier2-Top | DEER2016 | D16v1 | 2015-05-14 08:12 | SCG | DMo | MH00 | CZ06 | rWtd | Each | 1 | 621 | None | 308 | 0.0425 | 0.157 | 308 | 0.0425 | 0.157 | 308 | 0.0425 | 0.157 | 308 | 0.0425 | 0.157 |  |  | 2 |  | RE-Appl-EffCW-med-ElecDHW-ElecCDryer-Tier2-TopSCGDMoMH00CZ06rWtd
RE-Appl-EffCW-med-ElecDHW-ElecCDryer-Tier2-Top | DEER2016 | D16v1 | 2015-05-14 08:12 | SCG | DMo | MH00 | CZ08 | rWtd | Each | 1 | 621 | None | 319 | 0.0455 | 0.149 | 319 | 0.0455 | 0.149 | 319 | 0.0455 | 0.149 | 319 | 0.0455 | 0.149 |  |  | 2 |  | RE-Appl-EffCW-med-ElecDHW-ElecCDryer-Tier2-TopSCGDMoMH00CZ08rWtd
RE-Appl-EffCW-med-ElecDHW-ElecCDryer-Tier2-Top | DEER2016 | D16v1 | 2015-05-14 08:12 | SCG | DMo | MH00 | CZ09 | rWtd | Each | 1 | 621 | None | 314 | 0.0453 | -0.0424 | 314 | 0.0453 | -0.0424 | 314 | 0.0453 | -0.0424 | 314 | 0.0453 | -0.0424 |  |  | 2 |  | RE-Appl-EffCW-med-ElecDHW-ElecCDryer-Tier2-TopSCGDMoMH00CZ09rWtd
RE-Appl-EffCW-med-ElecDHW-ElecCDryer-Tier2-Top | DEER2016 | D16v1 | 2015-05-14 08:12 | SCG | DMo | MH00 | CZ10 | rWtd | Each | 1 | 621 | None | 319 | 0.0479 | 0.0463 | 319 | 0.0479 | 0.0463 | 319 | 0.0479 | 0.0463 | 319 | 0.0479 | 0.0463 |  |  | 2 |  | RE-Appl-EffCW-med-ElecDHW-ElecCDryer-Tier2-TopSCGDMoMH00CZ10rWtd
RE-Appl-EffCW-med-ElecDHW-ElecCDryer-Tier2-Top | DEER2016 | D16v1 | 2015-05-14 08:12 | SCG | DMo | MH00 | CZ13 | rWtd | Each | 1 | 621 | None | 316 | 0.0489 | -0.751 | 316 | 0.0489 | -0.751 | 316 | 0.0489 | -0.751 | 316 | 0.0489 | -0.751 |  |  | 2 |  | RE-Appl-EffCW-med-ElecDHW-ElecCDryer-Tier2-TopSCGDMoMH00CZ13rWtd
RE-Appl-EffCW-med-ElecDHW-ElecCDryer-Tier2-Top | DEER2016 | D16v1 | 2015-05-14 08:12 | SCG | DMo | MH00 | CZ14 | rWtd | Each | 1 | 621 | None | 316 | 0.0455 | -0.491 | 316 | 0.0455 | -0.491 | 316 | 0.0455 | -0.491 | 316 | 0.0455 | -0.491 |  |  | 2 |  | RE-Appl-EffCW-med-ElecDHW-ElecCDryer-Tier2-TopSCGDMoMH00CZ14rWtd
RE-Appl-EffCW-med-ElecDHW-ElecCDryer-Tier2-Top | DEER2016 | D16v1 | 2015-05-14 08:12 | SCG | DMo | MH00 | CZ15 | rWtd | Each | 1 | 621 | None | 315 | 0.0441 | 0.035 | 315 | 0.0441 | 0.035 | 315 | 0.0441 | 0.035 | 315 | 0.0441 | 0.035 |  |  | 2 |  | RE-Appl-EffCW-med-ElecDHW-ElecCDryer-Tier2-TopSCGDMoMH00CZ15rWtd
RE-Appl-EffCW-med-ElecDHW-ElecCDryer-Tier2-Top | DEER2016 | D16v1 | 2015-05-14 08:12 | SCG | DMo | MH00 | CZ16 | rWtd | Each | 1 | 621 | None | 326 | 0.0486 | -0.731 | 326 | 0.0486 | -0.731 | 326 | 0.0486 | -0.731 | 326 | 0.0486 | -0.731 |  |  | 2 |  | RE-Appl-EffCW-med-ElecDHW-ElecCDryer-Tier2-TopSCGDMoMH00CZ16rWtd
RE-Appl-EffCW-med-ElecDHW-ElecCDryer-Tier2-Top | DEER2016 | D16v1 | 2015-05-14 08:12 | SCG | DMo | MH06 | CZ04 | rWtd | Each | 1 | 621 | None | 317 | 0.0457 | -0.314 | 317 | 0.0457 | -0.314 | 317 | 0.0457 | -0.314 | 317 | 0.0457 | -0.314 |  |  | 2 |  | RE-Appl-EffCW-med-ElecDHW-ElecCDryer-Tier2-TopSCGDMoMH06CZ04rWtd
RE-Appl-EffCW-med-ElecDHW-ElecCDryer-Tier2-Top | DEER2016 | D16v1 | 2015-05-14 08:12 | SCG | DMo | MH06 | CZ05 | rWtd | Each | 1 | 621 | None | 313 | 0.0435 | -0.44 | 313 | 0.0435 | -0.44 | 313 | 0.0435 | -0.44 | 313 | 0.0435 | -0.44 |  |  | 2 |  | RE-Appl-EffCW-med-ElecDHW-ElecCDryer-Tier2-TopSCGDMoMH06CZ05rWtd
RE-Appl-EffCW-med-ElecDHW-ElecCDryer-Tier2-Top | DEER2016 | D16v1 | 2015-05-14 08:12 | SCG | DMo | MH06 | CZ06 | rWtd | Each | 1 | 621 | None | 307 | 0.0424 | 0.171 | 307 | 0.0424 | 0.171 | 307 | 0.0424 | 0.171 | 307 | 0.0424 | 0.171 |  |  | 2 |  | RE-Appl-EffCW-med-ElecDHW-ElecCDryer-Tier2-TopSCGDMoMH06CZ06rWtd
RE-Appl-EffCW-med-ElecDHW-ElecCDryer-Tier2-Top | DEER2016 | D16v1 | 2015-05-14 08:12 | SCG | DMo | MH06 | CZ08 | rWtd | Each | 1 | 621 | None | 315 | 0.0438 | 0.199 | 315 | 0.0438 | 0.199 | 315 | 0.0438 | 0.199 | 315 | 0.0438 | 0.199 |  |  | 2 |  | RE-Appl-EffCW-med-ElecDHW-ElecCDryer-Tier2-TopSCGDMoMH06CZ08rWtd
RE-Appl-EffCW-med-ElecDHW-ElecCDryer-Tier2-Top | DEER2016 | D16v1 | 2015-05-14 08:12 | SCG | DMo | MH06 | CZ09 | rWtd | Each | 1 | 621 | None | 314 | 0.0441 | 0.047 | 314 | 0.0441 | 0.047 | 314 | 0.0441 | 0.047 | 314 | 0.0441 | 0.047 |  |  | 2 |  | RE-Appl-EffCW-med-ElecDHW-ElecCDryer-Tier2-TopSCGDMoMH06CZ09rWtd
RE-Appl-EffCW-med-ElecDHW-ElecCDryer-Tier2-Top | DEER2016 | D16v1 | 2015-05-14 08:12 | SCG | DMo | MH06 | CZ10 | rWtd | Each | 1 | 621 | None | 321 | 0.0436 | 0.218 | 321 | 0.0436 | 0.218 | 321 | 0.0436 | 0.218 | 321 | 0.0436 | 0.218 |  |  | 2 |  | RE-Appl-EffCW-med-ElecDHW-ElecCDryer-Tier2-TopSCGDMoMH06CZ10rWtd
RE-Appl-EffCW-med-ElecDHW-ElecCDryer-Tier2-Top | DEER2016 | D16v1 | 2015-05-14 08:12 | SCG | DMo | MH06 | CZ13 | rWtd | Each | 1 | 621 | None | 315 | 0.0459 | -0.837 | 315 | 0.0459 | -0.837 | 315 | 0.0459 | -0.837 | 315 | 0.0459 | -0.837 |  |  | 2 |  | RE-Appl-EffCW-med-ElecDHW-ElecCDryer-Tier2-TopSCGDMoMH06CZ13rWtd
RE-Appl-EffCW-med-ElecDHW-ElecCDryer-Tier2-Top | DEER2016 | D16v1 | 2015-05-14 08:12 | SCG | DMo | MH06 | CZ14 | rWtd | Each | 1 | 621 | None | 315 | 0.0413 | -0.654 | 315 | 0.0413 | -0.654 | 315 | 0.0413 | -0.654 | 315 | 0.0413 | -0.654 |  |  | 2 |  | RE-Appl-EffCW-med-ElecDHW-ElecCDryer-Tier2-TopSCGDMoMH06CZ14rWtd
RE-Appl-EffCW-med-ElecDHW-ElecCDryer-Tier2-Top | DEER2016 | D16v1 | 2015-05-14 08:12 | SCG | DMo | MH06 | CZ15 | rWtd | Each | 1 | 621 | None | 310 | 0.0427 | 0.063 | 310 | 0.0427 | 0.063 | 310 | 0.0427 | 0.063 | 310 | 0.0427 | 0.063 |  |  | 2 |  | RE-Appl-EffCW-med-ElecDHW-ElecCDryer-Tier2-TopSCGDMoMH06CZ15rWtd
RE-Appl-EffCW-med-ElecDHW-ElecCDryer-Tier2-Top | DEER2016 | D16v1 | 2015-05-14 08:12 | SCG | DMo | MH06 | CZ16 | rWtd | Each | 1 | 621 | None | 323 | 0.0477 | -0.775 | 323 | 0.0477 | -0.775 | 323 | 0.0477 | -0.775 | 323 | 0.0477 | -0.775 |  |  | 2 |  | RE-Appl-EffCW-med-ElecDHW-ElecCDryer-Tier2-TopSCGDMoMH06CZ16rWtd
RE-Appl-EffCW-med-ElecDHW-ElecCDryer-Tier2-Top | DEER2016 | D16v1 | 2015-05-14 08:12 | SCG | DMo | MH72 | CZ04 | rWtd | Each | 1 | 598 | None | 313 | 0.0454 | -0.0731 | 313 | 0.0454 | -0.0731 | 313 | 0.0454 | -0.0731 | 313 | 0.0454 | -0.0731 |  |  | 2 |  | RE-Appl-EffCW-med-ElecDHW-ElecCDryer-Tier2-TopSCGDMoMH72CZ04rWtd
RE-Appl-EffCW-med-ElecDHW-ElecCDryer-Tier2-Top | DEER2016 | D16v1 | 2015-05-14 08:12 | SCG | DMo | MH72 | CZ05 | rWtd | Each | 1 | 598 | None | 314 | 0.042 | 0.476 | 314 | 0.042 | 0.476 | 314 | 0.042 | 0.476 | 314 | 0.042 | 0.476 |  |  | 2 |  | RE-Appl-EffCW-med-ElecDHW-ElecCDryer-Tier2-TopSCGDMoMH72CZ05rWtd
RE-Appl-EffCW-med-ElecDHW-ElecCDryer-Tier2-Top | DEER2016 | D16v1 | 2015-05-14 08:12 | SCG | DMo | MH72 | CZ06 | rWtd | Each | 1 | 598 | None | 308 | 0.0433 | 0.612 | 308 | 0.0433 | 0.612 | 308 | 0.0433 | 0.612 | 308 | 0.0433 | 0.612 |  |  | 2 |  | RE-Appl-EffCW-med-ElecDHW-ElecCDryer-Tier2-TopSCGDMoMH72CZ06rWtd
RE-Appl-EffCW-med-ElecDHW-ElecCDryer-Tier2-Top | DEER2016 | D16v1 | 2015-05-14 08:12 | SCG | DMo | MH72 | CZ08 | rWtd | Each | 1 | 598 | None | 311 | 0.0436 | 0.247 | 311 | 0.0436 | 0.247 | 311 | 0.0436 | 0.247 | 311 | 0.0436 | 0.247 |  |  | 2 |  | RE-Appl-EffCW-med-ElecDHW-ElecCDryer-Tier2-TopSCGDMoMH72CZ08rWtd
RE-Appl-EffCW-med-ElecDHW-ElecCDryer-Tier2-Top | DEER2016 | D16v1 | 2015-05-14 08:12 | SCG | DMo | MH72 | CZ09 | rWtd | Each | 1 | 598 | None | 314 | 0.0445 | 0.204 | 314 | 0.0445 | 0.204 | 314 | 0.0445 | 0.204 | 314 | 0.0445 | 0.204 |  |  | 2 |  | RE-Appl-EffCW-med-ElecDHW-ElecCDryer-Tier2-TopSCGDMoMH72CZ09rWtd
RE-Appl-EffCW-med-ElecDHW-ElecCDryer-Tier2-Top | DEER2016 | D16v1 | 2015-05-14 08:12 | SCG | DMo | MH72 | CZ10 | rWtd | Each | 1 | 598 | None | 315 | 0.0463 | 0.199 | 315 | 0.0463 | 0.199 | 315 | 0.0463 | 0.199 | 315 | 0.0463 | 0.199 |  |  | 2 |  | RE-Appl-EffCW-med-ElecDHW-ElecCDryer-Tier2-TopSCGDMoMH72CZ10rWtd
RE-Appl-EffCW-med-ElecDHW-ElecCDryer-Tier2-Top | DEER2016 | D16v1 | 2015-05-14 08:12 | SCG | DMo | MH72 | CZ13 | rWtd | Each | 1 | 598 | None | 313 | 0.0454 | -0.22 | 313 | 0.0454 | -0.22 | 313 | 0.0454 | -0.22 | 313 | 0.0454 | -0.22 |  |  | 2 |  | RE-Appl-EffCW-med-ElecDHW-ElecCDryer-Tier2-TopSCGDMoMH72CZ13rWtd
RE-Appl-EffCW-med-ElecDHW-ElecCDryer-Tier2-Top | DEER2016 | D16v1 | 2015-05-14 08:12 | SCG | DMo | MH72 | CZ14 | rWtd | Each | 1 | 598 | None | 313 | 0.0449 | 0.188 | 313 | 0.0449 | 0.188 | 313 | 0.0449 | 0.188 | 313 | 0.0449 | 0.188 |  |  | 2 |  | RE-Appl-EffCW-med-ElecDHW-ElecCDryer-Tier2-TopSCGDMoMH72CZ14rWtd
RE-Appl-EffCW-med-ElecDHW-ElecCDryer-Tier2-Top | DEER2016 | D16v1 | 2015-05-14 08:12 | SCG | DMo | MH72 | CZ15 | rWtd | Each | 1 | 598 | None | 308 | 0.0435 | 0.458 | 308 | 0.0435 | 0.458 | 308 | 0.0435 | 0.458 | 308 | 0.0435 | 0.458 |  |  | 2 |  | RE-Appl-EffCW-med-ElecDHW-ElecCDryer-Tier2-TopSCGDMoMH72CZ15rWtd
RE-Appl-EffCW-med-ElecDHW-ElecCDryer-Tier2-Top | DEER2016 | D16v1 | 2015-05-14 08:12 | SCG | DMo | MH72 | CZ16 | rWtd | Each | 1 | 598 | None | 323 | 0.047 | -0.154 | 323 | 0.047 | -0.154 | 323 | 0.047 | -0.154 | 323 | 0.047 | -0.154 |  |  | 2 |  | RE-Appl-EffCW-med-ElecDHW-ElecCDryer-Tier2-TopSCGDMoMH72CZ16rWtd
RE-Appl-EffCW-med-ElecDHW-ElecCDryer-Tier2-Top | DEER2016 | D16v1 | 2015-05-14 08:12 | SCG | DMo | MH85 | CZ04 | rWtd | Each | 1 | 621 | None | 318 | 0.0473 | -0.776 | 318 | 0.0473 | -0.776 | 318 | 0.0473 | -0.776 | 318 | 0.0473 | -0.776 |  |  | 2 |  | RE-Appl-EffCW-med-ElecDHW-ElecCDryer-Tier2-TopSCGDMoMH85CZ04rWtd
RE-Appl-EffCW-med-ElecDHW-ElecCDryer-Tier2-Top | DEER2016 | D16v1 | 2015-05-14 08:12 | SCG | DMo | MH85 | CZ05 | rWtd | Each | 1 | 621 | None | 313 | 0.0371 | -0.541 | 313 | 0.0371 | -0.541 | 313 | 0.0371 | -0.541 | 313 | 0.0371 | -0.541 |  |  | 2 |  | RE-Appl-EffCW-med-ElecDHW-ElecCDryer-Tier2-TopSCGDMoMH85CZ05rWtd
RE-Appl-EffCW-med-ElecDHW-ElecCDryer-Tier2-Top | DEER2016 | D16v1 | 2015-05-14 08:12 | SCG | DMo | MH85 | CZ06 | rWtd | Each | 1 | 621 | None | 308 | 0.0425 | 0.197 | 308 | 0.0425 | 0.197 | 308 | 0.0425 | 0.197 | 308 | 0.0425 | 0.197 |  |  | 2 |  | RE-Appl-EffCW-med-ElecDHW-ElecCDryer-Tier2-TopSCGDMoMH85CZ06rWtd
RE-Appl-EffCW-med-ElecDHW-ElecCDryer-Tier2-Top | DEER2016 | D16v1 | 2015-05-14 08:12 | SCG | DMo | MH85 | CZ08 | rWtd | Each | 1 | 621 | None | 312 | 0.0449 | 0.358 | 312 | 0.0449 | 0.358 | 312 | 0.0449 | 0.358 | 312 | 0.0449 | 0.358 |  |  | 2 |  | RE-Appl-EffCW-med-ElecDHW-ElecCDryer-Tier2-TopSCGDMoMH85CZ08rWtd
RE-Appl-EffCW-med-ElecDHW-ElecCDryer-Tier2-Top | DEER2016 | D16v1 | 2015-05-14 08:12 | SCG | DMo | MH85 | CZ09 | rWtd | Each | 1 | 621 | None | 316 | 0.0453 | 0.171 | 316 | 0.0453 | 0.171 | 316 | 0.0453 | 0.171 | 316 | 0.0453 | 0.171 |  |  | 2 |  | RE-Appl-EffCW-med-ElecDHW-ElecCDryer-Tier2-TopSCGDMoMH85CZ09rWtd
RE-Appl-EffCW-med-ElecDHW-ElecCDryer-Tier2-Top | DEER2016 | D16v1 | 2015-05-14 08:12 | SCG | DMo | MH85 | CZ10 | rWtd | Each | 1 | 621 | None | 318 | 0.0473 | -0.0849 | 318 | 0.0473 | -0.0849 | 318 | 0.0473 | -0.0849 | 318 | 0.0473 | -0.0849 |  |  | 2 |  | RE-Appl-EffCW-med-ElecDHW-ElecCDryer-Tier2-TopSCGDMoMH85CZ10rWtd
RE-Appl-EffCW-med-ElecDHW-ElecCDryer-Tier2-Top | DEER2016 | D16v1 | 2015-05-14 08:12 | SCG | DMo | MH85 | CZ13 | rWtd | Each | 1 | 621 | None | 314 | 0.041 | -0.718 | 314 | 0.041 | -0.718 | 314 | 0.041 | -0.718 | 314 | 0.041 | -0.718 |  |  | 2 |  | RE-Appl-EffCW-med-ElecDHW-ElecCDryer-Tier2-TopSCGDMoMH85CZ13rWtd
RE-Appl-EffCW-med-ElecDHW-ElecCDryer-Tier2-Top | DEER2016 | D16v1 | 2015-05-14 08:12 | SCG | DMo | MH85 | CZ14 | rWtd | Each | 1 | 621 | None | 317 | 0.0445 | -0.731 | 317 | 0.0445 | -0.731 | 317 | 0.0445 | -0.731 | 317 | 0.0445 | -0.731 |  |  | 2 |  | RE-Appl-EffCW-med-ElecDHW-ElecCDryer-Tier2-TopSCGDMoMH85CZ14rWtd
RE-Appl-EffCW-med-ElecDHW-ElecCDryer-Tier2-Top | DEER2016 | D16v1 | 2015-05-14 08:12 | SCG | DMo | MH85 | CZ15 | rWtd | Each | 1 | 621 | None | 313 | 0.0454 | -0.0455 | 313 | 0.0454 | -0.0455 | 313 | 0.0454 | -0.0455 | 313 | 0.0454 | -0.0455 |  |  | 2 |  | RE-Appl-EffCW-med-ElecDHW-ElecCDryer-Tier2-TopSCGDMoMH85CZ15rWtd
RE-Appl-EffCW-med-ElecDHW-ElecCDryer-Tier2-Top | DEER2016 | D16v1 | 2015-05-14 08:12 | SCG | DMo | MH85 | CZ16 | rWtd | Each | 1 | 621 | None | 323 | 0.0489 | -1.06 | 323 | 0.0489 | -1.06 | 323 | 0.0489 | -1.06 | 323 | 0.0489 | -1.06 |  |  | 2 |  | RE-Appl-EffCW-med-ElecDHW-ElecCDryer-Tier2-TopSCGDMoMH85CZ16rWtd
RE-Appl-EffCW-med-ElecDHW-ElecCDryer-Tier2-Top | DEER2016 | D16v1 | 2015-05-14 08:12 | SCG | MFm | 1975 | CZ04 | rWtd | Each | 1 | 474 | None | 314 | 0.0485 | -0.524 | 314 | 0.0485 | -0.524 | 314 | 0.0485 | -0.524 | 314 | 0.0485 | -0.524 |  |  | 2 |  | RE-Appl-EffCW-med-ElecDHW-ElecCDryer-Tier2-TopSCGMFm1975CZ04rWtd
RE-Appl-EffCW-med-ElecDHW-ElecCDryer-Tier2-Top | DEER2016 | D16v1 | 2015-05-14 08:12 | SCG | MFm | 1975 | CZ05 | rWtd | Each | 1 | 474 | None | 312 | 0.0432 | -0.853 | 312 | 0.0432 | -0.853 | 312 | 0.0432 | -0.853 | 312 | 0.0432 | -0.853 |  |  | 2 |  | RE-Appl-EffCW-med-ElecDHW-ElecCDryer-Tier2-TopSCGMFm1975CZ05rWtd
RE-Appl-EffCW-med-ElecDHW-ElecCDryer-Tier2-Top | DEER2016 | D16v1 | 2015-05-14 08:12 | SCG | MFm | 1975 | CZ06 | rWtd | Each | 1 | 465 | None | 312 | 0.0443 | -0.256 | 312 | 0.0443 | -0.256 | 312 | 0.0443 | -0.256 | 312 | 0.0443 | -0.256 |  |  | 2 |  | RE-Appl-EffCW-med-ElecDHW-ElecCDryer-Tier2-TopSCGMFm1975CZ06rWtd
RE-Appl-EffCW-med-ElecDHW-ElecCDryer-Tier2-Top | DEER2016 | D16v1 | 2015-05-14 08:12 | SCG | MFm | 1975 | CZ07 | rWtd | Each | 1 | 465 | None | 310 | 0.0445 | -0.152 | 310 | 0.0445 | -0.152 | 310 | 0.0445 | -0.152 | 310 | 0.0445 | -0.152 |  |  | 2 |  | RE-Appl-EffCW-med-ElecDHW-ElecCDryer-Tier2-TopSCGMFm1975CZ07rWtd
RE-Appl-EffCW-med-ElecDHW-ElecCDryer-Tier2-Top | DEER2016 | D16v1 | 2015-05-14 08:12 | SCG | MFm | 1975 | CZ08 | rWtd | Each | 1 | 465 | None | 310 | 0.0455 | -0.387 | 310 | 0.0455 | -0.387 | 310 | 0.0455 | -0.387 | 310 | 0.0455 | -0.387 |  |  | 2 |  | RE-Appl-EffCW-med-ElecDHW-ElecCDryer-Tier2-TopSCGMFm1975CZ08rWtd
RE-Appl-EffCW-med-ElecDHW-ElecCDryer-Tier2-Top | DEER2016 | D16v1 | 2015-05-14 08:12 | SCG | MFm | 1975 | CZ09 | rWtd | Each | 1 | 544 | None | 313 | 0.0447 | -0.207 | 313 | 0.0447 | -0.207 | 313 | 0.0447 | -0.207 | 313 | 0.0447 | -0.207 |  |  | 2 |  | RE-Appl-EffCW-med-ElecDHW-ElecCDryer-Tier2-TopSCGMFm1975CZ09rWtd
RE-Appl-EffCW-med-ElecDHW-ElecCDryer-Tier2-Top | DEER2016 | D16v1 | 2015-05-14 08:12 | SCG | MFm | 1975 | CZ10 | rWtd | Each | 1 | 544 | None | 313 | 0.0481 | -0.112 | 313 | 0.0481 | -0.112 | 313 | 0.0481 | -0.112 | 313 | 0.0481 | -0.112 |  |  | 2 |  | RE-Appl-EffCW-med-ElecDHW-ElecCDryer-Tier2-TopSCGMFm1975CZ10rWtd
RE-Appl-EffCW-med-ElecDHW-ElecCDryer-Tier2-Top | DEER2016 | D16v1 | 2015-05-14 08:12 | SCG | MFm | 1975 | CZ13 | rWtd | Each | 1 | 487 | None | 312 | 0.0455 | -0.284 | 312 | 0.0455 | -0.284 | 312 | 0.0455 | -0.284 | 312 | 0.0455 | -0.284 |  |  | 2 |  | RE-Appl-EffCW-med-ElecDHW-ElecCDryer-Tier2-TopSCGMFm1975CZ13rWtd
RE-Appl-EffCW-med-ElecDHW-ElecCDryer-Tier2-Top | DEER2016 | D16v1 | 2015-05-14 08:12 | SCG | MFm | 1975 | CZ14 | rWtd | Each | 1 | 634 | None | 322 | 0.0451 | -0.636 | 322 | 0.0451 | -0.636 | 322 | 0.0451 | -0.636 | 322 | 0.0451 | -0.636 |  |  | 2 |  | RE-Appl-EffCW-med-ElecDHW-ElecCDryer-Tier2-TopSCGMFm1975CZ14rWtd
RE-Appl-EffCW-med-ElecDHW-ElecCDryer-Tier2-Top | DEER2016 | D16v1 | 2015-05-14 08:12 | SCG | MFm | 1975 | CZ15 | rWtd | Each | 1 | 634 | None | 311 | 0.0448 | -0.0949 | 311 | 0.0448 | -0.0949 | 311 | 0.0448 | -0.0949 | 311 | 0.0448 | -0.0949 |  |  | 2 |  | RE-Appl-EffCW-med-ElecDHW-ElecCDryer-Tier2-TopSCGMFm1975CZ15rWtd
RE-Appl-EffCW-med-ElecDHW-ElecCDryer-Tier2-Top | DEER2016 | D16v1 | 2015-05-14 08:12 | SCG | MFm | 1975 | CZ16 | rWtd | Each | 1 | 474 | None | 322 | 0.0501 | -1.14 | 322 | 0.0501 | -1.14 | 322 | 0.0501 | -1.14 | 322 | 0.0501 | -1.14 |  |  | 2 |  | RE-Appl-EffCW-med-ElecDHW-ElecCDryer-Tier2-TopSCGMFm1975CZ16rWtd
RE-Appl-EffCW-med-ElecDHW-ElecCDryer-Tier2-Top | DEER2016 | D16v1 | 2015-05-14 08:12 | SCG | MFm | 1985 | CZ04 | rWtd | Each | 1 | 512 | None | 314 | 0.0488 | -0.324 | 314 | 0.0488 | -0.324 | 314 | 0.0488 | -0.324 | 314 | 0.0488 | -0.324 |  |  | 2 |  | RE-Appl-EffCW-med-ElecDHW-ElecCDryer-Tier2-TopSCGMFm1985CZ04rWtd
RE-Appl-EffCW-med-ElecDHW-ElecCDryer-Tier2-Top | DEER2016 | D16v1 | 2015-05-14 08:12 | SCG | MFm | 1985 | CZ05 | rWtd | Each | 1 | 512 | None | 314 | 0.0432 | -0.527 | 314 | 0.0432 | -0.527 | 314 | 0.0432 | -0.527 | 314 | 0.0432 | -0.527 |  |  | 2 |  | RE-Appl-EffCW-med-ElecDHW-ElecCDryer-Tier2-TopSCGMFm1985CZ05rWtd
RE-Appl-EffCW-med-ElecDHW-ElecCDryer-Tier2-Top | DEER2016 | D16v1 | 2015-05-14 08:12 | SCG | MFm | 1985 | CZ06 | rWtd | Each | 1 | 578 | None | 311 | 0.0453 | 0.0849 | 311 | 0.0453 | 0.0849 | 311 | 0.0453 | 0.0849 | 311 | 0.0453 | 0.0849 |  |  | 2 |  | RE-Appl-EffCW-med-ElecDHW-ElecCDryer-Tier2-TopSCGMFm1985CZ06rWtd
RE-Appl-EffCW-med-ElecDHW-ElecCDryer-Tier2-Top | DEER2016 | D16v1 | 2015-05-14 08:12 | SCG | MFm | 1985 | CZ07 | rWtd | Each | 1 | 578 | None | 309 | 0.0453 | 0.0855 | 309 | 0.0453 | 0.0855 | 309 | 0.0453 | 0.0855 | 309 | 0.0453 | 0.0855 |  |  | 2 |  | RE-Appl-EffCW-med-ElecDHW-ElecCDryer-Tier2-TopSCGMFm1985CZ07rWtd
RE-Appl-EffCW-med-ElecDHW-ElecCDryer-Tier2-Top | DEER2016 | D16v1 | 2015-05-14 08:12 | SCG | MFm | 1985 | CZ08 | rWtd | Each | 1 | 578 | None | 310 | 0.0447 | 0.0797 | 310 | 0.0447 | 0.0797 | 310 | 0.0447 | 0.0797 | 310 | 0.0447 | 0.0797 |  |  | 2 |  | RE-Appl-EffCW-med-ElecDHW-ElecCDryer-Tier2-TopSCGMFm1985CZ08rWtd
RE-Appl-EffCW-med-ElecDHW-ElecCDryer-Tier2-Top | DEER2016 | D16v1 | 2015-05-14 08:12 | SCG | MFm | 1985 | CZ09 | rWtd | Each | 1 | 648 | None | 313 | 0.0446 | -0.202 | 313 | 0.0446 | -0.202 | 313 | 0.0446 | -0.202 | 313 | 0.0446 | -0.202 |  |  | 2 |  | RE-Appl-EffCW-med-ElecDHW-ElecCDryer-Tier2-TopSCGMFm1985CZ09rWtd
RE-Appl-EffCW-med-ElecDHW-ElecCDryer-Tier2-Top | DEER2016 | D16v1 | 2015-05-14 08:12 | SCG | MFm | 1985 | CZ10 | rWtd | Each | 1 | 648 | None | 314 | 0.0475 | -0.156 | 314 | 0.0475 | -0.156 | 314 | 0.0475 | -0.156 | 314 | 0.0475 | -0.156 |  |  | 2 |  | RE-Appl-EffCW-med-ElecDHW-ElecCDryer-Tier2-TopSCGMFm1985CZ10rWtd
RE-Appl-EffCW-med-ElecDHW-ElecCDryer-Tier2-Top | DEER2016 | D16v1 | 2015-05-14 08:12 | SCG | MFm | 1985 | CZ13 | rWtd | Each | 1 | 512 | None | 314 | 0.0461 | -0.61 | 314 | 0.0461 | -0.61 | 314 | 0.0461 | -0.61 | 314 | 0.0461 | -0.61 |  |  | 2 |  | RE-Appl-EffCW-med-ElecDHW-ElecCDryer-Tier2-TopSCGMFm1985CZ13rWtd
RE-Appl-EffCW-med-ElecDHW-ElecCDryer-Tier2-Top | DEER2016 | D16v1 | 2015-05-14 08:12 | SCG | MFm | 1985 | CZ14 | rWtd | Each | 1 | 630 | None | 321 | 0.0462 | -0.557 | 321 | 0.0462 | -0.557 | 321 | 0.0462 | -0.557 | 321 | 0.0462 | -0.557 |  |  | 2 |  | RE-Appl-EffCW-med-ElecDHW-ElecCDryer-Tier2-TopSCGMFm1985CZ14rWtd
RE-Appl-EffCW-med-ElecDHW-ElecCDryer-Tier2-Top | DEER2016 | D16v1 | 2015-05-14 08:12 | SCG | MFm | 1985 | CZ15 | rWtd | Each | 1 | 630 | None | 311 | 0.0445 | -0.0652 | 311 | 0.0445 | -0.0652 | 311 | 0.0445 | -0.0652 | 311 | 0.0445 | -0.0652 |  |  | 2 |  | RE-Appl-EffCW-med-ElecDHW-ElecCDryer-Tier2-TopSCGMFm1985CZ15rWtd
RE-Appl-EffCW-med-ElecDHW-ElecCDryer-Tier2-Top | DEER2016 | D16v1 | 2015-05-14 08:12 | SCG | MFm | 1985 | CZ16 | rWtd | Each | 1 | 512 | None | 326 | 0.0476 | -0.859 | 326 | 0.0476 | -0.859 | 326 | 0.0476 | -0.859 | 326 | 0.0476 | -0.859 |  |  | 2 |  | RE-Appl-EffCW-med-ElecDHW-ElecCDryer-Tier2-TopSCGMFm1985CZ16rWtd
RE-Appl-EffCW-med-ElecDHW-ElecCDryer-Tier2-Top | DEER2016 | D16v1 | 2015-05-14 08:12 | SCG | MFm | 1996 | CZ04 | rWtd | Each | 1 | 432 | None | 314 | 0.0481 | -0.194 | 314 | 0.0481 | -0.194 | 314 | 0.0481 | -0.194 | 314 | 0.0481 | -0.194 |  |  | 2 |  | RE-Appl-EffCW-med-ElecDHW-ElecCDryer-Tier2-TopSCGMFm1996CZ04rWtd
RE-Appl-EffCW-med-ElecDHW-ElecCDryer-Tier2-Top | DEER2016 | D16v1 | 2015-05-14 08:12 | SCG | MFm | 1996 | CZ05 | rWtd | Each | 1 | 432 | None | 314 | 0.0431 | -0.305 | 314 | 0.0431 | -0.305 | 314 | 0.0431 | -0.305 | 314 | 0.0431 | -0.305 |  |  | 2 |  | RE-Appl-EffCW-med-ElecDHW-ElecCDryer-Tier2-TopSCGMFm1996CZ05rWtd
RE-Appl-EffCW-med-ElecDHW-ElecCDryer-Tier2-Top | DEER2016 | D16v1 | 2015-05-14 08:12 | SCG | MFm | 1996 | CZ06 | rWtd | Each | 1 | 518 | None | 311 | 0.044 | -0.117 | 311 | 0.044 | -0.117 | 311 | 0.044 | -0.117 | 311 | 0.044 | -0.117 |  |  | 2 |  | RE-Appl-EffCW-med-ElecDHW-ElecCDryer-Tier2-TopSCGMFm1996CZ06rWtd
RE-Appl-EffCW-med-ElecDHW-ElecCDryer-Tier2-Top | DEER2016 | D16v1 | 2015-05-14 08:12 | SCG | MFm | 1996 | CZ07 | rWtd | Each | 1 | 518 | None | 310 | 0.0446 | -0.00683 | 310 | 0.0446 | -0.00683 | 310 | 0.0446 | -0.00683 | 310 | 0.0446 | -0.00683 |  |  | 2 |  | RE-Appl-EffCW-med-ElecDHW-ElecCDryer-Tier2-TopSCGMFm1996CZ07rWtd
RE-Appl-EffCW-med-ElecDHW-ElecCDryer-Tier2-Top | DEER2016 | D16v1 | 2015-05-14 08:12 | SCG | MFm | 1996 | CZ08 | rWtd | Each | 1 | 518 | None | 311 | 0.0437 | -0.141 | 311 | 0.0437 | -0.141 | 311 | 0.0437 | -0.141 | 311 | 0.0437 | -0.141 |  |  | 2 |  | RE-Appl-EffCW-med-ElecDHW-ElecCDryer-Tier2-TopSCGMFm1996CZ08rWtd
RE-Appl-EffCW-med-ElecDHW-ElecCDryer-Tier2-Top | DEER2016 | D16v1 | 2015-05-14 08:12 | SCG | MFm | 1996 | CZ09 | rWtd | Each | 1 | 487 | None | 313 | 0.0442 | 0.0432 | 313 | 0.0442 | 0.0432 | 313 | 0.0442 | 0.0432 | 313 | 0.0442 | 0.0432 |  |  | 2 |  | RE-Appl-EffCW-med-ElecDHW-ElecCDryer-Tier2-TopSCGMFm1996CZ09rWtd
RE-Appl-EffCW-med-ElecDHW-ElecCDryer-Tier2-Top | DEER2016 | D16v1 | 2015-05-14 08:12 | SCG | MFm | 1996 | CZ10 | rWtd | Each | 1 | 487 | None | 311 | 0.0471 | -0.0563 | 311 | 0.0471 | -0.0563 | 311 | 0.0471 | -0.0563 | 311 | 0.0471 | -0.0563 |  |  | 2 |  | RE-Appl-EffCW-med-ElecDHW-ElecCDryer-Tier2-TopSCGMFm1996CZ10rWtd
RE-Appl-EffCW-med-ElecDHW-ElecCDryer-Tier2-Top | DEER2016 | D16v1 | 2015-05-14 08:12 | SCG | MFm | 1996 | CZ13 | rWtd | Each | 1 | 456 | None | 313 | 0.0457 | -0.413 | 313 | 0.0457 | -0.413 | 313 | 0.0457 | -0.413 | 313 | 0.0457 | -0.413 |  |  | 2 |  | RE-Appl-EffCW-med-ElecDHW-ElecCDryer-Tier2-TopSCGMFm1996CZ13rWtd
RE-Appl-EffCW-med-ElecDHW-ElecCDryer-Tier2-Top | DEER2016 | D16v1 | 2015-05-14 08:12 | SCG | MFm | 1996 | CZ14 | rWtd | Each | 1 | 480 | None | 319 | 0.0433 | 0.0175 | 319 | 0.0433 | 0.0175 | 319 | 0.0433 | 0.0175 | 319 | 0.0433 | 0.0175 |  |  | 2 |  | RE-Appl-EffCW-med-ElecDHW-ElecCDryer-Tier2-TopSCGMFm1996CZ14rWtd
RE-Appl-EffCW-med-ElecDHW-ElecCDryer-Tier2-Top | DEER2016 | D16v1 | 2015-05-14 08:12 | SCG | MFm | 1996 | CZ15 | rWtd | Each | 1 | 480 | None | 304 | 0.0438 | -0.0336 | 304 | 0.0438 | -0.0336 | 304 | 0.0438 | -0.0336 | 304 | 0.0438 | -0.0336 |  |  | 2 |  | RE-Appl-EffCW-med-ElecDHW-ElecCDryer-Tier2-TopSCGMFm1996CZ15rWtd
RE-Appl-EffCW-med-ElecDHW-ElecCDryer-Tier2-Top | DEER2016 | D16v1 | 2015-05-14 08:12 | SCG | MFm | 1996 | CZ16 | rWtd | Each | 1 | 432 | None | 326 | 0.0471 | -0.551 | 326 | 0.0471 | -0.551 | 326 | 0.0471 | -0.551 | 326 | 0.0471 | -0.551 |  |  | 2 |  | RE-Appl-EffCW-med-ElecDHW-ElecCDryer-Tier2-TopSCGMFm1996CZ16rWtd
RE-Appl-EffCW-med-ElecDHW-ElecCDryer-Tier2-Top | DEER2016 | D16v1 | 2015-05-14 08:12 | SCG | MFm | 2003 | CZ04 | rWtd | Each | 1 | 441 | None | 316 | 0.0479 | -0.788 | 316 | 0.0479 | -0.788 | 316 | 0.0479 | -0.788 | 316 | 0.0479 | -0.788 |  |  | 2 |  | RE-Appl-EffCW-med-ElecDHW-ElecCDryer-Tier2-TopSCGMFm2003CZ04rWtd
RE-Appl-EffCW-med-ElecDHW-ElecCDryer-Tier2-Top | DEER2016 | D16v1 | 2015-05-14 08:12 | SCG | MFm | 2003 | CZ05 | rWtd | Each | 1 | 441 | None | 313 | 0.0432 | -0.81 | 313 | 0.0432 | -0.81 | 313 | 0.0432 | -0.81 | 313 | 0.0432 | -0.81 |  |  | 2 |  | RE-Appl-EffCW-med-ElecDHW-ElecCDryer-Tier2-TopSCGMFm2003CZ05rWtd
RE-Appl-EffCW-med-ElecDHW-ElecCDryer-Tier2-Top | DEER2016 | D16v1 | 2015-05-14 08:12 | SCG | MFm | 2003 | CZ06 | rWtd | Each | 1 | 538 | None | 311 | 0.0449 | -0.0679 | 311 | 0.0449 | -0.0679 | 311 | 0.0449 | -0.0679 | 311 | 0.0449 | -0.0679 |  |  | 2 |  | RE-Appl-EffCW-med-ElecDHW-ElecCDryer-Tier2-TopSCGMFm2003CZ06rWtd
RE-Appl-EffCW-med-ElecDHW-ElecCDryer-Tier2-Top | DEER2016 | D16v1 | 2015-05-14 08:12 | SCG | MFm | 2003 | CZ07 | rWtd | Each | 1 | 538 | None | 310 | 0.0446 | -0.0743 | 310 | 0.0446 | -0.0743 | 310 | 0.0446 | -0.0743 | 310 | 0.0446 | -0.0743 |  |  | 2 |  | RE-Appl-EffCW-med-ElecDHW-ElecCDryer-Tier2-TopSCGMFm2003CZ07rWtd
RE-Appl-EffCW-med-ElecDHW-ElecCDryer-Tier2-Top | DEER2016 | D16v1 | 2015-05-14 08:12 | SCG | MFm | 2003 | CZ08 | rWtd | Each | 1 | 538 | None | 310 | 0.0435 | -0.139 | 310 | 0.0435 | -0.139 | 310 | 0.0435 | -0.139 | 310 | 0.0435 | -0.139 |  |  | 2 |  | RE-Appl-EffCW-med-ElecDHW-ElecCDryer-Tier2-TopSCGMFm2003CZ08rWtd
RE-Appl-EffCW-med-ElecDHW-ElecCDryer-Tier2-Top | DEER2016 | D16v1 | 2015-05-14 08:12 | SCG | MFm | 2003 | CZ09 | rWtd | Each | 1 | 499 | None | 312 | 0.0447 | -0.369 | 312 | 0.0447 | -0.369 | 312 | 0.0447 | -0.369 | 312 | 0.0447 | -0.369 |  |  | 2 |  | RE-Appl-EffCW-med-ElecDHW-ElecCDryer-Tier2-TopSCGMFm2003CZ09rWtd
RE-Appl-EffCW-med-ElecDHW-ElecCDryer-Tier2-Top | DEER2016 | D16v1 | 2015-05-14 08:12 | SCG | MFm | 2003 | CZ10 | rWtd | Each | 1 | 474 | None | 313 | 0.0466 | -0.341 | 313 | 0.0466 | -0.341 | 313 | 0.0466 | -0.341 | 313 | 0.0466 | -0.341 |  |  | 2 |  | RE-Appl-EffCW-med-ElecDHW-ElecCDryer-Tier2-TopSCGMFm2003CZ10rWtd
RE-Appl-EffCW-med-ElecDHW-ElecCDryer-Tier2-Top | DEER2016 | D16v1 | 2015-05-14 08:12 | SCG | MFm | 2003 | CZ13 | rWtd | Each | 1 | 474 | None | 315 | 0.0455 | -0.511 | 315 | 0.0455 | -0.511 | 315 | 0.0455 | -0.511 | 315 | 0.0455 | -0.511 |  |  | 2 |  | RE-Appl-EffCW-med-ElecDHW-ElecCDryer-Tier2-TopSCGMFm2003CZ13rWtd
RE-Appl-EffCW-med-ElecDHW-ElecCDryer-Tier2-Top | DEER2016 | D16v1 | 2015-05-14 08:12 | SCG | MFm | 2003 | CZ14 | rWtd | Each | 1 | 487 | None | 318 | 0.0432 | -0.0149 | 318 | 0.0432 | -0.0149 | 318 | 0.0432 | -0.0149 | 318 | 0.0432 | -0.0149 |  |  | 2 |  | RE-Appl-EffCW-med-ElecDHW-ElecCDryer-Tier2-TopSCGMFm2003CZ14rWtd
RE-Appl-EffCW-med-ElecDHW-ElecCDryer-Tier2-Top | DEER2016 | D16v1 | 2015-05-14 08:12 | SCG | MFm | 2003 | CZ15 | rWtd | Each | 1 | 487 | None | 303 | 0.0432 | -0.0311 | 303 | 0.0432 | -0.0311 | 303 | 0.0432 | -0.0311 | 303 | 0.0432 | -0.0311 |  |  | 2 |  | RE-Appl-EffCW-med-ElecDHW-ElecCDryer-Tier2-TopSCGMFm2003CZ15rWtd
RE-Appl-EffCW-med-ElecDHW-ElecCDryer-Tier2-Top | DEER2016 | D16v1 | 2015-05-14 08:12 | SCG | MFm | 2003 | CZ16 | rWtd | Each | 1 | 441 | None | 328 | 0.0471 | -0.919 | 328 | 0.0471 | -0.919 | 328 | 0.0471 | -0.919 | 328 | 0.0471 | -0.919 |  |  | 2 |  | RE-Appl-EffCW-med-ElecDHW-ElecCDryer-Tier2-TopSCGMFm2003CZ16rWtd
RE-Appl-EffCW-med-ElecDHW-ElecCDryer-Tier2-Top | DEER2016 | D16v1 | 2015-05-14 08:12 | SCG | MFm | 2007 | CZ04 | rWtd | Each | 1 | 441 | None | 315 | 0.0467 | -0.715 | 315 | 0.0467 | -0.715 | 315 | 0.0467 | -0.715 | 315 | 0.0467 | -0.715 |  |  | 2 |  | RE-Appl-EffCW-med-ElecDHW-ElecCDryer-Tier2-TopSCGMFm2007CZ04rWtd
RE-Appl-EffCW-med-ElecDHW-ElecCDryer-Tier2-Top | DEER2016 | D16v1 | 2015-05-14 08:12 | SCG | MFm | 2007 | CZ05 | rWtd | Each | 1 | 441 | None | 313 | 0.0432 | -0.63 | 313 | 0.0432 | -0.63 | 313 | 0.0432 | -0.63 | 313 | 0.0432 | -0.63 |  |  | 2 |  | RE-Appl-EffCW-med-ElecDHW-ElecCDryer-Tier2-TopSCGMFm2007CZ05rWtd
RE-Appl-EffCW-med-ElecDHW-ElecCDryer-Tier2-Top | DEER2016 | D16v1 | 2015-05-14 08:12 | SCG | MFm | 2007 | CZ06 | rWtd | Each | 1 | 538 | None | 311 | 0.0436 | -0.0653 | 311 | 0.0436 | -0.0653 | 311 | 0.0436 | -0.0653 | 311 | 0.0436 | -0.0653 |  |  | 2 |  | RE-Appl-EffCW-med-ElecDHW-ElecCDryer-Tier2-TopSCGMFm2007CZ06rWtd
RE-Appl-EffCW-med-ElecDHW-ElecCDryer-Tier2-Top | DEER2016 | D16v1 | 2015-05-14 08:12 | SCG | MFm | 2007 | CZ07 | rWtd | Each | 1 | 538 | None | 309 | 0.0448 | -0.0151 | 309 | 0.0448 | -0.0151 | 309 | 0.0448 | -0.0151 | 309 | 0.0448 | -0.0151 |  |  | 2 |  | RE-Appl-EffCW-med-ElecDHW-ElecCDryer-Tier2-TopSCGMFm2007CZ07rWtd
RE-Appl-EffCW-med-ElecDHW-ElecCDryer-Tier2-Top | DEER2016 | D16v1 | 2015-05-14 08:12 | SCG | MFm | 2007 | CZ08 | rWtd | Each | 1 | 538 | None | 311 | 0.0432 | -0.118 | 311 | 0.0432 | -0.118 | 311 | 0.0432 | -0.118 | 311 | 0.0432 | -0.118 |  |  | 2 |  | RE-Appl-EffCW-med-ElecDHW-ElecCDryer-Tier2-TopSCGMFm2007CZ08rWtd
RE-Appl-EffCW-med-ElecDHW-ElecCDryer-Tier2-Top | DEER2016 | D16v1 | 2015-05-14 08:12 | SCG | MFm | 2007 | CZ09 | rWtd | Each | 1 | 499 | None | 311 | 0.0443 | -0.296 | 311 | 0.0443 | -0.296 | 311 | 0.0443 | -0.296 | 311 | 0.0443 | -0.296 |  |  | 2 |  | RE-Appl-EffCW-med-ElecDHW-ElecCDryer-Tier2-TopSCGMFm2007CZ09rWtd
RE-Appl-EffCW-med-ElecDHW-ElecCDryer-Tier2-Top | DEER2016 | D16v1 | 2015-05-14 08:12 | SCG | MFm | 2007 | CZ10 | rWtd | Each | 1 | 474 | None | 313 | 0.0448 | -0.261 | 313 | 0.0448 | -0.261 | 313 | 0.0448 | -0.261 | 313 | 0.0448 | -0.261 |  |  | 2 |  | RE-Appl-EffCW-med-ElecDHW-ElecCDryer-Tier2-TopSCGMFm2007CZ10rWtd
RE-Appl-EffCW-med-ElecDHW-ElecCDryer-Tier2-Top | DEER2016 | D16v1 | 2015-05-14 08:12 | SCG | MFm | 2007 | CZ13 | rWtd | Each | 1 | 474 | None | 314 | 0.0439 | -0.578 | 314 | 0.0439 | -0.578 | 314 | 0.0439 | -0.578 | 314 | 0.0439 | -0.578 |  |  | 2 |  | RE-Appl-EffCW-med-ElecDHW-ElecCDryer-Tier2-TopSCGMFm2007CZ13rWtd
RE-Appl-EffCW-med-ElecDHW-ElecCDryer-Tier2-Top | DEER2016 | D16v1 | 2015-05-14 08:12 | SCG | MFm | 2007 | CZ14 | rWtd | Each | 1 | 487 | None | 317 | 0.0431 | -0.00787 | 317 | 0.0431 | -0.00787 | 317 | 0.0431 | -0.00787 | 317 | 0.0431 | -0.00787 |  |  | 2 |  | RE-Appl-EffCW-med-ElecDHW-ElecCDryer-Tier2-TopSCGMFm2007CZ14rWtd
RE-Appl-EffCW-med-ElecDHW-ElecCDryer-Tier2-Top | DEER2016 | D16v1 | 2015-05-14 08:12 | SCG | MFm | 2007 | CZ15 | rWtd | Each | 1 | 487 | None | 302 | 0.0426 | -0.008 | 302 | 0.0426 | -0.008 | 302 | 0.0426 | -0.008 | 302 | 0.0426 | -0.008 |  |  | 2 |  | RE-Appl-EffCW-med-ElecDHW-ElecCDryer-Tier2-TopSCGMFm2007CZ15rWtd
RE-Appl-EffCW-med-ElecDHW-ElecCDryer-Tier2-Top | DEER2016 | D16v1 | 2015-05-14 08:12 | SCG | MFm | 2007 | CZ16 | rWtd | Each | 1 | 441 | None | 329 | 0.047 | -0.676 | 329 | 0.047 | -0.676 | 329 | 0.047 | -0.676 | 329 | 0.047 | -0.676 |  |  | 2 |  | RE-Appl-EffCW-med-ElecDHW-ElecCDryer-Tier2-TopSCGMFm2007CZ16rWtd
RE-Appl-EffCW-med-ElecDHW-ElecCDryer-Tier2-Top | DEER2016 | D16v1 | 2015-05-14 08:12 | SCG | MFm | 2011 | CZ04 | rWtd | Each | 1 | 441 | None | 317 | 0.0472 | -0.555 | 317 | 0.0472 | -0.555 | 317 | 0.0472 | -0.555 | 317 | 0.0472 | -0.555 |  |  | 2 |  | RE-Appl-EffCW-med-ElecDHW-ElecCDryer-Tier2-TopSCGMFm2011CZ04rWtd
RE-Appl-EffCW-med-ElecDHW-ElecCDryer-Tier2-Top | DEER2016 | D16v1 | 2015-05-14 08:12 | SCG | MFm | 2011 | CZ05 | rWtd | Each | 1 | 441 | None | 313 | 0.0432 | -0.624 | 313 | 0.0432 | -0.624 | 313 | 0.0432 | -0.624 | 313 | 0.0432 | -0.624 |  |  | 2 |  | RE-Appl-EffCW-med-ElecDHW-ElecCDryer-Tier2-TopSCGMFm2011CZ05rWtd
RE-Appl-EffCW-med-ElecDHW-ElecCDryer-Tier2-Top | DEER2016 | D16v1 | 2015-05-14 08:12 | SCG | MFm | 2011 | CZ06 | rWtd | Each | 1 | 538 | None | 310 | 0.0429 | -0.0873 | 310 | 0.0429 | -0.0873 | 310 | 0.0429 | -0.0873 | 310 | 0.0429 | -0.0873 |  |  | 2 |  | RE-Appl-EffCW-med-ElecDHW-ElecCDryer-Tier2-TopSCGMFm2011CZ06rWtd
RE-Appl-EffCW-med-ElecDHW-ElecCDryer-Tier2-Top | DEER2016 | D16v1 | 2015-05-14 08:12 | SCG | MFm | 2011 | CZ07 | rWtd | Each | 1 | 538 | None | 310 | 0.0443 | 0.0257 | 310 | 0.0443 | 0.0257 | 310 | 0.0443 | 0.0257 | 310 | 0.0443 | 0.0257 |  |  | 2 |  | RE-Appl-EffCW-med-ElecDHW-ElecCDryer-Tier2-TopSCGMFm2011CZ07rWtd
RE-Appl-EffCW-med-ElecDHW-ElecCDryer-Tier2-Top | DEER2016 | D16v1 | 2015-05-14 08:12 | SCG | MFm | 2011 | CZ08 | rWtd | Each | 1 | 538 | None | 311 | 0.0433 | -0.0501 | 311 | 0.0433 | -0.0501 | 311 | 0.0433 | -0.0501 | 311 | 0.0433 | -0.0501 |  |  | 2 |  | RE-Appl-EffCW-med-ElecDHW-ElecCDryer-Tier2-TopSCGMFm2011CZ08rWtd
RE-Appl-EffCW-med-ElecDHW-ElecCDryer-Tier2-Top | DEER2016 | D16v1 | 2015-05-14 08:12 | SCG | MFm | 2011 | CZ09 | rWtd | Each | 1 | 499 | None | 312 | 0.0444 | -0.201 | 312 | 0.0444 | -0.201 | 312 | 0.0444 | -0.201 | 312 | 0.0444 | -0.201 |  |  | 2 |  | RE-Appl-EffCW-med-ElecDHW-ElecCDryer-Tier2-TopSCGMFm2011CZ09rWtd
RE-Appl-EffCW-med-ElecDHW-ElecCDryer-Tier2-Top | DEER2016 | D16v1 | 2015-05-14 08:12 | SCG | MFm | 2011 | CZ10 | rWtd | Each | 1 | 474 | None | 314 | 0.045 | -0.198 | 314 | 0.045 | -0.198 | 314 | 0.045 | -0.198 | 314 | 0.045 | -0.198 |  |  | 2 |  | RE-Appl-EffCW-med-ElecDHW-ElecCDryer-Tier2-TopSCGMFm2011CZ10rWtd
RE-Appl-EffCW-med-ElecDHW-ElecCDryer-Tier2-Top | DEER2016 | D16v1 | 2015-05-14 08:12 | SCG | MFm | 2011 | CZ13 | rWtd | Each | 1 | 474 | None | 315 | 0.0444 | -0.491 | 315 | 0.0444 | -0.491 | 315 | 0.0444 | -0.491 | 315 | 0.0444 | -0.491 |  |  | 2 |  | RE-Appl-EffCW-med-ElecDHW-ElecCDryer-Tier2-TopSCGMFm2011CZ13rWtd
RE-Appl-EffCW-med-ElecDHW-ElecCDryer-Tier2-Top | DEER2016 | D16v1 | 2015-05-14 08:12 | SCG | MFm | 2011 | CZ14 | rWtd | Each | 1 | 487 | None | 317 | 0.0434 | 0.0498 | 317 | 0.0434 | 0.0498 | 317 | 0.0434 | 0.0498 | 317 | 0.0434 | 0.0498 |  |  | 2 |  | RE-Appl-EffCW-med-ElecDHW-ElecCDryer-Tier2-TopSCGMFm2011CZ14rWtd
RE-Appl-EffCW-med-ElecDHW-ElecCDryer-Tier2-Top | DEER2016 | D16v1 | 2015-05-14 08:12 | SCG | MFm | 2011 | CZ15 | rWtd | Each | 1 | 487 | None | 303 | 0.0427 | -0.00222 | 303 | 0.0427 | -0.00222 | 303 | 0.0427 | -0.00222 | 303 | 0.0427 | -0.00222 |  |  | 2 |  | RE-Appl-EffCW-med-ElecDHW-ElecCDryer-Tier2-TopSCGMFm2011CZ15rWtd
RE-Appl-EffCW-med-ElecDHW-ElecCDryer-Tier2-Top | DEER2016 | D16v1 | 2015-05-14 08:12 | SCG | MFm | 2011 | CZ16 | rWtd | Each | 1 | 441 | None | 330 | 0.0465 | -0.56 | 330 | 0.0465 | -0.56 | 330 | 0.0465 | -0.56 | 330 | 0.0465 | -0.56 |  |  | 2 |  | RE-Appl-EffCW-med-ElecDHW-ElecCDryer-Tier2-TopSCGMFm2011CZ16rWtd
RE-Appl-EffCW-med-ElecDHW-ElecCDryer-Tier2-Top | DEER2016 | D16v1 | 2015-05-14 08:12 | SCG | MFm | 2014 | CZ04 | rWtd | Each | 1 | 441 | None | 316 | 0.0474 | -0.494 | 316 | 0.0474 | -0.494 | 316 | 0.0474 | -0.494 | 316 | 0.0474 | -0.494 |  |  | 2 |  | RE-Appl-EffCW-med-ElecDHW-ElecCDryer-Tier2-TopSCGMFm2014CZ04rWtd
RE-Appl-EffCW-med-ElecDHW-ElecCDryer-Tier2-Top | DEER2016 | D16v1 | 2015-05-14 08:12 | SCG | MFm | 2014 | CZ05 | rWtd | Each | 1 | 441 | None | 315 | 0.0433 | -0.228 | 315 | 0.0433 | -0.228 | 315 | 0.0433 | -0.228 | 315 | 0.0433 | -0.228 |  |  | 2 |  | RE-Appl-EffCW-med-ElecDHW-ElecCDryer-Tier2-TopSCGMFm2014CZ05rWtd
RE-Appl-EffCW-med-ElecDHW-ElecCDryer-Tier2-Top | DEER2016 | D16v1 | 2015-05-14 08:12 | SCG | MFm | 2014 | CZ06 | rWtd | Each | 1 | 538 | None | 310 | 0.0451 | -0.0756 | 310 | 0.0451 | -0.0756 | 310 | 0.0451 | -0.0756 | 310 | 0.0451 | -0.0756 |  |  | 2 |  | RE-Appl-EffCW-med-ElecDHW-ElecCDryer-Tier2-TopSCGMFm2014CZ06rWtd
RE-Appl-EffCW-med-ElecDHW-ElecCDryer-Tier2-Top | DEER2016 | D16v1 | 2015-05-14 08:12 | SCG | MFm | 2014 | CZ07 | rWtd | Each | 1 | 538 | None | 310 | 0.0453 | 0.0305 | 310 | 0.0453 | 0.0305 | 310 | 0.0453 | 0.0305 | 310 | 0.0453 | 0.0305 |  |  | 2 |  | RE-Appl-EffCW-med-ElecDHW-ElecCDryer-Tier2-TopSCGMFm2014CZ07rWtd
RE-Appl-EffCW-med-ElecDHW-ElecCDryer-Tier2-Top | DEER2016 | D16v1 | 2015-05-14 08:12 | SCG | MFm | 2014 | CZ08 | rWtd | Each | 1 | 538 | None | 311 | 0.0435 | -0.0345 | 311 | 0.0435 | -0.0345 | 311 | 0.0435 | -0.0345 | 311 | 0.0435 | -0.0345 |  |  | 2 |  | RE-Appl-EffCW-med-ElecDHW-ElecCDryer-Tier2-TopSCGMFm2014CZ08rWtd
RE-Appl-EffCW-med-ElecDHW-ElecCDryer-Tier2-Top | DEER2016 | D16v1 | 2015-05-14 08:12 | SCG | MFm | 2014 | CZ09 | rWtd | Each | 1 | 499 | None | 312 | 0.0448 | -0.18 | 312 | 0.0448 | -0.18 | 312 | 0.0448 | -0.18 | 312 | 0.0448 | -0.18 |  |  | 2 |  | RE-Appl-EffCW-med-ElecDHW-ElecCDryer-Tier2-TopSCGMFm2014CZ09rWtd
RE-Appl-EffCW-med-ElecDHW-ElecCDryer-Tier2-Top | DEER2016 | D16v1 | 2015-05-14 08:12 | SCG | MFm | 2014 | CZ10 | rWtd | Each | 1 | 474 | None | 314 | 0.0456 | -0.174 | 314 | 0.0456 | -0.174 | 314 | 0.0456 | -0.174 | 314 | 0.0456 | -0.174 |  |  | 2 |  | RE-Appl-EffCW-med-ElecDHW-ElecCDryer-Tier2-TopSCGMFm2014CZ10rWtd
RE-Appl-EffCW-med-ElecDHW-ElecCDryer-Tier2-Top | DEER2016 | D16v1 | 2015-05-14 08:12 | SCG | MFm | 2014 | CZ13 | rWtd | Each | 1 | 474 | None | 315 | 0.0441 | -0.491 | 315 | 0.0441 | -0.491 | 315 | 0.0441 | -0.491 | 315 | 0.0441 | -0.491 |  |  | 2 |  | RE-Appl-EffCW-med-ElecDHW-ElecCDryer-Tier2-TopSCGMFm2014CZ13rWtd
RE-Appl-EffCW-med-ElecDHW-ElecCDryer-Tier2-Top | DEER2016 | D16v1 | 2015-05-14 08:12 | SCG | MFm | 2014 | CZ14 | rWtd | Each | 1 | 487 | None | 317 | 0.0436 | 0.00437 | 317 | 0.0436 | 0.00437 | 317 | 0.0436 | 0.00437 | 317 | 0.0436 | 0.00437 |  |  | 2 |  | RE-Appl-EffCW-med-ElecDHW-ElecCDryer-Tier2-TopSCGMFm2014CZ14rWtd
RE-Appl-EffCW-med-ElecDHW-ElecCDryer-Tier2-Top | DEER2016 | D16v1 | 2015-05-14 08:12 | SCG | MFm | 2014 | CZ15 | rWtd | Each | 1 | 487 | None | 302 | 0.0428 | -0.00191 | 302 | 0.0428 | -0.00191 | 302 | 0.0428 | -0.00191 | 302 | 0.0428 | -0.00191 |  |  | 2 |  | RE-Appl-EffCW-med-ElecDHW-ElecCDryer-Tier2-TopSCGMFm2014CZ15rWtd
RE-Appl-EffCW-med-ElecDHW-ElecCDryer-Tier2-Top | DEER2016 | D16v1 | 2015-05-14 08:12 | SCG | MFm | 2014 | CZ16 | rWtd | Each | 1 | 441 | None | 327 | 0.0471 | -0.762 | 327 | 0.0471 | -0.762 | 327 | 0.0471 | -0.762 | 327 | 0.0471 | -0.762 |  |  | 2 |  | RE-Appl-EffCW-med-ElecDHW-ElecCDryer-Tier2-TopSCGMFm2014CZ16rWtd
RE-Appl-EffCW-med-ElecDHW-ElecCDryer-Tier2-Top | DEER2016 | D16v1 | 2015-05-14 08:12 | SCG | MFm | Ex | CZ04 | rWtd | Each | 1 | 508 | None | 314 | 0.0488 | -0.344 | 314 | 0.0488 | -0.344 | 314 | 0.0488 | -0.344 | 314 | 0.0488 | -0.344 |  |  | 2 |  | RE-Appl-EffCW-med-ElecDHW-ElecCDryer-Tier2-TopSCGMFmExCZ04rWtd
RE-Appl-EffCW-med-ElecDHW-ElecCDryer-Tier2-Top | DEER2016 | D16v1 | 2015-05-14 08:12 | SCG | MFm | Ex | CZ05 | rWtd | Each | 1 | 464 | None | 313 | 0.0432 | -0.622 | 313 | 0.0432 | -0.622 | 313 | 0.0432 | -0.622 | 313 | 0.0432 | -0.622 |  |  | 2 |  | RE-Appl-EffCW-med-ElecDHW-ElecCDryer-Tier2-TopSCGMFmExCZ05rWtd
RE-Appl-EffCW-med-ElecDHW-ElecCDryer-Tier2-Top | DEER2016 | D16v1 | 2015-05-14 08:12 | SCG | MFm | Ex | CZ06 | rWtd | Each | 1 | 511 | None | 311 | 0.0446 | -0.123 | 311 | 0.0446 | -0.123 | 311 | 0.0446 | -0.123 | 311 | 0.0446 | -0.123 |  |  | 2 |  | RE-Appl-EffCW-med-ElecDHW-ElecCDryer-Tier2-TopSCGMFmExCZ06rWtd
RE-Appl-EffCW-med-ElecDHW-ElecCDryer-Tier2-Top | DEER2016 | D16v1 | 2015-05-14 08:12 | SCG | MFm | Ex | CZ07 | rWtd | Each | 1 | 520 | None | 310 | 0.0449 | -0.0364 | 310 | 0.0449 | -0.0364 | 310 | 0.0449 | -0.0364 | 310 | 0.0449 | -0.0364 |  |  | 2 |  | RE-Appl-EffCW-med-ElecDHW-ElecCDryer-Tier2-TopSCGMFmExCZ07rWtd
RE-Appl-EffCW-med-ElecDHW-ElecCDryer-Tier2-Top | DEER2016 | D16v1 | 2015-05-14 08:12 | SCG | MFm | Ex | CZ08 | rWtd | Each | 1 | 506 | None | 310 | 0.045 | -0.218 | 310 | 0.045 | -0.218 | 310 | 0.045 | -0.218 | 310 | 0.045 | -0.218 |  |  | 2 |  | RE-Appl-EffCW-med-ElecDHW-ElecCDryer-Tier2-TopSCGMFmExCZ08rWtd
RE-Appl-EffCW-med-ElecDHW-ElecCDryer-Tier2-Top | DEER2016 | D16v1 | 2015-05-14 08:12 | SCG | MFm | Ex | CZ09 | rWtd | Each | 1 | 561 | None | 313 | 0.0447 | -0.201 | 313 | 0.0447 | -0.201 | 313 | 0.0447 | -0.201 | 313 | 0.0447 | -0.201 |  |  | 2 |  | RE-Appl-EffCW-med-ElecDHW-ElecCDryer-Tier2-TopSCGMFmExCZ09rWtd
RE-Appl-EffCW-med-ElecDHW-ElecCDryer-Tier2-Top | DEER2016 | D16v1 | 2015-05-14 08:12 | SCG | MFm | Ex | CZ10 | rWtd | Each | 1 | 587 | None | 313 | 0.0478 | -0.132 | 313 | 0.0478 | -0.132 | 313 | 0.0478 | -0.132 | 313 | 0.0478 | -0.132 |  |  | 2 |  | RE-Appl-EffCW-med-ElecDHW-ElecCDryer-Tier2-TopSCGMFmExCZ10rWtd
RE-Appl-EffCW-med-ElecDHW-ElecCDryer-Tier2-Top | DEER2016 | D16v1 | 2015-05-14 08:12 | SCG | MFm | Ex | CZ13 | rWtd | Each | 1 | 488 | None | 312 | 0.0456 | -0.344 | 312 | 0.0456 | -0.344 | 312 | 0.0456 | -0.344 | 312 | 0.0456 | -0.344 |  |  | 2 |  | RE-Appl-EffCW-med-ElecDHW-ElecCDryer-Tier2-TopSCGMFmExCZ13rWtd
RE-Appl-EffCW-med-ElecDHW-ElecCDryer-Tier2-Top | DEER2016 | D16v1 | 2015-05-14 08:12 | SCG | MFm | Ex | CZ14 | rWtd | Each | 1 | 623 | None | 321 | 0.0455 | -0.561 | 321 | 0.0455 | -0.561 | 321 | 0.0455 | -0.561 | 321 | 0.0455 | -0.561 |  |  | 2 |  | RE-Appl-EffCW-med-ElecDHW-ElecCDryer-Tier2-TopSCGMFmExCZ14rWtd
RE-Appl-EffCW-med-ElecDHW-ElecCDryer-Tier2-Top | DEER2016 | D16v1 | 2015-05-14 08:12 | SCG | MFm | Ex | CZ15 | rWtd | Each | 1 | 631 | None | 311 | 0.0447 | -0.082 | 311 | 0.0447 | -0.082 | 311 | 0.0447 | -0.082 | 311 | 0.0447 | -0.082 |  |  | 2 |  | RE-Appl-EffCW-med-ElecDHW-ElecCDryer-Tier2-TopSCGMFmExCZ15rWtd
RE-Appl-EffCW-med-ElecDHW-ElecCDryer-Tier2-Top | DEER2016 | D16v1 | 2015-05-14 08:12 | SCG | MFm | Ex | CZ16 | rWtd | Each | 1 | 502 | None | 325 | 0.0481 | -0.911 | 325 | 0.0481 | -0.911 | 325 | 0.0481 | -0.911 | 325 | 0.0481 | -0.911 |  |  | 2 |  | RE-Appl-EffCW-med-ElecDHW-ElecCDryer-Tier2-TopSCGMFmExCZ16rWtd
RE-Appl-EffCW-med-ElecDHW-ElecCDryer-Tier2-Top | DEER2016 | D16v1 | 2015-05-14 08:12 | SCG | MFm | Ex | IOU | rWtd | Each | 1 | 540 | None | 312 | 0.0449 | -0.198 | 312 | 0.0449 | -0.198 | 312 | 0.0449 | -0.198 | 312 | 0.0449 | -0.198 |  |  | 2 |  | RE-Appl-EffCW-med-ElecDHW-ElecCDryer-Tier2-TopSCGMFmExIOUrWtd
RE-Appl-EffCW-med-ElecDHW-ElecCDryer-Tier2-Top | DEER2016 | D16v1 | 2015-05-14 08:12 | SCG | SFm | 1975 | CZ04 | rWtd | Each | 1 | 796 | None | 389 | 0.0622 | -0.876 | 389 | 0.0622 | -0.876 | 389 | 0.0622 | -0.876 | 389 | 0.0622 | -0.876 |  |  | 2 |  | RE-Appl-EffCW-med-ElecDHW-ElecCDryer-Tier2-TopSCGSFm1975CZ04rWtd
RE-Appl-EffCW-med-ElecDHW-ElecCDryer-Tier2-Top | DEER2016 | D16v1 | 2015-05-14 08:12 | SCG | SFm | 1975 | CZ05 | rWtd | Each | 1 | 796 | None | 390 | 0.0538 | -0.548 | 390 | 0.0538 | -0.548 | 390 | 0.0538 | -0.548 | 390 | 0.0538 | -0.548 |  |  | 2 |  | RE-Appl-EffCW-med-ElecDHW-ElecCDryer-Tier2-TopSCGSFm1975CZ05rWtd
RE-Appl-EffCW-med-ElecDHW-ElecCDryer-Tier2-Top | DEER2016 | D16v1 | 2015-05-14 08:12 | SCG | SFm | 1975 | CZ06 | rWtd | Each | 1 | 764 | None | 386 | 0.0546 | 0.31 | 386 | 0.0546 | 0.31 | 386 | 0.0546 | 0.31 | 386 | 0.0546 | 0.31 |  |  | 2 |  | RE-Appl-EffCW-med-ElecDHW-ElecCDryer-Tier2-TopSCGSFm1975CZ06rWtd
RE-Appl-EffCW-med-ElecDHW-ElecCDryer-Tier2-Top | DEER2016 | D16v1 | 2015-05-14 08:12 | SCG | SFm | 1975 | CZ07 | rWtd | Each | 1 | 764 | None | 383 | 0.053 | 0.0417 | 383 | 0.053 | 0.0417 | 383 | 0.053 | 0.0417 | 383 | 0.053 | 0.0417 |  |  | 2 |  | RE-Appl-EffCW-med-ElecDHW-ElecCDryer-Tier2-TopSCGSFm1975CZ07rWtd
RE-Appl-EffCW-med-ElecDHW-ElecCDryer-Tier2-Top | DEER2016 | D16v1 | 2015-05-14 08:12 | SCG | SFm | 1975 | CZ08 | rWtd | Each | 1 | 764 | None | 386 | 0.0544 | -0.272 | 386 | 0.0544 | -0.272 | 386 | 0.0544 | -0.272 | 386 | 0.0544 | -0.272 |  |  | 2 |  | RE-Appl-EffCW-med-ElecDHW-ElecCDryer-Tier2-TopSCGSFm1975CZ08rWtd
RE-Appl-EffCW-med-ElecDHW-ElecCDryer-Tier2-Top | DEER2016 | D16v1 | 2015-05-14 08:12 | SCG | SFm | 1975 | CZ09 | rWtd | Each | 1 | 818 | None | 390 | 0.0568 | -0.648 | 390 | 0.0568 | -0.648 | 390 | 0.0568 | -0.648 | 390 | 0.0568 | -0.648 |  |  | 2 |  | RE-Appl-EffCW-med-ElecDHW-ElecCDryer-Tier2-TopSCGSFm1975CZ09rWtd
RE-Appl-EffCW-med-ElecDHW-ElecCDryer-Tier2-Top | DEER2016 | D16v1 | 2015-05-14 08:12 | SCG | SFm | 1975 | CZ10 | rWtd | Each | 1 | 818 | None | 387 | 0.06 | -0.656 | 387 | 0.06 | -0.656 | 387 | 0.06 | -0.656 | 387 | 0.06 | -0.656 |  |  | 2 |  | RE-Appl-EffCW-med-ElecDHW-ElecCDryer-Tier2-TopSCGSFm1975CZ10rWtd
RE-Appl-EffCW-med-ElecDHW-ElecCDryer-Tier2-Top | DEER2016 | D16v1 | 2015-05-14 08:12 | SCG | SFm | 1975 | CZ13 | rWtd | Each | 1 | 764 | None | 391 | 0.0632 | -1.37 | 391 | 0.0632 | -1.37 | 391 | 0.0632 | -1.37 | 391 | 0.0632 | -1.37 |  |  | 2 |  | RE-Appl-EffCW-med-ElecDHW-ElecCDryer-Tier2-TopSCGSFm1975CZ13rWtd
RE-Appl-EffCW-med-ElecDHW-ElecCDryer-Tier2-Top | DEER2016 | D16v1 | 2015-05-14 08:12 | SCG | SFm | 1975 | CZ14 | rWtd | Each | 1 | 778 | None | 403 | 0.0604 | -0.869 | 403 | 0.0604 | -0.869 | 403 | 0.0604 | -0.869 | 403 | 0.0604 | -0.869 |  |  | 2 |  | RE-Appl-EffCW-med-ElecDHW-ElecCDryer-Tier2-TopSCGSFm1975CZ14rWtd
RE-Appl-EffCW-med-ElecDHW-ElecCDryer-Tier2-Top | DEER2016 | D16v1 | 2015-05-14 08:12 | SCG | SFm | 1975 | CZ15 | rWtd | Each | 1 | 778 | None | 389 | 0.0587 | -0.421 | 389 | 0.0587 | -0.421 | 389 | 0.0587 | -0.421 | 389 | 0.0587 | -0.421 |  |  | 2 |  | RE-Appl-EffCW-med-ElecDHW-ElecCDryer-Tier2-TopSCGSFm1975CZ15rWtd
RE-Appl-EffCW-med-ElecDHW-ElecCDryer-Tier2-Top | DEER2016 | D16v1 | 2015-05-14 08:12 | SCG | SFm | 1975 | CZ16 | rWtd | Each | 1 | 796 | None | 404 | 0.0564 | -0.765 | 404 | 0.0564 | -0.765 | 404 | 0.0564 | -0.765 | 404 | 0.0564 | -0.765 |  |  | 2 |  | RE-Appl-EffCW-med-ElecDHW-ElecCDryer-Tier2-TopSCGSFm1975CZ16rWtd
RE-Appl-EffCW-med-ElecDHW-ElecCDryer-Tier2-Top | DEER2016 | D16v1 | 2015-05-14 08:12 | SCG | SFm | 1985 | CZ04 | rWtd | Each | 1 | 952 | None | 392 | 0.0626 | -1.73 | 392 | 0.0626 | -1.73 | 392 | 0.0626 | -1.73 | 392 | 0.0626 | -1.73 |  |  | 2 |  | RE-Appl-EffCW-med-ElecDHW-ElecCDryer-Tier2-TopSCGSFm1985CZ04rWtd
RE-Appl-EffCW-med-ElecDHW-ElecCDryer-Tier2-Top | DEER2016 | D16v1 | 2015-05-14 08:12 | SCG | SFm | 1985 | CZ05 | rWtd | Each | 1 | 952 | None | 389 | 0.0532 | -1.98 | 389 | 0.0532 | -1.98 | 389 | 0.0532 | -1.98 | 389 | 0.0532 | -1.98 |  |  | 2 |  | RE-Appl-EffCW-med-ElecDHW-ElecCDryer-Tier2-TopSCGSFm1985CZ05rWtd
RE-Appl-EffCW-med-ElecDHW-ElecCDryer-Tier2-Top | DEER2016 | D16v1 | 2015-05-14 08:12 | SCG | SFm | 1985 | CZ06 | rWtd | Each | 1 | 1030 | None | 386 | 0.0625 | -0.0153 | 386 | 0.0625 | -0.0153 | 386 | 0.0625 | -0.0153 | 386 | 0.0625 | -0.0153 |  |  | 2 |  | RE-Appl-EffCW-med-ElecDHW-ElecCDryer-Tier2-TopSCGSFm1985CZ06rWtd
RE-Appl-EffCW-med-ElecDHW-ElecCDryer-Tier2-Top | DEER2016 | D16v1 | 2015-05-14 08:12 | SCG | SFm | 1985 | CZ07 | rWtd | Each | 1 | 1030 | None | 384 | 0.0567 | 0.0524 | 384 | 0.0567 | 0.0524 | 384 | 0.0567 | 0.0524 | 384 | 0.0567 | 0.0524 |  |  | 2 |  | RE-Appl-EffCW-med-ElecDHW-ElecCDryer-Tier2-TopSCGSFm1985CZ07rWtd
RE-Appl-EffCW-med-ElecDHW-ElecCDryer-Tier2-Top | DEER2016 | D16v1 | 2015-05-14 08:12 | SCG | SFm | 1985 | CZ08 | rWtd | Each | 1 | 1030 | None | 387 | 0.0548 | 0.0305 | 387 | 0.0548 | 0.0305 | 387 | 0.0548 | 0.0305 | 387 | 0.0548 | 0.0305 |  |  | 2 |  | RE-Appl-EffCW-med-ElecDHW-ElecCDryer-Tier2-TopSCGSFm1985CZ08rWtd
RE-Appl-EffCW-med-ElecDHW-ElecCDryer-Tier2-Top | DEER2016 | D16v1 | 2015-05-14 08:12 | SCG | SFm | 1985 | CZ09 | rWtd | Each | 1 | 906 | None | 388 | 0.057 | 0.0694 | 388 | 0.057 | 0.0694 | 388 | 0.057 | 0.0694 | 388 | 0.057 | 0.0694 |  |  | 2 |  | RE-Appl-EffCW-med-ElecDHW-ElecCDryer-Tier2-TopSCGSFm1985CZ09rWtd
RE-Appl-EffCW-med-ElecDHW-ElecCDryer-Tier2-Top | DEER2016 | D16v1 | 2015-05-14 08:12 | SCG | SFm | 1985 | CZ10 | rWtd | Each | 1 | 906 | None | 389 | 0.06 | -0.226 | 389 | 0.06 | -0.226 | 389 | 0.06 | -0.226 | 389 | 0.06 | -0.226 |  |  | 2 |  | RE-Appl-EffCW-med-ElecDHW-ElecCDryer-Tier2-TopSCGSFm1985CZ10rWtd
RE-Appl-EffCW-med-ElecDHW-ElecCDryer-Tier2-Top | DEER2016 | D16v1 | 2015-05-14 08:12 | SCG | SFm | 1985 | CZ13 | rWtd | Each | 1 | 852 | None | 391 | 0.0609 | -0.921 | 391 | 0.0609 | -0.921 | 391 | 0.0609 | -0.921 | 391 | 0.0609 | -0.921 |  |  | 2 |  | RE-Appl-EffCW-med-ElecDHW-ElecCDryer-Tier2-TopSCGSFm1985CZ13rWtd
RE-Appl-EffCW-med-ElecDHW-ElecCDryer-Tier2-Top | DEER2016 | D16v1 | 2015-05-14 08:12 | SCG | SFm | 1985 | CZ14 | rWtd | Each | 1 | 870 | None | 402 | 0.0619 | -1.61 | 402 | 0.0619 | -1.61 | 402 | 0.0619 | -1.61 | 402 | 0.0619 | -1.61 |  |  | 2 |  | RE-Appl-EffCW-med-ElecDHW-ElecCDryer-Tier2-TopSCGSFm1985CZ14rWtd
RE-Appl-EffCW-med-ElecDHW-ElecCDryer-Tier2-Top | DEER2016 | D16v1 | 2015-05-14 08:12 | SCG | SFm | 1985 | CZ15 | rWtd | Each | 1 | 870 | None | 388 | 0.0595 | -0.856 | 388 | 0.0595 | -0.856 | 388 | 0.0595 | -0.856 | 388 | 0.0595 | -0.856 |  |  | 2 |  | RE-Appl-EffCW-med-ElecDHW-ElecCDryer-Tier2-TopSCGSFm1985CZ15rWtd
RE-Appl-EffCW-med-ElecDHW-ElecCDryer-Tier2-Top | DEER2016 | D16v1 | 2015-05-14 08:12 | SCG | SFm | 1985 | CZ16 | rWtd | Each | 1 | 952 | None | 398 | 0.0602 | -1.96 | 398 | 0.0602 | -1.96 | 398 | 0.0602 | -1.96 | 398 | 0.0602 | -1.96 |  |  | 2 |  | RE-Appl-EffCW-med-ElecDHW-ElecCDryer-Tier2-TopSCGSFm1985CZ16rWtd
RE-Appl-EffCW-med-ElecDHW-ElecCDryer-Tier2-Top | DEER2016 | D16v1 | 2015-05-14 08:12 | SCG | SFm | 1996 | CZ04 | rWtd | Each | 1 | 1100 | None | 398 | 0.0578 | -0.693 | 398 | 0.0578 | -0.693 | 398 | 0.0578 | -0.693 | 398 | 0.0578 | -0.693 |  |  | 2 |  | RE-Appl-EffCW-med-ElecDHW-ElecCDryer-Tier2-TopSCGSFm1996CZ04rWtd
RE-Appl-EffCW-med-ElecDHW-ElecCDryer-Tier2-Top | DEER2016 | D16v1 | 2015-05-14 08:12 | SCG | SFm | 1996 | CZ05 | rWtd | Each | 1 | 1100 | None | 390 | 0.0547 | -0.972 | 390 | 0.0547 | -0.972 | 390 | 0.0547 | -0.972 | 390 | 0.0547 | -0.972 |  |  | 2 |  | RE-Appl-EffCW-med-ElecDHW-ElecCDryer-Tier2-TopSCGSFm1996CZ05rWtd
RE-Appl-EffCW-med-ElecDHW-ElecCDryer-Tier2-Top | DEER2016 | D16v1 | 2015-05-14 08:12 | SCG | SFm | 1996 | CZ06 | rWtd | Each | 1 | 1150 | None | 386 | 0.0598 | -0.0631 | 386 | 0.0598 | -0.0631 | 386 | 0.0598 | -0.0631 | 386 | 0.0598 | -0.0631 |  |  | 2 |  | RE-Appl-EffCW-med-ElecDHW-ElecCDryer-Tier2-TopSCGSFm1996CZ06rWtd
RE-Appl-EffCW-med-ElecDHW-ElecCDryer-Tier2-Top | DEER2016 | D16v1 | 2015-05-14 08:12 | SCG | SFm | 1996 | CZ07 | rWtd | Each | 1 | 1150 | None | 384 | 0.0732 | -0.12 | 384 | 0.0732 | -0.12 | 384 | 0.0732 | -0.12 | 384 | 0.0732 | -0.12 |  |  | 2 |  | RE-Appl-EffCW-med-ElecDHW-ElecCDryer-Tier2-TopSCGSFm1996CZ07rWtd
RE-Appl-EffCW-med-ElecDHW-ElecCDryer-Tier2-Top | DEER2016 | D16v1 | 2015-05-14 08:12 | SCG | SFm | 1996 | CZ08 | rWtd | Each | 1 | 1150 | None | 387 | 0.0555 | -0.32 | 387 | 0.0555 | -0.32 | 387 | 0.0555 | -0.32 | 387 | 0.0555 | -0.32 |  |  | 2 |  | RE-Appl-EffCW-med-ElecDHW-ElecCDryer-Tier2-TopSCGSFm1996CZ08rWtd
RE-Appl-EffCW-med-ElecDHW-ElecCDryer-Tier2-Top | DEER2016 | D16v1 | 2015-05-14 08:12 | SCG | SFm | 1996 | CZ09 | rWtd | Each | 1 | 1090 | None | 391 | 0.057 | -0.716 | 391 | 0.057 | -0.716 | 391 | 0.057 | -0.716 | 391 | 0.057 | -0.716 |  |  | 2 |  | RE-Appl-EffCW-med-ElecDHW-ElecCDryer-Tier2-TopSCGSFm1996CZ09rWtd
RE-Appl-EffCW-med-ElecDHW-ElecCDryer-Tier2-Top | DEER2016 | D16v1 | 2015-05-14 08:12 | SCG | SFm | 1996 | CZ10 | rWtd | Each | 1 | 1090 | None | 394 | 0.0579 | -0.629 | 394 | 0.0579 | -0.629 | 394 | 0.0579 | -0.629 | 394 | 0.0579 | -0.629 |  |  | 2 |  | RE-Appl-EffCW-med-ElecDHW-ElecCDryer-Tier2-TopSCGSFm1996CZ10rWtd
RE-Appl-EffCW-med-ElecDHW-ElecCDryer-Tier2-Top | DEER2016 | D16v1 | 2015-05-14 08:12 | SCG | SFm | 1996 | CZ13 | rWtd | Each | 1 | 1020 | None | 393 | 0.0611 | -1.23 | 393 | 0.0611 | -1.23 | 393 | 0.0611 | -1.23 | 393 | 0.0611 | -1.23 |  |  | 2 |  | RE-Appl-EffCW-med-ElecDHW-ElecCDryer-Tier2-TopSCGSFm1996CZ13rWtd
RE-Appl-EffCW-med-ElecDHW-ElecCDryer-Tier2-Top | DEER2016 | D16v1 | 2015-05-14 08:12 | SCG | SFm | 1996 | CZ14 | rWtd | Each | 1 | 879 | None | 403 | 0.063 | -1.2 | 403 | 0.063 | -1.2 | 403 | 0.063 | -1.2 | 403 | 0.063 | -1.2 |  |  | 2 |  | RE-Appl-EffCW-med-ElecDHW-ElecCDryer-Tier2-TopSCGSFm1996CZ14rWtd
RE-Appl-EffCW-med-ElecDHW-ElecCDryer-Tier2-Top | DEER2016 | D16v1 | 2015-05-14 08:12 | SCG | SFm | 1996 | CZ15 | rWtd | Each | 1 | 879 | None | 388 | 0.056 | -0.678 | 388 | 0.056 | -0.678 | 388 | 0.056 | -0.678 | 388 | 0.056 | -0.678 |  |  | 2 |  | RE-Appl-EffCW-med-ElecDHW-ElecCDryer-Tier2-TopSCGSFm1996CZ15rWtd
RE-Appl-EffCW-med-ElecDHW-ElecCDryer-Tier2-Top | DEER2016 | D16v1 | 2015-05-14 08:12 | SCG | SFm | 1996 | CZ16 | rWtd | Each | 1 | 1100 | None | 401 | 0.0573 | -0.994 | 401 | 0.0573 | -0.994 | 401 | 0.0573 | -0.994 | 401 | 0.0573 | -0.994 |  |  | 2 |  | RE-Appl-EffCW-med-ElecDHW-ElecCDryer-Tier2-TopSCGSFm1996CZ16rWtd
RE-Appl-EffCW-med-ElecDHW-ElecCDryer-Tier2-Top | DEER2016 | D16v1 | 2015-05-14 08:12 | SCG | SFm | 2003 | CZ04 | rWtd | Each | 1 | 1150 | None | 391 | 0.061 | -0.61 | 391 | 0.061 | -0.61 | 391 | 0.061 | -0.61 | 391 | 0.061 | -0.61 |  |  | 2 |  | RE-Appl-EffCW-med-ElecDHW-ElecCDryer-Tier2-TopSCGSFm2003CZ04rWtd
RE-Appl-EffCW-med-ElecDHW-ElecCDryer-Tier2-Top | DEER2016 | D16v1 | 2015-05-14 08:12 | SCG | SFm | 2003 | CZ05 | rWtd | Each | 1 | 1150 | None | 389 | 0.0546 | -1.22 | 389 | 0.0546 | -1.22 | 389 | 0.0546 | -1.22 | 389 | 0.0546 | -1.22 |  |  | 2 |  | RE-Appl-EffCW-med-ElecDHW-ElecCDryer-Tier2-TopSCGSFm2003CZ05rWtd
RE-Appl-EffCW-med-ElecDHW-ElecCDryer-Tier2-Top | DEER2016 | D16v1 | 2015-05-14 08:12 | SCG | SFm | 2003 | CZ06 | rWtd | Each | 1 | 1200 | None | 386 | 0.0488 | -0.129 | 386 | 0.0488 | -0.129 | 386 | 0.0488 | -0.129 | 386 | 0.0488 | -0.129 |  |  | 2 |  | RE-Appl-EffCW-med-ElecDHW-ElecCDryer-Tier2-TopSCGSFm2003CZ06rWtd
RE-Appl-EffCW-med-ElecDHW-ElecCDryer-Tier2-Top | DEER2016 | D16v1 | 2015-05-14 08:12 | SCG | SFm | 2003 | CZ07 | rWtd | Each | 1 | 1200 | None | 386 | 0.057 | -0.102 | 386 | 0.057 | -0.102 | 386 | 0.057 | -0.102 | 386 | 0.057 | -0.102 |  |  | 2 |  | RE-Appl-EffCW-med-ElecDHW-ElecCDryer-Tier2-TopSCGSFm2003CZ07rWtd
RE-Appl-EffCW-med-ElecDHW-ElecCDryer-Tier2-Top | DEER2016 | D16v1 | 2015-05-14 08:12 | SCG | SFm | 2003 | CZ08 | rWtd | Each | 1 | 1200 | None | 388 | 0.0547 | -0.62 | 388 | 0.0547 | -0.62 | 388 | 0.0547 | -0.62 | 388 | 0.0547 | -0.62 |  |  | 2 |  | RE-Appl-EffCW-med-ElecDHW-ElecCDryer-Tier2-TopSCGSFm2003CZ08rWtd
RE-Appl-EffCW-med-ElecDHW-ElecCDryer-Tier2-Top | DEER2016 | D16v1 | 2015-05-14 08:12 | SCG | SFm | 2003 | CZ09 | rWtd | Each | 1 | 1210 | None | 391 | 0.0543 | -0.535 | 391 | 0.0543 | -0.535 | 391 | 0.0543 | -0.535 | 391 | 0.0543 | -0.535 |  |  | 2 |  | RE-Appl-EffCW-med-ElecDHW-ElecCDryer-Tier2-TopSCGSFm2003CZ09rWtd
RE-Appl-EffCW-med-ElecDHW-ElecCDryer-Tier2-Top | DEER2016 | D16v1 | 2015-05-14 08:12 | SCG | SFm | 2003 | CZ10 | rWtd | Each | 1 | 974 | None | 393 | 0.0535 | -0.254 | 393 | 0.0535 | -0.254 | 393 | 0.0535 | -0.254 | 393 | 0.0535 | -0.254 |  |  | 2 |  | RE-Appl-EffCW-med-ElecDHW-ElecCDryer-Tier2-TopSCGSFm2003CZ10rWtd
RE-Appl-EffCW-med-ElecDHW-ElecCDryer-Tier2-Top | DEER2016 | D16v1 | 2015-05-14 08:12 | SCG | SFm | 2003 | CZ13 | rWtd | Each | 1 | 974 | None | 389 | 0.0581 | -0.917 | 389 | 0.0581 | -0.917 | 389 | 0.0581 | -0.917 | 389 | 0.0581 | -0.917 |  |  | 2 |  | RE-Appl-EffCW-med-ElecDHW-ElecCDryer-Tier2-TopSCGSFm2003CZ13rWtd
RE-Appl-EffCW-med-ElecDHW-ElecCDryer-Tier2-Top | DEER2016 | D16v1 | 2015-05-14 08:12 | SCG | SFm | 2003 | CZ14 | rWtd | Each | 1 | 1080 | None | 398 | 0.0521 | -0.71 | 398 | 0.0521 | -0.71 | 398 | 0.0521 | -0.71 | 398 | 0.0521 | -0.71 |  |  | 2 |  | RE-Appl-EffCW-med-ElecDHW-ElecCDryer-Tier2-TopSCGSFm2003CZ14rWtd
RE-Appl-EffCW-med-ElecDHW-ElecCDryer-Tier2-Top | DEER2016 | D16v1 | 2015-05-14 08:12 | SCG | SFm | 2003 | CZ15 | rWtd | Each | 1 | 1080 | None | 381 | 0.0572 | -0.237 | 381 | 0.0572 | -0.237 | 381 | 0.0572 | -0.237 | 381 | 0.0572 | -0.237 |  |  | 2 |  | RE-Appl-EffCW-med-ElecDHW-ElecCDryer-Tier2-TopSCGSFm2003CZ15rWtd
RE-Appl-EffCW-med-ElecDHW-ElecCDryer-Tier2-Top | DEER2016 | D16v1 | 2015-05-14 08:12 | SCG | SFm | 2003 | CZ16 | rWtd | Each | 1 | 1150 | None | 398 | 0.0735 | -0.849 | 398 | 0.0735 | -0.849 | 398 | 0.0735 | -0.849 | 398 | 0.0735 | -0.849 |  |  | 2 |  | RE-Appl-EffCW-med-ElecDHW-ElecCDryer-Tier2-TopSCGSFm2003CZ16rWtd
RE-Appl-EffCW-med-ElecDHW-ElecCDryer-Tier2-Top | DEER2016 | D16v1 | 2015-05-14 08:12 | SCG | SFm | 2007 | CZ04 | rWtd | Each | 1 | 1150 | None | 389 | 0.0597 | -0.979 | 389 | 0.0597 | -0.979 | 389 | 0.0597 | -0.979 | 389 | 0.0597 | -0.979 |  |  | 2 |  | RE-Appl-EffCW-med-ElecDHW-ElecCDryer-Tier2-TopSCGSFm2007CZ04rWtd
RE-Appl-EffCW-med-ElecDHW-ElecCDryer-Tier2-Top | DEER2016 | D16v1 | 2015-05-14 08:12 | SCG | SFm | 2007 | CZ05 | rWtd | Each | 1 | 1150 | None | 390 | 0.0547 | -0.618 | 390 | 0.0547 | -0.618 | 390 | 0.0547 | -0.618 | 390 | 0.0547 | -0.618 |  |  | 2 |  | RE-Appl-EffCW-med-ElecDHW-ElecCDryer-Tier2-TopSCGSFm2007CZ05rWtd
RE-Appl-EffCW-med-ElecDHW-ElecCDryer-Tier2-Top | DEER2016 | D16v1 | 2015-05-14 08:12 | SCG | SFm | 2007 | CZ06 | rWtd | Each | 1 | 1200 | None | 387 | 0.0559 | 0.0697 | 387 | 0.0559 | 0.0697 | 387 | 0.0559 | 0.0697 | 387 | 0.0559 | 0.0697 |  |  | 2 |  | RE-Appl-EffCW-med-ElecDHW-ElecCDryer-Tier2-TopSCGSFm2007CZ06rWtd
RE-Appl-EffCW-med-ElecDHW-ElecCDryer-Tier2-Top | DEER2016 | D16v1 | 2015-05-14 08:12 | SCG | SFm | 2007 | CZ07 | rWtd | Each | 1 | 1200 | None | 383 | 0.0597 | -0.514 | 383 | 0.0597 | -0.514 | 383 | 0.0597 | -0.514 | 383 | 0.0597 | -0.514 |  |  | 2 |  | RE-Appl-EffCW-med-ElecDHW-ElecCDryer-Tier2-TopSCGSFm2007CZ07rWtd
RE-Appl-EffCW-med-ElecDHW-ElecCDryer-Tier2-Top | DEER2016 | D16v1 | 2015-05-14 08:12 | SCG | SFm | 2007 | CZ08 | rWtd | Each | 1 | 1200 | None | 384 | 0.0543 | -0.279 | 384 | 0.0543 | -0.279 | 384 | 0.0543 | -0.279 | 384 | 0.0543 | -0.279 |  |  | 2 |  | RE-Appl-EffCW-med-ElecDHW-ElecCDryer-Tier2-TopSCGSFm2007CZ08rWtd
RE-Appl-EffCW-med-ElecDHW-ElecCDryer-Tier2-Top | DEER2016 | D16v1 | 2015-05-14 08:12 | SCG | SFm | 2007 | CZ09 | rWtd | Each | 1 | 1210 | None | 390 | 0.0536 | -0.376 | 390 | 0.0536 | -0.376 | 390 | 0.0536 | -0.376 | 390 | 0.0536 | -0.376 |  |  | 2 |  | RE-Appl-EffCW-med-ElecDHW-ElecCDryer-Tier2-TopSCGSFm2007CZ09rWtd
RE-Appl-EffCW-med-ElecDHW-ElecCDryer-Tier2-Top | DEER2016 | D16v1 | 2015-05-14 08:12 | SCG | SFm | 2007 | CZ10 | rWtd | Each | 1 | 974 | None | 393 | 0.0531 | -0.16 | 393 | 0.0531 | -0.16 | 393 | 0.0531 | -0.16 | 393 | 0.0531 | -0.16 |  |  | 2 |  | RE-Appl-EffCW-med-ElecDHW-ElecCDryer-Tier2-TopSCGSFm2007CZ10rWtd
RE-Appl-EffCW-med-ElecDHW-ElecCDryer-Tier2-Top | DEER2016 | D16v1 | 2015-05-14 08:12 | SCG | SFm | 2007 | CZ13 | rWtd | Each | 1 | 974 | None | 389 | 0.0569 | -1.08 | 389 | 0.0569 | -1.08 | 389 | 0.0569 | -1.08 | 389 | 0.0569 | -1.08 |  |  | 2 |  | RE-Appl-EffCW-med-ElecDHW-ElecCDryer-Tier2-TopSCGSFm2007CZ13rWtd
RE-Appl-EffCW-med-ElecDHW-ElecCDryer-Tier2-Top | DEER2016 | D16v1 | 2015-05-14 08:12 | SCG | SFm | 2007 | CZ14 | rWtd | Each | 1 | 1080 | None | 392 | 0.0542 | -1.05 | 392 | 0.0542 | -1.05 | 392 | 0.0542 | -1.05 | 392 | 0.0542 | -1.05 |  |  | 2 |  | RE-Appl-EffCW-med-ElecDHW-ElecCDryer-Tier2-TopSCGSFm2007CZ14rWtd
RE-Appl-EffCW-med-ElecDHW-ElecCDryer-Tier2-Top | DEER2016 | D16v1 | 2015-05-14 08:12 | SCG | SFm | 2007 | CZ15 | rWtd | Each | 1 | 1080 | None | 381 | 0.054 | -0.174 | 381 | 0.054 | -0.174 | 381 | 0.054 | -0.174 | 381 | 0.054 | -0.174 |  |  | 2 |  | RE-Appl-EffCW-med-ElecDHW-ElecCDryer-Tier2-TopSCGSFm2007CZ15rWtd
RE-Appl-EffCW-med-ElecDHW-ElecCDryer-Tier2-Top | DEER2016 | D16v1 | 2015-05-14 08:12 | SCG | SFm | 2007 | CZ16 | rWtd | Each | 1 | 1150 | None | 399 | 0.0608 | -0.735 | 399 | 0.0608 | -0.735 | 399 | 0.0608 | -0.735 | 399 | 0.0608 | -0.735 |  |  | 2 |  | RE-Appl-EffCW-med-ElecDHW-ElecCDryer-Tier2-TopSCGSFm2007CZ16rWtd
RE-Appl-EffCW-med-ElecDHW-ElecCDryer-Tier2-Top | DEER2016 | D16v1 | 2015-05-14 08:12 | SCG | SFm | 2011 | CZ04 | rWtd | Each | 1 | 1150 | None | 392 | 0.0563 | -0.827 | 392 | 0.0563 | -0.827 | 392 | 0.0563 | -0.827 | 392 | 0.0563 | -0.827 |  |  | 2 |  | RE-Appl-EffCW-med-ElecDHW-ElecCDryer-Tier2-TopSCGSFm2011CZ04rWtd
RE-Appl-EffCW-med-ElecDHW-ElecCDryer-Tier2-Top | DEER2016 | D16v1 | 2015-05-14 08:12 | SCG | SFm | 2011 | CZ05 | rWtd | Each | 1 | 1150 | None | 389 | 0.0541 | -1.26 | 389 | 0.0541 | -1.26 | 389 | 0.0541 | -1.26 | 389 | 0.0541 | -1.26 |  |  | 2 |  | RE-Appl-EffCW-med-ElecDHW-ElecCDryer-Tier2-TopSCGSFm2011CZ05rWtd
RE-Appl-EffCW-med-ElecDHW-ElecCDryer-Tier2-Top | DEER2016 | D16v1 | 2015-05-14 08:12 | SCG | SFm | 2011 | CZ06 | rWtd | Each | 1 | 1200 | None | 386 | 0.0631 | -0.22 | 386 | 0.0631 | -0.22 | 386 | 0.0631 | -0.22 | 386 | 0.0631 | -0.22 |  |  | 2 |  | RE-Appl-EffCW-med-ElecDHW-ElecCDryer-Tier2-TopSCGSFm2011CZ06rWtd
RE-Appl-EffCW-med-ElecDHW-ElecCDryer-Tier2-Top | DEER2016 | D16v1 | 2015-05-14 08:12 | SCG | SFm | 2011 | CZ07 | rWtd | Each | 1 | 1200 | None | 385 | 0.0544 | -0.321 | 385 | 0.0544 | -0.321 | 385 | 0.0544 | -0.321 | 385 | 0.0544 | -0.321 |  |  | 2 |  | RE-Appl-EffCW-med-ElecDHW-ElecCDryer-Tier2-TopSCGSFm2011CZ07rWtd
RE-Appl-EffCW-med-ElecDHW-ElecCDryer-Tier2-Top | DEER2016 | D16v1 | 2015-05-14 08:12 | SCG | SFm | 2011 | CZ08 | rWtd | Each | 1 | 1200 | None | 387 | 0.0535 | -0.228 | 387 | 0.0535 | -0.228 | 387 | 0.0535 | -0.228 | 387 | 0.0535 | -0.228 |  |  | 2 |  | RE-Appl-EffCW-med-ElecDHW-ElecCDryer-Tier2-TopSCGSFm2011CZ08rWtd
RE-Appl-EffCW-med-ElecDHW-ElecCDryer-Tier2-Top | DEER2016 | D16v1 | 2015-05-14 08:12 | SCG | SFm | 2011 | CZ09 | rWtd | Each | 1 | 1210 | None | 392 | 0.0546 | -0.249 | 392 | 0.0546 | -0.249 | 392 | 0.0546 | -0.249 | 392 | 0.0546 | -0.249 |  |  | 2 |  | RE-Appl-EffCW-med-ElecDHW-ElecCDryer-Tier2-TopSCGSFm2011CZ09rWtd
RE-Appl-EffCW-med-ElecDHW-ElecCDryer-Tier2-Top | DEER2016 | D16v1 | 2015-05-14 08:12 | SCG | SFm | 2011 | CZ10 | rWtd | Each | 1 | 974 | None | 391 | 0.0551 | -0.103 | 391 | 0.0551 | -0.103 | 391 | 0.0551 | -0.103 | 391 | 0.0551 | -0.103 |  |  | 2 |  | RE-Appl-EffCW-med-ElecDHW-ElecCDryer-Tier2-TopSCGSFm2011CZ10rWtd
RE-Appl-EffCW-med-ElecDHW-ElecCDryer-Tier2-Top | DEER2016 | D16v1 | 2015-05-14 08:12 | SCG | SFm | 2011 | CZ13 | rWtd | Each | 1 | 974 | None | 388 | 0.0571 | -1.02 | 388 | 0.0571 | -1.02 | 388 | 0.0571 | -1.02 | 388 | 0.0571 | -1.02 |  |  | 2 |  | RE-Appl-EffCW-med-ElecDHW-ElecCDryer-Tier2-TopSCGSFm2011CZ13rWtd
RE-Appl-EffCW-med-ElecDHW-ElecCDryer-Tier2-Top | DEER2016 | D16v1 | 2015-05-14 08:12 | SCG | SFm | 2011 | CZ14 | rWtd | Each | 1 | 1080 | None | 396 | 0.0558 | -0.919 | 396 | 0.0558 | -0.919 | 396 | 0.0558 | -0.919 | 396 | 0.0558 | -0.919 |  |  | 2 |  | RE-Appl-EffCW-med-ElecDHW-ElecCDryer-Tier2-TopSCGSFm2011CZ14rWtd
RE-Appl-EffCW-med-ElecDHW-ElecCDryer-Tier2-Top | DEER2016 | D16v1 | 2015-05-14 08:12 | SCG | SFm | 2011 | CZ15 | rWtd | Each | 1 | 1080 | None | 381 | 0.0556 | -0.161 | 381 | 0.0556 | -0.161 | 381 | 0.0556 | -0.161 | 381 | 0.0556 | -0.161 |  |  | 2 |  | RE-Appl-EffCW-med-ElecDHW-ElecCDryer-Tier2-TopSCGSFm2011CZ15rWtd
RE-Appl-EffCW-med-ElecDHW-ElecCDryer-Tier2-Top | DEER2016 | D16v1 | 2015-05-14 08:12 | SCG | SFm | 2011 | CZ16 | rWtd | Each | 1 | 1150 | None | 397 | 0.0628 | -0.695 | 397 | 0.0628 | -0.695 | 397 | 0.0628 | -0.695 | 397 | 0.0628 | -0.695 |  |  | 2 |  | RE-Appl-EffCW-med-ElecDHW-ElecCDryer-Tier2-TopSCGSFm2011CZ16rWtd
RE-Appl-EffCW-med-ElecDHW-ElecCDryer-Tier2-Top | DEER2016 | D16v1 | 2015-05-14 08:12 | SCG | SFm | 2014 | CZ04 | rWtd | Each | 1 | 1150 | None | 390 | 0.0602 | -0.919 | 390 | 0.0602 | -0.919 | 390 | 0.0602 | -0.919 | 390 | 0.0602 | -0.919 |  |  | 2 |  | RE-Appl-EffCW-med-ElecDHW-ElecCDryer-Tier2-TopSCGSFm2014CZ04rWtd
RE-Appl-EffCW-med-ElecDHW-ElecCDryer-Tier2-Top | DEER2016 | D16v1 | 2015-05-14 08:12 | SCG | SFm | 2014 | CZ05 | rWtd | Each | 1 | 1150 | None | 390 | 0.053 | -0.433 | 390 | 0.053 | -0.433 | 390 | 0.053 | -0.433 | 390 | 0.053 | -0.433 |  |  | 2 |  | RE-Appl-EffCW-med-ElecDHW-ElecCDryer-Tier2-TopSCGSFm2014CZ05rWtd
RE-Appl-EffCW-med-ElecDHW-ElecCDryer-Tier2-Top | DEER2016 | D16v1 | 2015-05-14 08:12 | SCG | SFm | 2014 | CZ06 | rWtd | Each | 1 | 1200 | None | 384 | 0.0465 | -0.316 | 384 | 0.0465 | -0.316 | 384 | 0.0465 | -0.316 | 384 | 0.0465 | -0.316 |  |  | 2 |  | RE-Appl-EffCW-med-ElecDHW-ElecCDryer-Tier2-TopSCGSFm2014CZ06rWtd
RE-Appl-EffCW-med-ElecDHW-ElecCDryer-Tier2-Top | DEER2016 | D16v1 | 2015-05-14 08:12 | SCG | SFm | 2014 | CZ07 | rWtd | Each | 1 | 1200 | None | 383 | 0.0409 | -0.448 | 383 | 0.0409 | -0.448 | 383 | 0.0409 | -0.448 | 383 | 0.0409 | -0.448 |  |  | 2 |  | RE-Appl-EffCW-med-ElecDHW-ElecCDryer-Tier2-TopSCGSFm2014CZ07rWtd
RE-Appl-EffCW-med-ElecDHW-ElecCDryer-Tier2-Top | DEER2016 | D16v1 | 2015-05-14 08:12 | SCG | SFm | 2014 | CZ08 | rWtd | Each | 1 | 1200 | None | 385 | 0.0541 | -0.302 | 385 | 0.0541 | -0.302 | 385 | 0.0541 | -0.302 | 385 | 0.0541 | -0.302 |  |  | 2 |  | RE-Appl-EffCW-med-ElecDHW-ElecCDryer-Tier2-TopSCGSFm2014CZ08rWtd
RE-Appl-EffCW-med-ElecDHW-ElecCDryer-Tier2-Top | DEER2016 | D16v1 | 2015-05-14 08:12 | SCG | SFm | 2014 | CZ09 | rWtd | Each | 1 | 1210 | None | 391 | 0.0557 | -0.413 | 391 | 0.0557 | -0.413 | 391 | 0.0557 | -0.413 | 391 | 0.0557 | -0.413 |  |  | 2 |  | RE-Appl-EffCW-med-ElecDHW-ElecCDryer-Tier2-TopSCGSFm2014CZ09rWtd
RE-Appl-EffCW-med-ElecDHW-ElecCDryer-Tier2-Top | DEER2016 | D16v1 | 2015-05-14 08:12 | SCG | SFm | 2014 | CZ10 | rWtd | Each | 1 | 974 | None | 393 | 0.0563 | -0.209 | 393 | 0.0563 | -0.209 | 393 | 0.0563 | -0.209 | 393 | 0.0563 | -0.209 |  |  | 2 |  | RE-Appl-EffCW-med-ElecDHW-ElecCDryer-Tier2-TopSCGSFm2014CZ10rWtd
RE-Appl-EffCW-med-ElecDHW-ElecCDryer-Tier2-Top | DEER2016 | D16v1 | 2015-05-14 08:12 | SCG | SFm | 2014 | CZ13 | rWtd | Each | 1 | 974 | None | 391 | 0.0575 | -1.03 | 391 | 0.0575 | -1.03 | 391 | 0.0575 | -1.03 | 391 | 0.0575 | -1.03 |  |  | 2 |  | RE-Appl-EffCW-med-ElecDHW-ElecCDryer-Tier2-TopSCGSFm2014CZ13rWtd
RE-Appl-EffCW-med-ElecDHW-ElecCDryer-Tier2-Top | DEER2016 | D16v1 | 2015-05-14 08:12 | SCG | SFm | 2014 | CZ14 | rWtd | Each | 1 | 1080 | None | 394 | 0.0576 | -1.02 | 394 | 0.0576 | -1.02 | 394 | 0.0576 | -1.02 | 394 | 0.0576 | -1.02 |  |  | 2 |  | RE-Appl-EffCW-med-ElecDHW-ElecCDryer-Tier2-TopSCGSFm2014CZ14rWtd
RE-Appl-EffCW-med-ElecDHW-ElecCDryer-Tier2-Top | DEER2016 | D16v1 | 2015-05-14 08:12 | SCG | SFm | 2014 | CZ15 | rWtd | Each | 1 | 1080 | None | 380 | 0.0555 | -0.171 | 380 | 0.0555 | -0.171 | 380 | 0.0555 | -0.171 | 380 | 0.0555 | -0.171 |  |  | 2 |  | RE-Appl-EffCW-med-ElecDHW-ElecCDryer-Tier2-TopSCGSFm2014CZ15rWtd
RE-Appl-EffCW-med-ElecDHW-ElecCDryer-Tier2-Top | DEER2016 | D16v1 | 2015-05-14 08:12 | SCG | SFm | 2014 | CZ16 | rWtd | Each | 1 | 1150 | None | 396 | 0.0575 | -1.22 | 396 | 0.0575 | -1.22 | 396 | 0.0575 | -1.22 | 396 | 0.0575 | -1.22 |  |  | 2 |  | RE-Appl-EffCW-med-ElecDHW-ElecCDryer-Tier2-TopSCGSFm2014CZ16rWtd
RE-Appl-EffCW-med-ElecDHW-ElecCDryer-Tier2-Top | DEER2016 | D16v1 | 2015-05-14 08:12 | SCG | SFm | Ex | CZ04 | rWtd | Each | 1 | 986 | None | 391 | 0.0605 | -0.827 | 391 | 0.0605 | -0.827 | 391 | 0.0605 | -0.827 | 391 | 0.0605 | -0.827 |  |  | 2 |  | RE-Appl-EffCW-med-ElecDHW-ElecCDryer-Tier2-TopSCGSFmExCZ04rWtd
RE-Appl-EffCW-med-ElecDHW-ElecCDryer-Tier2-Top | DEER2016 | D16v1 | 2015-05-14 08:12 | SCG | SFm | Ex | CZ05 | rWtd | Each | 1 | 893 | None | 390 | 0.0539 | -0.841 | 390 | 0.0539 | -0.841 | 390 | 0.0539 | -0.841 | 390 | 0.0539 | -0.841 |  |  | 2 |  | RE-Appl-EffCW-med-ElecDHW-ElecCDryer-Tier2-TopSCGSFmExCZ05rWtd
RE-Appl-EffCW-med-ElecDHW-ElecCDryer-Tier2-Top | DEER2016 | D16v1 | 2015-05-14 08:12 | SCG | SFm | Ex | CZ06 | rWtd | Each | 1 | 913 | None | 386 | 0.0561 | 0.153 | 386 | 0.0561 | 0.153 | 386 | 0.0561 | 0.153 | 386 | 0.0561 | 0.153 |  |  | 2 |  | RE-Appl-EffCW-med-ElecDHW-ElecCDryer-Tier2-TopSCGSFmExCZ06rWtd
RE-Appl-EffCW-med-ElecDHW-ElecCDryer-Tier2-Top | DEER2016 | D16v1 | 2015-05-14 08:12 | SCG | SFm | Ex | CZ07 | rWtd | Each | 1 | 828 | None | 383 | 0.0549 | 0.032 | 383 | 0.0549 | 0.032 | 383 | 0.0549 | 0.032 | 383 | 0.0549 | 0.032 |  |  | 2 |  | RE-Appl-EffCW-med-ElecDHW-ElecCDryer-Tier2-TopSCGSFmExCZ07rWtd
RE-Appl-EffCW-med-ElecDHW-ElecCDryer-Tier2-Top | DEER2016 | D16v1 | 2015-05-14 08:12 | SCG | SFm | Ex | CZ08 | rWtd | Each | 1 | 832 | None | 386 | 0.0545 | -0.26 | 386 | 0.0545 | -0.26 | 386 | 0.0545 | -0.26 | 386 | 0.0545 | -0.26 |  |  | 2 |  | RE-Appl-EffCW-med-ElecDHW-ElecCDryer-Tier2-TopSCGSFmExCZ08rWtd
RE-Appl-EffCW-med-ElecDHW-ElecCDryer-Tier2-Top | DEER2016 | D16v1 | 2015-05-14 08:12 | SCG | SFm | Ex | CZ09 | rWtd | Each | 1 | 861 | None | 390 | 0.0567 | -0.559 | 390 | 0.0567 | -0.559 | 390 | 0.0567 | -0.559 | 390 | 0.0567 | -0.559 |  |  | 2 |  | RE-Appl-EffCW-med-ElecDHW-ElecCDryer-Tier2-TopSCGSFmExCZ09rWtd
RE-Appl-EffCW-med-ElecDHW-ElecCDryer-Tier2-Top | DEER2016 | D16v1 | 2015-05-14 08:12 | SCG | SFm | Ex | CZ10 | rWtd | Each | 1 | 927 | None | 390 | 0.0584 | -0.422 | 390 | 0.0584 | -0.422 | 390 | 0.0584 | -0.422 | 390 | 0.0584 | -0.422 |  |  | 2 |  | RE-Appl-EffCW-med-ElecDHW-ElecCDryer-Tier2-TopSCGSFmExCZ10rWtd
RE-Appl-EffCW-med-ElecDHW-ElecCDryer-Tier2-Top | DEER2016 | D16v1 | 2015-05-14 08:12 | SCG | SFm | Ex | CZ13 | rWtd | Each | 1 | 873 | None | 391 | 0.0612 | -1.17 | 391 | 0.0612 | -1.17 | 391 | 0.0612 | -1.17 | 391 | 0.0612 | -1.17 |  |  | 2 |  | RE-Appl-EffCW-med-ElecDHW-ElecCDryer-Tier2-TopSCGSFmExCZ13rWtd
RE-Appl-EffCW-med-ElecDHW-ElecCDryer-Tier2-Top | DEER2016 | D16v1 | 2015-05-14 08:12 | SCG | SFm | Ex | CZ14 | rWtd | Each | 1 | 873 | None | 402 | 0.0611 | -1.37 | 402 | 0.0611 | -1.37 | 402 | 0.0611 | -1.37 | 402 | 0.0611 | -1.37 |  |  | 2 |  | RE-Appl-EffCW-med-ElecDHW-ElecCDryer-Tier2-TopSCGSFmExCZ14rWtd
RE-Appl-EffCW-med-ElecDHW-ElecCDryer-Tier2-Top | DEER2016 | D16v1 | 2015-05-14 08:12 | SCG | SFm | Ex | CZ15 | rWtd | Each | 1 | 845 | None | 388 | 0.0582 | -0.528 | 388 | 0.0582 | -0.528 | 388 | 0.0582 | -0.528 | 388 | 0.0582 | -0.528 |  |  | 2 |  | RE-Appl-EffCW-med-ElecDHW-ElecCDryer-Tier2-TopSCGSFmExCZ15rWtd
RE-Appl-EffCW-med-ElecDHW-ElecCDryer-Tier2-Top | DEER2016 | D16v1 | 2015-05-14 08:12 | SCG | SFm | Ex | CZ16 | rWtd | Each | 1 | 855 | None | 402 | 0.0577 | -1.09 | 402 | 0.0577 | -1.09 | 402 | 0.0577 | -1.09 | 402 | 0.0577 | -1.09 |  |  | 2 |  | RE-Appl-EffCW-med-ElecDHW-ElecCDryer-Tier2-TopSCGSFmExCZ16rWtd
RE-Appl-EffCW-med-ElecDHW-ElecCDryer-Tier2-Top | DEER2016 | D16v1 | 2015-05-14 08:12 | SCG | SFm | Ex | IOU | rWtd | Each | 1 | 880 | None | 389 | 0.0567 | -0.405 | 389 | 0.0567 | -0.405 | 389 | 0.0567 | -0.405 | 389 | 0.0567 | -0.405 |  |  | 2 |  | RE-Appl-EffCW-med-ElecDHW-ElecCDryer-Tier2-TopSCGSFmExIOUrWtd
RE-Appl-EffCW-med-ElecDHW-ElecCDryer-Tier2-Top | DEER2016 | D16v1 | 2015-05-14 08:12 | SDG | DMo | Ex | CZ07 | rWtd | Each | 1 | 605 | None | 308 | 0.0401 | 0.362 | 308 | 0.0401 | 0.362 | 308 | 0.0401 | 0.362 | 308 | 0.0401 | 0.362 |  |  | 2 |  | RE-Appl-EffCW-med-ElecDHW-ElecCDryer-Tier2-TopSDGDMoExCZ07rWtd
RE-Appl-EffCW-med-ElecDHW-ElecCDryer-Tier2-Top | DEER2016 | D16v1 | 2015-05-14 08:12 | SDG | DMo | Ex | CZ08 | rWtd | Each | 1 | 598 | None | 310 | 0.0434 | 0.238 | 310 | 0.0434 | 0.238 | 310 | 0.0434 | 0.238 | 310 | 0.0434 | 0.238 |  |  | 2 |  | RE-Appl-EffCW-med-ElecDHW-ElecCDryer-Tier2-TopSDGDMoExCZ08rWtd
RE-Appl-EffCW-med-ElecDHW-ElecCDryer-Tier2-Top | DEER2016 | D16v1 | 2015-05-14 08:12 | SDG | DMo | Ex | CZ10 | rWtd | Each | 1 | 609 | None | 315 | 0.046 | 0.08 | 315 | 0.046 | 0.08 | 315 | 0.046 | 0.08 | 315 | 0.046 | 0.08 |  |  | 2 |  | RE-Appl-EffCW-med-ElecDHW-ElecCDryer-Tier2-TopSDGDMoExCZ10rWtd
RE-Appl-EffCW-med-ElecDHW-ElecCDryer-Tier2-Top | DEER2016 | D16v1 | 2015-05-14 08:12 | SDG | DMo | Ex | CZ14 | rWtd | Each | 1 | 605 | None | 306 | 0.0416 | -0.141 | 306 | 0.0416 | -0.141 | 306 | 0.0416 | -0.141 | 306 | 0.0416 | -0.141 |  |  | 2 |  | RE-Appl-EffCW-med-ElecDHW-ElecCDryer-Tier2-TopSDGDMoExCZ14rWtd
RE-Appl-EffCW-med-ElecDHW-ElecCDryer-Tier2-Top | DEER2016 | D16v1 | 2015-05-14 08:12 | SDG | DMo | Ex | IOU | rWtd | Each | 1 | 607 | None | 311 | 0.043 | 0.22 | 311 | 0.043 | 0.22 | 311 | 0.043 | 0.22 | 311 | 0.043 | 0.22 |  |  | 2 |  | RE-Appl-EffCW-med-ElecDHW-ElecCDryer-Tier2-TopSDGDMoExIOUrWtd
RE-Appl-EffCW-med-ElecDHW-ElecCDryer-Tier2-Top | DEER2016 | D16v1 | 2015-05-14 08:12 | SDG | DMo | MH00 | CZ07 | rWtd | Each | 1 | 621 | None | 307 | 0.0451 | 0.166 | 307 | 0.0451 | 0.166 | 307 | 0.0451 | 0.166 | 307 | 0.0451 | 0.166 |  |  | 2 |  | RE-Appl-EffCW-med-ElecDHW-ElecCDryer-Tier2-TopSDGDMoMH00CZ07rWtd
RE-Appl-EffCW-med-ElecDHW-ElecCDryer-Tier2-Top | DEER2016 | D16v1 | 2015-05-14 08:12 | SDG | DMo | MH00 | CZ08 | rWtd | Each | 1 | 621 | None | 317 | 0.0451 | 0.13 | 317 | 0.0451 | 0.13 | 317 | 0.0451 | 0.13 | 317 | 0.0451 | 0.13 |  |  | 2 |  | RE-Appl-EffCW-med-ElecDHW-ElecCDryer-Tier2-TopSDGDMoMH00CZ08rWtd
RE-Appl-EffCW-med-ElecDHW-ElecCDryer-Tier2-Top | DEER2016 | D16v1 | 2015-05-14 08:12 | SDG | DMo | MH00 | CZ10 | rWtd | Each | 1 | 621 | None | 317 | 0.0471 | 0.0301 | 317 | 0.0471 | 0.0301 | 317 | 0.0471 | 0.0301 | 317 | 0.0471 | 0.0301 |  |  | 2 |  | RE-Appl-EffCW-med-ElecDHW-ElecCDryer-Tier2-TopSDGDMoMH00CZ10rWtd
RE-Appl-EffCW-med-ElecDHW-ElecCDryer-Tier2-Top | DEER2016 | D16v1 | 2015-05-14 08:12 | SDG | DMo | MH00 | CZ14 | rWtd | Each | 1 | 621 | None | 306 | 0.042 | -0.574 | 306 | 0.042 | -0.574 | 306 | 0.042 | -0.574 | 306 | 0.042 | -0.574 |  |  | 2 |  | RE-Appl-EffCW-med-ElecDHW-ElecCDryer-Tier2-TopSDGDMoMH00CZ14rWtd
RE-Appl-EffCW-med-ElecDHW-ElecCDryer-Tier2-Top | DEER2016 | D16v1 | 2015-05-14 08:12 | SDG | DMo | MH00 | CZ15 | rWtd | Each | 1 | 621 | None | 304 | 0.0415 | -0.0647 | 304 | 0.0415 | -0.0647 | 304 | 0.0415 | -0.0647 | 304 | 0.0415 | -0.0647 |  |  | 2 |  | RE-Appl-EffCW-med-ElecDHW-ElecCDryer-Tier2-TopSDGDMoMH00CZ15rWtd
RE-Appl-EffCW-med-ElecDHW-ElecCDryer-Tier2-Top | DEER2016 | D16v1 | 2015-05-14 08:12 | SDG | DMo | MH06 | CZ07 | rWtd | Each | 1 | 621 | None | 309 | 0.0427 | 0.16 | 309 | 0.0427 | 0.16 | 309 | 0.0427 | 0.16 | 309 | 0.0427 | 0.16 |  |  | 2 |  | RE-Appl-EffCW-med-ElecDHW-ElecCDryer-Tier2-TopSDGDMoMH06CZ07rWtd
RE-Appl-EffCW-med-ElecDHW-ElecCDryer-Tier2-Top | DEER2016 | D16v1 | 2015-05-14 08:12 | SDG | DMo | MH06 | CZ08 | rWtd | Each | 1 | 621 | None | 314 | 0.0436 | 0.177 | 314 | 0.0436 | 0.177 | 314 | 0.0436 | 0.177 | 314 | 0.0436 | 0.177 |  |  | 2 |  | RE-Appl-EffCW-med-ElecDHW-ElecCDryer-Tier2-TopSDGDMoMH06CZ08rWtd
RE-Appl-EffCW-med-ElecDHW-ElecCDryer-Tier2-Top | DEER2016 | D16v1 | 2015-05-14 08:12 | SDG | DMo | MH06 | CZ10 | rWtd | Each | 1 | 621 | None | 319 | 0.0434 | 0.185 | 319 | 0.0434 | 0.185 | 319 | 0.0434 | 0.185 | 319 | 0.0434 | 0.185 |  |  | 2 |  | RE-Appl-EffCW-med-ElecDHW-ElecCDryer-Tier2-TopSDGDMoMH06CZ10rWtd
RE-Appl-EffCW-med-ElecDHW-ElecCDryer-Tier2-Top | DEER2016 | D16v1 | 2015-05-14 08:12 | SDG | DMo | MH06 | CZ14 | rWtd | Each | 1 | 621 | None | 305 | 0.0412 | -0.775 | 305 | 0.0412 | -0.775 | 305 | 0.0412 | -0.775 | 305 | 0.0412 | -0.775 |  |  | 2 |  | RE-Appl-EffCW-med-ElecDHW-ElecCDryer-Tier2-TopSDGDMoMH06CZ14rWtd
RE-Appl-EffCW-med-ElecDHW-ElecCDryer-Tier2-Top | DEER2016 | D16v1 | 2015-05-14 08:12 | SDG | DMo | MH06 | CZ15 | rWtd | Each | 1 | 621 | None | 301 | 0.0408 | -0.05 | 301 | 0.0408 | -0.05 | 301 | 0.0408 | -0.05 | 301 | 0.0408 | -0.05 |  |  | 2 |  | RE-Appl-EffCW-med-ElecDHW-ElecCDryer-Tier2-TopSDGDMoMH06CZ15rWtd
RE-Appl-EffCW-med-ElecDHW-ElecCDryer-Tier2-Top | DEER2016 | D16v1 | 2015-05-14 08:12 | SDG | DMo | MH72 | CZ07 | rWtd | Each | 1 | 598 | None | 307 | 0.0384 | 0.434 | 307 | 0.0384 | 0.434 | 307 | 0.0384 | 0.434 | 307 | 0.0384 | 0.434 |  |  | 2 |  | RE-Appl-EffCW-med-ElecDHW-ElecCDryer-Tier2-TopSDGDMoMH72CZ07rWtd
RE-Appl-EffCW-med-ElecDHW-ElecCDryer-Tier2-Top | DEER2016 | D16v1 | 2015-05-14 08:12 | SDG | DMo | MH72 | CZ08 | rWtd | Each | 1 | 598 | None | 310 | 0.0434 | 0.238 | 310 | 0.0434 | 0.238 | 310 | 0.0434 | 0.238 | 310 | 0.0434 | 0.238 |  |  | 2 |  | RE-Appl-EffCW-med-ElecDHW-ElecCDryer-Tier2-TopSDGDMoMH72CZ08rWtd
RE-Appl-EffCW-med-ElecDHW-ElecCDryer-Tier2-Top | DEER2016 | D16v1 | 2015-05-14 08:12 | SDG | DMo | MH72 | CZ10 | rWtd | Each | 1 | 598 | None | 313 | 0.0457 | 0.187 | 313 | 0.0457 | 0.187 | 313 | 0.0457 | 0.187 | 313 | 0.0457 | 0.187 |  |  | 2 |  | RE-Appl-EffCW-med-ElecDHW-ElecCDryer-Tier2-TopSDGDMoMH72CZ10rWtd
RE-Appl-EffCW-med-ElecDHW-ElecCDryer-Tier2-Top | DEER2016 | D16v1 | 2015-05-14 08:12 | SDG | DMo | MH72 | CZ14 | rWtd | Each | 1 | 598 | None | 306 | 0.0417 | 0.154 | 306 | 0.0417 | 0.154 | 306 | 0.0417 | 0.154 | 306 | 0.0417 | 0.154 |  |  | 2 |  | RE-Appl-EffCW-med-ElecDHW-ElecCDryer-Tier2-TopSDGDMoMH72CZ14rWtd
RE-Appl-EffCW-med-ElecDHW-ElecCDryer-Tier2-Top | DEER2016 | D16v1 | 2015-05-14 08:12 | SDG | DMo | MH72 | CZ15 | rWtd | Each | 1 | 598 | None | 300 | 0.0413 | 0.406 | 300 | 0.0413 | 0.406 | 300 | 0.0413 | 0.406 | 300 | 0.0413 | 0.406 |  |  | 2 |  | RE-Appl-EffCW-med-ElecDHW-ElecCDryer-Tier2-TopSDGDMoMH72CZ15rWtd
RE-Appl-EffCW-med-ElecDHW-ElecCDryer-Tier2-Top | DEER2016 | D16v1 | 2015-05-14 08:12 | SDG | DMo | MH85 | CZ07 | rWtd | Each | 1 | 621 | None | 308 | 0.0433 | 0.23 | 308 | 0.0433 | 0.23 | 308 | 0.0433 | 0.23 | 308 | 0.0433 | 0.23 |  |  | 2 |  | RE-Appl-EffCW-med-ElecDHW-ElecCDryer-Tier2-TopSDGDMoMH85CZ07rWtd
RE-Appl-EffCW-med-ElecDHW-ElecCDryer-Tier2-Top | DEER2016 | D16v1 | 2015-05-14 08:12 | SDG | DMo | MH85 | CZ08 | rWtd | Each | 1 | 621 | None | 312 | 0.0446 | 0.345 | 312 | 0.0446 | 0.345 | 312 | 0.0446 | 0.345 | 312 | 0.0446 | 0.345 |  |  | 2 |  | RE-Appl-EffCW-med-ElecDHW-ElecCDryer-Tier2-TopSDGDMoMH85CZ08rWtd
RE-Appl-EffCW-med-ElecDHW-ElecCDryer-Tier2-Top | DEER2016 | D16v1 | 2015-05-14 08:12 | SDG | DMo | MH85 | CZ10 | rWtd | Each | 1 | 621 | None | 316 | 0.0465 | -0.101 | 316 | 0.0465 | -0.101 | 316 | 0.0465 | -0.101 | 316 | 0.0465 | -0.101 |  |  | 2 |  | RE-Appl-EffCW-med-ElecDHW-ElecCDryer-Tier2-TopSDGDMoMH85CZ10rWtd
RE-Appl-EffCW-med-ElecDHW-ElecCDryer-Tier2-Top | DEER2016 | D16v1 | 2015-05-14 08:12 | SDG | DMo | MH85 | CZ14 | rWtd | Each | 1 | 621 | None | 306 | 0.0413 | -0.794 | 306 | 0.0413 | -0.794 | 306 | 0.0413 | -0.794 | 306 | 0.0413 | -0.794 |  |  | 2 |  | RE-Appl-EffCW-med-ElecDHW-ElecCDryer-Tier2-TopSDGDMoMH85CZ14rWtd
RE-Appl-EffCW-med-ElecDHW-ElecCDryer-Tier2-Top | DEER2016 | D16v1 | 2015-05-14 08:12 | SDG | DMo | MH85 | CZ15 | rWtd | Each | 1 | 621 | None | 303 | 0.042 | -0.102 | 303 | 0.042 | -0.102 | 303 | 0.042 | -0.102 | 303 | 0.042 | -0.102 |  |  | 2 |  | RE-Appl-EffCW-med-ElecDHW-ElecCDryer-Tier2-TopSDGDMoMH85CZ15rWtd
RE-Appl-EffCW-med-ElecDHW-ElecCDryer-Tier2-Top | DEER2016 | D16v1 | 2015-05-14 08:12 | SDG | MFm | 1975 | CZ06 | rWtd | Each | 1 | 465 | None | 312 | 0.0441 | -0.264 | 312 | 0.0441 | -0.264 | 312 | 0.0441 | -0.264 | 312 | 0.0441 | -0.264 |  |  | 2 |  | RE-Appl-EffCW-med-ElecDHW-ElecCDryer-Tier2-TopSDGMFm1975CZ06rWtd
RE-Appl-EffCW-med-ElecDHW-ElecCDryer-Tier2-Top | DEER2016 | D16v1 | 2015-05-14 08:12 | SDG | MFm | 1975 | CZ07 | rWtd | Each | 1 | 465 | None | 309 | 0.0437 | -0.167 | 309 | 0.0437 | -0.167 | 309 | 0.0437 | -0.167 | 309 | 0.0437 | -0.167 |  |  | 2 |  | RE-Appl-EffCW-med-ElecDHW-ElecCDryer-Tier2-TopSDGMFm1975CZ07rWtd
RE-Appl-EffCW-med-ElecDHW-ElecCDryer-Tier2-Top | DEER2016 | D16v1 | 2015-05-14 08:12 | SDG | MFm | 1975 | CZ08 | rWtd | Each | 1 | 465 | None | 313 | 0.0476 | -0.339 | 313 | 0.0476 | -0.339 | 313 | 0.0476 | -0.339 | 313 | 0.0476 | -0.339 |  |  | 2 |  | RE-Appl-EffCW-med-ElecDHW-ElecCDryer-Tier2-TopSDGMFm1975CZ08rWtd
RE-Appl-EffCW-med-ElecDHW-ElecCDryer-Tier2-Top | DEER2016 | D16v1 | 2015-05-14 08:12 | SDG | MFm | 1975 | CZ10 | rWtd | Each | 1 | 544 | None | 312 | 0.0472 | -0.127 | 312 | 0.0472 | -0.127 | 312 | 0.0472 | -0.127 | 312 | 0.0472 | -0.127 |  |  | 2 |  | RE-Appl-EffCW-med-ElecDHW-ElecCDryer-Tier2-TopSDGMFm1975CZ10rWtd
RE-Appl-EffCW-med-ElecDHW-ElecCDryer-Tier2-Top | DEER2016 | D16v1 | 2015-05-14 08:12 | SDG | MFm | 1975 | CZ14 | rWtd | Each | 1 | 634 | None | 322 | 0.0451 | -0.636 | 322 | 0.0451 | -0.636 | 322 | 0.0451 | -0.636 | 322 | 0.0451 | -0.636 |  |  | 2 |  | RE-Appl-EffCW-med-ElecDHW-ElecCDryer-Tier2-TopSDGMFm1975CZ14rWtd
RE-Appl-EffCW-med-ElecDHW-ElecCDryer-Tier2-Top | DEER2016 | D16v1 | 2015-05-14 08:12 | SDG | MFm | 1975 | CZ15 | rWtd | Each | 1 | 634 | None | 311 | 0.0448 | -0.0935 | 311 | 0.0448 | -0.0935 | 311 | 0.0448 | -0.0935 | 311 | 0.0448 | -0.0935 |  |  | 2 |  | RE-Appl-EffCW-med-ElecDHW-ElecCDryer-Tier2-TopSDGMFm1975CZ15rWtd
RE-Appl-EffCW-med-ElecDHW-ElecCDryer-Tier2-Top | DEER2016 | D16v1 | 2015-05-14 08:12 | SDG | MFm | 1985 | CZ06 | rWtd | Each | 1 | 578 | None | 310 | 0.045 | 0.077 | 310 | 0.045 | 0.077 | 310 | 0.045 | 0.077 | 310 | 0.045 | 0.077 |  |  | 2 |  | RE-Appl-EffCW-med-ElecDHW-ElecCDryer-Tier2-TopSDGMFm1985CZ06rWtd
RE-Appl-EffCW-med-ElecDHW-ElecCDryer-Tier2-Top | DEER2016 | D16v1 | 2015-05-14 08:12 | SDG | MFm | 1985 | CZ07 | rWtd | Each | 1 | 578 | None | 309 | 0.0443 | 0.072 | 309 | 0.0443 | 0.072 | 309 | 0.0443 | 0.072 | 309 | 0.0443 | 0.072 |  |  | 2 |  | RE-Appl-EffCW-med-ElecDHW-ElecCDryer-Tier2-TopSDGMFm1985CZ07rWtd
RE-Appl-EffCW-med-ElecDHW-ElecCDryer-Tier2-Top | DEER2016 | D16v1 | 2015-05-14 08:12 | SDG | MFm | 1985 | CZ08 | rWtd | Each | 1 | 578 | None | 312 | 0.0464 | 0.138 | 312 | 0.0464 | 0.138 | 312 | 0.0464 | 0.138 | 312 | 0.0464 | 0.138 |  |  | 2 |  | RE-Appl-EffCW-med-ElecDHW-ElecCDryer-Tier2-TopSDGMFm1985CZ08rWtd
RE-Appl-EffCW-med-ElecDHW-ElecCDryer-Tier2-Top | DEER2016 | D16v1 | 2015-05-14 08:12 | SDG | MFm | 1985 | CZ10 | rWtd | Each | 1 | 648 | None | 313 | 0.0467 | -0.175 | 313 | 0.0467 | -0.175 | 313 | 0.0467 | -0.175 | 313 | 0.0467 | -0.175 |  |  | 2 |  | RE-Appl-EffCW-med-ElecDHW-ElecCDryer-Tier2-TopSDGMFm1985CZ10rWtd
RE-Appl-EffCW-med-ElecDHW-ElecCDryer-Tier2-Top | DEER2016 | D16v1 | 2015-05-14 08:12 | SDG | MFm | 1985 | CZ14 | rWtd | Each | 1 | 630 | None | 321 | 0.0462 | -0.557 | 321 | 0.0462 | -0.557 | 321 | 0.0462 | -0.557 | 321 | 0.0462 | -0.557 |  |  | 2 |  | RE-Appl-EffCW-med-ElecDHW-ElecCDryer-Tier2-TopSDGMFm1985CZ14rWtd
RE-Appl-EffCW-med-ElecDHW-ElecCDryer-Tier2-Top | DEER2016 | D16v1 | 2015-05-14 08:12 | SDG | MFm | 1985 | CZ15 | rWtd | Each | 1 | 630 | None | 311 | 0.0446 | -0.0638 | 311 | 0.0446 | -0.0638 | 311 | 0.0446 | -0.0638 | 311 | 0.0446 | -0.0638 |  |  | 2 |  | RE-Appl-EffCW-med-ElecDHW-ElecCDryer-Tier2-TopSDGMFm1985CZ15rWtd
RE-Appl-EffCW-med-ElecDHW-ElecCDryer-Tier2-Top | DEER2016 | D16v1 | 2015-05-14 08:12 | SDG | MFm | 1996 | CZ06 | rWtd | Each | 1 | 518 | None | 311 | 0.0438 | -0.126 | 311 | 0.0438 | -0.126 | 311 | 0.0438 | -0.126 | 311 | 0.0438 | -0.126 |  |  | 2 |  | RE-Appl-EffCW-med-ElecDHW-ElecCDryer-Tier2-TopSDGMFm1996CZ06rWtd
RE-Appl-EffCW-med-ElecDHW-ElecCDryer-Tier2-Top | DEER2016 | D16v1 | 2015-05-14 08:12 | SDG | MFm | 1996 | CZ07 | rWtd | Each | 1 | 518 | None | 309 | 0.0438 | -0.0266 | 309 | 0.0438 | -0.0266 | 309 | 0.0438 | -0.0266 | 309 | 0.0438 | -0.0266 |  |  | 2 |  | RE-Appl-EffCW-med-ElecDHW-ElecCDryer-Tier2-TopSDGMFm1996CZ07rWtd
RE-Appl-EffCW-med-ElecDHW-ElecCDryer-Tier2-Top | DEER2016 | D16v1 | 2015-05-14 08:12 | SDG | MFm | 1996 | CZ08 | rWtd | Each | 1 | 518 | None | 313 | 0.0448 | -0.0912 | 313 | 0.0448 | -0.0912 | 313 | 0.0448 | -0.0912 | 313 | 0.0448 | -0.0912 |  |  | 2 |  | RE-Appl-EffCW-med-ElecDHW-ElecCDryer-Tier2-TopSDGMFm1996CZ08rWtd
RE-Appl-EffCW-med-ElecDHW-ElecCDryer-Tier2-Top | DEER2016 | D16v1 | 2015-05-14 08:12 | SDG | MFm | 1996 | CZ10 | rWtd | Each | 1 | 487 | None | 310 | 0.0464 | -0.0649 | 310 | 0.0464 | -0.0649 | 310 | 0.0464 | -0.0649 | 310 | 0.0464 | -0.0649 |  |  | 2 |  | RE-Appl-EffCW-med-ElecDHW-ElecCDryer-Tier2-TopSDGMFm1996CZ10rWtd
RE-Appl-EffCW-med-ElecDHW-ElecCDryer-Tier2-Top | DEER2016 | D16v1 | 2015-05-14 08:12 | SDG | MFm | 1996 | CZ14 | rWtd | Each | 1 | 480 | None | 319 | 0.0433 | 0.0175 | 319 | 0.0433 | 0.0175 | 319 | 0.0433 | 0.0175 | 319 | 0.0433 | 0.0175 |  |  | 2 |  | RE-Appl-EffCW-med-ElecDHW-ElecCDryer-Tier2-TopSDGMFm1996CZ14rWtd
RE-Appl-EffCW-med-ElecDHW-ElecCDryer-Tier2-Top | DEER2016 | D16v1 | 2015-05-14 08:12 | SDG | MFm | 1996 | CZ15 | rWtd | Each | 1 | 480 | None | 304 | 0.0438 | -0.0332 | 304 | 0.0438 | -0.0332 | 304 | 0.0438 | -0.0332 | 304 | 0.0438 | -0.0332 |  |  | 2 |  | RE-Appl-EffCW-med-ElecDHW-ElecCDryer-Tier2-TopSDGMFm1996CZ15rWtd
RE-Appl-EffCW-med-ElecDHW-ElecCDryer-Tier2-Top | DEER2016 | D16v1 | 2015-05-14 08:12 | SDG | MFm | 2003 | CZ06 | rWtd | Each | 1 | 538 | None | 311 | 0.0446 | -0.0757 | 311 | 0.0446 | -0.0757 | 311 | 0.0446 | -0.0757 | 311 | 0.0446 | -0.0757 |  |  | 2 |  | RE-Appl-EffCW-med-ElecDHW-ElecCDryer-Tier2-TopSDGMFm2003CZ06rWtd
RE-Appl-EffCW-med-ElecDHW-ElecCDryer-Tier2-Top | DEER2016 | D16v1 | 2015-05-14 08:12 | SDG | MFm | 2003 | CZ07 | rWtd | Each | 1 | 538 | None | 309 | 0.0438 | -0.0851 | 309 | 0.0438 | -0.0851 | 309 | 0.0438 | -0.0851 | 309 | 0.0438 | -0.0851 |  |  | 2 |  | RE-Appl-EffCW-med-ElecDHW-ElecCDryer-Tier2-TopSDGMFm2003CZ07rWtd
RE-Appl-EffCW-med-ElecDHW-ElecCDryer-Tier2-Top | DEER2016 | D16v1 | 2015-05-14 08:12 | SDG | MFm | 2003 | CZ08 | rWtd | Each | 1 | 538 | None | 313 | 0.0445 | -0.103 | 313 | 0.0445 | -0.103 | 313 | 0.0445 | -0.103 | 313 | 0.0445 | -0.103 |  |  | 2 |  | RE-Appl-EffCW-med-ElecDHW-ElecCDryer-Tier2-TopSDGMFm2003CZ08rWtd
RE-Appl-EffCW-med-ElecDHW-ElecCDryer-Tier2-Top | DEER2016 | D16v1 | 2015-05-14 08:12 | SDG | MFm | 2003 | CZ10 | rWtd | Each | 1 | 474 | None | 312 | 0.046 | -0.346 | 312 | 0.046 | -0.346 | 312 | 0.046 | -0.346 | 312 | 0.046 | -0.346 |  |  | 2 |  | RE-Appl-EffCW-med-ElecDHW-ElecCDryer-Tier2-TopSDGMFm2003CZ10rWtd
RE-Appl-EffCW-med-ElecDHW-ElecCDryer-Tier2-Top | DEER2016 | D16v1 | 2015-05-14 08:12 | SDG | MFm | 2003 | CZ14 | rWtd | Each | 1 | 487 | None | 318 | 0.0432 | -0.0149 | 318 | 0.0432 | -0.0149 | 318 | 0.0432 | -0.0149 | 318 | 0.0432 | -0.0149 |  |  | 2 |  | RE-Appl-EffCW-med-ElecDHW-ElecCDryer-Tier2-TopSDGMFm2003CZ14rWtd
RE-Appl-EffCW-med-ElecDHW-ElecCDryer-Tier2-Top | DEER2016 | D16v1 | 2015-05-14 08:12 | SDG | MFm | 2003 | CZ15 | rWtd | Each | 1 | 487 | None | 304 | 0.0433 | -0.0308 | 304 | 0.0433 | -0.0308 | 304 | 0.0433 | -0.0308 | 304 | 0.0433 | -0.0308 |  |  | 2 |  | RE-Appl-EffCW-med-ElecDHW-ElecCDryer-Tier2-TopSDGMFm2003CZ15rWtd
RE-Appl-EffCW-med-ElecDHW-ElecCDryer-Tier2-Top | DEER2016 | D16v1 | 2015-05-14 08:12 | SDG | MFm | 2007 | CZ06 | rWtd | Each | 1 | 538 | None | 311 | 0.0435 | -0.0744 | 311 | 0.0435 | -0.0744 | 311 | 0.0435 | -0.0744 | 311 | 0.0435 | -0.0744 |  |  | 2 |  | RE-Appl-EffCW-med-ElecDHW-ElecCDryer-Tier2-TopSDGMFm2007CZ06rWtd
RE-Appl-EffCW-med-ElecDHW-ElecCDryer-Tier2-Top | DEER2016 | D16v1 | 2015-05-14 08:12 | SDG | MFm | 2007 | CZ07 | rWtd | Each | 1 | 538 | None | 309 | 0.044 | -0.0252 | 309 | 0.044 | -0.0252 | 309 | 0.044 | -0.0252 | 309 | 0.044 | -0.0252 |  |  | 2 |  | RE-Appl-EffCW-med-ElecDHW-ElecCDryer-Tier2-TopSDGMFm2007CZ07rWtd
RE-Appl-EffCW-med-ElecDHW-ElecCDryer-Tier2-Top | DEER2016 | D16v1 | 2015-05-14 08:12 | SDG | MFm | 2007 | CZ08 | rWtd | Each | 1 | 538 | None | 313 | 0.044 | -0.0538 | 313 | 0.044 | -0.0538 | 313 | 0.044 | -0.0538 | 313 | 0.044 | -0.0538 |  |  | 2 |  | RE-Appl-EffCW-med-ElecDHW-ElecCDryer-Tier2-TopSDGMFm2007CZ08rWtd
RE-Appl-EffCW-med-ElecDHW-ElecCDryer-Tier2-Top | DEER2016 | D16v1 | 2015-05-14 08:12 | SDG | MFm | 2007 | CZ10 | rWtd | Each | 1 | 474 | None | 312 | 0.0444 | -0.271 | 312 | 0.0444 | -0.271 | 312 | 0.0444 | -0.271 | 312 | 0.0444 | -0.271 |  |  | 2 |  | RE-Appl-EffCW-med-ElecDHW-ElecCDryer-Tier2-TopSDGMFm2007CZ10rWtd
RE-Appl-EffCW-med-ElecDHW-ElecCDryer-Tier2-Top | DEER2016 | D16v1 | 2015-05-14 08:12 | SDG | MFm | 2007 | CZ14 | rWtd | Each | 1 | 487 | None | 317 | 0.0431 | -0.00787 | 317 | 0.0431 | -0.00787 | 317 | 0.0431 | -0.00787 | 317 | 0.0431 | -0.00787 |  |  | 2 |  | RE-Appl-EffCW-med-ElecDHW-ElecCDryer-Tier2-TopSDGMFm2007CZ14rWtd
RE-Appl-EffCW-med-ElecDHW-ElecCDryer-Tier2-Top | DEER2016 | D16v1 | 2015-05-14 08:12 | SDG | MFm | 2007 | CZ15 | rWtd | Each | 1 | 487 | None | 303 | 0.0427 | -0.00761 | 303 | 0.0427 | -0.00761 | 303 | 0.0427 | -0.00761 | 303 | 0.0427 | -0.00761 |  |  | 2 |  | RE-Appl-EffCW-med-ElecDHW-ElecCDryer-Tier2-TopSDGMFm2007CZ15rWtd
RE-Appl-EffCW-med-ElecDHW-ElecCDryer-Tier2-Top | DEER2016 | D16v1 | 2015-05-14 08:12 | SDG | MFm | 2011 | CZ06 | rWtd | Each | 1 | 538 | None | 310 | 0.0428 | -0.0949 | 310 | 0.0428 | -0.0949 | 310 | 0.0428 | -0.0949 | 310 | 0.0428 | -0.0949 |  |  | 2 |  | RE-Appl-EffCW-med-ElecDHW-ElecCDryer-Tier2-TopSDGMFm2011CZ06rWtd
RE-Appl-EffCW-med-ElecDHW-ElecCDryer-Tier2-Top | DEER2016 | D16v1 | 2015-05-14 08:12 | SDG | MFm | 2011 | CZ07 | rWtd | Each | 1 | 538 | None | 309 | 0.0437 | 0.0184 | 309 | 0.0437 | 0.0184 | 309 | 0.0437 | 0.0184 | 309 | 0.0437 | 0.0184 |  |  | 2 |  | RE-Appl-EffCW-med-ElecDHW-ElecCDryer-Tier2-TopSDGMFm2011CZ07rWtd
RE-Appl-EffCW-med-ElecDHW-ElecCDryer-Tier2-Top | DEER2016 | D16v1 | 2015-05-14 08:12 | SDG | MFm | 2011 | CZ08 | rWtd | Each | 1 | 538 | None | 314 | 0.0441 | 0.0074 | 314 | 0.0441 | 0.0074 | 314 | 0.0441 | 0.0074 | 314 | 0.0441 | 0.0074 |  |  | 2 |  | RE-Appl-EffCW-med-ElecDHW-ElecCDryer-Tier2-TopSDGMFm2011CZ08rWtd
RE-Appl-EffCW-med-ElecDHW-ElecCDryer-Tier2-Top | DEER2016 | D16v1 | 2015-05-14 08:12 | SDG | MFm | 2011 | CZ10 | rWtd | Each | 1 | 474 | None | 313 | 0.0446 | -0.208 | 313 | 0.0446 | -0.208 | 313 | 0.0446 | -0.208 | 313 | 0.0446 | -0.208 |  |  | 2 |  | RE-Appl-EffCW-med-ElecDHW-ElecCDryer-Tier2-TopSDGMFm2011CZ10rWtd
RE-Appl-EffCW-med-ElecDHW-ElecCDryer-Tier2-Top | DEER2016 | D16v1 | 2015-05-14 08:12 | SDG | MFm | 2011 | CZ14 | rWtd | Each | 1 | 487 | None | 317 | 0.0434 | 0.0498 | 317 | 0.0434 | 0.0498 | 317 | 0.0434 | 0.0498 | 317 | 0.0434 | 0.0498 |  |  | 2 |  | RE-Appl-EffCW-med-ElecDHW-ElecCDryer-Tier2-TopSDGMFm2011CZ14rWtd
RE-Appl-EffCW-med-ElecDHW-ElecCDryer-Tier2-Top | DEER2016 | D16v1 | 2015-05-14 08:12 | SDG | MFm | 2011 | CZ15 | rWtd | Each | 1 | 487 | None | 303 | 0.0427 | -0.00192 | 303 | 0.0427 | -0.00192 | 303 | 0.0427 | -0.00192 | 303 | 0.0427 | -0.00192 |  |  | 2 |  | RE-Appl-EffCW-med-ElecDHW-ElecCDryer-Tier2-TopSDGMFm2011CZ15rWtd
RE-Appl-EffCW-med-ElecDHW-ElecCDryer-Tier2-Top | DEER2016 | D16v1 | 2015-05-14 08:12 | SDG | MFm | 2014 | CZ06 | rWtd | Each | 1 | 538 | None | 310 | 0.0449 | -0.0832 | 310 | 0.0449 | -0.0832 | 310 | 0.0449 | -0.0832 | 310 | 0.0449 | -0.0832 |  |  | 2 |  | RE-Appl-EffCW-med-ElecDHW-ElecCDryer-Tier2-TopSDGMFm2014CZ06rWtd
RE-Appl-EffCW-med-ElecDHW-ElecCDryer-Tier2-Top | DEER2016 | D16v1 | 2015-05-14 08:12 | SDG | MFm | 2014 | CZ07 | rWtd | Each | 1 | 538 | None | 309 | 0.0443 | 0.0242 | 309 | 0.0443 | 0.0242 | 309 | 0.0443 | 0.0242 | 309 | 0.0443 | 0.0242 |  |  | 2 |  | RE-Appl-EffCW-med-ElecDHW-ElecCDryer-Tier2-TopSDGMFm2014CZ07rWtd
RE-Appl-EffCW-med-ElecDHW-ElecCDryer-Tier2-Top | DEER2016 | D16v1 | 2015-05-14 08:12 | SDG | MFm | 2014 | CZ08 | rWtd | Each | 1 | 538 | None | 314 | 0.0445 | 0.0154 | 314 | 0.0445 | 0.0154 | 314 | 0.0445 | 0.0154 | 314 | 0.0445 | 0.0154 |  |  | 2 |  | RE-Appl-EffCW-med-ElecDHW-ElecCDryer-Tier2-TopSDGMFm2014CZ08rWtd
RE-Appl-EffCW-med-ElecDHW-ElecCDryer-Tier2-Top | DEER2016 | D16v1 | 2015-05-14 08:12 | SDG | MFm | 2014 | CZ10 | rWtd | Each | 1 | 474 | None | 313 | 0.0451 | -0.182 | 313 | 0.0451 | -0.182 | 313 | 0.0451 | -0.182 | 313 | 0.0451 | -0.182 |  |  | 2 |  | RE-Appl-EffCW-med-ElecDHW-ElecCDryer-Tier2-TopSDGMFm2014CZ10rWtd
RE-Appl-EffCW-med-ElecDHW-ElecCDryer-Tier2-Top | DEER2016 | D16v1 | 2015-05-14 08:12 | SDG | MFm | 2014 | CZ14 | rWtd | Each | 1 | 487 | None | 317 | 0.0436 | 0.00437 | 317 | 0.0436 | 0.00437 | 317 | 0.0436 | 0.00437 | 317 | 0.0436 | 0.00437 |  |  | 2 |  | RE-Appl-EffCW-med-ElecDHW-ElecCDryer-Tier2-TopSDGMFm2014CZ14rWtd
RE-Appl-EffCW-med-ElecDHW-ElecCDryer-Tier2-Top | DEER2016 | D16v1 | 2015-05-14 08:12 | SDG | MFm | 2014 | CZ15 | rWtd | Each | 1 | 487 | None | 302 | 0.0428 | -0.00166 | 302 | 0.0428 | -0.00166 | 302 | 0.0428 | -0.00166 | 302 | 0.0428 | -0.00166 |  |  | 2 |  | RE-Appl-EffCW-med-ElecDHW-ElecCDryer-Tier2-TopSDGMFm2014CZ15rWtd
RE-Appl-EffCW-med-ElecDHW-ElecCDryer-Tier2-Top | DEER2016 | D16v1 | 2015-05-14 08:12 | SDG | MFm | Ex | CZ06 | rWtd | Each | 1 | 527 | None | 311 | 0.0445 | -0.0824 | 311 | 0.0445 | -0.0824 | 311 | 0.0445 | -0.0824 | 311 | 0.0445 | -0.0824 |  |  | 2 |  | RE-Appl-EffCW-med-ElecDHW-ElecCDryer-Tier2-TopSDGMFmExCZ06rWtd
RE-Appl-EffCW-med-ElecDHW-ElecCDryer-Tier2-Top | DEER2016 | D16v1 | 2015-05-14 08:12 | SDG | MFm | Ex | CZ07 | rWtd | Each | 1 | 516 | None | 309 | 0.044 | -0.0609 | 309 | 0.044 | -0.0609 | 309 | 0.044 | -0.0609 | 309 | 0.044 | -0.0609 |  |  | 2 |  | RE-Appl-EffCW-med-ElecDHW-ElecCDryer-Tier2-TopSDGMFmExCZ07rWtd
RE-Appl-EffCW-med-ElecDHW-ElecCDryer-Tier2-Top | DEER2016 | D16v1 | 2015-05-14 08:12 | SDG | MFm | Ex | CZ08 | rWtd | Each | 1 | 539 | None | 313 | 0.0452 | -0.0271 | 313 | 0.0452 | -0.0271 | 313 | 0.0452 | -0.0271 | 313 | 0.0452 | -0.0271 |  |  | 2 |  | RE-Appl-EffCW-med-ElecDHW-ElecCDryer-Tier2-TopSDGMFmExCZ08rWtd
RE-Appl-EffCW-med-ElecDHW-ElecCDryer-Tier2-Top | DEER2016 | D16v1 | 2015-05-14 08:12 | SDG | MFm | Ex | CZ10 | rWtd | Each | 1 | 580 | None | 312 | 0.0468 | -0.157 | 312 | 0.0468 | -0.157 | 312 | 0.0468 | -0.157 | 312 | 0.0468 | -0.157 |  |  | 2 |  | RE-Appl-EffCW-med-ElecDHW-ElecCDryer-Tier2-TopSDGMFmExCZ10rWtd
RE-Appl-EffCW-med-ElecDHW-ElecCDryer-Tier2-Top | DEER2016 | D16v1 | 2015-05-14 08:12 | SDG | MFm | Ex | CZ14 | rWtd | Each | 1 | 634 | None | 322 | 0.0451 | -0.636 | 322 | 0.0451 | -0.636 | 322 | 0.0451 | -0.636 | 322 | 0.0451 | -0.636 |  |  | 2 |  | RE-Appl-EffCW-med-ElecDHW-ElecCDryer-Tier2-TopSDGMFmExCZ14rWtd
RE-Appl-EffCW-med-ElecDHW-ElecCDryer-Tier2-Top | DEER2016 | D16v1 | 2015-05-14 08:12 | SDG | MFm | Ex | CZ15 | rWtd | Each | 1 | 634 | None | 311 | 0.0448 | -0.0935 | 311 | 0.0448 | -0.0935 | 311 | 0.0448 | -0.0935 | 311 | 0.0448 | -0.0935 |  |  | 2 |  | RE-Appl-EffCW-med-ElecDHW-ElecCDryer-Tier2-TopSDGMFmExCZ15rWtd
RE-Appl-EffCW-med-ElecDHW-ElecCDryer-Tier2-Top | DEER2016 | D16v1 | 2015-05-14 08:12 | SDG | MFm | Ex | IOU | rWtd | Each | 1 | 530 | None | 310 | 0.0446 | -0.0806 | 310 | 0.0446 | -0.0806 | 310 | 0.0446 | -0.0806 | 310 | 0.0446 | -0.0806 |  |  | 2 |  | RE-Appl-EffCW-med-ElecDHW-ElecCDryer-Tier2-TopSDGMFmExIOUrWtd
RE-Appl-EffCW-med-ElecDHW-ElecCDryer-Tier2-Top | DEER2016 | D16v1 | 2015-05-14 08:12 | SDG | SFm | 1975 | CZ06 | rWtd | Each | 1 | 764 | None | 387 | 0.0552 | 0.323 | 387 | 0.0552 | 0.323 | 387 | 0.0552 | 0.323 | 387 | 0.0552 | 0.323 |  |  | 2 |  | RE-Appl-EffCW-med-ElecDHW-ElecCDryer-Tier2-TopSDGSFm1975CZ06rWtd
RE-Appl-EffCW-med-ElecDHW-ElecCDryer-Tier2-Top | DEER2016 | D16v1 | 2015-05-14 08:12 | SDG | SFm | 1975 | CZ07 | rWtd | Each | 1 | 764 | None | 384 | 0.0535 | 0.0606 | 384 | 0.0535 | 0.0606 | 384 | 0.0535 | 0.0606 | 384 | 0.0535 | 0.0606 |  |  | 2 |  | RE-Appl-EffCW-med-ElecDHW-ElecCDryer-Tier2-TopSDGSFm1975CZ07rWtd
RE-Appl-EffCW-med-ElecDHW-ElecCDryer-Tier2-Top | DEER2016 | D16v1 | 2015-05-14 08:12 | SDG | SFm | 1975 | CZ08 | rWtd | Each | 1 | 764 | None | 391 | 0.0563 | -0.244 | 391 | 0.0563 | -0.244 | 391 | 0.0563 | -0.244 | 391 | 0.0563 | -0.244 |  |  | 2 |  | RE-Appl-EffCW-med-ElecDHW-ElecCDryer-Tier2-TopSDGSFm1975CZ08rWtd
RE-Appl-EffCW-med-ElecDHW-ElecCDryer-Tier2-Top | DEER2016 | D16v1 | 2015-05-14 08:12 | SDG | SFm | 1975 | CZ10 | rWtd | Each | 1 | 818 | None | 385 | 0.058 | -0.661 | 385 | 0.058 | -0.661 | 385 | 0.058 | -0.661 | 385 | 0.058 | -0.661 |  |  | 2 |  | RE-Appl-EffCW-med-ElecDHW-ElecCDryer-Tier2-TopSDGSFm1975CZ10rWtd
RE-Appl-EffCW-med-ElecDHW-ElecCDryer-Tier2-Top | DEER2016 | D16v1 | 2015-05-14 08:12 | SDG | SFm | 1975 | CZ14 | rWtd | Each | 1 | 778 | None | 396 | 0.0576 | -0.885 | 396 | 0.0576 | -0.885 | 396 | 0.0576 | -0.885 | 396 | 0.0576 | -0.885 |  |  | 2 |  | RE-Appl-EffCW-med-ElecDHW-ElecCDryer-Tier2-TopSDGSFm1975CZ14rWtd
RE-Appl-EffCW-med-ElecDHW-ElecCDryer-Tier2-Top | DEER2016 | D16v1 | 2015-05-14 08:12 | SDG | SFm | 1975 | CZ15 | rWtd | Each | 1 | 778 | None | 389 | 0.0589 | -0.421 | 389 | 0.0589 | -0.421 | 389 | 0.0589 | -0.421 | 389 | 0.0589 | -0.421 |  |  | 2 |  | RE-Appl-EffCW-med-ElecDHW-ElecCDryer-Tier2-TopSDGSFm1975CZ15rWtd
RE-Appl-EffCW-med-ElecDHW-ElecCDryer-Tier2-Top | DEER2016 | D16v1 | 2015-05-14 08:12 | SDG | SFm | 1985 | CZ06 | rWtd | Each | 1 | 1030 | None | 387 | 0.0651 | 0.00569 | 387 | 0.0651 | 0.00569 | 387 | 0.0651 | 0.00569 | 387 | 0.0651 | 0.00569 |  |  | 2 |  | RE-Appl-EffCW-med-ElecDHW-ElecCDryer-Tier2-TopSDGSFm1985CZ06rWtd
RE-Appl-EffCW-med-ElecDHW-ElecCDryer-Tier2-Top | DEER2016 | D16v1 | 2015-05-14 08:12 | SDG | SFm | 1985 | CZ07 | rWtd | Each | 1 | 1030 | None | 385 | 0.0596 | 0.081 | 385 | 0.0596 | 0.081 | 385 | 0.0596 | 0.081 | 385 | 0.0596 | 0.081 |  |  | 2 |  | RE-Appl-EffCW-med-ElecDHW-ElecCDryer-Tier2-TopSDGSFm1985CZ07rWtd
RE-Appl-EffCW-med-ElecDHW-ElecCDryer-Tier2-Top | DEER2016 | D16v1 | 2015-05-14 08:12 | SDG | SFm | 1985 | CZ08 | rWtd | Each | 1 | 1030 | None | 392 | 0.057 | 0.115 | 392 | 0.057 | 0.115 | 392 | 0.057 | 0.115 | 392 | 0.057 | 0.115 |  |  | 2 |  | RE-Appl-EffCW-med-ElecDHW-ElecCDryer-Tier2-TopSDGSFm1985CZ08rWtd
RE-Appl-EffCW-med-ElecDHW-ElecCDryer-Tier2-Top | DEER2016 | D16v1 | 2015-05-14 08:12 | SDG | SFm | 1985 | CZ10 | rWtd | Each | 1 | 906 | None | 387 | 0.058 | -0.243 | 387 | 0.058 | -0.243 | 387 | 0.058 | -0.243 | 387 | 0.058 | -0.243 |  |  | 2 |  | RE-Appl-EffCW-med-ElecDHW-ElecCDryer-Tier2-TopSDGSFm1985CZ10rWtd
RE-Appl-EffCW-med-ElecDHW-ElecCDryer-Tier2-Top | DEER2016 | D16v1 | 2015-05-14 08:12 | SDG | SFm | 1985 | CZ14 | rWtd | Each | 1 | 870 | None | 395 | 0.0586 | -1.63 | 395 | 0.0586 | -1.63 | 395 | 0.0586 | -1.63 | 395 | 0.0586 | -1.63 |  |  | 2 |  | RE-Appl-EffCW-med-ElecDHW-ElecCDryer-Tier2-TopSDGSFm1985CZ14rWtd
RE-Appl-EffCW-med-ElecDHW-ElecCDryer-Tier2-Top | DEER2016 | D16v1 | 2015-05-14 08:12 | SDG | SFm | 1985 | CZ15 | rWtd | Each | 1 | 870 | None | 388 | 0.0596 | -0.856 | 388 | 0.0596 | -0.856 | 388 | 0.0596 | -0.856 | 388 | 0.0596 | -0.856 |  |  | 2 |  | RE-Appl-EffCW-med-ElecDHW-ElecCDryer-Tier2-TopSDGSFm1985CZ15rWtd
RE-Appl-EffCW-med-ElecDHW-ElecCDryer-Tier2-Top | DEER2016 | D16v1 | 2015-05-14 08:12 | SDG | SFm | 1996 | CZ06 | rWtd | Each | 1 | 1150 | None | 387 | 0.0618 | -0.0366 | 387 | 0.0618 | -0.0366 | 387 | 0.0618 | -0.0366 | 387 | 0.0618 | -0.0366 |  |  | 2 |  | RE-Appl-EffCW-med-ElecDHW-ElecCDryer-Tier2-TopSDGSFm1996CZ06rWtd
RE-Appl-EffCW-med-ElecDHW-ElecCDryer-Tier2-Top | DEER2016 | D16v1 | 2015-05-14 08:12 | SDG | SFm | 1996 | CZ07 | rWtd | Each | 1 | 1150 | None | 386 | 0.0863 | -0.0967 | 386 | 0.0863 | -0.0967 | 386 | 0.0863 | -0.0967 | 386 | 0.0863 | -0.0967 |  |  | 2 |  | RE-Appl-EffCW-med-ElecDHW-ElecCDryer-Tier2-TopSDGSFm1996CZ07rWtd
RE-Appl-EffCW-med-ElecDHW-ElecCDryer-Tier2-Top | DEER2016 | D16v1 | 2015-05-14 08:12 | SDG | SFm | 1996 | CZ08 | rWtd | Each | 1 | 1150 | None | 392 | 0.0585 | -0.192 | 392 | 0.0585 | -0.192 | 392 | 0.0585 | -0.192 | 392 | 0.0585 | -0.192 |  |  | 2 |  | RE-Appl-EffCW-med-ElecDHW-ElecCDryer-Tier2-TopSDGSFm1996CZ08rWtd
RE-Appl-EffCW-med-ElecDHW-ElecCDryer-Tier2-Top | DEER2016 | D16v1 | 2015-05-14 08:12 | SDG | SFm | 1996 | CZ10 | rWtd | Each | 1 | 1090 | None | 391 | 0.0564 | -0.66 | 391 | 0.0564 | -0.66 | 391 | 0.0564 | -0.66 | 391 | 0.0564 | -0.66 |  |  | 2 |  | RE-Appl-EffCW-med-ElecDHW-ElecCDryer-Tier2-TopSDGSFm1996CZ10rWtd
RE-Appl-EffCW-med-ElecDHW-ElecCDryer-Tier2-Top | DEER2016 | D16v1 | 2015-05-14 08:12 | SDG | SFm | 1996 | CZ14 | rWtd | Each | 1 | 879 | None | 397 | 0.0594 | -1.22 | 397 | 0.0594 | -1.22 | 397 | 0.0594 | -1.22 | 397 | 0.0594 | -1.22 |  |  | 2 |  | RE-Appl-EffCW-med-ElecDHW-ElecCDryer-Tier2-TopSDGSFm1996CZ14rWtd
RE-Appl-EffCW-med-ElecDHW-ElecCDryer-Tier2-Top | DEER2016 | D16v1 | 2015-05-14 08:12 | SDG | SFm | 1996 | CZ15 | rWtd | Each | 1 | 879 | None | 389 | 0.0561 | -0.677 | 389 | 0.0561 | -0.677 | 389 | 0.0561 | -0.677 | 389 | 0.0561 | -0.677 |  |  | 2 |  | RE-Appl-EffCW-med-ElecDHW-ElecCDryer-Tier2-TopSDGSFm1996CZ15rWtd
RE-Appl-EffCW-med-ElecDHW-ElecCDryer-Tier2-Top | DEER2016 | D16v1 | 2015-05-14 08:12 | SDG | SFm | 2003 | CZ06 | rWtd | Each | 1 | 1200 | None | 387 | 0.0479 | -0.101 | 387 | 0.0479 | -0.101 | 387 | 0.0479 | -0.101 | 387 | 0.0479 | -0.101 |  |  | 2 |  | RE-Appl-EffCW-med-ElecDHW-ElecCDryer-Tier2-TopSDGSFm2003CZ06rWtd
RE-Appl-EffCW-med-ElecDHW-ElecCDryer-Tier2-Top | DEER2016 | D16v1 | 2015-05-14 08:12 | SDG | SFm | 2003 | CZ07 | rWtd | Each | 1 | 1200 | None | 388 | 0.06 | -0.0729 | 388 | 0.06 | -0.0729 | 388 | 0.06 | -0.0729 | 388 | 0.06 | -0.0729 |  |  | 2 |  | RE-Appl-EffCW-med-ElecDHW-ElecCDryer-Tier2-TopSDGSFm2003CZ07rWtd
RE-Appl-EffCW-med-ElecDHW-ElecCDryer-Tier2-Top | DEER2016 | D16v1 | 2015-05-14 08:12 | SDG | SFm | 2003 | CZ08 | rWtd | Each | 1 | 1200 | None | 395 | 0.0569 | -0.521 | 395 | 0.0569 | -0.521 | 395 | 0.0569 | -0.521 | 395 | 0.0569 | -0.521 |  |  | 2 |  | RE-Appl-EffCW-med-ElecDHW-ElecCDryer-Tier2-TopSDGSFm2003CZ08rWtd
RE-Appl-EffCW-med-ElecDHW-ElecCDryer-Tier2-Top | DEER2016 | D16v1 | 2015-05-14 08:12 | SDG | SFm | 2003 | CZ10 | rWtd | Each | 1 | 974 | None | 390 | 0.053 | -0.273 | 390 | 0.053 | -0.273 | 390 | 0.053 | -0.273 | 390 | 0.053 | -0.273 |  |  | 2 |  | RE-Appl-EffCW-med-ElecDHW-ElecCDryer-Tier2-TopSDGSFm2003CZ10rWtd
RE-Appl-EffCW-med-ElecDHW-ElecCDryer-Tier2-Top | DEER2016 | D16v1 | 2015-05-14 08:12 | SDG | SFm | 2003 | CZ14 | rWtd | Each | 1 | 1080 | None | 393 | 0.0517 | -0.731 | 393 | 0.0517 | -0.731 | 393 | 0.0517 | -0.731 | 393 | 0.0517 | -0.731 |  |  | 2 |  | RE-Appl-EffCW-med-ElecDHW-ElecCDryer-Tier2-TopSDGSFm2003CZ14rWtd
RE-Appl-EffCW-med-ElecDHW-ElecCDryer-Tier2-Top | DEER2016 | D16v1 | 2015-05-14 08:12 | SDG | SFm | 2003 | CZ15 | rWtd | Each | 1 | 1080 | None | 381 | 0.0574 | -0.237 | 381 | 0.0574 | -0.237 | 381 | 0.0574 | -0.237 | 381 | 0.0574 | -0.237 |  |  | 2 |  | RE-Appl-EffCW-med-ElecDHW-ElecCDryer-Tier2-TopSDGSFm2003CZ15rWtd
RE-Appl-EffCW-med-ElecDHW-ElecCDryer-Tier2-Top | DEER2016 | D16v1 | 2015-05-14 08:12 | SDG | SFm | 2007 | CZ06 | rWtd | Each | 1 | 1200 | None | 388 | 0.0569 | 0.114 | 388 | 0.0569 | 0.114 | 388 | 0.0569 | 0.114 | 388 | 0.0569 | 0.114 |  |  | 2 |  | RE-Appl-EffCW-med-ElecDHW-ElecCDryer-Tier2-TopSDGSFm2007CZ06rWtd
RE-Appl-EffCW-med-ElecDHW-ElecCDryer-Tier2-Top | DEER2016 | D16v1 | 2015-05-14 08:12 | SDG | SFm | 2007 | CZ07 | rWtd | Each | 1 | 1200 | None | 384 | 0.0646 | -0.48 | 384 | 0.0646 | -0.48 | 384 | 0.0646 | -0.48 | 384 | 0.0646 | -0.48 |  |  | 2 |  | RE-Appl-EffCW-med-ElecDHW-ElecCDryer-Tier2-TopSDGSFm2007CZ07rWtd
RE-Appl-EffCW-med-ElecDHW-ElecCDryer-Tier2-Top | DEER2016 | D16v1 | 2015-05-14 08:12 | SDG | SFm | 2007 | CZ08 | rWtd | Each | 1 | 1200 | None | 387 | 0.0563 | -0.179 | 387 | 0.0563 | -0.179 | 387 | 0.0563 | -0.179 | 387 | 0.0563 | -0.179 |  |  | 2 |  | RE-Appl-EffCW-med-ElecDHW-ElecCDryer-Tier2-TopSDGSFm2007CZ08rWtd
RE-Appl-EffCW-med-ElecDHW-ElecCDryer-Tier2-Top | DEER2016 | D16v1 | 2015-05-14 08:12 | SDG | SFm | 2007 | CZ10 | rWtd | Each | 1 | 974 | None | 390 | 0.0527 | -0.212 | 390 | 0.0527 | -0.212 | 390 | 0.0527 | -0.212 | 390 | 0.0527 | -0.212 |  |  | 2 |  | RE-Appl-EffCW-med-ElecDHW-ElecCDryer-Tier2-TopSDGSFm2007CZ10rWtd
RE-Appl-EffCW-med-ElecDHW-ElecCDryer-Tier2-Top | DEER2016 | D16v1 | 2015-05-14 08:12 | SDG | SFm | 2007 | CZ14 | rWtd | Each | 1 | 1080 | None | 388 | 0.0532 | -1.06 | 388 | 0.0532 | -1.06 | 388 | 0.0532 | -1.06 | 388 | 0.0532 | -1.06 |  |  | 2 |  | RE-Appl-EffCW-med-ElecDHW-ElecCDryer-Tier2-TopSDGSFm2007CZ14rWtd
RE-Appl-EffCW-med-ElecDHW-ElecCDryer-Tier2-Top | DEER2016 | D16v1 | 2015-05-14 08:12 | SDG | SFm | 2007 | CZ15 | rWtd | Each | 1 | 1080 | None | 381 | 0.0541 | -0.173 | 381 | 0.0541 | -0.173 | 381 | 0.0541 | -0.173 | 381 | 0.0541 | -0.173 |  |  | 2 |  | RE-Appl-EffCW-med-ElecDHW-ElecCDryer-Tier2-TopSDGSFm2007CZ15rWtd
RE-Appl-EffCW-med-ElecDHW-ElecCDryer-Tier2-Top | DEER2016 | D16v1 | 2015-05-14 08:12 | SDG | SFm | 2011 | CZ06 | rWtd | Each | 1 | 1200 | None | 387 | 0.066 | -0.196 | 387 | 0.066 | -0.196 | 387 | 0.066 | -0.196 | 387 | 0.066 | -0.196 |  |  | 2 |  | RE-Appl-EffCW-med-ElecDHW-ElecCDryer-Tier2-TopSDGSFm2011CZ06rWtd
RE-Appl-EffCW-med-ElecDHW-ElecCDryer-Tier2-Top | DEER2016 | D16v1 | 2015-05-14 08:12 | SDG | SFm | 2011 | CZ07 | rWtd | Each | 1 | 1200 | None | 387 | 0.0558 | -0.279 | 387 | 0.0558 | -0.279 | 387 | 0.0558 | -0.279 | 387 | 0.0558 | -0.279 |  |  | 2 |  | RE-Appl-EffCW-med-ElecDHW-ElecCDryer-Tier2-TopSDGSFm2011CZ07rWtd
RE-Appl-EffCW-med-ElecDHW-ElecCDryer-Tier2-Top | DEER2016 | D16v1 | 2015-05-14 08:12 | SDG | SFm | 2011 | CZ08 | rWtd | Each | 1 | 1200 | None | 393 | 0.0546 | -0.11 | 393 | 0.0546 | -0.11 | 393 | 0.0546 | -0.11 | 393 | 0.0546 | -0.11 |  |  | 2 |  | RE-Appl-EffCW-med-ElecDHW-ElecCDryer-Tier2-TopSDGSFm2011CZ08rWtd
RE-Appl-EffCW-med-ElecDHW-ElecCDryer-Tier2-Top | DEER2016 | D16v1 | 2015-05-14 08:12 | SDG | SFm | 2011 | CZ10 | rWtd | Each | 1 | 974 | None | 389 | 0.0543 | -0.162 | 389 | 0.0543 | -0.162 | 389 | 0.0543 | -0.162 | 389 | 0.0543 | -0.162 |  |  | 2 |  | RE-Appl-EffCW-med-ElecDHW-ElecCDryer-Tier2-TopSDGSFm2011CZ10rWtd
RE-Appl-EffCW-med-ElecDHW-ElecCDryer-Tier2-Top | DEER2016 | D16v1 | 2015-05-14 08:12 | SDG | SFm | 2011 | CZ14 | rWtd | Each | 1 | 1080 | None | 392 | 0.0543 | -0.94 | 392 | 0.0543 | -0.94 | 392 | 0.0543 | -0.94 | 392 | 0.0543 | -0.94 |  |  | 2 |  | RE-Appl-EffCW-med-ElecDHW-ElecCDryer-Tier2-TopSDGSFm2011CZ14rWtd
RE-Appl-EffCW-med-ElecDHW-ElecCDryer-Tier2-Top | DEER2016 | D16v1 | 2015-05-14 08:12 | SDG | SFm | 2011 | CZ15 | rWtd | Each | 1 | 1080 | None | 381 | 0.0557 | -0.16 | 381 | 0.0557 | -0.16 | 381 | 0.0557 | -0.16 | 381 | 0.0557 | -0.16 |  |  | 2 |  | RE-Appl-EffCW-med-ElecDHW-ElecCDryer-Tier2-TopSDGSFm2011CZ15rWtd
RE-Appl-EffCW-med-ElecDHW-ElecCDryer-Tier2-Top | DEER2016 | D16v1 | 2015-05-14 08:12 | SDG | SFm | 2014 | CZ06 | rWtd | Each | 1 | 1200 | None | 384 | 0.045 | -0.303 | 384 | 0.045 | -0.303 | 384 | 0.045 | -0.303 | 384 | 0.045 | -0.303 |  |  | 2 |  | RE-Appl-EffCW-med-ElecDHW-ElecCDryer-Tier2-TopSDGSFm2014CZ06rWtd
RE-Appl-EffCW-med-ElecDHW-ElecCDryer-Tier2-Top | DEER2016 | D16v1 | 2015-05-14 08:12 | SDG | SFm | 2014 | CZ07 | rWtd | Each | 1 | 1200 | None | 384 | 0.0338 | -0.426 | 384 | 0.0338 | -0.426 | 384 | 0.0338 | -0.426 | 384 | 0.0338 | -0.426 |  |  | 2 |  | RE-Appl-EffCW-med-ElecDHW-ElecCDryer-Tier2-TopSDGSFm2014CZ07rWtd
RE-Appl-EffCW-med-ElecDHW-ElecCDryer-Tier2-Top | DEER2016 | D16v1 | 2015-05-14 08:12 | SDG | SFm | 2014 | CZ08 | rWtd | Each | 1 | 1200 | None | 388 | 0.0559 | -0.188 | 388 | 0.0559 | -0.188 | 388 | 0.0559 | -0.188 | 388 | 0.0559 | -0.188 |  |  | 2 |  | RE-Appl-EffCW-med-ElecDHW-ElecCDryer-Tier2-TopSDGSFm2014CZ08rWtd
RE-Appl-EffCW-med-ElecDHW-ElecCDryer-Tier2-Top | DEER2016 | D16v1 | 2015-05-14 08:12 | SDG | SFm | 2014 | CZ10 | rWtd | Each | 1 | 974 | None | 390 | 0.0552 | -0.26 | 390 | 0.0552 | -0.26 | 390 | 0.0552 | -0.26 | 390 | 0.0552 | -0.26 |  |  | 2 |  | RE-Appl-EffCW-med-ElecDHW-ElecCDryer-Tier2-TopSDGSFm2014CZ10rWtd
RE-Appl-EffCW-med-ElecDHW-ElecCDryer-Tier2-Top | DEER2016 | D16v1 | 2015-05-14 08:12 | SDG | SFm | 2014 | CZ14 | rWtd | Each | 1 | 1080 | None | 390 | 0.0556 | -1.03 | 390 | 0.0556 | -1.03 | 390 | 0.0556 | -1.03 | 390 | 0.0556 | -1.03 |  |  | 2 |  | RE-Appl-EffCW-med-ElecDHW-ElecCDryer-Tier2-TopSDGSFm2014CZ14rWtd
RE-Appl-EffCW-med-ElecDHW-ElecCDryer-Tier2-Top | DEER2016 | D16v1 | 2015-05-14 08:12 | SDG | SFm | 2014 | CZ15 | rWtd | Each | 1 | 1080 | None | 380 | 0.0556 | -0.17 | 380 | 0.0556 | -0.17 | 380 | 0.0556 | -0.17 | 380 | 0.0556 | -0.17 |  |  | 2 |  | RE-Appl-EffCW-med-ElecDHW-ElecCDryer-Tier2-TopSDGSFm2014CZ15rWtd
RE-Appl-EffCW-med-ElecDHW-ElecCDryer-Tier2-Top | DEER2016 | D16v1 | 2015-05-14 08:12 | SDG | SFm | Ex | CZ06 | rWtd | Each | 1 | 1090 | None | 387 | 0.0595 | -0.00669 | 387 | 0.0595 | -0.00669 | 387 | 0.0595 | -0.00669 | 387 | 0.0595 | -0.00669 |  |  | 2 |  | RE-Appl-EffCW-med-ElecDHW-ElecCDryer-Tier2-TopSDGSFmExCZ06rWtd
RE-Appl-EffCW-med-ElecDHW-ElecCDryer-Tier2-Top | DEER2016 | D16v1 | 2015-05-14 08:12 | SDG | SFm | Ex | CZ07 | rWtd | Each | 1 | 932 | None | 385 | 0.0593 | 0.00616 | 385 | 0.0593 | 0.00616 | 385 | 0.0593 | 0.00616 | 385 | 0.0593 | 0.00616 |  |  | 2 |  | RE-Appl-EffCW-med-ElecDHW-ElecCDryer-Tier2-TopSDGSFmExCZ07rWtd
RE-Appl-EffCW-med-ElecDHW-ElecCDryer-Tier2-Top | DEER2016 | D16v1 | 2015-05-14 08:12 | SDG | SFm | Ex | CZ08 | rWtd | Each | 1 | 1030 | None | 392 | 0.0573 | -0.169 | 392 | 0.0573 | -0.169 | 392 | 0.0573 | -0.169 | 392 | 0.0573 | -0.169 |  |  | 2 |  | RE-Appl-EffCW-med-ElecDHW-ElecCDryer-Tier2-TopSDGSFmExCZ08rWtd
RE-Appl-EffCW-med-ElecDHW-ElecCDryer-Tier2-Top | DEER2016 | D16v1 | 2015-05-14 08:12 | SDG | SFm | Ex | CZ10 | rWtd | Each | 1 | 903 | None | 387 | 0.057 | -0.469 | 387 | 0.057 | -0.469 | 387 | 0.057 | -0.469 | 387 | 0.057 | -0.469 |  |  | 2 |  | RE-Appl-EffCW-med-ElecDHW-ElecCDryer-Tier2-TopSDGSFmExCZ10rWtd
RE-Appl-EffCW-med-ElecDHW-ElecCDryer-Tier2-Top | DEER2016 | D16v1 | 2015-05-14 08:12 | SDG | SFm | Ex | CZ14 | rWtd | Each | 1 | 841 | None | 395 | 0.0575 | -1.11 | 395 | 0.0575 | -1.11 | 395 | 0.0575 | -1.11 | 395 | 0.0575 | -1.11 |  |  | 2 |  | RE-Appl-EffCW-med-ElecDHW-ElecCDryer-Tier2-TopSDGSFmExCZ14rWtd
RE-Appl-EffCW-med-ElecDHW-ElecCDryer-Tier2-Top | DEER2016 | D16v1 | 2015-05-14 08:12 | SDG | SFm | Ex | CZ15 | rWtd | Each | 1 | 798 | None | 389 | 0.059 | -0.517 | 389 | 0.059 | -0.517 | 389 | 0.059 | -0.517 | 389 | 0.059 | -0.517 |  |  | 2 |  | RE-Appl-EffCW-med-ElecDHW-ElecCDryer-Tier2-TopSDGSFmExCZ15rWtd
RE-Appl-EffCW-med-ElecDHW-ElecCDryer-Tier2-Top | DEER2016 | D16v1 | 2015-05-14 08:12 | SDG | SFm | Ex | IOU | rWtd | Each | 1 | 939 | None | 386 | 0.0586 | -0.143 | 386 | 0.0586 | -0.143 | 386 | 0.0586 | -0.143 | 386 | 0.0586 | -0.143 |  |  | 2 |  | RE-Appl-EffCW-med-ElecDHW-ElecCDryer-Tier2-TopSDGSFmExIOUrWtd
RE-Appl-EffCW-med-ElecDHW-ElecCDryer-Tier3-Front | DEER2016 | D16v1 | 2015-05-16 | Any | DMo | MH00 | CZ01 | rDXGF | Each | 1 | 621 | None | 370 | 0.0612 | 0.238 | 199 | 0.0288 | 0.656 | 370 | 0.0612 | 0.238 | 199 | 0.0288 | 0.656 |  |  | 1 |  | RE-Appl-EffCW-med-ElecDHW-ElecCDryer-Tier3-FrontAnyDMoMH00CZ01rDXGF
RE-Appl-EffCW-med-ElecDHW-ElecCDryer-Tier3-Front | DEER2016 | D16v1 | 2015-05-16 | Any | DMo | MH00 | CZ01 | rDXHP | Each | 1 | 621 | None | 372 | 0.0654 | 0 | 204 | 0.0346 | 0 | 372 | 0.0654 | 0 | 204 | 0.0346 | 0 |  |  | 1 |  | RE-Appl-EffCW-med-ElecDHW-ElecCDryer-Tier3-FrontAnyDMoMH00CZ01rDXHP
RE-Appl-EffCW-med-ElecDHW-ElecCDryer-Tier3-Front | DEER2016 | D16v1 | 2015-05-16 | Any | DMo | MH00 | CZ01 | rNCEH | Each | 1 | 621 | None | 369 | 0.0504 | 0 | 203 | 0.0272 | 0 | 369 | 0.0504 | 0 | 203 | 0.0272 | 0 |  |  | 1 |  | RE-Appl-EffCW-med-ElecDHW-ElecCDryer-Tier3-FrontAnyDMoMH00CZ01rNCEH
RE-Appl-EffCW-med-ElecDHW-ElecCDryer-Tier3-Front | DEER2016 | D16v1 | 2015-05-16 | Any | DMo | MH00 | CZ01 | rNCGF | Each | 1 | 621 | None | 367 | 0.0501 | 0.187 | 197 | 0.0269 | 0.627 | 367 | 0.0501 | 0.187 | 197 | 0.0269 | 0.627 |  |  | 1 |  | RE-Appl-EffCW-med-ElecDHW-ElecCDryer-Tier3-FrontAnyDMoMH00CZ01rNCGF
RE-Appl-EffCW-med-ElecDHW-ElecCDryer-Tier3-Front | DEER2016 | D16v1 | 2015-05-16 | Any | DMo | MH00 | CZ02 | rDXGF | Each | 1 | 621 | None | 367 | 0.0572 | 0.189 | 199 | 0.0325 | 0.622 | 367 | 0.0572 | 0.189 | 199 | 0.0325 | 0.622 |  |  | 1 |  | RE-Appl-EffCW-med-ElecDHW-ElecCDryer-Tier3-FrontAnyDMoMH00CZ02rDXGF
RE-Appl-EffCW-med-ElecDHW-ElecCDryer-Tier3-Front | DEER2016 | D16v1 | 2015-05-16 | Any | DMo | MH00 | CZ02 | rDXHP | Each | 1 | 621 | None | 368 | 0.0558 | 0 | 202 | 0.0299 | 0 | 368 | 0.0558 | 0 | 202 | 0.0299 | 0 |  |  | 1 |  | RE-Appl-EffCW-med-ElecDHW-ElecCDryer-Tier3-FrontAnyDMoMH00CZ02rDXHP
RE-Appl-EffCW-med-ElecDHW-ElecCDryer-Tier3-Front | DEER2016 | D16v1 | 2015-05-16 | Any | DMo | MH00 | CZ02 | rNCEH | Each | 1 | 621 | None | 359 | 0.0491 | 0 | 200 | 0.0269 | 0 | 359 | 0.0491 | 0 | 200 | 0.0269 | 0 |  |  | 1 |  | RE-Appl-EffCW-med-ElecDHW-ElecCDryer-Tier3-FrontAnyDMoMH00CZ02rNCEH
RE-Appl-EffCW-med-ElecDHW-ElecCDryer-Tier3-Front | DEER2016 | D16v1 | 2015-05-16 | Any | DMo | MH00 | CZ02 | rNCGF | Each | 1 | 621 | None | 359 | 0.0489 | 0.092 | 195 | 0.0269 | 0.506 | 359 | 0.0489 | 0.092 | 195 | 0.0269 | 0.506 |  |  | 1 |  | RE-Appl-EffCW-med-ElecDHW-ElecCDryer-Tier3-FrontAnyDMoMH00CZ02rNCGF
RE-Appl-EffCW-med-ElecDHW-ElecCDryer-Tier3-Front | DEER2016 | D16v1 | 2015-05-16 | Any | DMo | MH00 | CZ03 | rDXGF | Each | 1 | 621 | None | 366 | 0.0582 | 0.472 | 200 | 0.0332 | 0.821 | 366 | 0.0582 | 0.472 | 200 | 0.0332 | 0.821 |  |  | 1 |  | RE-Appl-EffCW-med-ElecDHW-ElecCDryer-Tier3-FrontAnyDMoMH00CZ03rDXGF
RE-Appl-EffCW-med-ElecDHW-ElecCDryer-Tier3-Front | DEER2016 | D16v1 | 2015-05-16 | Any | DMo | MH00 | CZ03 | rDXHP | Each | 1 | 621 | None | 370 | 0.0537 | 0 | 206 | 0.0287 | 0 | 370 | 0.0537 | 0 | 206 | 0.0287 | 0 |  |  | 1 |  | RE-Appl-EffCW-med-ElecDHW-ElecCDryer-Tier3-FrontAnyDMoMH00CZ03rDXHP
RE-Appl-EffCW-med-ElecDHW-ElecCDryer-Tier3-Front | DEER2016 | D16v1 | 2015-05-16 | Any | DMo | MH00 | CZ03 | rNCEH | Each | 1 | 621 | None | 363 | 0.0493 | 0 | 202 | 0.027 | 0 | 363 | 0.0493 | 0 | 202 | 0.027 | 0 |  |  | 1 |  | RE-Appl-EffCW-med-ElecDHW-ElecCDryer-Tier3-FrontAnyDMoMH00CZ03rNCEH
RE-Appl-EffCW-med-ElecDHW-ElecCDryer-Tier3-Front | DEER2016 | D16v1 | 2015-05-16 | Any | DMo | MH00 | CZ03 | rNCGF | Each | 1 | 621 | None | 359 | 0.0493 | 0.325 | 196 | 0.0271 | 0.746 | 359 | 0.0493 | 0.325 | 196 | 0.0271 | 0.746 |  |  | 1 |  | RE-Appl-EffCW-med-ElecDHW-ElecCDryer-Tier3-FrontAnyDMoMH00CZ03rNCGF
RE-Appl-EffCW-med-ElecDHW-ElecCDryer-Tier3-Front | DEER2016 | D16v1 | 2015-05-16 | Any | DMo | MH00 | CZ04 | rDXGF | Each | 1 | 621 | None | 364 | 0.051 | 0.512 | 199 | 0.0267 | 0.75 | 364 | 0.051 | 0.512 | 199 | 0.0267 | 0.75 |  |  | 1 |  | RE-Appl-EffCW-med-ElecDHW-ElecCDryer-Tier3-FrontAnyDMoMH00CZ04rDXGF
RE-Appl-EffCW-med-ElecDHW-ElecCDryer-Tier3-Front | DEER2016 | D16v1 | 2015-05-16 | Any | DMo | MH00 | CZ04 | rDXHP | Each | 1 | 621 | None | 371 | 0.0515 | 0 | 208 | 0.0255 | 0 | 371 | 0.0515 | 0 | 208 | 0.0255 | 0 |  |  | 1 |  | RE-Appl-EffCW-med-ElecDHW-ElecCDryer-Tier3-FrontAnyDMoMH00CZ04rDXHP
RE-Appl-EffCW-med-ElecDHW-ElecCDryer-Tier3-Front | DEER2016 | D16v1 | 2015-05-16 | Any | DMo | MH00 | CZ04 | rNCEH | Each | 1 | 621 | None | 360 | 0.0483 | 0 | 201 | 0.0268 | 0 | 360 | 0.0483 | 0 | 201 | 0.0268 | 0 |  |  | 1 |  | RE-Appl-EffCW-med-ElecDHW-ElecCDryer-Tier3-FrontAnyDMoMH00CZ04rNCEH
RE-Appl-EffCW-med-ElecDHW-ElecCDryer-Tier3-Front | DEER2016 | D16v1 | 2015-05-16 | Any | DMo | MH00 | CZ04 | rNCGF | Each | 1 | 621 | None | 356 | 0.0482 | 0.34 | 195 | 0.0268 | 0.651 | 356 | 0.0482 | 0.34 | 195 | 0.0268 | 0.651 |  |  | 1 |  | RE-Appl-EffCW-med-ElecDHW-ElecCDryer-Tier3-FrontAnyDMoMH00CZ04rNCGF
RE-Appl-EffCW-med-ElecDHW-ElecCDryer-Tier3-Front | DEER2016 | D16v1 | 2015-05-16 | Any | DMo | MH00 | CZ05 | rDXGF | Each | 1 | 621 | None | 368 | 0.0526 | 1 | 201 | 0.0287 | 1.31 | 368 | 0.0526 | 1 | 201 | 0.0287 | 1.31 |  |  | 1 |  | RE-Appl-EffCW-med-ElecDHW-ElecCDryer-Tier3-FrontAnyDMoMH00CZ05rDXGF
RE-Appl-EffCW-med-ElecDHW-ElecCDryer-Tier3-Front | DEER2016 | D16v1 | 2015-05-16 | Any | DMo | MH00 | CZ05 | rDXHP | Each | 1 | 621 | None | 376 | 0.0532 | 0 | 212 | 0.0294 | 0 | 376 | 0.0532 | 0 | 212 | 0.0294 | 0 |  |  | 1 |  | RE-Appl-EffCW-med-ElecDHW-ElecCDryer-Tier3-FrontAnyDMoMH00CZ05rDXHP
RE-Appl-EffCW-med-ElecDHW-ElecCDryer-Tier3-Front | DEER2016 | D16v1 | 2015-05-16 | Any | DMo | MH00 | CZ05 | rNCEH | Each | 1 | 621 | None | 370 | 0.0494 | 0 | 208 | 0.027 | 0 | 370 | 0.0494 | 0 | 208 | 0.027 | 0 |  |  | 1 |  | RE-Appl-EffCW-med-ElecDHW-ElecCDryer-Tier3-FrontAnyDMoMH00CZ05rNCEH
RE-Appl-EffCW-med-ElecDHW-ElecCDryer-Tier3-Front | DEER2016 | D16v1 | 2015-05-16 | Any | DMo | MH00 | CZ05 | rNCGF | Each | 1 | 621 | None | 362 | 0.0503 | 0.707 | 196 | 0.0279 | 1.1 | 362 | 0.0503 | 0.707 | 196 | 0.0279 | 1.1 |  |  | 1 |  | RE-Appl-EffCW-med-ElecDHW-ElecCDryer-Tier3-FrontAnyDMoMH00CZ05rNCGF
RE-Appl-EffCW-med-ElecDHW-ElecCDryer-Tier3-Front | DEER2016 | D16v1 | 2015-05-16 | Any | DMo | MH00 | CZ06 | rDXGF | Each | 1 | 621 | None | 367 | 0.0525 | 1.32 | 201 | 0.0287 | 1.36 | 367 | 0.0525 | 1.32 | 201 | 0.0287 | 1.36 |  |  | 1 |  | RE-Appl-EffCW-med-ElecDHW-ElecCDryer-Tier3-FrontAnyDMoMH00CZ06rDXGF
RE-Appl-EffCW-med-ElecDHW-ElecCDryer-Tier3-Front | DEER2016 | D16v1 | 2015-05-16 | Any | DMo | MH00 | CZ06 | rDXHP | Each | 1 | 621 | None | 380 | 0.0517 | 0 | 215 | 0.0281 | 0 | 380 | 0.0517 | 0 | 215 | 0.0281 | 0 |  |  | 1 |  | RE-Appl-EffCW-med-ElecDHW-ElecCDryer-Tier3-FrontAnyDMoMH00CZ06rDXHP
RE-Appl-EffCW-med-ElecDHW-ElecCDryer-Tier3-Front | DEER2016 | D16v1 | 2015-05-16 | Any | DMo | MH00 | CZ06 | rNCEH | Each | 1 | 621 | None | 361 | 0.0481 | 0 | 203 | 0.0268 | 0 | 361 | 0.0481 | 0 | 203 | 0.0268 | 0 |  |  | 1 |  | RE-Appl-EffCW-med-ElecDHW-ElecCDryer-Tier3-FrontAnyDMoMH00CZ06rNCEH
RE-Appl-EffCW-med-ElecDHW-ElecCDryer-Tier3-Front | DEER2016 | D16v1 | 2015-05-16 | Any | DMo | MH00 | CZ06 | rNCGF | Each | 1 | 621 | None | 353 | 0.0475 | 1.03 | 195 | 0.0259 | 1.18 | 353 | 0.0475 | 1.03 | 195 | 0.0259 | 1.18 |  |  | 1 |  | RE-Appl-EffCW-med-ElecDHW-ElecCDryer-Tier3-FrontAnyDMoMH00CZ06rNCGF
RE-Appl-EffCW-med-ElecDHW-ElecCDryer-Tier3-Front | DEER2016 | D16v1 | 2015-05-16 | Any | DMo | MH00 | CZ07 | rDXGF | Each | 1 | 621 | None | 361 | 0.116 | 1.28 | 200 | 0.0789 | 1.26 | 361 | 0.116 | 1.28 | 200 | 0.0789 | 1.26 |  |  | 1 |  | RE-Appl-EffCW-med-ElecDHW-ElecCDryer-Tier3-FrontAnyDMoMH00CZ07rDXGF
RE-Appl-EffCW-med-ElecDHW-ElecCDryer-Tier3-Front | DEER2016 | D16v1 | 2015-05-16 | Any | DMo | MH00 | CZ07 | rDXHP | Each | 1 | 621 | None | 378 | 0.0522 | 0 | 209 | 0.0827 | 0 | 378 | 0.0522 | 0 | 209 | 0.0827 | 0 |  |  | 1 |  | RE-Appl-EffCW-med-ElecDHW-ElecCDryer-Tier3-FrontAnyDMoMH00CZ07rDXHP
RE-Appl-EffCW-med-ElecDHW-ElecCDryer-Tier3-Front | DEER2016 | D16v1 | 2015-05-16 | Any | DMo | MH00 | CZ07 | rNCEH | Each | 1 | 621 | None | 359 | 0.0481 | 0 | 202 | 0.0268 | 0 | 359 | 0.0481 | 0 | 202 | 0.0268 | 0 |  |  | 1 |  | RE-Appl-EffCW-med-ElecDHW-ElecCDryer-Tier3-FrontAnyDMoMH00CZ07rNCEH
RE-Appl-EffCW-med-ElecDHW-ElecCDryer-Tier3-Front | DEER2016 | D16v1 | 2015-05-16 | Any | DMo | MH00 | CZ07 | rNCGF | Each | 1 | 621 | None | 352 | 0.0481 | 0.952 | 194 | 0.0268 | 1.04 | 352 | 0.0481 | 0.952 | 194 | 0.0268 | 1.04 |  |  | 1 |  | RE-Appl-EffCW-med-ElecDHW-ElecCDryer-Tier3-FrontAnyDMoMH00CZ07rNCGF
RE-Appl-EffCW-med-ElecDHW-ElecCDryer-Tier3-Front | DEER2016 | D16v1 | 2015-05-16 | Any | DMo | MH00 | CZ08 | rDXGF | Each | 1 | 621 | None | 373 | 0.0533 | 1.04 | 204 | 0.0293 | 1.07 | 373 | 0.0533 | 1.04 | 204 | 0.0293 | 1.07 |  |  | 1 |  | RE-Appl-EffCW-med-ElecDHW-ElecCDryer-Tier3-FrontAnyDMoMH00CZ08rDXGF
RE-Appl-EffCW-med-ElecDHW-ElecCDryer-Tier3-Front | DEER2016 | D16v1 | 2015-05-16 | Any | DMo | MH00 | CZ08 | rDXHP | Each | 1 | 621 | None | 374 | 0.0507 | 0 | 212 | 0.0274 | 0 | 374 | 0.0507 | 0 | 212 | 0.0274 | 0 |  |  | 1 |  | RE-Appl-EffCW-med-ElecDHW-ElecCDryer-Tier3-FrontAnyDMoMH00CZ08rDXHP
RE-Appl-EffCW-med-ElecDHW-ElecCDryer-Tier3-Front | DEER2016 | D16v1 | 2015-05-16 | Any | DMo | MH00 | CZ08 | rNCEH | Each | 1 | 621 | None | 357 | 0.0477 | 0 | 201 | 0.0267 | 0 | 357 | 0.0477 | 0 | 201 | 0.0267 | 0 |  |  | 1 |  | RE-Appl-EffCW-med-ElecDHW-ElecCDryer-Tier3-FrontAnyDMoMH00CZ08rNCEH
RE-Appl-EffCW-med-ElecDHW-ElecCDryer-Tier3-Front | DEER2016 | D16v1 | 2015-05-16 | Any | DMo | MH00 | CZ08 | rNCGF | Each | 1 | 621 | None | 350 | 0.0475 | 0.679 | 194 | 0.0266 | 0.83 | 350 | 0.0475 | 0.679 | 194 | 0.0266 | 0.83 |  |  | 1 |  | RE-Appl-EffCW-med-ElecDHW-ElecCDryer-Tier3-FrontAnyDMoMH00CZ08rNCGF
RE-Appl-EffCW-med-ElecDHW-ElecCDryer-Tier3-Front | DEER2016 | D16v1 | 2015-05-16 | Any | DMo | MH00 | CZ09 | rDXGF | Each | 1 | 621 | None | 363 | 0.0528 | 0.791 | 201 | 0.0297 | 0.918 | 363 | 0.0528 | 0.791 | 201 | 0.0297 | 0.918 |  |  | 1 |  | RE-Appl-EffCW-med-ElecDHW-ElecCDryer-Tier3-FrontAnyDMoMH00CZ09rDXGF
RE-Appl-EffCW-med-ElecDHW-ElecCDryer-Tier3-Front | DEER2016 | D16v1 | 2015-05-16 | Any | DMo | MH00 | CZ09 | rDXHP | Each | 1 | 621 | None | 367 | 0.0511 | 0 | 205 | 0.0283 | 0 | 367 | 0.0511 | 0 | 205 | 0.0283 | 0 |  |  | 1 |  | RE-Appl-EffCW-med-ElecDHW-ElecCDryer-Tier3-FrontAnyDMoMH00CZ09rDXHP
RE-Appl-EffCW-med-ElecDHW-ElecCDryer-Tier3-Front | DEER2016 | D16v1 | 2015-05-16 | Any | DMo | MH00 | CZ09 | rNCEH | Each | 1 | 621 | None | 355 | 0.0475 | 0 | 201 | 0.0266 | 0 | 355 | 0.0475 | 0 | 201 | 0.0266 | 0 |  |  | 1 |  | RE-Appl-EffCW-med-ElecDHW-ElecCDryer-Tier3-FrontAnyDMoMH00CZ09rNCEH
RE-Appl-EffCW-med-ElecDHW-ElecCDryer-Tier3-Front | DEER2016 | D16v1 | 2015-05-16 | Any | DMo | MH00 | CZ09 | rNCGF | Each | 1 | 621 | None | 350 | 0.0467 | 0.56 | 194 | 0.0258 | 0.79 | 350 | 0.0467 | 0.56 | 194 | 0.0258 | 0.79 |  |  | 1 |  | RE-Appl-EffCW-med-ElecDHW-ElecCDryer-Tier3-FrontAnyDMoMH00CZ09rNCGF
RE-Appl-EffCW-med-ElecDHW-ElecCDryer-Tier3-Front | DEER2016 | D16v1 | 2015-05-16 | Any | DMo | MH00 | CZ10 | rDXGF | Each | 1 | 621 | None | 363 | 0.0536 | 0.876 | 201 | 0.0301 | 0.998 | 363 | 0.0536 | 0.876 | 201 | 0.0301 | 0.998 |  |  | 1 |  | RE-Appl-EffCW-med-ElecDHW-ElecCDryer-Tier3-FrontAnyDMoMH00CZ10rDXGF
RE-Appl-EffCW-med-ElecDHW-ElecCDryer-Tier3-Front | DEER2016 | D16v1 | 2015-05-16 | Any | DMo | MH00 | CZ10 | rDXHP | Each | 1 | 621 | None | 373 | 0.0514 | 0 | 211 | 0.0287 | 0 | 373 | 0.0514 | 0 | 211 | 0.0287 | 0 |  |  | 1 |  | RE-Appl-EffCW-med-ElecDHW-ElecCDryer-Tier3-FrontAnyDMoMH00CZ10rDXHP
RE-Appl-EffCW-med-ElecDHW-ElecCDryer-Tier3-Front | DEER2016 | D16v1 | 2015-05-16 | Any | DMo | MH00 | CZ10 | rNCEH | Each | 1 | 621 | None | 356 | 0.0473 | 0 | 201 | 0.0266 | 0 | 356 | 0.0473 | 0 | 201 | 0.0266 | 0 |  |  | 1 |  | RE-Appl-EffCW-med-ElecDHW-ElecCDryer-Tier3-FrontAnyDMoMH00CZ10rNCEH
RE-Appl-EffCW-med-ElecDHW-ElecCDryer-Tier3-Front | DEER2016 | D16v1 | 2015-05-16 | Any | DMo | MH00 | CZ10 | rNCGF | Each | 1 | 621 | None | 350 | 0.0475 | 0.738 | 194 | 0.0271 | 0.916 | 350 | 0.0475 | 0.738 | 194 | 0.0271 | 0.916 |  |  | 1 |  | RE-Appl-EffCW-med-ElecDHW-ElecCDryer-Tier3-FrontAnyDMoMH00CZ10rNCGF
RE-Appl-EffCW-med-ElecDHW-ElecCDryer-Tier3-Front | DEER2016 | D16v1 | 2015-05-16 | Any | DMo | MH00 | CZ11 | rDXGF | Each | 1 | 621 | None | 361 | 0.0534 | 0.161 | 199 | 0.0303 | 0.574 | 361 | 0.0534 | 0.161 | 199 | 0.0303 | 0.574 |  |  | 1 |  | RE-Appl-EffCW-med-ElecDHW-ElecCDryer-Tier3-FrontAnyDMoMH00CZ11rDXGF
RE-Appl-EffCW-med-ElecDHW-ElecCDryer-Tier3-Front | DEER2016 | D16v1 | 2015-05-16 | Any | DMo | MH00 | CZ11 | rDXHP | Each | 1 | 621 | None | 361 | 0.0514 | 0 | 203 | 0.0283 | 0 | 361 | 0.0514 | 0 | 203 | 0.0283 | 0 |  |  | 1 |  | RE-Appl-EffCW-med-ElecDHW-ElecCDryer-Tier3-FrontAnyDMoMH00CZ11rDXHP
RE-Appl-EffCW-med-ElecDHW-ElecCDryer-Tier3-Front | DEER2016 | D16v1 | 2015-05-16 | Any | DMo | MH00 | CZ11 | rNCEH | Each | 1 | 621 | None | 352 | 0.0472 | 0 | 199 | 0.0266 | 0 | 352 | 0.0472 | 0 | 199 | 0.0266 | 0 |  |  | 1 |  | RE-Appl-EffCW-med-ElecDHW-ElecCDryer-Tier3-FrontAnyDMoMH00CZ11rNCEH
RE-Appl-EffCW-med-ElecDHW-ElecCDryer-Tier3-Front | DEER2016 | D16v1 | 2015-05-16 | Any | DMo | MH00 | CZ11 | rNCGF | Each | 1 | 621 | None | 351 | 0.0473 | 0.053 | 194 | 0.0266 | 0.472 | 351 | 0.0473 | 0.053 | 194 | 0.0266 | 0.472 |  |  | 1 |  | RE-Appl-EffCW-med-ElecDHW-ElecCDryer-Tier3-FrontAnyDMoMH00CZ11rNCGF
RE-Appl-EffCW-med-ElecDHW-ElecCDryer-Tier3-Front | DEER2016 | D16v1 | 2015-05-16 | Any | DMo | MH00 | CZ12 | rDXGF | Each | 1 | 621 | None | 364 | 0.0544 | 0.283 | 199 | 0.0305 | 0.71 | 364 | 0.0544 | 0.283 | 199 | 0.0305 | 0.71 |  |  | 1 |  | RE-Appl-EffCW-med-ElecDHW-ElecCDryer-Tier3-FrontAnyDMoMH00CZ12rDXGF
RE-Appl-EffCW-med-ElecDHW-ElecCDryer-Tier3-Front | DEER2016 | D16v1 | 2015-05-16 | Any | DMo | MH00 | CZ12 | rDXHP | Each | 1 | 621 | None | 364 | 0.0533 | 0 | 204 | 0.0289 | 0 | 364 | 0.0533 | 0 | 204 | 0.0289 | 0 |  |  | 1 |  | RE-Appl-EffCW-med-ElecDHW-ElecCDryer-Tier3-FrontAnyDMoMH00CZ12rDXHP
RE-Appl-EffCW-med-ElecDHW-ElecCDryer-Tier3-Front | DEER2016 | D16v1 | 2015-05-16 | Any | DMo | MH00 | CZ12 | rNCEH | Each | 1 | 621 | None | 355 | 0.0481 | 0 | 199 | 0.0268 | 0 | 355 | 0.0481 | 0 | 199 | 0.0268 | 0 |  |  | 1 |  | RE-Appl-EffCW-med-ElecDHW-ElecCDryer-Tier3-FrontAnyDMoMH00CZ12rNCEH
RE-Appl-EffCW-med-ElecDHW-ElecCDryer-Tier3-Front | DEER2016 | D16v1 | 2015-05-16 | Any | DMo | MH00 | CZ12 | rNCGF | Each | 1 | 621 | None | 354 | 0.0481 | 0.077 | 194 | 0.0268 | 0.533 | 354 | 0.0481 | 0.077 | 194 | 0.0268 | 0.533 |  |  | 1 |  | RE-Appl-EffCW-med-ElecDHW-ElecCDryer-Tier3-FrontAnyDMoMH00CZ12rNCGF
RE-Appl-EffCW-med-ElecDHW-ElecCDryer-Tier3-Front | DEER2016 | D16v1 | 2015-05-16 | Any | DMo | MH00 | CZ13 | rDXGF | Each | 1 | 621 | None | 361 | 0.0542 | 0.024 | 200 | 0.0305 | 0.432 | 361 | 0.0542 | 0.024 | 200 | 0.0305 | 0.432 |  |  | 1 |  | RE-Appl-EffCW-med-ElecDHW-ElecCDryer-Tier3-FrontAnyDMoMH00CZ13rDXGF
RE-Appl-EffCW-med-ElecDHW-ElecCDryer-Tier3-Front | DEER2016 | D16v1 | 2015-05-16 | Any | DMo | MH00 | CZ13 | rDXHP | Each | 1 | 621 | None | 358 | 0.0516 | 0 | 201 | 0.0286 | 0 | 358 | 0.0516 | 0 | 201 | 0.0286 | 0 |  |  | 1 |  | RE-Appl-EffCW-med-ElecDHW-ElecCDryer-Tier3-FrontAnyDMoMH00CZ13rDXHP
RE-Appl-EffCW-med-ElecDHW-ElecCDryer-Tier3-Front | DEER2016 | D16v1 | 2015-05-16 | Any | DMo | MH00 | CZ13 | rNCEH | Each | 1 | 621 | None | 349 | 0.0471 | 0 | 197 | 0.0266 | 0 | 349 | 0.0471 | 0 | 197 | 0.0266 | 0 |  |  | 1 |  | RE-Appl-EffCW-med-ElecDHW-ElecCDryer-Tier3-FrontAnyDMoMH00CZ13rNCEH
RE-Appl-EffCW-med-ElecDHW-ElecCDryer-Tier3-Front | DEER2016 | D16v1 | 2015-05-16 | Any | DMo | MH00 | CZ13 | rNCGF | Each | 1 | 621 | None | 350 | 0.047 | -0.12 | 194 | 0.0264 | 0.366 | 350 | 0.047 | -0.12 | 194 | 0.0264 | 0.366 |  |  | 1 |  | RE-Appl-EffCW-med-ElecDHW-ElecCDryer-Tier3-FrontAnyDMoMH00CZ13rNCGF
RE-Appl-EffCW-med-ElecDHW-ElecCDryer-Tier3-Front | DEER2016 | D16v1 | 2015-05-16 | Any | DMo | MH00 | CZ14 | rDXGF | Each | 1 | 621 | None | 367 | 0.0525 | 0.335 | 203 | 0.0304 | 0.635 | 367 | 0.0525 | 0.335 | 203 | 0.0304 | 0.635 |  |  | 1 |  | RE-Appl-EffCW-med-ElecDHW-ElecCDryer-Tier3-FrontAnyDMoMH00CZ14rDXGF
RE-Appl-EffCW-med-ElecDHW-ElecCDryer-Tier3-Front | DEER2016 | D16v1 | 2015-05-16 | Any | DMo | MH00 | CZ14 | rDXHP | Each | 1 | 621 | None | 366 | 0.0499 | 0 | 205 | 0.0281 | 0 | 366 | 0.0499 | 0 | 205 | 0.0281 | 0 |  |  | 1 |  | RE-Appl-EffCW-med-ElecDHW-ElecCDryer-Tier3-FrontAnyDMoMH00CZ14rDXHP
RE-Appl-EffCW-med-ElecDHW-ElecCDryer-Tier3-Front | DEER2016 | D16v1 | 2015-05-16 | Any | DMo | MH00 | CZ14 | rNCEH | Each | 1 | 621 | None | 354 | 0.0467 | 0 | 199 | 0.0265 | 0 | 354 | 0.0467 | 0 | 199 | 0.0265 | 0 |  |  | 1 |  | RE-Appl-EffCW-med-ElecDHW-ElecCDryer-Tier3-FrontAnyDMoMH00CZ14rNCEH
RE-Appl-EffCW-med-ElecDHW-ElecCDryer-Tier3-Front | DEER2016 | D16v1 | 2015-05-16 | Any | DMo | MH00 | CZ14 | rNCGF | Each | 1 | 621 | None | 352 | 0.0468 | 0.153 | 194 | 0.0266 | 0.532 | 352 | 0.0468 | 0.153 | 194 | 0.0266 | 0.532 |  |  | 1 |  | RE-Appl-EffCW-med-ElecDHW-ElecCDryer-Tier3-FrontAnyDMoMH00CZ14rNCGF
RE-Appl-EffCW-med-ElecDHW-ElecCDryer-Tier3-Front | DEER2016 | D16v1 | 2015-05-16 | Any | DMo | MH00 | CZ15 | rDXGF | Each | 1 | 621 | None | 352 | 0.0486 | 0.631 | 199 | 0.0284 | 0.737 | 352 | 0.0486 | 0.631 | 199 | 0.0284 | 0.737 |  |  | 1 |  | RE-Appl-EffCW-med-ElecDHW-ElecCDryer-Tier3-FrontAnyDMoMH00CZ15rDXGF
RE-Appl-EffCW-med-ElecDHW-ElecCDryer-Tier3-Front | DEER2016 | D16v1 | 2015-05-16 | Any | DMo | MH00 | CZ15 | rDXHP | Each | 1 | 621 | None | 358 | 0.0487 | 0 | 206 | 0.0285 | 0 | 358 | 0.0487 | 0 | 206 | 0.0285 | 0 |  |  | 1 |  | RE-Appl-EffCW-med-ElecDHW-ElecCDryer-Tier3-FrontAnyDMoMH00CZ15rDXHP
RE-Appl-EffCW-med-ElecDHW-ElecCDryer-Tier3-Front | DEER2016 | D16v1 | 2015-05-16 | Any | DMo | MH00 | CZ15 | rNCEH | Each | 1 | 621 | None | 338 | 0.0444 | 0 | 196 | 0.0261 | 0 | 338 | 0.0444 | 0 | 196 | 0.0261 | 0 |  |  | 1 |  | RE-Appl-EffCW-med-ElecDHW-ElecCDryer-Tier3-FrontAnyDMoMH00CZ15rNCEH
RE-Appl-EffCW-med-ElecDHW-ElecCDryer-Tier3-Front | DEER2016 | D16v1 | 2015-05-16 | Any | DMo | MH00 | CZ15 | rNCGF | Each | 1 | 621 | None | 334 | 0.0445 | 0.386 | 191 | 0.0262 | 0.541 | 334 | 0.0445 | 0.386 | 191 | 0.0262 | 0.541 |  |  | 1 |  | RE-Appl-EffCW-med-ElecDHW-ElecCDryer-Tier3-FrontAnyDMoMH00CZ15rNCGF
RE-Appl-EffCW-med-ElecDHW-ElecCDryer-Tier3-Front | DEER2016 | D16v1 | 2015-05-16 | Any | DMo | MH00 | CZ16 | rDXGF | Each | 1 | 621 | None | 377 | 0.0547 | 0.049 | 203 | 0.03 | 0.475 | 377 | 0.0547 | 0.049 | 203 | 0.03 | 0.475 |  |  | 1 |  | RE-Appl-EffCW-med-ElecDHW-ElecCDryer-Tier3-FrontAnyDMoMH00CZ16rDXGF
RE-Appl-EffCW-med-ElecDHW-ElecCDryer-Tier3-Front | DEER2016 | D16v1 | 2015-05-16 | Any | DMo | MH00 | CZ16 | rDXHP | Each | 1 | 621 | None | 372 | 0.0525 | 0 | 204 | 0.0279 | 0 | 372 | 0.0525 | 0 | 204 | 0.0279 | 0 |  |  | 1 |  | RE-Appl-EffCW-med-ElecDHW-ElecCDryer-Tier3-FrontAnyDMoMH00CZ16rDXHP
RE-Appl-EffCW-med-ElecDHW-ElecCDryer-Tier3-Front | DEER2016 | D16v1 | 2015-05-16 | Any | DMo | MH00 | CZ16 | rNCEH | Each | 1 | 621 | None | 367 | 0.0496 | 0 | 201 | 0.027 | 0 | 367 | 0.0496 | 0 | 201 | 0.027 | 0 |  |  | 1 |  | RE-Appl-EffCW-med-ElecDHW-ElecCDryer-Tier3-FrontAnyDMoMH00CZ16rNCEH
RE-Appl-EffCW-med-ElecDHW-ElecCDryer-Tier3-Front | DEER2016 | D16v1 | 2015-05-16 | Any | DMo | MH00 | CZ16 | rNCGF | Each | 1 | 621 | None | 367 | 0.0495 | 0.04 | 197 | 0.027 | 0.473 | 367 | 0.0495 | 0.04 | 197 | 0.027 | 0.473 |  |  | 1 |  | RE-Appl-EffCW-med-ElecDHW-ElecCDryer-Tier3-FrontAnyDMoMH00CZ16rNCGF
RE-Appl-EffCW-med-ElecDHW-ElecCDryer-Tier3-Front | DEER2016 | D16v1 | 2015-05-16 | Any | DMo | MH06 | CZ01 | rDXGF | Each | 1 | 621 | None | 369 | 0.046 | 0.403 | 198 | 0.021 | 0.826 | 369 | 0.046 | 0.403 | 198 | 0.021 | 0.826 |  |  | 1 |  | RE-Appl-EffCW-med-ElecDHW-ElecCDryer-Tier3-FrontAnyDMoMH06CZ01rDXGF
RE-Appl-EffCW-med-ElecDHW-ElecCDryer-Tier3-Front | DEER2016 | D16v1 | 2015-05-16 | Any | DMo | MH06 | CZ01 | rDXHP | Each | 1 | 621 | None | 372 | 0.0429 | 0 | 203 | 0.0206 | 0 | 372 | 0.0429 | 0 | 203 | 0.0206 | 0 |  |  | 1 |  | RE-Appl-EffCW-med-ElecDHW-ElecCDryer-Tier3-FrontAnyDMoMH06CZ01rDXHP
RE-Appl-EffCW-med-ElecDHW-ElecCDryer-Tier3-Front | DEER2016 | D16v1 | 2015-05-16 | Any | DMo | MH06 | CZ01 | rNCEH | Each | 1 | 621 | None | 371 | 0.0504 | 0 | 204 | 0.0272 | 0 | 371 | 0.0504 | 0 | 204 | 0.0272 | 0 |  |  | 1 |  | RE-Appl-EffCW-med-ElecDHW-ElecCDryer-Tier3-FrontAnyDMoMH06CZ01rNCEH
RE-Appl-EffCW-med-ElecDHW-ElecCDryer-Tier3-Front | DEER2016 | D16v1 | 2015-05-16 | Any | DMo | MH06 | CZ01 | rNCGF | Each | 1 | 621 | None | 367 | 0.0503 | 0.338 | 197 | 0.0269 | 0.786 | 367 | 0.0503 | 0.338 | 197 | 0.0269 | 0.786 |  |  | 1 |  | RE-Appl-EffCW-med-ElecDHW-ElecCDryer-Tier3-FrontAnyDMoMH06CZ01rNCGF
RE-Appl-EffCW-med-ElecDHW-ElecCDryer-Tier3-Front | DEER2016 | D16v1 | 2015-05-16 | Any | DMo | MH06 | CZ02 | rDXGF | Each | 1 | 621 | None | 367 | 0.0535 | 0.514 | 200 | 0.0303 | 0.889 | 367 | 0.0535 | 0.514 | 200 | 0.0303 | 0.889 |  |  | 1 |  | RE-Appl-EffCW-med-ElecDHW-ElecCDryer-Tier3-FrontAnyDMoMH06CZ02rDXGF
RE-Appl-EffCW-med-ElecDHW-ElecCDryer-Tier3-Front | DEER2016 | D16v1 | 2015-05-16 | Any | DMo | MH06 | CZ02 | rDXHP | Each | 1 | 621 | None | 370 | 0.0512 | 0 | 205 | 0.0271 | 0 | 370 | 0.0512 | 0 | 205 | 0.0271 | 0 |  |  | 1 |  | RE-Appl-EffCW-med-ElecDHW-ElecCDryer-Tier3-FrontAnyDMoMH06CZ02rDXHP
RE-Appl-EffCW-med-ElecDHW-ElecCDryer-Tier3-Front | DEER2016 | D16v1 | 2015-05-16 | Any | DMo | MH06 | CZ02 | rNCEH | Each | 1 | 621 | None | 360 | 0.0491 | 0 | 201 | 0.0269 | 0 | 360 | 0.0491 | 0 | 201 | 0.0269 | 0 |  |  | 1 |  | RE-Appl-EffCW-med-ElecDHW-ElecCDryer-Tier3-FrontAnyDMoMH06CZ02rNCEH
RE-Appl-EffCW-med-ElecDHW-ElecCDryer-Tier3-Front | DEER2016 | D16v1 | 2015-05-16 | Any | DMo | MH06 | CZ02 | rNCGF | Each | 1 | 621 | None | 359 | 0.049 | 0.187 | 195 | 0.0269 | 0.675 | 359 | 0.049 | 0.187 | 195 | 0.0269 | 0.675 |  |  | 1 |  | RE-Appl-EffCW-med-ElecDHW-ElecCDryer-Tier3-FrontAnyDMoMH06CZ02rNCGF
RE-Appl-EffCW-med-ElecDHW-ElecCDryer-Tier3-Front | DEER2016 | D16v1 | 2015-05-16 | Any | DMo | MH06 | CZ03 | rDXGF | Each | 1 | 621 | None | 364 | 0.0486 | 0.032 | 198 | 0.0252 | 0.559 | 364 | 0.0486 | 0.032 | 198 | 0.0252 | 0.559 |  |  | 1 |  | RE-Appl-EffCW-med-ElecDHW-ElecCDryer-Tier3-FrontAnyDMoMH06CZ03rDXGF
RE-Appl-EffCW-med-ElecDHW-ElecCDryer-Tier3-Front | DEER2016 | D16v1 | 2015-05-16 | Any | DMo | MH06 | CZ03 | rDXHP | Each | 1 | 621 | None | 362 | 0.0472 | 0 | 199 | 0.0228 | 0 | 362 | 0.0472 | 0 | 199 | 0.0228 | 0 |  |  | 1 |  | RE-Appl-EffCW-med-ElecDHW-ElecCDryer-Tier3-FrontAnyDMoMH06CZ03rDXHP
RE-Appl-EffCW-med-ElecDHW-ElecCDryer-Tier3-Front | DEER2016 | D16v1 | 2015-05-16 | Any | DMo | MH06 | CZ03 | rNCEH | Each | 1 | 621 | None | 358 | 0.0493 | 0 | 199 | 0.027 | 0 | 358 | 0.0493 | 0 | 199 | 0.027 | 0 |  |  | 1 |  | RE-Appl-EffCW-med-ElecDHW-ElecCDryer-Tier3-FrontAnyDMoMH06CZ03rNCEH
RE-Appl-EffCW-med-ElecDHW-ElecCDryer-Tier3-Front | DEER2016 | D16v1 | 2015-05-16 | Any | DMo | MH06 | CZ03 | rNCGF | Each | 1 | 621 | None | 359 | 0.0493 | -0.108 | 195 | 0.027 | 0.465 | 359 | 0.0493 | -0.108 | 195 | 0.027 | 0.465 |  |  | 1 |  | RE-Appl-EffCW-med-ElecDHW-ElecCDryer-Tier3-FrontAnyDMoMH06CZ03rNCGF
RE-Appl-EffCW-med-ElecDHW-ElecCDryer-Tier3-Front | DEER2016 | D16v1 | 2015-05-16 | Any | DMo | MH06 | CZ04 | rDXGF | Each | 1 | 621 | None | 364 | 0.0523 | 0.533 | 199 | 0.0292 | 0.792 | 364 | 0.0523 | 0.533 | 199 | 0.0292 | 0.792 |  |  | 1 |  | RE-Appl-EffCW-med-ElecDHW-ElecCDryer-Tier3-FrontAnyDMoMH06CZ04rDXGF
RE-Appl-EffCW-med-ElecDHW-ElecCDryer-Tier3-Front | DEER2016 | D16v1 | 2015-05-16 | Any | DMo | MH06 | CZ04 | rDXHP | Each | 1 | 621 | None | 371 | 0.0503 | 0 | 205 | 0.028 | 0 | 371 | 0.0503 | 0 | 205 | 0.028 | 0 |  |  | 1 |  | RE-Appl-EffCW-med-ElecDHW-ElecCDryer-Tier3-FrontAnyDMoMH06CZ04rDXHP
RE-Appl-EffCW-med-ElecDHW-ElecCDryer-Tier3-Front | DEER2016 | D16v1 | 2015-05-16 | Any | DMo | MH06 | CZ04 | rNCEH | Each | 1 | 621 | None | 359 | 0.0483 | 0 | 200 | 0.0268 | 0 | 359 | 0.0483 | 0 | 200 | 0.0268 | 0 |  |  | 1 |  | RE-Appl-EffCW-med-ElecDHW-ElecCDryer-Tier3-FrontAnyDMoMH06CZ04rNCEH
RE-Appl-EffCW-med-ElecDHW-ElecCDryer-Tier3-Front | DEER2016 | D16v1 | 2015-05-16 | Any | DMo | MH06 | CZ04 | rNCGF | Each | 1 | 621 | None | 356 | 0.0477 | 0.252 | 195 | 0.0262 | 0.603 | 356 | 0.0477 | 0.252 | 195 | 0.0262 | 0.603 |  |  | 1 |  | RE-Appl-EffCW-med-ElecDHW-ElecCDryer-Tier3-FrontAnyDMoMH06CZ04rNCGF
RE-Appl-EffCW-med-ElecDHW-ElecCDryer-Tier3-Front | DEER2016 | D16v1 | 2015-05-16 | Any | DMo | MH06 | CZ05 | rDXGF | Each | 1 | 621 | None | 368 | 0.046 | 0.927 | 201 | 0.0288 | 1.21 | 368 | 0.046 | 0.927 | 201 | 0.0288 | 1.21 |  |  | 1 |  | RE-Appl-EffCW-med-ElecDHW-ElecCDryer-Tier3-FrontAnyDMoMH06CZ05rDXGF
RE-Appl-EffCW-med-ElecDHW-ElecCDryer-Tier3-Front | DEER2016 | D16v1 | 2015-05-16 | Any | DMo | MH06 | CZ05 | rDXHP | Each | 1 | 621 | None | 374 | 0.052 | 0 | 209 | 0.029 | 0 | 374 | 0.052 | 0 | 209 | 0.029 | 0 |  |  | 1 |  | RE-Appl-EffCW-med-ElecDHW-ElecCDryer-Tier3-FrontAnyDMoMH06CZ05rDXHP
RE-Appl-EffCW-med-ElecDHW-ElecCDryer-Tier3-Front | DEER2016 | D16v1 | 2015-05-16 | Any | DMo | MH06 | CZ05 | rNCEH | Each | 1 | 621 | None | 368 | 0.0494 | 0 | 206 | 0.027 | 0 | 368 | 0.0494 | 0 | 206 | 0.027 | 0 |  |  | 1 |  | RE-Appl-EffCW-med-ElecDHW-ElecCDryer-Tier3-FrontAnyDMoMH06CZ05rNCEH
RE-Appl-EffCW-med-ElecDHW-ElecCDryer-Tier3-Front | DEER2016 | D16v1 | 2015-05-16 | Any | DMo | MH06 | CZ05 | rNCGF | Each | 1 | 621 | None | 361 | 0.0498 | 0.657 | 196 | 0.0274 | 1.05 | 361 | 0.0498 | 0.657 | 196 | 0.0274 | 1.05 |  |  | 1 |  | RE-Appl-EffCW-med-ElecDHW-ElecCDryer-Tier3-FrontAnyDMoMH06CZ05rNCGF
RE-Appl-EffCW-med-ElecDHW-ElecCDryer-Tier3-Front | DEER2016 | D16v1 | 2015-05-16 | Any | DMo | MH06 | CZ06 | rDXGF | Each | 1 | 621 | None | 367 | 0.0522 | 1.26 | 202 | 0.0288 | 1.26 | 367 | 0.0522 | 1.26 | 202 | 0.0288 | 1.26 |  |  | 1 |  | RE-Appl-EffCW-med-ElecDHW-ElecCDryer-Tier3-FrontAnyDMoMH06CZ06rDXGF
RE-Appl-EffCW-med-ElecDHW-ElecCDryer-Tier3-Front | DEER2016 | D16v1 | 2015-05-16 | Any | DMo | MH06 | CZ06 | rDXHP | Each | 1 | 621 | None | 373 | 0.0513 | 0 | 206 | 0.028 | 0 | 373 | 0.0513 | 0 | 206 | 0.028 | 0 |  |  | 1 |  | RE-Appl-EffCW-med-ElecDHW-ElecCDryer-Tier3-FrontAnyDMoMH06CZ06rDXHP
RE-Appl-EffCW-med-ElecDHW-ElecCDryer-Tier3-Front | DEER2016 | D16v1 | 2015-05-16 | Any | DMo | MH06 | CZ06 | rNCEH | Each | 1 | 621 | None | 360 | 0.0481 | 0 | 202 | 0.0268 | 0 | 360 | 0.0481 | 0 | 202 | 0.0268 | 0 |  |  | 1 |  | RE-Appl-EffCW-med-ElecDHW-ElecCDryer-Tier3-FrontAnyDMoMH06CZ06rNCEH
RE-Appl-EffCW-med-ElecDHW-ElecCDryer-Tier3-Front | DEER2016 | D16v1 | 2015-05-16 | Any | DMo | MH06 | CZ06 | rNCGF | Each | 1 | 621 | None | 353 | 0.0482 | 0.941 | 195 | 0.0267 | 1.02 | 353 | 0.0482 | 0.941 | 195 | 0.0267 | 1.02 |  |  | 1 |  | RE-Appl-EffCW-med-ElecDHW-ElecCDryer-Tier3-FrontAnyDMoMH06CZ06rNCGF
RE-Appl-EffCW-med-ElecDHW-ElecCDryer-Tier3-Front | DEER2016 | D16v1 | 2015-05-16 | Any | DMo | MH06 | CZ07 | rDXGF | Each | 1 | 621 | None | 370 | 0.0553 | 1.22 | 204 | 0.0323 | 1.17 | 370 | 0.0553 | 1.22 | 204 | 0.0323 | 1.17 |  |  | 1 |  | RE-Appl-EffCW-med-ElecDHW-ElecCDryer-Tier3-FrontAnyDMoMH06CZ07rDXGF
RE-Appl-EffCW-med-ElecDHW-ElecCDryer-Tier3-Front | DEER2016 | D16v1 | 2015-05-16 | Any | DMo | MH06 | CZ07 | rDXHP | Each | 1 | 621 | None | 381 | 0.0553 | 0 | 209 | 0.0323 | 0 | 381 | 0.0553 | 0 | 209 | 0.0323 | 0 |  |  | 1 |  | RE-Appl-EffCW-med-ElecDHW-ElecCDryer-Tier3-FrontAnyDMoMH06CZ07rDXHP
RE-Appl-EffCW-med-ElecDHW-ElecCDryer-Tier3-Front | DEER2016 | D16v1 | 2015-05-16 | Any | DMo | MH06 | CZ07 | rNCEH | Each | 1 | 621 | None | 358 | 0.0481 | 0 | 201 | 0.0268 | 0 | 358 | 0.0481 | 0 | 201 | 0.0268 | 0 |  |  | 1 |  | RE-Appl-EffCW-med-ElecDHW-ElecCDryer-Tier3-FrontAnyDMoMH06CZ07rNCEH
RE-Appl-EffCW-med-ElecDHW-ElecCDryer-Tier3-Front | DEER2016 | D16v1 | 2015-05-16 | Any | DMo | MH06 | CZ07 | rNCGF | Each | 1 | 621 | None | 352 | 0.0481 | 0.803 | 194 | 0.0268 | 0.882 | 352 | 0.0481 | 0.803 | 194 | 0.0268 | 0.882 |  |  | 1 |  | RE-Appl-EffCW-med-ElecDHW-ElecCDryer-Tier3-FrontAnyDMoMH06CZ07rNCGF
RE-Appl-EffCW-med-ElecDHW-ElecCDryer-Tier3-Front | DEER2016 | D16v1 | 2015-05-16 | Any | DMo | MH06 | CZ08 | rDXGF | Each | 1 | 621 | None | 363 | 0.0508 | 1.12 | 205 | 0.028 | 1.14 | 363 | 0.0508 | 1.12 | 205 | 0.028 | 1.14 |  |  | 1 |  | RE-Appl-EffCW-med-ElecDHW-ElecCDryer-Tier3-FrontAnyDMoMH06CZ08rDXGF
RE-Appl-EffCW-med-ElecDHW-ElecCDryer-Tier3-Front | DEER2016 | D16v1 | 2015-05-16 | Any | DMo | MH06 | CZ08 | rDXHP | Each | 1 | 621 | None | 378 | 0.0491 | 0 | 214 | 0.0269 | 0 | 378 | 0.0491 | 0 | 214 | 0.0269 | 0 |  |  | 1 |  | RE-Appl-EffCW-med-ElecDHW-ElecCDryer-Tier3-FrontAnyDMoMH06CZ08rDXHP
RE-Appl-EffCW-med-ElecDHW-ElecCDryer-Tier3-Front | DEER2016 | D16v1 | 2015-05-16 | Any | DMo | MH06 | CZ08 | rNCEH | Each | 1 | 621 | None | 356 | 0.0477 | 0 | 201 | 0.0267 | 0 | 356 | 0.0477 | 0 | 201 | 0.0267 | 0 |  |  | 1 |  | RE-Appl-EffCW-med-ElecDHW-ElecCDryer-Tier3-FrontAnyDMoMH06CZ08rNCEH
RE-Appl-EffCW-med-ElecDHW-ElecCDryer-Tier3-Front | DEER2016 | D16v1 | 2015-05-16 | Any | DMo | MH06 | CZ08 | rNCGF | Each | 1 | 621 | None | 350 | 0.0476 | 0.633 | 194 | 0.0266 | 0.774 | 350 | 0.0476 | 0.633 | 194 | 0.0266 | 0.774 |  |  | 1 |  | RE-Appl-EffCW-med-ElecDHW-ElecCDryer-Tier3-FrontAnyDMoMH06CZ08rNCGF
RE-Appl-EffCW-med-ElecDHW-ElecCDryer-Tier3-Front | DEER2016 | D16v1 | 2015-05-16 | Any | DMo | MH06 | CZ09 | rDXGF | Each | 1 | 621 | None | 361 | 0.0513 | 0.909 | 203 | 0.0287 | 1 | 361 | 0.0513 | 0.909 | 203 | 0.0287 | 1 |  |  | 1 |  | RE-Appl-EffCW-med-ElecDHW-ElecCDryer-Tier3-FrontAnyDMoMH06CZ09rDXGF
RE-Appl-EffCW-med-ElecDHW-ElecCDryer-Tier3-Front | DEER2016 | D16v1 | 2015-05-16 | Any | DMo | MH06 | CZ09 | rDXHP | Each | 1 | 621 | None | 368 | 0.0495 | 0 | 206 | 0.0275 | 0 | 368 | 0.0495 | 0 | 206 | 0.0275 | 0 |  |  | 1 |  | RE-Appl-EffCW-med-ElecDHW-ElecCDryer-Tier3-FrontAnyDMoMH06CZ09rDXHP
RE-Appl-EffCW-med-ElecDHW-ElecCDryer-Tier3-Front | DEER2016 | D16v1 | 2015-05-16 | Any | DMo | MH06 | CZ09 | rNCEH | Each | 1 | 621 | None | 355 | 0.0475 | 0 | 201 | 0.0266 | 0 | 355 | 0.0475 | 0 | 201 | 0.0266 | 0 |  |  | 1 |  | RE-Appl-EffCW-med-ElecDHW-ElecCDryer-Tier3-FrontAnyDMoMH06CZ09rNCEH
RE-Appl-EffCW-med-ElecDHW-ElecCDryer-Tier3-Front | DEER2016 | D16v1 | 2015-05-16 | Any | DMo | MH06 | CZ09 | rNCGF | Each | 1 | 621 | None | 350 | 0.0466 | 0.569 | 194 | 0.0258 | 0.787 | 350 | 0.0466 | 0.569 | 194 | 0.0258 | 0.787 |  |  | 1 |  | RE-Appl-EffCW-med-ElecDHW-ElecCDryer-Tier3-FrontAnyDMoMH06CZ09rNCGF
RE-Appl-EffCW-med-ElecDHW-ElecCDryer-Tier3-Front | DEER2016 | D16v1 | 2015-05-16 | Any | DMo | MH06 | CZ10 | rDXGF | Each | 1 | 621 | None | 366 | 0.0496 | 1.18 | 202 | 0.0279 | 1.25 | 366 | 0.0496 | 1.18 | 202 | 0.0279 | 1.25 |  |  | 1 |  | RE-Appl-EffCW-med-ElecDHW-ElecCDryer-Tier3-FrontAnyDMoMH06CZ10rDXGF
RE-Appl-EffCW-med-ElecDHW-ElecCDryer-Tier3-Front | DEER2016 | D16v1 | 2015-05-16 | Any | DMo | MH06 | CZ10 | rDXHP | Each | 1 | 621 | None | 373 | 0.0485 | 0 | 210 | 0.0271 | 0 | 373 | 0.0485 | 0 | 210 | 0.0271 | 0 |  |  | 1 |  | RE-Appl-EffCW-med-ElecDHW-ElecCDryer-Tier3-FrontAnyDMoMH06CZ10rDXHP
RE-Appl-EffCW-med-ElecDHW-ElecCDryer-Tier3-Front | DEER2016 | D16v1 | 2015-05-16 | Any | DMo | MH06 | CZ10 | rNCEH | Each | 1 | 621 | None | 356 | 0.0473 | 0 | 202 | 0.0266 | 0 | 356 | 0.0473 | 0 | 202 | 0.0266 | 0 |  |  | 1 |  | RE-Appl-EffCW-med-ElecDHW-ElecCDryer-Tier3-FrontAnyDMoMH06CZ10rNCEH
RE-Appl-EffCW-med-ElecDHW-ElecCDryer-Tier3-Front | DEER2016 | D16v1 | 2015-05-16 | Any | DMo | MH06 | CZ10 | rNCGF | Each | 1 | 621 | None | 350 | 0.0475 | 0.816 | 194 | 0.027 | 0.98 | 350 | 0.0475 | 0.816 | 194 | 0.027 | 0.98 |  |  | 1 |  | RE-Appl-EffCW-med-ElecDHW-ElecCDryer-Tier3-FrontAnyDMoMH06CZ10rNCGF
RE-Appl-EffCW-med-ElecDHW-ElecCDryer-Tier3-Front | DEER2016 | D16v1 | 2015-05-16 | Any | DMo | MH06 | CZ11 | rDXGF | Each | 1 | 621 | None | 359 | 0.0507 | 0.039 | 198 | 0.0287 | 0.446 | 359 | 0.0507 | 0.039 | 198 | 0.0287 | 0.446 |  |  | 1 |  | RE-Appl-EffCW-med-ElecDHW-ElecCDryer-Tier3-FrontAnyDMoMH06CZ11rDXGF
RE-Appl-EffCW-med-ElecDHW-ElecCDryer-Tier3-Front | DEER2016 | D16v1 | 2015-05-16 | Any | DMo | MH06 | CZ11 | rDXHP | Each | 1 | 621 | None | 359 | 0.0492 | 0 | 201 | 0.0276 | 0 | 359 | 0.0492 | 0 | 201 | 0.0276 | 0 |  |  | 1 |  | RE-Appl-EffCW-med-ElecDHW-ElecCDryer-Tier3-FrontAnyDMoMH06CZ11rDXHP
RE-Appl-EffCW-med-ElecDHW-ElecCDryer-Tier3-Front | DEER2016 | D16v1 | 2015-05-16 | Any | DMo | MH06 | CZ11 | rNCEH | Each | 1 | 621 | None | 351 | 0.0472 | 0 | 197 | 0.0266 | 0 | 351 | 0.0472 | 0 | 197 | 0.0266 | 0 |  |  | 1 |  | RE-Appl-EffCW-med-ElecDHW-ElecCDryer-Tier3-FrontAnyDMoMH06CZ11rNCEH
RE-Appl-EffCW-med-ElecDHW-ElecCDryer-Tier3-Front | DEER2016 | D16v1 | 2015-05-16 | Any | DMo | MH06 | CZ11 | rNCGF | Each | 1 | 621 | None | 351 | 0.0473 | -0.064 | 194 | 0.0266 | 0.378 | 351 | 0.0473 | -0.064 | 194 | 0.0266 | 0.378 |  |  | 1 |  | RE-Appl-EffCW-med-ElecDHW-ElecCDryer-Tier3-FrontAnyDMoMH06CZ11rNCGF
RE-Appl-EffCW-med-ElecDHW-ElecCDryer-Tier3-Front | DEER2016 | D16v1 | 2015-05-16 | Any | DMo | MH06 | CZ12 | rDXGF | Each | 1 | 621 | None | 363 | 0.0523 | 0.372 | 199 | 0.0276 | 0.835 | 363 | 0.0523 | 0.372 | 199 | 0.0276 | 0.835 |  |  | 1 |  | RE-Appl-EffCW-med-ElecDHW-ElecCDryer-Tier3-FrontAnyDMoMH06CZ12rDXGF
RE-Appl-EffCW-med-ElecDHW-ElecCDryer-Tier3-Front | DEER2016 | D16v1 | 2015-05-16 | Any | DMo | MH06 | CZ12 | rDXHP | Each | 1 | 621 | None | 365 | 0.0513 | 0 | 203 | 0.0282 | 0 | 365 | 0.0513 | 0 | 203 | 0.0282 | 0 |  |  | 1 |  | RE-Appl-EffCW-med-ElecDHW-ElecCDryer-Tier3-FrontAnyDMoMH06CZ12rDXHP
RE-Appl-EffCW-med-ElecDHW-ElecCDryer-Tier3-Front | DEER2016 | D16v1 | 2015-05-16 | Any | DMo | MH06 | CZ12 | rNCEH | Each | 1 | 621 | None | 355 | 0.0481 | 0 | 199 | 0.0268 | 0 | 355 | 0.0481 | 0 | 199 | 0.0268 | 0 |  |  | 1 |  | RE-Appl-EffCW-med-ElecDHW-ElecCDryer-Tier3-FrontAnyDMoMH06CZ12rNCEH
RE-Appl-EffCW-med-ElecDHW-ElecCDryer-Tier3-Front | DEER2016 | D16v1 | 2015-05-16 | Any | DMo | MH06 | CZ12 | rNCGF | Each | 1 | 621 | None | 354 | 0.048 | 0.123 | 195 | 0.0267 | 0.548 | 354 | 0.048 | 0.123 | 195 | 0.0267 | 0.548 |  |  | 1 |  | RE-Appl-EffCW-med-ElecDHW-ElecCDryer-Tier3-FrontAnyDMoMH06CZ12rNCGF
RE-Appl-EffCW-med-ElecDHW-ElecCDryer-Tier3-Front | DEER2016 | D16v1 | 2015-05-16 | Any | DMo | MH06 | CZ13 | rDXGF | Each | 1 | 621 | None | 359 | 0.0514 | -0.179 | 198 | 0.029 | 0.281 | 359 | 0.0514 | -0.179 | 198 | 0.029 | 0.281 |  |  | 1 |  | RE-Appl-EffCW-med-ElecDHW-ElecCDryer-Tier3-FrontAnyDMoMH06CZ13rDXGF
RE-Appl-EffCW-med-ElecDHW-ElecCDryer-Tier3-Front | DEER2016 | D16v1 | 2015-05-16 | Any | DMo | MH06 | CZ13 | rDXHP | Each | 1 | 621 | None | 359 | 0.0502 | 0 | 202 | 0.028 | 0 | 359 | 0.0502 | 0 | 202 | 0.028 | 0 |  |  | 1 |  | RE-Appl-EffCW-med-ElecDHW-ElecCDryer-Tier3-FrontAnyDMoMH06CZ13rDXHP
RE-Appl-EffCW-med-ElecDHW-ElecCDryer-Tier3-Front | DEER2016 | D16v1 | 2015-05-16 | Any | DMo | MH06 | CZ13 | rNCEH | Each | 1 | 621 | None | 348 | 0.0471 | 0 | 196 | 0.0266 | 0 | 348 | 0.0471 | 0 | 196 | 0.0266 | 0 |  |  | 1 |  | RE-Appl-EffCW-med-ElecDHW-ElecCDryer-Tier3-FrontAnyDMoMH06CZ13rNCEH
RE-Appl-EffCW-med-ElecDHW-ElecCDryer-Tier3-Front | DEER2016 | D16v1 | 2015-05-16 | Any | DMo | MH06 | CZ13 | rNCGF | Each | 1 | 621 | None | 349 | 0.0469 | -0.335 | 193 | 0.0264 | 0.181 | 349 | 0.0469 | -0.335 | 193 | 0.0264 | 0.181 |  |  | 1 |  | RE-Appl-EffCW-med-ElecDHW-ElecCDryer-Tier3-FrontAnyDMoMH06CZ13rNCGF
RE-Appl-EffCW-med-ElecDHW-ElecCDryer-Tier3-Front | DEER2016 | D16v1 | 2015-05-16 | Any | DMo | MH06 | CZ14 | rDXGF | Each | 1 | 621 | None | 364 | 0.0473 | 0.127 | 200 | 0.0268 | 0.499 | 364 | 0.0473 | 0.127 | 200 | 0.0268 | 0.499 |  |  | 1 |  | RE-Appl-EffCW-med-ElecDHW-ElecCDryer-Tier3-FrontAnyDMoMH06CZ14rDXGF
RE-Appl-EffCW-med-ElecDHW-ElecCDryer-Tier3-Front | DEER2016 | D16v1 | 2015-05-16 | Any | DMo | MH06 | CZ14 | rDXHP | Each | 1 | 621 | None | 362 | 0.0468 | 0 | 201 | 0.0265 | 0 | 362 | 0.0468 | 0 | 201 | 0.0265 | 0 |  |  | 1 |  | RE-Appl-EffCW-med-ElecDHW-ElecCDryer-Tier3-FrontAnyDMoMH06CZ14rDXHP
RE-Appl-EffCW-med-ElecDHW-ElecCDryer-Tier3-Front | DEER2016 | D16v1 | 2015-05-16 | Any | DMo | MH06 | CZ14 | rNCEH | Each | 1 | 621 | None | 350 | 0.0467 | 0 | 197 | 0.0265 | 0 | 350 | 0.0467 | 0 | 197 | 0.0265 | 0 |  |  | 1 |  | RE-Appl-EffCW-med-ElecDHW-ElecCDryer-Tier3-FrontAnyDMoMH06CZ14rNCEH
RE-Appl-EffCW-med-ElecDHW-ElecCDryer-Tier3-Front | DEER2016 | D16v1 | 2015-05-16 | Any | DMo | MH06 | CZ14 | rNCGF | Each | 1 | 621 | None | 351 | 0.0471 | -0.149 | 194 | 0.0268 | 0.305 | 351 | 0.0471 | -0.149 | 194 | 0.0268 | 0.305 |  |  | 1 |  | RE-Appl-EffCW-med-ElecDHW-ElecCDryer-Tier3-FrontAnyDMoMH06CZ14rNCGF
RE-Appl-EffCW-med-ElecDHW-ElecCDryer-Tier3-Front | DEER2016 | D16v1 | 2015-05-16 | Any | DMo | MH06 | CZ15 | rDXGF | Each | 1 | 621 | None | 348 | 0.0478 | 0.66 | 198 | 0.0278 | 0.765 | 348 | 0.0478 | 0.66 | 198 | 0.0278 | 0.765 |  |  | 1 |  | RE-Appl-EffCW-med-ElecDHW-ElecCDryer-Tier3-FrontAnyDMoMH06CZ15rDXGF
RE-Appl-EffCW-med-ElecDHW-ElecCDryer-Tier3-Front | DEER2016 | D16v1 | 2015-05-16 | Any | DMo | MH06 | CZ15 | rDXHP | Each | 1 | 621 | None | 353 | 0.0477 | 0 | 204 | 0.0277 | 0 | 353 | 0.0477 | 0 | 204 | 0.0277 | 0 |  |  | 1 |  | RE-Appl-EffCW-med-ElecDHW-ElecCDryer-Tier3-FrontAnyDMoMH06CZ15rDXHP
RE-Appl-EffCW-med-ElecDHW-ElecCDryer-Tier3-Front | DEER2016 | D16v1 | 2015-05-16 | Any | DMo | MH06 | CZ15 | rNCEH | Each | 1 | 621 | None | 338 | 0.0444 | 0 | 196 | 0.0261 | 0 | 338 | 0.0444 | 0 | 196 | 0.0261 | 0 |  |  | 1 |  | RE-Appl-EffCW-med-ElecDHW-ElecCDryer-Tier3-FrontAnyDMoMH06CZ15rNCEH
RE-Appl-EffCW-med-ElecDHW-ElecCDryer-Tier3-Front | DEER2016 | D16v1 | 2015-05-16 | Any | DMo | MH06 | CZ15 | rNCGF | Each | 1 | 621 | None | 334 | 0.0445 | 0.388 | 191 | 0.0262 | 0.542 | 334 | 0.0445 | 0.388 | 191 | 0.0262 | 0.542 |  |  | 1 |  | RE-Appl-EffCW-med-ElecDHW-ElecCDryer-Tier3-FrontAnyDMoMH06CZ15rNCGF
RE-Appl-EffCW-med-ElecDHW-ElecCDryer-Tier3-Front | DEER2016 | D16v1 | 2015-05-16 | Any | DMo | MH06 | CZ16 | rDXGF | Each | 1 | 621 | None | 375 | 0.0539 | 0.015 | 203 | 0.0294 | 0.469 | 375 | 0.0539 | 0.015 | 203 | 0.0294 | 0.469 |  |  | 1 |  | RE-Appl-EffCW-med-ElecDHW-ElecCDryer-Tier3-FrontAnyDMoMH06CZ16rDXGF
RE-Appl-EffCW-med-ElecDHW-ElecCDryer-Tier3-Front | DEER2016 | D16v1 | 2015-05-16 | Any | DMo | MH06 | CZ16 | rDXHP | Each | 1 | 621 | None | 369 | 0.0526 | 0 | 201 | 0.0283 | 0 | 369 | 0.0526 | 0 | 201 | 0.0283 | 0 |  |  | 1 |  | RE-Appl-EffCW-med-ElecDHW-ElecCDryer-Tier3-FrontAnyDMoMH06CZ16rDXHP
RE-Appl-EffCW-med-ElecDHW-ElecCDryer-Tier3-Front | DEER2016 | D16v1 | 2015-05-16 | Any | DMo | MH06 | CZ16 | rNCEH | Each | 1 | 621 | None | 367 | 0.0496 | 0 | 201 | 0.027 | 0 | 367 | 0.0496 | 0 | 201 | 0.027 | 0 |  |  | 1 |  | RE-Appl-EffCW-med-ElecDHW-ElecCDryer-Tier3-FrontAnyDMoMH06CZ16rNCEH
RE-Appl-EffCW-med-ElecDHW-ElecCDryer-Tier3-Front | DEER2016 | D16v1 | 2015-05-16 | Any | DMo | MH06 | CZ16 | rNCGF | Each | 1 | 621 | None | 367 | 0.0495 | 0.026 | 197 | 0.027 | 0.476 | 367 | 0.0495 | 0.026 | 197 | 0.027 | 0.476 |  |  | 1 |  | RE-Appl-EffCW-med-ElecDHW-ElecCDryer-Tier3-FrontAnyDMoMH06CZ16rNCGF
RE-Appl-EffCW-med-ElecDHW-ElecCDryer-Tier3-Front | DEER2016 | D16v1 | 2015-05-16 | Any | DMo | MH72 | CZ01 | rDXGF | Each | 1 | 598 | None | 371 | 0.0494 | 1.3 | 200 | 0.0423 | 1.65 | 371 | 0.0494 | 1.3 | 200 | 0.0423 | 1.65 |  |  | 1 |  | RE-Appl-EffCW-med-ElecDHW-ElecCDryer-Tier3-FrontAnyDMoMH72CZ01rDXGF
RE-Appl-EffCW-med-ElecDHW-ElecCDryer-Tier3-Front | DEER2016 | D16v1 | 2015-05-16 | Any | DMo | MH72 | CZ01 | rDXHP | Each | 1 | 598 | None | 379 | 0.0469 | 0 | 211 | 0.0341 | 0 | 379 | 0.0469 | 0 | 211 | 0.0341 | 0 |  |  | 1 |  | RE-Appl-EffCW-med-ElecDHW-ElecCDryer-Tier3-FrontAnyDMoMH72CZ01rDXHP
RE-Appl-EffCW-med-ElecDHW-ElecCDryer-Tier3-Front | DEER2016 | D16v1 | 2015-05-16 | Any | DMo | MH72 | CZ01 | rNCEH | Each | 1 | 598 | None | 380 | 0.0503 | 0 | 213 | 0.0272 | 0 | 380 | 0.0503 | 0 | 213 | 0.0272 | 0 |  |  | 1 |  | RE-Appl-EffCW-med-ElecDHW-ElecCDryer-Tier3-FrontAnyDMoMH72CZ01rNCEH
RE-Appl-EffCW-med-ElecDHW-ElecCDryer-Tier3-Front | DEER2016 | D16v1 | 2015-05-16 | Any | DMo | MH72 | CZ01 | rNCGF | Each | 1 | 598 | None | 367 | 0.05 | 1.26 | 197 | 0.0272 | 1.66 | 367 | 0.05 | 1.26 | 197 | 0.0272 | 1.66 |  |  | 1 |  | RE-Appl-EffCW-med-ElecDHW-ElecCDryer-Tier3-FrontAnyDMoMH72CZ01rNCGF
RE-Appl-EffCW-med-ElecDHW-ElecCDryer-Tier3-Front | DEER2016 | D16v1 | 2015-05-16 | Any | DMo | MH72 | CZ02 | rDXGF | Each | 1 | 598 | None | 365 | 0.0535 | 1.06 | 199 | 0.0286 | 1.45 | 365 | 0.0535 | 1.06 | 199 | 0.0286 | 1.45 |  |  | 1 |  | RE-Appl-EffCW-med-ElecDHW-ElecCDryer-Tier3-FrontAnyDMoMH72CZ02rDXGF
RE-Appl-EffCW-med-ElecDHW-ElecCDryer-Tier3-Front | DEER2016 | D16v1 | 2015-05-16 | Any | DMo | MH72 | CZ02 | rDXHP | Each | 1 | 598 | None | 370 | 0.0516 | 0 | 208 | 0.0265 | 0 | 370 | 0.0516 | 0 | 208 | 0.0265 | 0 |  |  | 1 |  | RE-Appl-EffCW-med-ElecDHW-ElecCDryer-Tier3-FrontAnyDMoMH72CZ02rDXHP
RE-Appl-EffCW-med-ElecDHW-ElecCDryer-Tier3-Front | DEER2016 | D16v1 | 2015-05-16 | Any | DMo | MH72 | CZ02 | rNCEH | Each | 1 | 598 | None | 369 | 0.049 | 0 | 209 | 0.0269 | 0 | 369 | 0.049 | 0 | 209 | 0.0269 | 0 |  |  | 1 |  | RE-Appl-EffCW-med-ElecDHW-ElecCDryer-Tier3-FrontAnyDMoMH72CZ02rNCEH
RE-Appl-EffCW-med-ElecDHW-ElecCDryer-Tier3-Front | DEER2016 | D16v1 | 2015-05-16 | Any | DMo | MH72 | CZ02 | rNCGF | Each | 1 | 598 | None | 359 | 0.0489 | 1.03 | 196 | 0.0268 | 1.44 | 359 | 0.0489 | 1.03 | 196 | 0.0268 | 1.44 |  |  | 1 |  | RE-Appl-EffCW-med-ElecDHW-ElecCDryer-Tier3-FrontAnyDMoMH72CZ02rNCGF
RE-Appl-EffCW-med-ElecDHW-ElecCDryer-Tier3-Front | DEER2016 | D16v1 | 2015-05-16 | Any | DMo | MH72 | CZ03 | rDXGF | Each | 1 | 598 | None | 365 | 0.0569 | 1.35 | 199 | 0.0331 | 1.63 | 365 | 0.0569 | 1.35 | 199 | 0.0331 | 1.63 |  |  | 1 |  | RE-Appl-EffCW-med-ElecDHW-ElecCDryer-Tier3-FrontAnyDMoMH72CZ03rDXGF
RE-Appl-EffCW-med-ElecDHW-ElecCDryer-Tier3-Front | DEER2016 | D16v1 | 2015-05-16 | Any | DMo | MH72 | CZ03 | rDXHP | Each | 1 | 598 | None | 373 | 0.0509 | 0 | 211 | 0.029 | 0 | 373 | 0.0509 | 0 | 211 | 0.029 | 0 |  |  | 1 |  | RE-Appl-EffCW-med-ElecDHW-ElecCDryer-Tier3-FrontAnyDMoMH72CZ03rDXHP
RE-Appl-EffCW-med-ElecDHW-ElecCDryer-Tier3-Front | DEER2016 | D16v1 | 2015-05-16 | Any | DMo | MH72 | CZ03 | rNCEH | Each | 1 | 598 | None | 372 | 0.0492 | 0 | 211 | 0.027 | 0 | 372 | 0.0492 | 0 | 211 | 0.027 | 0 |  |  | 1 |  | RE-Appl-EffCW-med-ElecDHW-ElecCDryer-Tier3-FrontAnyDMoMH72CZ03rNCEH
RE-Appl-EffCW-med-ElecDHW-ElecCDryer-Tier3-Front | DEER2016 | D16v1 | 2015-05-16 | Any | DMo | MH72 | CZ03 | rNCGF | Each | 1 | 598 | None | 360 | 0.0493 | 1.26 | 196 | 0.027 | 1.62 | 360 | 0.0493 | 1.26 | 196 | 0.027 | 1.62 |  |  | 1 |  | RE-Appl-EffCW-med-ElecDHW-ElecCDryer-Tier3-FrontAnyDMoMH72CZ03rNCGF
RE-Appl-EffCW-med-ElecDHW-ElecCDryer-Tier3-Front | DEER2016 | D16v1 | 2015-05-16 | Any | DMo | MH72 | CZ04 | rDXGF | Each | 1 | 598 | None | 362 | 0.0516 | 0.62 | 196 | 0.0278 | 0.987 | 362 | 0.0516 | 0.62 | 196 | 0.0278 | 0.987 |  |  | 1 |  | RE-Appl-EffCW-med-ElecDHW-ElecCDryer-Tier3-FrontAnyDMoMH72CZ04rDXGF
RE-Appl-EffCW-med-ElecDHW-ElecCDryer-Tier3-Front | DEER2016 | D16v1 | 2015-05-16 | Any | DMo | MH72 | CZ04 | rDXHP | Each | 1 | 598 | None | 367 | 0.0493 | 0 | 203 | 0.0256 | 0 | 367 | 0.0493 | 0 | 203 | 0.0256 | 0 |  |  | 1 |  | RE-Appl-EffCW-med-ElecDHW-ElecCDryer-Tier3-FrontAnyDMoMH72CZ04rDXHP
RE-Appl-EffCW-med-ElecDHW-ElecCDryer-Tier3-Front | DEER2016 | D16v1 | 2015-05-16 | Any | DMo | MH72 | CZ04 | rNCEH | Each | 1 | 598 | None | 361 | 0.0482 | 0 | 203 | 0.0268 | 0 | 361 | 0.0482 | 0 | 203 | 0.0268 | 0 |  |  | 1 |  | RE-Appl-EffCW-med-ElecDHW-ElecCDryer-Tier3-FrontAnyDMoMH72CZ04rNCEH
RE-Appl-EffCW-med-ElecDHW-ElecCDryer-Tier3-Front | DEER2016 | D16v1 | 2015-05-16 | Any | DMo | MH72 | CZ04 | rNCGF | Each | 1 | 598 | None | 356 | 0.0488 | 0.586 | 195 | 0.0272 | 0.983 | 356 | 0.0488 | 0.586 | 195 | 0.0272 | 0.983 |  |  | 1 |  | RE-Appl-EffCW-med-ElecDHW-ElecCDryer-Tier3-FrontAnyDMoMH72CZ04rNCGF
RE-Appl-EffCW-med-ElecDHW-ElecCDryer-Tier3-Front | DEER2016 | D16v1 | 2015-05-16 | Any | DMo | MH72 | CZ05 | rDXGF | Each | 1 | 598 | None | 368 | 0.0469 | 1.81 | 200 | 0.0219 | 2.12 | 368 | 0.0469 | 1.81 | 200 | 0.0219 | 2.12 |  |  | 1 |  | RE-Appl-EffCW-med-ElecDHW-ElecCDryer-Tier3-FrontAnyDMoMH72CZ05rDXGF
RE-Appl-EffCW-med-ElecDHW-ElecCDryer-Tier3-Front | DEER2016 | D16v1 | 2015-05-16 | Any | DMo | MH72 | CZ05 | rDXHP | Each | 1 | 598 | None | 382 | 0.047 | 0 | 216 | 0.0197 | 0 | 382 | 0.047 | 0 | 216 | 0.0197 | 0 |  |  | 1 |  | RE-Appl-EffCW-med-ElecDHW-ElecCDryer-Tier3-FrontAnyDMoMH72CZ05rDXHP
RE-Appl-EffCW-med-ElecDHW-ElecCDryer-Tier3-Front | DEER2016 | D16v1 | 2015-05-16 | Any | DMo | MH72 | CZ05 | rNCEH | Each | 1 | 598 | None | 378 | 0.0494 | 0 | 215 | 0.027 | 0 | 378 | 0.0494 | 0 | 215 | 0.027 | 0 |  |  | 1 |  | RE-Appl-EffCW-med-ElecDHW-ElecCDryer-Tier3-FrontAnyDMoMH72CZ05rNCEH
RE-Appl-EffCW-med-ElecDHW-ElecCDryer-Tier3-Front | DEER2016 | D16v1 | 2015-05-16 | Any | DMo | MH72 | CZ05 | rNCGF | Each | 1 | 598 | None | 362 | 0.0492 | 1.65 | 197 | 0.0269 | 1.98 | 362 | 0.0492 | 1.65 | 197 | 0.0269 | 1.98 |  |  | 1 |  | RE-Appl-EffCW-med-ElecDHW-ElecCDryer-Tier3-FrontAnyDMoMH72CZ05rNCGF
RE-Appl-EffCW-med-ElecDHW-ElecCDryer-Tier3-Front | DEER2016 | D16v1 | 2015-05-16 | Any | DMo | MH72 | CZ06 | rDXGF | Each | 1 | 598 | None | 369 | 0.0521 | 1.61 | 198 | 0.0288 | 1.66 | 369 | 0.0521 | 1.61 | 198 | 0.0288 | 1.66 |  |  | 1 |  | RE-Appl-EffCW-med-ElecDHW-ElecCDryer-Tier3-FrontAnyDMoMH72CZ06rDXGF
RE-Appl-EffCW-med-ElecDHW-ElecCDryer-Tier3-Front | DEER2016 | D16v1 | 2015-05-16 | Any | DMo | MH72 | CZ06 | rDXHP | Each | 1 | 598 | None | 379 | 0.0492 | 0 | 214 | 0.0259 | 0 | 379 | 0.0492 | 0 | 214 | 0.0259 | 0 |  |  | 1 |  | RE-Appl-EffCW-med-ElecDHW-ElecCDryer-Tier3-FrontAnyDMoMH72CZ06rDXHP
RE-Appl-EffCW-med-ElecDHW-ElecCDryer-Tier3-Front | DEER2016 | D16v1 | 2015-05-16 | Any | DMo | MH72 | CZ06 | rNCEH | Each | 1 | 598 | None | 365 | 0.0481 | 0 | 207 | 0.0267 | 0 | 365 | 0.0481 | 0 | 207 | 0.0267 | 0 |  |  | 1 |  | RE-Appl-EffCW-med-ElecDHW-ElecCDryer-Tier3-FrontAnyDMoMH72CZ06rNCEH
RE-Appl-EffCW-med-ElecDHW-ElecCDryer-Tier3-Front | DEER2016 | D16v1 | 2015-05-16 | Any | DMo | MH72 | CZ06 | rNCGF | Each | 1 | 598 | None | 353 | 0.0496 | 1.43 | 195 | 0.0283 | 1.53 | 353 | 0.0496 | 1.43 | 195 | 0.0283 | 1.53 |  |  | 1 |  | RE-Appl-EffCW-med-ElecDHW-ElecCDryer-Tier3-FrontAnyDMoMH72CZ06rNCGF
RE-Appl-EffCW-med-ElecDHW-ElecCDryer-Tier3-Front | DEER2016 | D16v1 | 2015-05-16 | Any | DMo | MH72 | CZ07 | rDXGF | Each | 1 | 598 | None | 362 | 0.0336 | 1.36 | 196 | -0.00826 | 1.44 | 362 | 0.0336 | 1.36 | 196 | -0.00826 | 1.44 |  |  | 1 |  | RE-Appl-EffCW-med-ElecDHW-ElecCDryer-Tier3-FrontAnyDMoMH72CZ07rDXGF
RE-Appl-EffCW-med-ElecDHW-ElecCDryer-Tier3-Front | DEER2016 | D16v1 | 2015-05-16 | Any | DMo | MH72 | CZ07 | rDXHP | Each | 1 | 598 | None | 377 | 0.0712 | 0 | 215 | 0.0478 | 0 | 377 | 0.0712 | 0 | 215 | 0.0478 | 0 |  |  | 1 |  | RE-Appl-EffCW-med-ElecDHW-ElecCDryer-Tier3-FrontAnyDMoMH72CZ07rDXHP
RE-Appl-EffCW-med-ElecDHW-ElecCDryer-Tier3-Front | DEER2016 | D16v1 | 2015-05-16 | Any | DMo | MH72 | CZ07 | rNCEH | Each | 1 | 598 | None | 362 | 0.0481 | 0 | 205 | 0.0267 | 0 | 362 | 0.0481 | 0 | 205 | 0.0267 | 0 |  |  | 1 |  | RE-Appl-EffCW-med-ElecDHW-ElecCDryer-Tier3-FrontAnyDMoMH72CZ07rNCEH
RE-Appl-EffCW-med-ElecDHW-ElecCDryer-Tier3-Front | DEER2016 | D16v1 | 2015-05-16 | Any | DMo | MH72 | CZ07 | rNCGF | Each | 1 | 598 | None | 352 | 0.0478 | 1.17 | 194 | 0.0266 | 1.33 | 352 | 0.0478 | 1.17 | 194 | 0.0266 | 1.33 |  |  | 1 |  | RE-Appl-EffCW-med-ElecDHW-ElecCDryer-Tier3-FrontAnyDMoMH72CZ07rNCGF
RE-Appl-EffCW-med-ElecDHW-ElecCDryer-Tier3-Front | DEER2016 | D16v1 | 2015-05-16 | Any | DMo | MH72 | CZ08 | rDXGF | Each | 1 | 598 | None | 363 | 0.0506 | 1 | 201 | 0.0276 | 1.21 | 363 | 0.0506 | 1 | 201 | 0.0276 | 1.21 |  |  | 1 |  | RE-Appl-EffCW-med-ElecDHW-ElecCDryer-Tier3-FrontAnyDMoMH72CZ08rDXGF
RE-Appl-EffCW-med-ElecDHW-ElecCDryer-Tier3-Front | DEER2016 | D16v1 | 2015-05-16 | Any | DMo | MH72 | CZ08 | rDXHP | Each | 1 | 598 | None | 366 | 0.0488 | 0 | 206 | 0.0257 | 0 | 366 | 0.0488 | 0 | 206 | 0.0257 | 0 |  |  | 1 |  | RE-Appl-EffCW-med-ElecDHW-ElecCDryer-Tier3-FrontAnyDMoMH72CZ08rDXHP
RE-Appl-EffCW-med-ElecDHW-ElecCDryer-Tier3-Front | DEER2016 | D16v1 | 2015-05-16 | Any | DMo | MH72 | CZ08 | rNCEH | Each | 1 | 598 | None | 358 | 0.0476 | 0 | 204 | 0.0267 | 0 | 358 | 0.0476 | 0 | 204 | 0.0267 | 0 |  |  | 1 |  | RE-Appl-EffCW-med-ElecDHW-ElecCDryer-Tier3-FrontAnyDMoMH72CZ08rNCEH
RE-Appl-EffCW-med-ElecDHW-ElecCDryer-Tier3-Front | DEER2016 | D16v1 | 2015-05-16 | Any | DMo | MH72 | CZ08 | rNCGF | Each | 1 | 598 | None | 350 | 0.0471 | 0.847 | 194 | 0.0261 | 1.12 | 350 | 0.0471 | 0.847 | 194 | 0.0261 | 1.12 |  |  | 1 |  | RE-Appl-EffCW-med-ElecDHW-ElecCDryer-Tier3-FrontAnyDMoMH72CZ08rNCGF
RE-Appl-EffCW-med-ElecDHW-ElecCDryer-Tier3-Front | DEER2016 | D16v1 | 2015-05-16 | Any | DMo | MH72 | CZ09 | rDXGF | Each | 1 | 598 | None | 363 | 0.0515 | 1 | 200 | 0.0283 | 1.22 | 363 | 0.0515 | 1 | 200 | 0.0283 | 1.22 |  |  | 1 |  | RE-Appl-EffCW-med-ElecDHW-ElecCDryer-Tier3-FrontAnyDMoMH72CZ09rDXGF
RE-Appl-EffCW-med-ElecDHW-ElecCDryer-Tier3-Front | DEER2016 | D16v1 | 2015-05-16 | Any | DMo | MH72 | CZ09 | rDXHP | Each | 1 | 598 | None | 369 | 0.0494 | 0 | 209 | 0.0267 | 0 | 369 | 0.0494 | 0 | 209 | 0.0267 | 0 |  |  | 1 |  | RE-Appl-EffCW-med-ElecDHW-ElecCDryer-Tier3-FrontAnyDMoMH72CZ09rDXHP
RE-Appl-EffCW-med-ElecDHW-ElecCDryer-Tier3-Front | DEER2016 | D16v1 | 2015-05-16 | Any | DMo | MH72 | CZ09 | rNCEH | Each | 1 | 598 | None | 357 | 0.0474 | 0 | 204 | 0.0266 | 0 | 357 | 0.0474 | 0 | 204 | 0.0266 | 0 |  |  | 1 |  | RE-Appl-EffCW-med-ElecDHW-ElecCDryer-Tier3-FrontAnyDMoMH72CZ09rNCEH
RE-Appl-EffCW-med-ElecDHW-ElecCDryer-Tier3-Front | DEER2016 | D16v1 | 2015-05-16 | Any | DMo | MH72 | CZ09 | rNCGF | Each | 1 | 598 | None | 350 | 0.0477 | 0.79 | 194 | 0.0266 | 1.09 | 350 | 0.0477 | 0.79 | 194 | 0.0266 | 1.09 |  |  | 1 |  | RE-Appl-EffCW-med-ElecDHW-ElecCDryer-Tier3-FrontAnyDMoMH72CZ09rNCGF
RE-Appl-EffCW-med-ElecDHW-ElecCDryer-Tier3-Front | DEER2016 | D16v1 | 2015-05-16 | Any | DMo | MH72 | CZ10 | rDXGF | Each | 1 | 598 | None | 361 | 0.0514 | 0.954 | 198 | 0.0281 | 1.23 | 361 | 0.0514 | 0.954 | 198 | 0.0281 | 1.23 |  |  | 1 |  | RE-Appl-EffCW-med-ElecDHW-ElecCDryer-Tier3-FrontAnyDMoMH72CZ10rDXGF
RE-Appl-EffCW-med-ElecDHW-ElecCDryer-Tier3-Front | DEER2016 | D16v1 | 2015-05-16 | Any | DMo | MH72 | CZ10 | rDXHP | Each | 1 | 598 | None | 369 | 0.0515 | 0 | 208 | 0.0277 | 0 | 369 | 0.0515 | 0 | 208 | 0.0277 | 0 |  |  | 1 |  | RE-Appl-EffCW-med-ElecDHW-ElecCDryer-Tier3-FrontAnyDMoMH72CZ10rDXHP
RE-Appl-EffCW-med-ElecDHW-ElecCDryer-Tier3-Front | DEER2016 | D16v1 | 2015-05-16 | Any | DMo | MH72 | CZ10 | rNCEH | Each | 1 | 598 | None | 358 | 0.0472 | 0 | 204 | 0.0266 | 0 | 358 | 0.0472 | 0 | 204 | 0.0266 | 0 |  |  | 1 |  | RE-Appl-EffCW-med-ElecDHW-ElecCDryer-Tier3-FrontAnyDMoMH72CZ10rNCEH
RE-Appl-EffCW-med-ElecDHW-ElecCDryer-Tier3-Front | DEER2016 | D16v1 | 2015-05-16 | Any | DMo | MH72 | CZ10 | rNCGF | Each | 1 | 598 | None | 350 | 0.0474 | 0.849 | 194 | 0.0268 | 1.16 | 350 | 0.0474 | 0.849 | 194 | 0.0268 | 1.16 |  |  | 1 |  | RE-Appl-EffCW-med-ElecDHW-ElecCDryer-Tier3-FrontAnyDMoMH72CZ10rNCGF
RE-Appl-EffCW-med-ElecDHW-ElecCDryer-Tier3-Front | DEER2016 | D16v1 | 2015-05-16 | Any | DMo | MH72 | CZ11 | rDXGF | Each | 1 | 598 | None | 356 | 0.0512 | 0.686 | 195 | 0.0282 | 1.04 | 356 | 0.0512 | 0.686 | 195 | 0.0282 | 1.04 |  |  | 1 |  | RE-Appl-EffCW-med-ElecDHW-ElecCDryer-Tier3-FrontAnyDMoMH72CZ11rDXGF
RE-Appl-EffCW-med-ElecDHW-ElecCDryer-Tier3-Front | DEER2016 | D16v1 | 2015-05-16 | Any | DMo | MH72 | CZ11 | rDXHP | Each | 1 | 598 | None | 358 | 0.0491 | 0 | 200 | 0.0262 | 0 | 358 | 0.0491 | 0 | 200 | 0.0262 | 0 |  |  | 1 |  | RE-Appl-EffCW-med-ElecDHW-ElecCDryer-Tier3-FrontAnyDMoMH72CZ11rDXHP
RE-Appl-EffCW-med-ElecDHW-ElecCDryer-Tier3-Front | DEER2016 | D16v1 | 2015-05-16 | Any | DMo | MH72 | CZ11 | rNCEH | Each | 1 | 598 | None | 357 | 0.0472 | 0 | 204 | 0.0266 | 0 | 357 | 0.0472 | 0 | 204 | 0.0266 | 0 |  |  | 1 |  | RE-Appl-EffCW-med-ElecDHW-ElecCDryer-Tier3-FrontAnyDMoMH72CZ11rNCEH
RE-Appl-EffCW-med-ElecDHW-ElecCDryer-Tier3-Front | DEER2016 | D16v1 | 2015-05-16 | Any | DMo | MH72 | CZ11 | rNCGF | Each | 1 | 598 | None | 351 | 0.0472 | 0.659 | 194 | 0.0264 | 1.03 | 351 | 0.0472 | 0.659 | 194 | 0.0264 | 1.03 |  |  | 1 |  | RE-Appl-EffCW-med-ElecDHW-ElecCDryer-Tier3-FrontAnyDMoMH72CZ11rNCGF
RE-Appl-EffCW-med-ElecDHW-ElecCDryer-Tier3-Front | DEER2016 | D16v1 | 2015-05-16 | Any | DMo | MH72 | CZ12 | rDXGF | Each | 1 | 598 | None | 355 | 0.0538 | 0.676 | 194 | 0.0289 | 1.11 | 355 | 0.0538 | 0.676 | 194 | 0.0289 | 1.11 |  |  | 1 |  | RE-Appl-EffCW-med-ElecDHW-ElecCDryer-Tier3-FrontAnyDMoMH72CZ12rDXGF
RE-Appl-EffCW-med-ElecDHW-ElecCDryer-Tier3-Front | DEER2016 | D16v1 | 2015-05-16 | Any | DMo | MH72 | CZ12 | rDXHP | Each | 1 | 598 | None | 360 | 0.0504 | 0 | 201 | 0.0262 | 0 | 360 | 0.0504 | 0 | 201 | 0.0262 | 0 |  |  | 1 |  | RE-Appl-EffCW-med-ElecDHW-ElecCDryer-Tier3-FrontAnyDMoMH72CZ12rDXHP
RE-Appl-EffCW-med-ElecDHW-ElecCDryer-Tier3-Front | DEER2016 | D16v1 | 2015-05-16 | Any | DMo | MH72 | CZ12 | rNCEH | Each | 1 | 598 | None | 360 | 0.048 | 0 | 204 | 0.0267 | 0 | 360 | 0.048 | 0 | 204 | 0.0267 | 0 |  |  | 1 |  | RE-Appl-EffCW-med-ElecDHW-ElecCDryer-Tier3-FrontAnyDMoMH72CZ12rNCEH
RE-Appl-EffCW-med-ElecDHW-ElecCDryer-Tier3-Front | DEER2016 | D16v1 | 2015-05-16 | Any | DMo | MH72 | CZ12 | rNCGF | Each | 1 | 598 | None | 354 | 0.048 | 0.604 | 195 | 0.0267 | 1.07 | 354 | 0.048 | 0.604 | 195 | 0.0267 | 1.07 |  |  | 1 |  | RE-Appl-EffCW-med-ElecDHW-ElecCDryer-Tier3-FrontAnyDMoMH72CZ12rNCGF
RE-Appl-EffCW-med-ElecDHW-ElecCDryer-Tier3-Front | DEER2016 | D16v1 | 2015-05-16 | Any | DMo | MH72 | CZ13 | rDXGF | Each | 1 | 598 | None | 358 | 0.0507 | 0.475 | 198 | 0.0279 | 0.927 | 358 | 0.0507 | 0.475 | 198 | 0.0279 | 0.927 |  |  | 1 |  | RE-Appl-EffCW-med-ElecDHW-ElecCDryer-Tier3-FrontAnyDMoMH72CZ13rDXGF
RE-Appl-EffCW-med-ElecDHW-ElecCDryer-Tier3-Front | DEER2016 | D16v1 | 2015-05-16 | Any | DMo | MH72 | CZ13 | rDXHP | Each | 1 | 598 | None | 360 | 0.0492 | 0 | 203 | 0.0272 | 0 | 360 | 0.0492 | 0 | 203 | 0.0272 | 0 |  |  | 1 |  | RE-Appl-EffCW-med-ElecDHW-ElecCDryer-Tier3-FrontAnyDMoMH72CZ13rDXHP
RE-Appl-EffCW-med-ElecDHW-ElecCDryer-Tier3-Front | DEER2016 | D16v1 | 2015-05-16 | Any | DMo | MH72 | CZ13 | rNCEH | Each | 1 | 598 | None | 354 | 0.047 | 0 | 202 | 0.0265 | 0 | 354 | 0.047 | 0 | 202 | 0.0265 | 0 |  |  | 1 |  | RE-Appl-EffCW-med-ElecDHW-ElecCDryer-Tier3-FrontAnyDMoMH72CZ13rNCEH
RE-Appl-EffCW-med-ElecDHW-ElecCDryer-Tier3-Front | DEER2016 | D16v1 | 2015-05-16 | Any | DMo | MH72 | CZ13 | rNCGF | Each | 1 | 598 | None | 349 | 0.0471 | 0.449 | 194 | 0.0266 | 0.898 | 349 | 0.0471 | 0.449 | 194 | 0.0266 | 0.898 |  |  | 1 |  | RE-Appl-EffCW-med-ElecDHW-ElecCDryer-Tier3-FrontAnyDMoMH72CZ13rNCGF
RE-Appl-EffCW-med-ElecDHW-ElecCDryer-Tier3-Front | DEER2016 | D16v1 | 2015-05-16 | Any | DMo | MH72 | CZ14 | rDXGF | Each | 1 | 598 | None | 361 | 0.0519 | 0.947 | 196 | 0.0289 | 1.21 | 361 | 0.0519 | 0.947 | 196 | 0.0289 | 1.21 |  |  | 1 |  | RE-Appl-EffCW-med-ElecDHW-ElecCDryer-Tier3-FrontAnyDMoMH72CZ14rDXGF
RE-Appl-EffCW-med-ElecDHW-ElecCDryer-Tier3-Front | DEER2016 | D16v1 | 2015-05-16 | Any | DMo | MH72 | CZ14 | rDXHP | Each | 1 | 598 | None | 367 | 0.0495 | 0 | 203 | 0.027 | 0 | 367 | 0.0495 | 0 | 203 | 0.027 | 0 |  |  | 1 |  | RE-Appl-EffCW-med-ElecDHW-ElecCDryer-Tier3-FrontAnyDMoMH72CZ14rDXHP
RE-Appl-EffCW-med-ElecDHW-ElecCDryer-Tier3-Front | DEER2016 | D16v1 | 2015-05-16 | Any | DMo | MH72 | CZ14 | rNCEH | Each | 1 | 598 | None | 360 | 0.0467 | 0 | 205 | 0.0265 | 0 | 360 | 0.0467 | 0 | 205 | 0.0265 | 0 |  |  | 1 |  | RE-Appl-EffCW-med-ElecDHW-ElecCDryer-Tier3-FrontAnyDMoMH72CZ14rNCEH
RE-Appl-EffCW-med-ElecDHW-ElecCDryer-Tier3-Front | DEER2016 | D16v1 | 2015-05-16 | Any | DMo | MH72 | CZ14 | rNCGF | Each | 1 | 598 | None | 352 | 0.0467 | 0.856 | 194 | 0.0264 | 1.12 | 352 | 0.0467 | 0.856 | 194 | 0.0264 | 1.12 |  |  | 1 |  | RE-Appl-EffCW-med-ElecDHW-ElecCDryer-Tier3-FrontAnyDMoMH72CZ14rNCGF
RE-Appl-EffCW-med-ElecDHW-ElecCDryer-Tier3-Front | DEER2016 | D16v1 | 2015-05-16 | Any | DMo | MH72 | CZ15 | rDXGF | Each | 1 | 598 | None | 345 | 0.0481 | 0.996 | 192 | 0.0276 | 1.02 | 345 | 0.0481 | 0.996 | 192 | 0.0276 | 1.02 |  |  | 1 |  | RE-Appl-EffCW-med-ElecDHW-ElecCDryer-Tier3-FrontAnyDMoMH72CZ15rDXGF
RE-Appl-EffCW-med-ElecDHW-ElecCDryer-Tier3-Front | DEER2016 | D16v1 | 2015-05-16 | Any | DMo | MH72 | CZ15 | rDXHP | Each | 1 | 598 | None | 354 | 0.0482 | 0 | 202 | 0.0278 | 0 | 354 | 0.0482 | 0 | 202 | 0.0278 | 0 |  |  | 1 |  | RE-Appl-EffCW-med-ElecDHW-ElecCDryer-Tier3-FrontAnyDMoMH72CZ15rDXHP
RE-Appl-EffCW-med-ElecDHW-ElecCDryer-Tier3-Front | DEER2016 | D16v1 | 2015-05-16 | Any | DMo | MH72 | CZ15 | rNCEH | Each | 1 | 598 | None | 342 | 0.0443 | 0 | 199 | 0.026 | 0 | 342 | 0.0443 | 0 | 199 | 0.026 | 0 |  |  | 1 |  | RE-Appl-EffCW-med-ElecDHW-ElecCDryer-Tier3-FrontAnyDMoMH72CZ15rNCEH
RE-Appl-EffCW-med-ElecDHW-ElecCDryer-Tier3-Front | DEER2016 | D16v1 | 2015-05-16 | Any | DMo | MH72 | CZ15 | rNCGF | Each | 1 | 598 | None | 334 | 0.0442 | 0.86 | 191 | 0.026 | 0.921 | 334 | 0.0442 | 0.86 | 191 | 0.026 | 0.921 |  |  | 1 |  | RE-Appl-EffCW-med-ElecDHW-ElecCDryer-Tier3-FrontAnyDMoMH72CZ15rNCGF
RE-Appl-EffCW-med-ElecDHW-ElecCDryer-Tier3-Front | DEER2016 | D16v1 | 2015-05-16 | Any | DMo | MH72 | CZ16 | rDXGF | Each | 1 | 598 | None | 373 | 0.0532 | 0.742 | 200 | 0.0286 | 1.22 | 373 | 0.0532 | 0.742 | 200 | 0.0286 | 1.22 |  |  | 1 |  | RE-Appl-EffCW-med-ElecDHW-ElecCDryer-Tier3-FrontAnyDMoMH72CZ16rDXGF
RE-Appl-EffCW-med-ElecDHW-ElecCDryer-Tier3-Front | DEER2016 | D16v1 | 2015-05-16 | Any | DMo | MH72 | CZ16 | rDXHP | Each | 1 | 598 | None | 376 | 0.0513 | 0 | 209 | 0.0267 | 0 | 376 | 0.0513 | 0 | 209 | 0.0267 | 0 |  |  | 1 |  | RE-Appl-EffCW-med-ElecDHW-ElecCDryer-Tier3-FrontAnyDMoMH72CZ16rDXHP
RE-Appl-EffCW-med-ElecDHW-ElecCDryer-Tier3-Front | DEER2016 | D16v1 | 2015-05-16 | Any | DMo | MH72 | CZ16 | rNCEH | Each | 1 | 598 | None | 373 | 0.0495 | 0 | 208 | 0.027 | 0 | 373 | 0.0495 | 0 | 208 | 0.027 | 0 |  |  | 1 |  | RE-Appl-EffCW-med-ElecDHW-ElecCDryer-Tier3-FrontAnyDMoMH72CZ16rNCEH
RE-Appl-EffCW-med-ElecDHW-ElecCDryer-Tier3-Front | DEER2016 | D16v1 | 2015-05-16 | Any | DMo | MH72 | CZ16 | rNCGF | Each | 1 | 598 | None | 366 | 0.0498 | 0.707 | 197 | 0.0273 | 1.23 | 366 | 0.0498 | 0.707 | 197 | 0.0273 | 1.23 |  |  | 1 |  | RE-Appl-EffCW-med-ElecDHW-ElecCDryer-Tier3-FrontAnyDMoMH72CZ16rNCGF
RE-Appl-EffCW-med-ElecDHW-ElecCDryer-Tier3-Front | DEER2016 | D16v1 | 2015-05-16 | Any | DMo | MH85 | CZ01 | rDXGF | Each | 1 | 621 | None | 371 | 0.0333 | 0.33 | 200 | 0.0287 | 0.787 | 371 | 0.0333 | 0.33 | 200 | 0.0287 | 0.787 |  |  | 1 |  | RE-Appl-EffCW-med-ElecDHW-ElecCDryer-Tier3-FrontAnyDMoMH85CZ01rDXGF
RE-Appl-EffCW-med-ElecDHW-ElecCDryer-Tier3-Front | DEER2016 | D16v1 | 2015-05-16 | Any | DMo | MH85 | CZ01 | rDXHP | Each | 1 | 621 | None | 374 | 0.0326 | 0 | 207 | 0.0283 | 0 | 374 | 0.0326 | 0 | 207 | 0.0283 | 0 |  |  | 1 |  | RE-Appl-EffCW-med-ElecDHW-ElecCDryer-Tier3-FrontAnyDMoMH85CZ01rDXHP
RE-Appl-EffCW-med-ElecDHW-ElecCDryer-Tier3-Front | DEER2016 | D16v1 | 2015-05-16 | Any | DMo | MH85 | CZ01 | rNCEH | Each | 1 | 621 | None | 372 | 0.0503 | 0 | 205 | 0.0272 | 0 | 372 | 0.0503 | 0 | 205 | 0.0272 | 0 |  |  | 1 |  | RE-Appl-EffCW-med-ElecDHW-ElecCDryer-Tier3-FrontAnyDMoMH85CZ01rNCEH
RE-Appl-EffCW-med-ElecDHW-ElecCDryer-Tier3-Front | DEER2016 | D16v1 | 2015-05-16 | Any | DMo | MH85 | CZ01 | rNCGF | Each | 1 | 621 | None | 367 | 0.0495 | 0.32 | 197 | 0.0264 | 0.803 | 367 | 0.0495 | 0.32 | 197 | 0.0264 | 0.803 |  |  | 1 |  | RE-Appl-EffCW-med-ElecDHW-ElecCDryer-Tier3-FrontAnyDMoMH85CZ01rNCGF
RE-Appl-EffCW-med-ElecDHW-ElecCDryer-Tier3-Front | DEER2016 | D16v1 | 2015-05-16 | Any | DMo | MH85 | CZ02 | rDXGF | Each | 1 | 621 | None | 365 | 0.0547 | 0.418 | 200 | 0.0302 | 0.889 | 365 | 0.0547 | 0.418 | 200 | 0.0302 | 0.889 |  |  | 1 |  | RE-Appl-EffCW-med-ElecDHW-ElecCDryer-Tier3-FrontAnyDMoMH85CZ02rDXGF
RE-Appl-EffCW-med-ElecDHW-ElecCDryer-Tier3-Front | DEER2016 | D16v1 | 2015-05-16 | Any | DMo | MH85 | CZ02 | rDXHP | Each | 1 | 621 | None | 368 | 0.0533 | 0 | 205 | 0.0285 | 0 | 368 | 0.0533 | 0 | 205 | 0.0285 | 0 |  |  | 1 |  | RE-Appl-EffCW-med-ElecDHW-ElecCDryer-Tier3-FrontAnyDMoMH85CZ02rDXHP
RE-Appl-EffCW-med-ElecDHW-ElecCDryer-Tier3-Front | DEER2016 | D16v1 | 2015-05-16 | Any | DMo | MH85 | CZ02 | rNCEH | Each | 1 | 621 | None | 362 | 0.0491 | 0 | 203 | 0.0269 | 0 | 362 | 0.0491 | 0 | 203 | 0.0269 | 0 |  |  | 1 |  | RE-Appl-EffCW-med-ElecDHW-ElecCDryer-Tier3-FrontAnyDMoMH85CZ02rNCEH
RE-Appl-EffCW-med-ElecDHW-ElecCDryer-Tier3-Front | DEER2016 | D16v1 | 2015-05-16 | Any | DMo | MH85 | CZ02 | rNCGF | Each | 1 | 621 | None | 359 | 0.049 | 0.384 | 196 | 0.027 | 0.755 | 359 | 0.049 | 0.384 | 196 | 0.027 | 0.755 |  |  | 1 |  | RE-Appl-EffCW-med-ElecDHW-ElecCDryer-Tier3-FrontAnyDMoMH85CZ02rNCGF
RE-Appl-EffCW-med-ElecDHW-ElecCDryer-Tier3-Front | DEER2016 | D16v1 | 2015-05-16 | Any | DMo | MH85 | CZ03 | rDXGF | Each | 1 | 621 | None | 369 | 0.0558 | 0.832 | 201 | 0.0312 | 1.16 | 369 | 0.0558 | 0.832 | 201 | 0.0312 | 1.16 |  |  | 1 |  | RE-Appl-EffCW-med-ElecDHW-ElecCDryer-Tier3-FrontAnyDMoMH85CZ03rDXGF
RE-Appl-EffCW-med-ElecDHW-ElecCDryer-Tier3-Front | DEER2016 | D16v1 | 2015-05-16 | Any | DMo | MH85 | CZ03 | rDXHP | Each | 1 | 621 | None | 375 | 0.0537 | 0 | 210 | 0.0289 | 0 | 375 | 0.0537 | 0 | 210 | 0.0289 | 0 |  |  | 1 |  | RE-Appl-EffCW-med-ElecDHW-ElecCDryer-Tier3-FrontAnyDMoMH85CZ03rDXHP
RE-Appl-EffCW-med-ElecDHW-ElecCDryer-Tier3-Front | DEER2016 | D16v1 | 2015-05-16 | Any | DMo | MH85 | CZ03 | rNCEH | Each | 1 | 621 | None | 368 | 0.0493 | 0 | 207 | 0.027 | 0 | 368 | 0.0493 | 0 | 207 | 0.027 | 0 |  |  | 1 |  | RE-Appl-EffCW-med-ElecDHW-ElecCDryer-Tier3-FrontAnyDMoMH85CZ03rNCEH
RE-Appl-EffCW-med-ElecDHW-ElecCDryer-Tier3-Front | DEER2016 | D16v1 | 2015-05-16 | Any | DMo | MH85 | CZ03 | rNCGF | Each | 1 | 621 | None | 360 | 0.0492 | 0.646 | 196 | 0.0271 | 1.05 | 360 | 0.0492 | 0.646 | 196 | 0.0271 | 1.05 |  |  | 1 |  | RE-Appl-EffCW-med-ElecDHW-ElecCDryer-Tier3-FrontAnyDMoMH85CZ03rNCGF
RE-Appl-EffCW-med-ElecDHW-ElecCDryer-Tier3-Front | DEER2016 | D16v1 | 2015-05-16 | Any | DMo | MH85 | CZ04 | rDXGF | Each | 1 | 621 | None | 369 | 0.0557 | 0.133 | 196 | 0.0302 | 0.688 | 369 | 0.0557 | 0.133 | 196 | 0.0302 | 0.688 |  |  | 1 |  | RE-Appl-EffCW-med-ElecDHW-ElecCDryer-Tier3-FrontAnyDMoMH85CZ04rDXGF
RE-Appl-EffCW-med-ElecDHW-ElecCDryer-Tier3-Front | DEER2016 | D16v1 | 2015-05-16 | Any | DMo | MH85 | CZ04 | rDXHP | Each | 1 | 621 | None | 363 | 0.051 | 0 | 200 | 0.0272 | 0 | 363 | 0.051 | 0 | 200 | 0.0272 | 0 |  |  | 1 |  | RE-Appl-EffCW-med-ElecDHW-ElecCDryer-Tier3-FrontAnyDMoMH85CZ04rDXHP
RE-Appl-EffCW-med-ElecDHW-ElecCDryer-Tier3-Front | DEER2016 | D16v1 | 2015-05-16 | Any | DMo | MH85 | CZ04 | rNCEH | Each | 1 | 621 | None | 356 | 0.0483 | 0 | 199 | 0.0268 | 0 | 356 | 0.0483 | 0 | 199 | 0.0268 | 0 |  |  | 1 |  | RE-Appl-EffCW-med-ElecDHW-ElecCDryer-Tier3-FrontAnyDMoMH85CZ04rNCEH
RE-Appl-EffCW-med-ElecDHW-ElecCDryer-Tier3-Front | DEER2016 | D16v1 | 2015-05-16 | Any | DMo | MH85 | CZ04 | rNCGF | Each | 1 | 621 | None | 356 | 0.0475 | -0.013 | 195 | 0.026 | 0.514 | 356 | 0.0475 | -0.013 | 195 | 0.026 | 0.514 |  |  | 1 |  | RE-Appl-EffCW-med-ElecDHW-ElecCDryer-Tier3-FrontAnyDMoMH85CZ04rNCGF
RE-Appl-EffCW-med-ElecDHW-ElecCDryer-Tier3-Front | DEER2016 | D16v1 | 2015-05-16 | Any | DMo | MH85 | CZ05 | rDXGF | Each | 1 | 621 | None | 371 | 0.0498 | 0.863 | 202 | 0.0261 | 1.26 | 371 | 0.0498 | 0.863 | 202 | 0.0261 | 1.26 |  |  | 1 |  | RE-Appl-EffCW-med-ElecDHW-ElecCDryer-Tier3-FrontAnyDMoMH85CZ05rDXGF
RE-Appl-EffCW-med-ElecDHW-ElecCDryer-Tier3-Front | DEER2016 | D16v1 | 2015-05-16 | Any | DMo | MH85 | CZ05 | rDXHP | Each | 1 | 621 | None | 380 | 0.0722 | 0 | 213 | 0.0462 | 0 | 380 | 0.0722 | 0 | 213 | 0.0462 | 0 |  |  | 1 |  | RE-Appl-EffCW-med-ElecDHW-ElecCDryer-Tier3-FrontAnyDMoMH85CZ05rDXHP
RE-Appl-EffCW-med-ElecDHW-ElecCDryer-Tier3-Front | DEER2016 | D16v1 | 2015-05-16 | Any | DMo | MH85 | CZ05 | rNCEH | Each | 1 | 621 | None | 368 | 0.0494 | 0 | 207 | 0.027 | 0 | 368 | 0.0494 | 0 | 207 | 0.027 | 0 |  |  | 1 |  | RE-Appl-EffCW-med-ElecDHW-ElecCDryer-Tier3-FrontAnyDMoMH85CZ05rNCEH
RE-Appl-EffCW-med-ElecDHW-ElecCDryer-Tier3-Front | DEER2016 | D16v1 | 2015-05-16 | Any | DMo | MH85 | CZ05 | rNCGF | Each | 1 | 621 | None | 361 | 0.0494 | 0.601 | 196 | 0.027 | 1.09 | 361 | 0.0494 | 0.601 | 196 | 0.027 | 1.09 |  |  | 1 |  | RE-Appl-EffCW-med-ElecDHW-ElecCDryer-Tier3-FrontAnyDMoMH85CZ05rNCGF
RE-Appl-EffCW-med-ElecDHW-ElecCDryer-Tier3-Front | DEER2016 | D16v1 | 2015-05-16 | Any | DMo | MH85 | CZ06 | rDXGF | Each | 1 | 621 | None | 371 | 0.0532 | 1.37 | 207 | 0.0298 | 1.38 | 371 | 0.0532 | 1.37 | 207 | 0.0298 | 1.38 |  |  | 1 |  | RE-Appl-EffCW-med-ElecDHW-ElecCDryer-Tier3-FrontAnyDMoMH85CZ06rDXGF
RE-Appl-EffCW-med-ElecDHW-ElecCDryer-Tier3-Front | DEER2016 | D16v1 | 2015-05-16 | Any | DMo | MH85 | CZ06 | rDXHP | Each | 1 | 621 | None | 375 | 0.0514 | 0 | 210 | 0.0282 | 0 | 375 | 0.0514 | 0 | 210 | 0.0282 | 0 |  |  | 1 |  | RE-Appl-EffCW-med-ElecDHW-ElecCDryer-Tier3-FrontAnyDMoMH85CZ06rDXHP
RE-Appl-EffCW-med-ElecDHW-ElecCDryer-Tier3-Front | DEER2016 | D16v1 | 2015-05-16 | Any | DMo | MH85 | CZ06 | rNCEH | Each | 1 | 621 | None | 362 | 0.0481 | 0 | 204 | 0.0268 | 0 | 362 | 0.0481 | 0 | 204 | 0.0268 | 0 |  |  | 1 |  | RE-Appl-EffCW-med-ElecDHW-ElecCDryer-Tier3-FrontAnyDMoMH85CZ06rNCEH
RE-Appl-EffCW-med-ElecDHW-ElecCDryer-Tier3-Front | DEER2016 | D16v1 | 2015-05-16 | Any | DMo | MH85 | CZ06 | rNCGF | Each | 1 | 621 | None | 353 | 0.0479 | 1.09 | 195 | 0.0265 | 1.17 | 353 | 0.0479 | 1.09 | 195 | 0.0265 | 1.17 |  |  | 1 |  | RE-Appl-EffCW-med-ElecDHW-ElecCDryer-Tier3-FrontAnyDMoMH85CZ06rNCGF
RE-Appl-EffCW-med-ElecDHW-ElecCDryer-Tier3-Front | DEER2016 | D16v1 | 2015-05-16 | Any | DMo | MH85 | CZ07 | rDXGF | Each | 1 | 621 | None | 368 | 0.052 | 1.28 | 204 | 0.0291 | 1.3 | 368 | 0.052 | 1.28 | 204 | 0.0291 | 1.3 |  |  | 1 |  | RE-Appl-EffCW-med-ElecDHW-ElecCDryer-Tier3-FrontAnyDMoMH85CZ07rDXGF
RE-Appl-EffCW-med-ElecDHW-ElecCDryer-Tier3-Front | DEER2016 | D16v1 | 2015-05-16 | Any | DMo | MH85 | CZ07 | rDXHP | Each | 1 | 621 | None | 378 | 0.0525 | 0 | 212 | 0.0292 | 0 | 378 | 0.0525 | 0 | 212 | 0.0292 | 0 |  |  | 1 |  | RE-Appl-EffCW-med-ElecDHW-ElecCDryer-Tier3-FrontAnyDMoMH85CZ07rDXHP
RE-Appl-EffCW-med-ElecDHW-ElecCDryer-Tier3-Front | DEER2016 | D16v1 | 2015-05-16 | Any | DMo | MH85 | CZ07 | rNCEH | Each | 1 | 621 | None | 361 | 0.0481 | 0 | 204 | 0.0268 | 0 | 361 | 0.0481 | 0 | 204 | 0.0268 | 0 |  |  | 1 |  | RE-Appl-EffCW-med-ElecDHW-ElecCDryer-Tier3-FrontAnyDMoMH85CZ07rNCEH
RE-Appl-EffCW-med-ElecDHW-ElecCDryer-Tier3-Front | DEER2016 | D16v1 | 2015-05-16 | Any | DMo | MH85 | CZ07 | rNCGF | Each | 1 | 621 | None | 352 | 0.0491 | 1.07 | 194 | 0.0278 | 1.17 | 352 | 0.0491 | 1.07 | 194 | 0.0278 | 1.17 |  |  | 1 |  | RE-Appl-EffCW-med-ElecDHW-ElecCDryer-Tier3-FrontAnyDMoMH85CZ07rNCGF
RE-Appl-EffCW-med-ElecDHW-ElecCDryer-Tier3-Front | DEER2016 | D16v1 | 2015-05-16 | Any | DMo | MH85 | CZ08 | rDXGF | Each | 1 | 621 | None | 361 | 0.0523 | 1.5 | 199 | 0.0295 | 1.5 | 361 | 0.0523 | 1.5 | 199 | 0.0295 | 1.5 |  |  | 1 |  | RE-Appl-EffCW-med-ElecDHW-ElecCDryer-Tier3-FrontAnyDMoMH85CZ08rDXGF
RE-Appl-EffCW-med-ElecDHW-ElecCDryer-Tier3-Front | DEER2016 | D16v1 | 2015-05-16 | Any | DMo | MH85 | CZ08 | rDXHP | Each | 1 | 621 | None | 374 | 0.0505 | 0 | 207 | 0.0278 | 0 | 374 | 0.0505 | 0 | 207 | 0.0278 | 0 |  |  | 1 |  | RE-Appl-EffCW-med-ElecDHW-ElecCDryer-Tier3-FrontAnyDMoMH85CZ08rDXHP
RE-Appl-EffCW-med-ElecDHW-ElecCDryer-Tier3-Front | DEER2016 | D16v1 | 2015-05-16 | Any | DMo | MH85 | CZ08 | rNCEH | Each | 1 | 621 | None | 359 | 0.0477 | 0 | 204 | 0.0267 | 0 | 359 | 0.0477 | 0 | 204 | 0.0267 | 0 |  |  | 1 |  | RE-Appl-EffCW-med-ElecDHW-ElecCDryer-Tier3-FrontAnyDMoMH85CZ08rNCEH
RE-Appl-EffCW-med-ElecDHW-ElecCDryer-Tier3-Front | DEER2016 | D16v1 | 2015-05-16 | Any | DMo | MH85 | CZ08 | rNCGF | Each | 1 | 621 | None | 351 | 0.0462 | 1.16 | 194 | 0.0252 | 1.26 | 351 | 0.0462 | 1.16 | 194 | 0.0252 | 1.26 |  |  | 1 |  | RE-Appl-EffCW-med-ElecDHW-ElecCDryer-Tier3-FrontAnyDMoMH85CZ08rNCGF
RE-Appl-EffCW-med-ElecDHW-ElecCDryer-Tier3-Front | DEER2016 | D16v1 | 2015-05-16 | Any | DMo | MH85 | CZ09 | rDXGF | Each | 1 | 621 | None | 367 | 0.0524 | 1.19 | 205 | 0.0293 | 1.26 | 367 | 0.0524 | 1.19 | 205 | 0.0293 | 1.26 |  |  | 1 |  | RE-Appl-EffCW-med-ElecDHW-ElecCDryer-Tier3-FrontAnyDMoMH85CZ09rDXGF
RE-Appl-EffCW-med-ElecDHW-ElecCDryer-Tier3-Front | DEER2016 | D16v1 | 2015-05-16 | Any | DMo | MH85 | CZ09 | rDXHP | Each | 1 | 621 | None | 373 | 0.0507 | 0 | 212 | 0.028 | 0 | 373 | 0.0507 | 0 | 212 | 0.028 | 0 |  |  | 1 |  | RE-Appl-EffCW-med-ElecDHW-ElecCDryer-Tier3-FrontAnyDMoMH85CZ09rDXHP
RE-Appl-EffCW-med-ElecDHW-ElecCDryer-Tier3-Front | DEER2016 | D16v1 | 2015-05-16 | Any | DMo | MH85 | CZ09 | rNCEH | Each | 1 | 621 | None | 358 | 0.0475 | 0 | 203 | 0.0266 | 0 | 358 | 0.0475 | 0 | 203 | 0.0266 | 0 |  |  | 1 |  | RE-Appl-EffCW-med-ElecDHW-ElecCDryer-Tier3-FrontAnyDMoMH85CZ09rNCEH
RE-Appl-EffCW-med-ElecDHW-ElecCDryer-Tier3-Front | DEER2016 | D16v1 | 2015-05-16 | Any | DMo | MH85 | CZ09 | rNCGF | Each | 1 | 621 | None | 350 | 0.0473 | 0.944 | 194 | 0.0265 | 1.11 | 350 | 0.0473 | 0.944 | 194 | 0.0265 | 1.11 |  |  | 1 |  | RE-Appl-EffCW-med-ElecDHW-ElecCDryer-Tier3-FrontAnyDMoMH85CZ09rNCGF
RE-Appl-EffCW-med-ElecDHW-ElecCDryer-Tier3-Front | DEER2016 | D16v1 | 2015-05-16 | Any | DMo | MH85 | CZ10 | rDXGF | Each | 1 | 621 | None | 364 | 0.0528 | 0.812 | 201 | 0.0298 | 1.07 | 364 | 0.0528 | 0.812 | 201 | 0.0298 | 1.07 |  |  | 1 |  | RE-Appl-EffCW-med-ElecDHW-ElecCDryer-Tier3-FrontAnyDMoMH85CZ10rDXGF
RE-Appl-EffCW-med-ElecDHW-ElecCDryer-Tier3-Front | DEER2016 | D16v1 | 2015-05-16 | Any | DMo | MH85 | CZ10 | rDXHP | Each | 1 | 621 | None | 368 | 0.0499 | 0 | 207 | 0.0273 | 0 | 368 | 0.0499 | 0 | 207 | 0.0273 | 0 |  |  | 1 |  | RE-Appl-EffCW-med-ElecDHW-ElecCDryer-Tier3-FrontAnyDMoMH85CZ10rDXHP
RE-Appl-EffCW-med-ElecDHW-ElecCDryer-Tier3-Front | DEER2016 | D16v1 | 2015-05-16 | Any | DMo | MH85 | CZ10 | rNCEH | Each | 1 | 621 | None | 356 | 0.0473 | 0 | 202 | 0.0266 | 0 | 356 | 0.0473 | 0 | 202 | 0.0266 | 0 |  |  | 1 |  | RE-Appl-EffCW-med-ElecDHW-ElecCDryer-Tier3-FrontAnyDMoMH85CZ10rNCEH
RE-Appl-EffCW-med-ElecDHW-ElecCDryer-Tier3-Front | DEER2016 | D16v1 | 2015-05-16 | Any | DMo | MH85 | CZ10 | rNCGF | Each | 1 | 621 | None | 350 | 0.047 | 0.695 | 194 | 0.0264 | 0.938 | 350 | 0.047 | 0.695 | 194 | 0.0264 | 0.938 |  |  | 1 |  | RE-Appl-EffCW-med-ElecDHW-ElecCDryer-Tier3-FrontAnyDMoMH85CZ10rNCGF
RE-Appl-EffCW-med-ElecDHW-ElecCDryer-Tier3-Front | DEER2016 | D16v1 | 2015-05-16 | Any | DMo | MH85 | CZ11 | rDXGF | Each | 1 | 621 | None | 362 | 0.053 | 0.042 | 200 | 0.0303 | 0.492 | 362 | 0.053 | 0.042 | 200 | 0.0303 | 0.492 |  |  | 1 |  | RE-Appl-EffCW-med-ElecDHW-ElecCDryer-Tier3-FrontAnyDMoMH85CZ11rDXGF
RE-Appl-EffCW-med-ElecDHW-ElecCDryer-Tier3-Front | DEER2016 | D16v1 | 2015-05-16 | Any | DMo | MH85 | CZ11 | rDXHP | Each | 1 | 621 | None | 356 | 0.0501 | 0 | 198 | 0.0277 | 0 | 356 | 0.0501 | 0 | 198 | 0.0277 | 0 |  |  | 1 |  | RE-Appl-EffCW-med-ElecDHW-ElecCDryer-Tier3-FrontAnyDMoMH85CZ11rDXHP
RE-Appl-EffCW-med-ElecDHW-ElecCDryer-Tier3-Front | DEER2016 | D16v1 | 2015-05-16 | Any | DMo | MH85 | CZ11 | rNCEH | Each | 1 | 621 | None | 351 | 0.0472 | 0 | 198 | 0.0266 | 0 | 351 | 0.0472 | 0 | 198 | 0.0266 | 0 |  |  | 1 |  | RE-Appl-EffCW-med-ElecDHW-ElecCDryer-Tier3-FrontAnyDMoMH85CZ11rNCEH
RE-Appl-EffCW-med-ElecDHW-ElecCDryer-Tier3-Front | DEER2016 | D16v1 | 2015-05-16 | Any | DMo | MH85 | CZ11 | rNCGF | Each | 1 | 621 | None | 351 | 0.0472 | -0.048 | 194 | 0.0265 | 0.412 | 351 | 0.0472 | -0.048 | 194 | 0.0265 | 0.412 |  |  | 1 |  | RE-Appl-EffCW-med-ElecDHW-ElecCDryer-Tier3-FrontAnyDMoMH85CZ11rNCGF
RE-Appl-EffCW-med-ElecDHW-ElecCDryer-Tier3-Front | DEER2016 | D16v1 | 2015-05-16 | Any | DMo | MH85 | CZ12 | rDXGF | Each | 1 | 621 | None | 362 | 0.0543 | -0.07 | 198 | 0.0296 | 0.442 | 362 | 0.0543 | -0.07 | 198 | 0.0296 | 0.442 |  |  | 1 |  | RE-Appl-EffCW-med-ElecDHW-ElecCDryer-Tier3-FrontAnyDMoMH85CZ12rDXGF
RE-Appl-EffCW-med-ElecDHW-ElecCDryer-Tier3-Front | DEER2016 | D16v1 | 2015-05-16 | Any | DMo | MH85 | CZ12 | rDXHP | Each | 1 | 621 | None | 357 | 0.052 | 0 | 200 | 0.0284 | 0 | 357 | 0.052 | 0 | 200 | 0.0284 | 0 |  |  | 1 |  | RE-Appl-EffCW-med-ElecDHW-ElecCDryer-Tier3-FrontAnyDMoMH85CZ12rDXHP
RE-Appl-EffCW-med-ElecDHW-ElecCDryer-Tier3-Front | DEER2016 | D16v1 | 2015-05-16 | Any | DMo | MH85 | CZ12 | rNCEH | Each | 1 | 621 | None | 353 | 0.0481 | 0 | 198 | 0.0267 | 0 | 353 | 0.0481 | 0 | 198 | 0.0267 | 0 |  |  | 1 |  | RE-Appl-EffCW-med-ElecDHW-ElecCDryer-Tier3-FrontAnyDMoMH85CZ12rNCEH
RE-Appl-EffCW-med-ElecDHW-ElecCDryer-Tier3-Front | DEER2016 | D16v1 | 2015-05-16 | Any | DMo | MH85 | CZ12 | rNCGF | Each | 1 | 621 | None | 354 | 0.0479 | -0.156 | 194 | 0.0266 | 0.38 | 354 | 0.0479 | -0.156 | 194 | 0.0266 | 0.38 |  |  | 1 |  | RE-Appl-EffCW-med-ElecDHW-ElecCDryer-Tier3-FrontAnyDMoMH85CZ12rNCGF
RE-Appl-EffCW-med-ElecDHW-ElecCDryer-Tier3-Front | DEER2016 | D16v1 | 2015-05-16 | Any | DMo | MH85 | CZ13 | rDXGF | Each | 1 | 621 | None | 359 | 0.0464 | 0.056 | 199 | 0.0241 | 0.486 | 359 | 0.0464 | 0.056 | 199 | 0.0241 | 0.486 |  |  | 1 |  | RE-Appl-EffCW-med-ElecDHW-ElecCDryer-Tier3-FrontAnyDMoMH85CZ13rDXGF
RE-Appl-EffCW-med-ElecDHW-ElecCDryer-Tier3-Front | DEER2016 | D16v1 | 2015-05-16 | Any | DMo | MH85 | CZ13 | rDXHP | Each | 1 | 621 | None | 355 | 0.0433 | 0 | 200 | 0.021 | 0 | 355 | 0.0433 | 0 | 200 | 0.021 | 0 |  |  | 1 |  | RE-Appl-EffCW-med-ElecDHW-ElecCDryer-Tier3-FrontAnyDMoMH85CZ13rDXHP
RE-Appl-EffCW-med-ElecDHW-ElecCDryer-Tier3-Front | DEER2016 | D16v1 | 2015-05-16 | Any | DMo | MH85 | CZ13 | rNCEH | Each | 1 | 621 | None | 350 | 0.0471 | 0 | 198 | 0.0266 | 0 | 350 | 0.0471 | 0 | 198 | 0.0266 | 0 |  |  | 1 |  | RE-Appl-EffCW-med-ElecDHW-ElecCDryer-Tier3-FrontAnyDMoMH85CZ13rNCEH
RE-Appl-EffCW-med-ElecDHW-ElecCDryer-Tier3-Front | DEER2016 | D16v1 | 2015-05-16 | Any | DMo | MH85 | CZ13 | rNCGF | Each | 1 | 621 | None | 349 | 0.0463 | -0.016 | 194 | 0.0259 | 0.437 | 349 | 0.0463 | -0.016 | 194 | 0.0259 | 0.437 |  |  | 1 |  | RE-Appl-EffCW-med-ElecDHW-ElecCDryer-Tier3-FrontAnyDMoMH85CZ13rNCGF
RE-Appl-EffCW-med-ElecDHW-ElecCDryer-Tier3-Front | DEER2016 | D16v1 | 2015-05-16 | Any | DMo | MH85 | CZ14 | rDXGF | Each | 1 | 621 | None | 369 | 0.0516 | 0.113 | 205 | 0.0295 | 0.534 | 369 | 0.0516 | 0.113 | 205 | 0.0295 | 0.534 |  |  | 1 |  | RE-Appl-EffCW-med-ElecDHW-ElecCDryer-Tier3-FrontAnyDMoMH85CZ14rDXGF
RE-Appl-EffCW-med-ElecDHW-ElecCDryer-Tier3-Front | DEER2016 | D16v1 | 2015-05-16 | Any | DMo | MH85 | CZ14 | rDXHP | Each | 1 | 621 | None | 366 | 0.0495 | 0 | 205 | 0.0277 | 0 | 366 | 0.0495 | 0 | 205 | 0.0277 | 0 |  |  | 1 |  | RE-Appl-EffCW-med-ElecDHW-ElecCDryer-Tier3-FrontAnyDMoMH85CZ14rDXHP
RE-Appl-EffCW-med-ElecDHW-ElecCDryer-Tier3-Front | DEER2016 | D16v1 | 2015-05-16 | Any | DMo | MH85 | CZ14 | rNCEH | Each | 1 | 621 | None | 352 | 0.0467 | 0 | 198 | 0.0265 | 0 | 352 | 0.0467 | 0 | 198 | 0.0265 | 0 |  |  | 1 |  | RE-Appl-EffCW-med-ElecDHW-ElecCDryer-Tier3-FrontAnyDMoMH85CZ14rNCEH
RE-Appl-EffCW-med-ElecDHW-ElecCDryer-Tier3-Front | DEER2016 | D16v1 | 2015-05-16 | Any | DMo | MH85 | CZ14 | rNCGF | Each | 1 | 621 | None | 352 | 0.0465 | -0.031 | 194 | 0.0263 | 0.442 | 352 | 0.0465 | -0.031 | 194 | 0.0263 | 0.442 |  |  | 1 |  | RE-Appl-EffCW-med-ElecDHW-ElecCDryer-Tier3-FrontAnyDMoMH85CZ14rNCGF
RE-Appl-EffCW-med-ElecDHW-ElecCDryer-Tier3-Front | DEER2016 | D16v1 | 2015-05-16 | Any | DMo | MH85 | CZ15 | rDXGF | Each | 1 | 621 | None | 351 | 0.0499 | 0.573 | 196 | 0.029 | 0.678 | 351 | 0.0499 | 0.573 | 196 | 0.029 | 0.678 |  |  | 1 |  | RE-Appl-EffCW-med-ElecDHW-ElecCDryer-Tier3-FrontAnyDMoMH85CZ15rDXGF
RE-Appl-EffCW-med-ElecDHW-ElecCDryer-Tier3-Front | DEER2016 | D16v1 | 2015-05-16 | Any | DMo | MH85 | CZ15 | rDXHP | Each | 1 | 621 | None | 353 | 0.0494 | 0 | 202 | 0.0289 | 0 | 353 | 0.0494 | 0 | 202 | 0.0289 | 0 |  |  | 1 |  | RE-Appl-EffCW-med-ElecDHW-ElecCDryer-Tier3-FrontAnyDMoMH85CZ15rDXHP
RE-Appl-EffCW-med-ElecDHW-ElecCDryer-Tier3-Front | DEER2016 | D16v1 | 2015-05-16 | Any | DMo | MH85 | CZ15 | rNCEH | Each | 1 | 621 | None | 339 | 0.0444 | 0 | 197 | 0.026 | 0 | 339 | 0.0444 | 0 | 197 | 0.026 | 0 |  |  | 1 |  | RE-Appl-EffCW-med-ElecDHW-ElecCDryer-Tier3-FrontAnyDMoMH85CZ15rNCEH
RE-Appl-EffCW-med-ElecDHW-ElecCDryer-Tier3-Front | DEER2016 | D16v1 | 2015-05-16 | Any | DMo | MH85 | CZ15 | rNCGF | Each | 1 | 621 | None | 334 | 0.0441 | 0.423 | 191 | 0.0267 | 0.613 | 334 | 0.0441 | 0.423 | 191 | 0.0267 | 0.613 |  |  | 1 |  | RE-Appl-EffCW-med-ElecDHW-ElecCDryer-Tier3-FrontAnyDMoMH85CZ15rNCGF
RE-Appl-EffCW-med-ElecDHW-ElecCDryer-Tier3-Front | DEER2016 | D16v1 | 2015-05-16 | Any | DMo | MH85 | CZ16 | rDXGF | Each | 1 | 621 | None | 377 | 0.0543 | -0.074 | 202 | 0.0288 | 0.535 | 377 | 0.0543 | -0.074 | 202 | 0.0288 | 0.535 |  |  | 1 |  | RE-Appl-EffCW-med-ElecDHW-ElecCDryer-Tier3-FrontAnyDMoMH85CZ16rDXGF
RE-Appl-EffCW-med-ElecDHW-ElecCDryer-Tier3-Front | DEER2016 | D16v1 | 2015-05-16 | Any | DMo | MH85 | CZ16 | rDXHP | Each | 1 | 621 | None | 369 | 0.0537 | 0 | 201 | 0.0294 | 0 | 369 | 0.0537 | 0 | 201 | 0.0294 | 0 |  |  | 1 |  | RE-Appl-EffCW-med-ElecDHW-ElecCDryer-Tier3-FrontAnyDMoMH85CZ16rDXHP
RE-Appl-EffCW-med-ElecDHW-ElecCDryer-Tier3-Front | DEER2016 | D16v1 | 2015-05-16 | Any | DMo | MH85 | CZ16 | rNCEH | Each | 1 | 621 | None | 365 | 0.0496 | 0 | 201 | 0.027 | 0 | 365 | 0.0496 | 0 | 201 | 0.027 | 0 |  |  | 1 |  | RE-Appl-EffCW-med-ElecDHW-ElecCDryer-Tier3-FrontAnyDMoMH85CZ16rNCEH
RE-Appl-EffCW-med-ElecDHW-ElecCDryer-Tier3-Front | DEER2016 | D16v1 | 2015-05-16 | Any | DMo | MH85 | CZ16 | rNCGF | Each | 1 | 621 | None | 366 | 0.0497 | -0.14 | 197 | 0.027 | 0.499 | 366 | 0.0497 | -0.14 | 197 | 0.027 | 0.499 |  |  | 1 |  | RE-Appl-EffCW-med-ElecDHW-ElecCDryer-Tier3-FrontAnyDMoMH85CZ16rNCGF
RE-Appl-EffCW-med-ElecDHW-ElecCDryer-Tier3-Front | DEER2016 | D16v1 | 2015-05-16 | Any | MFm | 1975 | CZ01 | rDXGF | Each | 1 | 474 | None | 373 | 0.0532 | -0.127 | 200 | 0.0264 | 0.766 | 373 | 0.0532 | -0.127 | 200 | 0.0264 | 0.766 |  |  | 1 |  | RE-Appl-EffCW-med-ElecDHW-ElecCDryer-Tier3-FrontAnyMFm1975CZ01rDXGF
RE-Appl-EffCW-med-ElecDHW-ElecCDryer-Tier3-Front | DEER2016 | D16v1 | 2015-05-16 | Any | MFm | 1975 | CZ01 | rDXHP | Each | 1 | 474 | None | 371 | 0.0535 | 0 | 206 | 0.0278 | 0 | 371 | 0.0535 | 0 | 206 | 0.0278 | 0 |  |  | 1 |  | RE-Appl-EffCW-med-ElecDHW-ElecCDryer-Tier3-FrontAnyMFm1975CZ01rDXHP
RE-Appl-EffCW-med-ElecDHW-ElecCDryer-Tier3-Front | DEER2016 | D16v1 | 2015-05-16 | Any | MFm | 1975 | CZ01 | rNCEH | Each | 1 | 474 | None | 369 | 0.0506 | 0 | 211 | 0.0274 | 0 | 369 | 0.0506 | 0 | 211 | 0.0274 | 0 |  |  | 1 |  | RE-Appl-EffCW-med-ElecDHW-ElecCDryer-Tier3-FrontAnyMFm1975CZ01rNCEH
RE-Appl-EffCW-med-ElecDHW-ElecCDryer-Tier3-Front | DEER2016 | D16v1 | 2015-05-16 | Any | MFm | 1975 | CZ01 | rNCGF | Each | 1 | 474 | None | 372 | 0.051 | -0.219 | 200 | 0.0275 | 0.67 | 372 | 0.051 | -0.219 | 200 | 0.0275 | 0.67 |  |  | 1 |  | RE-Appl-EffCW-med-ElecDHW-ElecCDryer-Tier3-FrontAnyMFm1975CZ01rNCGF
RE-Appl-EffCW-med-ElecDHW-ElecCDryer-Tier3-Front | DEER2016 | D16v1 | 2015-05-16 | Any | MFm | 1975 | CZ02 | rDXGF | Each | 1 | 474 | None | 367 | 0.0559 | 0.227 | 199 | 0.0303 | 0.74 | 367 | 0.0559 | 0.227 | 199 | 0.0303 | 0.74 |  |  | 1 |  | RE-Appl-EffCW-med-ElecDHW-ElecCDryer-Tier3-FrontAnyMFm1975CZ02rDXGF
RE-Appl-EffCW-med-ElecDHW-ElecCDryer-Tier3-Front | DEER2016 | D16v1 | 2015-05-16 | Any | MFm | 1975 | CZ02 | rDXHP | Each | 1 | 474 | None | 368 | 0.0566 | 0 | 205 | 0.0302 | 0 | 368 | 0.0566 | 0 | 205 | 0.0302 | 0 |  |  | 1 |  | RE-Appl-EffCW-med-ElecDHW-ElecCDryer-Tier3-FrontAnyMFm1975CZ02rDXHP
RE-Appl-EffCW-med-ElecDHW-ElecCDryer-Tier3-Front | DEER2016 | D16v1 | 2015-05-16 | Any | MFm | 1975 | CZ02 | rNCEH | Each | 1 | 474 | None | 364 | 0.0496 | 0 | 206 | 0.0272 | 0 | 364 | 0.0496 | 0 | 206 | 0.0272 | 0 |  |  | 1 |  | RE-Appl-EffCW-med-ElecDHW-ElecCDryer-Tier3-FrontAnyMFm1975CZ02rNCEH
RE-Appl-EffCW-med-ElecDHW-ElecCDryer-Tier3-Front | DEER2016 | D16v1 | 2015-05-16 | Any | MFm | 1975 | CZ02 | rNCGF | Each | 1 | 474 | None | 364 | 0.0496 | 0.14 | 198 | 0.0273 | 0.685 | 364 | 0.0496 | 0.14 | 198 | 0.0273 | 0.685 |  |  | 1 |  | RE-Appl-EffCW-med-ElecDHW-ElecCDryer-Tier3-FrontAnyMFm1975CZ02rNCGF
RE-Appl-EffCW-med-ElecDHW-ElecCDryer-Tier3-Front | DEER2016 | D16v1 | 2015-05-16 | Any | MFm | 1975 | CZ03 | rDXGF | Each | 1 | 474 | None | 365 | 0.0533 | 0.318 | 199 | 0.0301 | 0.872 | 365 | 0.0533 | 0.318 | 199 | 0.0301 | 0.872 |  |  | 1 |  | RE-Appl-EffCW-med-ElecDHW-ElecCDryer-Tier3-FrontAnyMFm1975CZ03rDXGF
RE-Appl-EffCW-med-ElecDHW-ElecCDryer-Tier3-Front | DEER2016 | D16v1 | 2015-05-16 | Any | MFm | 1975 | CZ03 | rDXHP | Each | 1 | 474 | None | 367 | 0.0517 | 0 | 206 | 0.0276 | 0 | 367 | 0.0517 | 0 | 206 | 0.0276 | 0 |  |  | 1 |  | RE-Appl-EffCW-med-ElecDHW-ElecCDryer-Tier3-FrontAnyMFm1975CZ03rDXHP
RE-Appl-EffCW-med-ElecDHW-ElecCDryer-Tier3-Front | DEER2016 | D16v1 | 2015-05-16 | Any | MFm | 1975 | CZ03 | rNCEH | Each | 1 | 474 | None | 365 | 0.0499 | 0 | 207 | 0.0273 | 0 | 365 | 0.0499 | 0 | 207 | 0.0273 | 0 |  |  | 1 |  | RE-Appl-EffCW-med-ElecDHW-ElecCDryer-Tier3-FrontAnyMFm1975CZ03rNCEH
RE-Appl-EffCW-med-ElecDHW-ElecCDryer-Tier3-Front | DEER2016 | D16v1 | 2015-05-16 | Any | MFm | 1975 | CZ03 | rNCGF | Each | 1 | 474 | None | 364 | 0.0498 | 0.225 | 198 | 0.0273 | 0.827 | 364 | 0.0498 | 0.225 | 198 | 0.0273 | 0.827 |  |  | 1 |  | RE-Appl-EffCW-med-ElecDHW-ElecCDryer-Tier3-FrontAnyMFm1975CZ03rNCGF
RE-Appl-EffCW-med-ElecDHW-ElecCDryer-Tier3-Front | DEER2016 | D16v1 | 2015-05-16 | Any | MFm | 1975 | CZ04 | rDXGF | Each | 1 | 474 | None | 364 | 0.0553 | 0.25 | 199 | 0.0311 | 0.66 | 364 | 0.0553 | 0.25 | 199 | 0.0311 | 0.66 |  |  | 1 |  | RE-Appl-EffCW-med-ElecDHW-ElecCDryer-Tier3-FrontAnyMFm1975CZ04rDXGF
RE-Appl-EffCW-med-ElecDHW-ElecCDryer-Tier3-Front | DEER2016 | D16v1 | 2015-05-16 | Any | MFm | 1975 | CZ04 | rDXHP | Each | 1 | 474 | None | 366 | 0.0534 | 0 | 205 | 0.0291 | 0 | 366 | 0.0534 | 0 | 205 | 0.0291 | 0 |  |  | 1 |  | RE-Appl-EffCW-med-ElecDHW-ElecCDryer-Tier3-FrontAnyMFm1975CZ04rDXHP
RE-Appl-EffCW-med-ElecDHW-ElecCDryer-Tier3-Front | DEER2016 | D16v1 | 2015-05-16 | Any | MFm | 1975 | CZ04 | rNCEH | Each | 1 | 474 | None | 361 | 0.0488 | 0 | 204 | 0.0271 | 0 | 361 | 0.0488 | 0 | 204 | 0.0271 | 0 |  |  | 1 |  | RE-Appl-EffCW-med-ElecDHW-ElecCDryer-Tier3-FrontAnyMFm1975CZ04rNCEH
RE-Appl-EffCW-med-ElecDHW-ElecCDryer-Tier3-Front | DEER2016 | D16v1 | 2015-05-16 | Any | MFm | 1975 | CZ04 | rNCGF | Each | 1 | 474 | None | 361 | 0.0488 | 0.151 | 198 | 0.0271 | 0.599 | 361 | 0.0488 | 0.151 | 198 | 0.0271 | 0.599 |  |  | 1 |  | RE-Appl-EffCW-med-ElecDHW-ElecCDryer-Tier3-FrontAnyMFm1975CZ04rNCGF
RE-Appl-EffCW-med-ElecDHW-ElecCDryer-Tier3-Front | DEER2016 | D16v1 | 2015-05-16 | Any | MFm | 1975 | CZ05 | rDXGF | Each | 1 | 474 | None | 367 | 0.0522 | 0.295 | 199 | 0.027 | 0.941 | 367 | 0.0522 | 0.295 | 199 | 0.027 | 0.941 |  |  | 1 |  | RE-Appl-EffCW-med-ElecDHW-ElecCDryer-Tier3-FrontAnyMFm1975CZ05rDXGF
RE-Appl-EffCW-med-ElecDHW-ElecCDryer-Tier3-Front | DEER2016 | D16v1 | 2015-05-16 | Any | MFm | 1975 | CZ05 | rDXHP | Each | 1 | 474 | None | 370 | 0.0557 | 0 | 207 | 0.0274 | 0 | 370 | 0.0557 | 0 | 207 | 0.0274 | 0 |  |  | 1 |  | RE-Appl-EffCW-med-ElecDHW-ElecCDryer-Tier3-FrontAnyMFm1975CZ05rDXHP
RE-Appl-EffCW-med-ElecDHW-ElecCDryer-Tier3-Front | DEER2016 | D16v1 | 2015-05-16 | Any | MFm | 1975 | CZ05 | rNCEH | Each | 1 | 474 | None | 367 | 0.05 | 0 | 210 | 0.0273 | 0 | 367 | 0.05 | 0 | 210 | 0.0273 | 0 |  |  | 1 |  | RE-Appl-EffCW-med-ElecDHW-ElecCDryer-Tier3-FrontAnyMFm1975CZ05rNCEH
RE-Appl-EffCW-med-ElecDHW-ElecCDryer-Tier3-Front | DEER2016 | D16v1 | 2015-05-16 | Any | MFm | 1975 | CZ05 | rNCGF | Each | 1 | 474 | None | 366 | 0.05 | 0.246 | 199 | 0.0273 | 0.899 | 366 | 0.05 | 0.246 | 199 | 0.0273 | 0.899 |  |  | 1 |  | RE-Appl-EffCW-med-ElecDHW-ElecCDryer-Tier3-FrontAnyMFm1975CZ05rNCGF
RE-Appl-EffCW-med-ElecDHW-ElecCDryer-Tier3-Front | DEER2016 | D16v1 | 2015-05-16 | Any | MFm | 1975 | CZ06 | rDXGF | Each | 1 | 465 | None | 364 | 0.0511 | 0.489 | 199 | 0.0287 | 0.709 | 364 | 0.0511 | 0.489 | 199 | 0.0287 | 0.709 |  |  | 1 |  | RE-Appl-EffCW-med-ElecDHW-ElecCDryer-Tier3-FrontAnyMFm1975CZ06rDXGF
RE-Appl-EffCW-med-ElecDHW-ElecCDryer-Tier3-Front | DEER2016 | D16v1 | 2015-05-16 | Any | MFm | 1975 | CZ06 | rDXHP | Each | 1 | 465 | None | 367 | 0.0532 | 0 | 205 | 0.0255 | 0 | 367 | 0.0532 | 0 | 205 | 0.0255 | 0 |  |  | 1 |  | RE-Appl-EffCW-med-ElecDHW-ElecCDryer-Tier3-FrontAnyMFm1975CZ06rDXHP
RE-Appl-EffCW-med-ElecDHW-ElecCDryer-Tier3-Front | DEER2016 | D16v1 | 2015-05-16 | Any | MFm | 1975 | CZ06 | rNCEH | Each | 1 | 465 | None | 359 | 0.0487 | 0 | 203 | 0.0271 | 0 | 359 | 0.0487 | 0 | 203 | 0.0271 | 0 |  |  | 1 |  | RE-Appl-EffCW-med-ElecDHW-ElecCDryer-Tier3-FrontAnyMFm1975CZ06rNCEH
RE-Appl-EffCW-med-ElecDHW-ElecCDryer-Tier3-Front | DEER2016 | D16v1 | 2015-05-16 | Any | MFm | 1975 | CZ06 | rNCGF | Each | 1 | 465 | None | 358 | 0.0487 | 0.296 | 197 | 0.0271 | 0.607 | 358 | 0.0487 | 0.296 | 197 | 0.0271 | 0.607 |  |  | 1 |  | RE-Appl-EffCW-med-ElecDHW-ElecCDryer-Tier3-FrontAnyMFm1975CZ06rNCGF
RE-Appl-EffCW-med-ElecDHW-ElecCDryer-Tier3-Front | DEER2016 | D16v1 | 2015-05-16 | Any | MFm | 1975 | CZ07 | rDXGF | Each | 1 | 465 | None | 360 | 0.0491 | 0.369 | 197 | 0.0324 | 0.514 | 360 | 0.0491 | 0.369 | 197 | 0.0324 | 0.514 |  |  | 1 |  | RE-Appl-EffCW-med-ElecDHW-ElecCDryer-Tier3-FrontAnyMFm1975CZ07rDXGF
RE-Appl-EffCW-med-ElecDHW-ElecCDryer-Tier3-Front | DEER2016 | D16v1 | 2015-05-16 | Any | MFm | 1975 | CZ07 | rDXHP | Each | 1 | 465 | None | 362 | 0.0533 | 0 | 201 | 0.0287 | 0 | 362 | 0.0533 | 0 | 201 | 0.0287 | 0 |  |  | 1 |  | RE-Appl-EffCW-med-ElecDHW-ElecCDryer-Tier3-FrontAnyMFm1975CZ07rDXHP
RE-Appl-EffCW-med-ElecDHW-ElecCDryer-Tier3-Front | DEER2016 | D16v1 | 2015-05-16 | Any | MFm | 1975 | CZ07 | rNCEH | Each | 1 | 465 | None | 358 | 0.0487 | 0 | 201 | 0.0271 | 0 | 358 | 0.0487 | 0 | 201 | 0.0271 | 0 |  |  | 1 |  | RE-Appl-EffCW-med-ElecDHW-ElecCDryer-Tier3-FrontAnyMFm1975CZ07rNCEH
RE-Appl-EffCW-med-ElecDHW-ElecCDryer-Tier3-Front | DEER2016 | D16v1 | 2015-05-16 | Any | MFm | 1975 | CZ07 | rNCGF | Each | 1 | 465 | None | 357 | 0.0487 | 0.248 | 197 | 0.0271 | 0.443 | 357 | 0.0487 | 0.248 | 197 | 0.0271 | 0.443 |  |  | 1 |  | RE-Appl-EffCW-med-ElecDHW-ElecCDryer-Tier3-FrontAnyMFm1975CZ07rNCGF
RE-Appl-EffCW-med-ElecDHW-ElecCDryer-Tier3-Front | DEER2016 | D16v1 | 2015-05-16 | Any | MFm | 1975 | CZ08 | rDXGF | Each | 1 | 465 | None | 362 | 0.0549 | 0.364 | 199 | 0.0296 | 0.648 | 362 | 0.0549 | 0.364 | 199 | 0.0296 | 0.648 |  |  | 1 |  | RE-Appl-EffCW-med-ElecDHW-ElecCDryer-Tier3-FrontAnyMFm1975CZ08rDXGF
RE-Appl-EffCW-med-ElecDHW-ElecCDryer-Tier3-Front | DEER2016 | D16v1 | 2015-05-16 | Any | MFm | 1975 | CZ08 | rDXHP | Each | 1 | 465 | None | 364 | 0.0527 | 0 | 203 | 0.0284 | 0 | 364 | 0.0527 | 0 | 203 | 0.0284 | 0 |  |  | 1 |  | RE-Appl-EffCW-med-ElecDHW-ElecCDryer-Tier3-FrontAnyMFm1975CZ08rDXHP
RE-Appl-EffCW-med-ElecDHW-ElecCDryer-Tier3-Front | DEER2016 | D16v1 | 2015-05-16 | Any | MFm | 1975 | CZ08 | rNCEH | Each | 1 | 465 | None | 355 | 0.0483 | 0 | 202 | 0.027 | 0 | 355 | 0.0483 | 0 | 202 | 0.027 | 0 |  |  | 1 |  | RE-Appl-EffCW-med-ElecDHW-ElecCDryer-Tier3-FrontAnyMFm1975CZ08rNCEH
RE-Appl-EffCW-med-ElecDHW-ElecCDryer-Tier3-Front | DEER2016 | D16v1 | 2015-05-16 | Any | MFm | 1975 | CZ08 | rNCGF | Each | 1 | 465 | None | 355 | 0.0483 | 0.134 | 197 | 0.027 | 0.479 | 355 | 0.0483 | 0.134 | 197 | 0.027 | 0.479 |  |  | 1 |  | RE-Appl-EffCW-med-ElecDHW-ElecCDryer-Tier3-FrontAnyMFm1975CZ08rNCGF
RE-Appl-EffCW-med-ElecDHW-ElecCDryer-Tier3-Front | DEER2016 | D16v1 | 2015-05-16 | Any | MFm | 1975 | CZ09 | rDXGF | Each | 1 | 544 | None | 359 | 0.0512 | 0.674 | 198 | 0.0293 | 0.499 | 359 | 0.0512 | 0.674 | 198 | 0.0293 | 0.499 |  |  | 1 |  | RE-Appl-EffCW-med-ElecDHW-ElecCDryer-Tier3-FrontAnyMFm1975CZ09rDXGF
RE-Appl-EffCW-med-ElecDHW-ElecCDryer-Tier3-Front | DEER2016 | D16v1 | 2015-05-16 | Any | MFm | 1975 | CZ09 | rDXHP | Each | 1 | 544 | None | 364 | 0.0499 | 0 | 203 | 0.028 | 0 | 364 | 0.0499 | 0 | 203 | 0.028 | 0 |  |  | 1 |  | RE-Appl-EffCW-med-ElecDHW-ElecCDryer-Tier3-FrontAnyMFm1975CZ09rDXHP
RE-Appl-EffCW-med-ElecDHW-ElecCDryer-Tier3-Front | DEER2016 | D16v1 | 2015-05-16 | Any | MFm | 1975 | CZ09 | rNCEH | Each | 1 | 544 | None | 360 | 0.048 | 0 | 201 | 0.027 | 0 | 360 | 0.048 | 0 | 201 | 0.027 | 0 |  |  | 1 |  | RE-Appl-EffCW-med-ElecDHW-ElecCDryer-Tier3-FrontAnyMFm1975CZ09rNCEH
RE-Appl-EffCW-med-ElecDHW-ElecCDryer-Tier3-Front | DEER2016 | D16v1 | 2015-05-16 | Any | MFm | 1975 | CZ09 | rNCGF | Each | 1 | 544 | None | 355 | 0.048 | 0.511 | 196 | 0.027 | 0.387 | 355 | 0.048 | 0.511 | 196 | 0.027 | 0.387 |  |  | 1 |  | RE-Appl-EffCW-med-ElecDHW-ElecCDryer-Tier3-FrontAnyMFm1975CZ09rNCGF
RE-Appl-EffCW-med-ElecDHW-ElecCDryer-Tier3-Front | DEER2016 | D16v1 | 2015-05-16 | Any | MFm | 1975 | CZ10 | rDXGF | Each | 1 | 544 | None | 358 | 0.0519 | 0.736 | 199 | 0.0293 | 0.552 | 358 | 0.0519 | 0.736 | 199 | 0.0293 | 0.552 |  |  | 1 |  | RE-Appl-EffCW-med-ElecDHW-ElecCDryer-Tier3-FrontAnyMFm1975CZ10rDXGF
RE-Appl-EffCW-med-ElecDHW-ElecCDryer-Tier3-Front | DEER2016 | D16v1 | 2015-05-16 | Any | MFm | 1975 | CZ10 | rDXHP | Each | 1 | 544 | None | 363 | 0.0506 | 0 | 202 | 0.0289 | 0 | 363 | 0.0506 | 0 | 202 | 0.0289 | 0 |  |  | 1 |  | RE-Appl-EffCW-med-ElecDHW-ElecCDryer-Tier3-FrontAnyMFm1975CZ10rDXHP
RE-Appl-EffCW-med-ElecDHW-ElecCDryer-Tier3-Front | DEER2016 | D16v1 | 2015-05-16 | Any | MFm | 1975 | CZ10 | rNCEH | Each | 1 | 544 | None | 361 | 0.0478 | 0 | 201 | 0.0269 | 0 | 361 | 0.0478 | 0 | 201 | 0.0269 | 0 |  |  | 1 |  | RE-Appl-EffCW-med-ElecDHW-ElecCDryer-Tier3-FrontAnyMFm1975CZ10rNCEH
RE-Appl-EffCW-med-ElecDHW-ElecCDryer-Tier3-Front | DEER2016 | D16v1 | 2015-05-16 | Any | MFm | 1975 | CZ10 | rNCGF | Each | 1 | 544 | None | 354 | 0.0478 | 0.573 | 196 | 0.0269 | 0.432 | 354 | 0.0478 | 0.573 | 196 | 0.0269 | 0.432 |  |  | 1 |  | RE-Appl-EffCW-med-ElecDHW-ElecCDryer-Tier3-FrontAnyMFm1975CZ10rNCGF
RE-Appl-EffCW-med-ElecDHW-ElecCDryer-Tier3-Front | DEER2016 | D16v1 | 2015-05-16 | Any | MFm | 1975 | CZ11 | rDXGF | Each | 1 | 487 | None | 358 | 0.0509 | 0.429 | 197 | 0.0284 | 0.436 | 358 | 0.0509 | 0.429 | 197 | 0.0284 | 0.436 |  |  | 1 |  | RE-Appl-EffCW-med-ElecDHW-ElecCDryer-Tier3-FrontAnyMFm1975CZ11rDXGF
RE-Appl-EffCW-med-ElecDHW-ElecCDryer-Tier3-Front | DEER2016 | D16v1 | 2015-05-16 | Any | MFm | 1975 | CZ11 | rDXHP | Each | 1 | 487 | None | 360 | 0.0492 | 0 | 200 | 0.028 | 0 | 360 | 0.0492 | 0 | 200 | 0.028 | 0 |  |  | 1 |  | RE-Appl-EffCW-med-ElecDHW-ElecCDryer-Tier3-FrontAnyMFm1975CZ11rDXHP
RE-Appl-EffCW-med-ElecDHW-ElecCDryer-Tier3-Front | DEER2016 | D16v1 | 2015-05-16 | Any | MFm | 1975 | CZ11 | rNCEH | Each | 1 | 487 | None | 360 | 0.0477 | 0 | 202 | 0.0269 | 0 | 360 | 0.0477 | 0 | 202 | 0.0269 | 0 |  |  | 1 |  | RE-Appl-EffCW-med-ElecDHW-ElecCDryer-Tier3-FrontAnyMFm1975CZ11rNCEH
RE-Appl-EffCW-med-ElecDHW-ElecCDryer-Tier3-Front | DEER2016 | D16v1 | 2015-05-16 | Any | MFm | 1975 | CZ11 | rNCGF | Each | 1 | 487 | None | 355 | 0.0477 | 0.371 | 196 | 0.0269 | 0.401 | 355 | 0.0477 | 0.371 | 196 | 0.0269 | 0.401 |  |  | 1 |  | RE-Appl-EffCW-med-ElecDHW-ElecCDryer-Tier3-FrontAnyMFm1975CZ11rNCGF
RE-Appl-EffCW-med-ElecDHW-ElecCDryer-Tier3-Front | DEER2016 | D16v1 | 2015-05-16 | Any | MFm | 1975 | CZ12 | rDXGF | Each | 1 | 487 | None | 361 | 0.0531 | 0.781 | 198 | 0.0292 | 0.719 | 361 | 0.0531 | 0.781 | 198 | 0.0292 | 0.719 |  |  | 1 |  | RE-Appl-EffCW-med-ElecDHW-ElecCDryer-Tier3-FrontAnyMFm1975CZ12rDXGF
RE-Appl-EffCW-med-ElecDHW-ElecCDryer-Tier3-Front | DEER2016 | D16v1 | 2015-05-16 | Any | MFm | 1975 | CZ12 | rDXHP | Each | 1 | 487 | None | 365 | 0.0513 | 0 | 203 | 0.0286 | 0 | 365 | 0.0513 | 0 | 203 | 0.0286 | 0 |  |  | 1 |  | RE-Appl-EffCW-med-ElecDHW-ElecCDryer-Tier3-FrontAnyMFm1975CZ12rDXHP
RE-Appl-EffCW-med-ElecDHW-ElecCDryer-Tier3-Front | DEER2016 | D16v1 | 2015-05-16 | Any | MFm | 1975 | CZ12 | rNCEH | Each | 1 | 487 | None | 366 | 0.0486 | 0 | 204 | 0.027 | 0 | 366 | 0.0486 | 0 | 204 | 0.027 | 0 |  |  | 1 |  | RE-Appl-EffCW-med-ElecDHW-ElecCDryer-Tier3-FrontAnyMFm1975CZ12rNCEH
RE-Appl-EffCW-med-ElecDHW-ElecCDryer-Tier3-Front | DEER2016 | D16v1 | 2015-05-16 | Any | MFm | 1975 | CZ12 | rNCGF | Each | 1 | 487 | None | 359 | 0.0486 | 0.627 | 197 | 0.027 | 0.609 | 359 | 0.0486 | 0.627 | 197 | 0.027 | 0.609 |  |  | 1 |  | RE-Appl-EffCW-med-ElecDHW-ElecCDryer-Tier3-FrontAnyMFm1975CZ12rNCGF
RE-Appl-EffCW-med-ElecDHW-ElecCDryer-Tier3-Front | DEER2016 | D16v1 | 2015-05-16 | Any | MFm | 1975 | CZ13 | rDXGF | Each | 1 | 487 | None | 356 | 0.0504 | 0.459 | 196 | 0.0286 | 0.458 | 356 | 0.0504 | 0.459 | 196 | 0.0286 | 0.458 |  |  | 1 |  | RE-Appl-EffCW-med-ElecDHW-ElecCDryer-Tier3-FrontAnyMFm1975CZ13rDXGF
RE-Appl-EffCW-med-ElecDHW-ElecCDryer-Tier3-Front | DEER2016 | D16v1 | 2015-05-16 | Any | MFm | 1975 | CZ13 | rDXHP | Each | 1 | 487 | None | 357 | 0.0497 | 0 | 199 | 0.0286 | 0 | 357 | 0.0497 | 0 | 199 | 0.0286 | 0 |  |  | 1 |  | RE-Appl-EffCW-med-ElecDHW-ElecCDryer-Tier3-FrontAnyMFm1975CZ13rDXHP
RE-Appl-EffCW-med-ElecDHW-ElecCDryer-Tier3-Front | DEER2016 | D16v1 | 2015-05-16 | Any | MFm | 1975 | CZ13 | rNCEH | Each | 1 | 487 | None | 360 | 0.0476 | 0 | 202 | 0.0269 | 0 | 360 | 0.0476 | 0 | 202 | 0.0269 | 0 |  |  | 1 |  | RE-Appl-EffCW-med-ElecDHW-ElecCDryer-Tier3-FrontAnyMFm1975CZ13rNCEH
RE-Appl-EffCW-med-ElecDHW-ElecCDryer-Tier3-Front | DEER2016 | D16v1 | 2015-05-16 | Any | MFm | 1975 | CZ13 | rNCGF | Each | 1 | 487 | None | 354 | 0.0476 | 0.381 | 196 | 0.0269 | 0.405 | 354 | 0.0476 | 0.381 | 196 | 0.0269 | 0.405 |  |  | 1 |  | RE-Appl-EffCW-med-ElecDHW-ElecCDryer-Tier3-FrontAnyMFm1975CZ13rNCGF
RE-Appl-EffCW-med-ElecDHW-ElecCDryer-Tier3-Front | DEER2016 | D16v1 | 2015-05-16 | Any | MFm | 1975 | CZ14 | rDXGF | Each | 1 | 634 | None | 367 | 0.0512 | -0.16 | 202 | 0.0292 | 0.177 | 367 | 0.0512 | -0.16 | 202 | 0.0292 | 0.177 |  |  | 1 |  | RE-Appl-EffCW-med-ElecDHW-ElecCDryer-Tier3-FrontAnyMFm1975CZ14rDXGF
RE-Appl-EffCW-med-ElecDHW-ElecCDryer-Tier3-Front | DEER2016 | D16v1 | 2015-05-16 | Any | MFm | 1975 | CZ14 | rDXHP | Each | 1 | 634 | None | 364 | 0.0496 | 0 | 202 | 0.0276 | 0 | 364 | 0.0496 | 0 | 202 | 0.0276 | 0 |  |  | 1 |  | RE-Appl-EffCW-med-ElecDHW-ElecCDryer-Tier3-FrontAnyMFm1975CZ14rDXHP
RE-Appl-EffCW-med-ElecDHW-ElecCDryer-Tier3-Front | DEER2016 | D16v1 | 2015-05-16 | Any | MFm | 1975 | CZ14 | rNCEH | Each | 1 | 634 | None | 352 | 0.0472 | 0 | 197 | 0.0268 | 0 | 352 | 0.0472 | 0 | 197 | 0.0268 | 0 |  |  | 1 |  | RE-Appl-EffCW-med-ElecDHW-ElecCDryer-Tier3-FrontAnyMFm1975CZ14rNCEH
RE-Appl-EffCW-med-ElecDHW-ElecCDryer-Tier3-Front | DEER2016 | D16v1 | 2015-05-16 | Any | MFm | 1975 | CZ14 | rNCGF | Each | 1 | 634 | None | 356 | 0.0472 | -0.333 | 197 | 0.0268 | 0.08 | 356 | 0.0472 | -0.333 | 197 | 0.0268 | 0.08 |  |  | 1 |  | RE-Appl-EffCW-med-ElecDHW-ElecCDryer-Tier3-FrontAnyMFm1975CZ14rNCGF
RE-Appl-EffCW-med-ElecDHW-ElecCDryer-Tier3-Front | DEER2016 | D16v1 | 2015-05-16 | Any | MFm | 1975 | CZ15 | rDXGF | Each | 1 | 634 | None | 349 | 0.0493 | 0.194 | 197 | 0.0286 | 0.281 | 349 | 0.0493 | 0.194 | 197 | 0.0286 | 0.281 |  |  | 1 |  | RE-Appl-EffCW-med-ElecDHW-ElecCDryer-Tier3-FrontAnyMFm1975CZ15rDXGF
RE-Appl-EffCW-med-ElecDHW-ElecCDryer-Tier3-Front | DEER2016 | D16v1 | 2015-05-16 | Any | MFm | 1975 | CZ15 | rDXHP | Each | 1 | 634 | None | 349 | 0.0487 | 0 | 198 | 0.028 | 0 | 349 | 0.0487 | 0 | 198 | 0.028 | 0 |  |  | 1 |  | RE-Appl-EffCW-med-ElecDHW-ElecCDryer-Tier3-FrontAnyMFm1975CZ15rDXHP
RE-Appl-EffCW-med-ElecDHW-ElecCDryer-Tier3-Front | DEER2016 | D16v1 | 2015-05-16 | Any | MFm | 1975 | CZ15 | rNCEH | Each | 1 | 634 | None | 339 | 0.0449 | 0 | 195 | 0.0263 | 0 | 339 | 0.0449 | 0 | 195 | 0.0263 | 0 |  |  | 1 |  | RE-Appl-EffCW-med-ElecDHW-ElecCDryer-Tier3-FrontAnyMFm1975CZ15rNCEH
RE-Appl-EffCW-med-ElecDHW-ElecCDryer-Tier3-Front | DEER2016 | D16v1 | 2015-05-16 | Any | MFm | 1975 | CZ15 | rNCGF | Each | 1 | 634 | None | 338 | 0.0449 | 0.015 | 193 | 0.0263 | 0.15 | 338 | 0.0449 | 0.015 | 193 | 0.0263 | 0.15 |  |  | 1 |  | RE-Appl-EffCW-med-ElecDHW-ElecCDryer-Tier3-FrontAnyMFm1975CZ15rNCGF
RE-Appl-EffCW-med-ElecDHW-ElecCDryer-Tier3-Front | DEER2016 | D16v1 | 2015-05-16 | Any | MFm | 1975 | CZ16 | rDXGF | Each | 1 | 474 | None | 374 | 0.0552 | -0.352 | 199 | 0.0288 | 0.35 | 374 | 0.0552 | -0.352 | 199 | 0.0288 | 0.35 |  |  | 1 |  | RE-Appl-EffCW-med-ElecDHW-ElecCDryer-Tier3-FrontAnyMFm1975CZ16rDXGF
RE-Appl-EffCW-med-ElecDHW-ElecCDryer-Tier3-Front | DEER2016 | D16v1 | 2015-05-16 | Any | MFm | 1975 | CZ16 | rDXHP | Each | 1 | 474 | None | 369 | 0.0527 | 0 | 202 | 0.0281 | 0 | 369 | 0.0527 | 0 | 202 | 0.0281 | 0 |  |  | 1 |  | RE-Appl-EffCW-med-ElecDHW-ElecCDryer-Tier3-FrontAnyMFm1975CZ16rDXHP
RE-Appl-EffCW-med-ElecDHW-ElecCDryer-Tier3-Front | DEER2016 | D16v1 | 2015-05-16 | Any | MFm | 1975 | CZ16 | rNCEH | Each | 1 | 474 | None | 365 | 0.0501 | 0 | 204 | 0.0273 | 0 | 365 | 0.0501 | 0 | 204 | 0.0273 | 0 |  |  | 1 |  | RE-Appl-EffCW-med-ElecDHW-ElecCDryer-Tier3-FrontAnyMFm1975CZ16rNCEH
RE-Appl-EffCW-med-ElecDHW-ElecCDryer-Tier3-Front | DEER2016 | D16v1 | 2015-05-16 | Any | MFm | 1975 | CZ16 | rNCGF | Each | 1 | 474 | None | 371 | 0.0501 | -0.39 | 199 | 0.0273 | 0.324 | 371 | 0.0501 | -0.39 | 199 | 0.0273 | 0.324 |  |  | 1 |  | RE-Appl-EffCW-med-ElecDHW-ElecCDryer-Tier3-FrontAnyMFm1975CZ16rNCGF
RE-Appl-EffCW-med-ElecDHW-ElecCDryer-Tier3-Front | DEER2016 | D16v1 | 2015-05-16 | Any | MFm | 1985 | CZ01 | rDXGF | Each | 1 | 512 | None | 374 | 0.0536 | 0.766 | 201 | 0.0295 | 0.617 | 374 | 0.0536 | 0.766 | 201 | 0.0295 | 0.617 |  |  | 1 |  | RE-Appl-EffCW-med-ElecDHW-ElecCDryer-Tier3-FrontAnyMFm1985CZ01rDXGF
RE-Appl-EffCW-med-ElecDHW-ElecCDryer-Tier3-Front | DEER2016 | D16v1 | 2015-05-16 | Any | MFm | 1985 | CZ01 | rDXHP | Each | 1 | 512 | None | 380 | 0.0551 | 0 | 206 | 0.0293 | 0 | 380 | 0.0551 | 0 | 206 | 0.0293 | 0 |  |  | 1 |  | RE-Appl-EffCW-med-ElecDHW-ElecCDryer-Tier3-FrontAnyMFm1985CZ01rDXHP
RE-Appl-EffCW-med-ElecDHW-ElecCDryer-Tier3-Front | DEER2016 | D16v1 | 2015-05-16 | Any | MFm | 1985 | CZ01 | rNCEH | Each | 1 | 512 | None | 379 | 0.0508 | 0 | 205 | 0.0274 | 0 | 379 | 0.0508 | 0 | 205 | 0.0274 | 0 |  |  | 1 |  | RE-Appl-EffCW-med-ElecDHW-ElecCDryer-Tier3-FrontAnyMFm1985CZ01rNCEH
RE-Appl-EffCW-med-ElecDHW-ElecCDryer-Tier3-Front | DEER2016 | D16v1 | 2015-05-16 | Any | MFm | 1985 | CZ01 | rNCGF | Each | 1 | 512 | None | 372 | 0.0509 | 0.716 | 200 | 0.0274 | 0.557 | 372 | 0.0509 | 0.716 | 200 | 0.0274 | 0.557 |  |  | 1 |  | RE-Appl-EffCW-med-ElecDHW-ElecCDryer-Tier3-FrontAnyMFm1985CZ01rNCGF
RE-Appl-EffCW-med-ElecDHW-ElecCDryer-Tier3-Front | DEER2016 | D16v1 | 2015-05-16 | Any | MFm | 1985 | CZ02 | rDXGF | Each | 1 | 512 | None | 367 | 0.0569 | 0.587 | 200 | 0.0328 | 0.443 | 367 | 0.0569 | 0.587 | 200 | 0.0328 | 0.443 |  |  | 1 |  | RE-Appl-EffCW-med-ElecDHW-ElecCDryer-Tier3-FrontAnyMFm1985CZ02rDXGF
RE-Appl-EffCW-med-ElecDHW-ElecCDryer-Tier3-Front | DEER2016 | D16v1 | 2015-05-16 | Any | MFm | 1985 | CZ02 | rDXHP | Each | 1 | 512 | None | 371 | 0.0566 | 0 | 204 | 0.0322 | 0 | 371 | 0.0566 | 0 | 204 | 0.0322 | 0 |  |  | 1 |  | RE-Appl-EffCW-med-ElecDHW-ElecCDryer-Tier3-FrontAnyMFm1985CZ02rDXHP
RE-Appl-EffCW-med-ElecDHW-ElecCDryer-Tier3-Front | DEER2016 | D16v1 | 2015-05-16 | Any | MFm | 1985 | CZ02 | rNCEH | Each | 1 | 512 | None | 368 | 0.0496 | 0 | 202 | 0.0273 | 0 | 368 | 0.0496 | 0 | 202 | 0.0273 | 0 |  |  | 1 |  | RE-Appl-EffCW-med-ElecDHW-ElecCDryer-Tier3-FrontAnyMFm1985CZ02rNCEH
RE-Appl-EffCW-med-ElecDHW-ElecCDryer-Tier3-Front | DEER2016 | D16v1 | 2015-05-16 | Any | MFm | 1985 | CZ02 | rNCGF | Each | 1 | 512 | None | 364 | 0.0497 | 0.484 | 198 | 0.0273 | 0.38 | 364 | 0.0497 | 0.484 | 198 | 0.0273 | 0.38 |  |  | 1 |  | RE-Appl-EffCW-med-ElecDHW-ElecCDryer-Tier3-FrontAnyMFm1985CZ02rNCGF
RE-Appl-EffCW-med-ElecDHW-ElecCDryer-Tier3-Front | DEER2016 | D16v1 | 2015-05-16 | Any | MFm | 1985 | CZ03 | rDXGF | Each | 1 | 512 | None | 365 | 0.0533 | 0.704 | 199 | 0.0315 | 0.527 | 365 | 0.0533 | 0.704 | 199 | 0.0315 | 0.527 |  |  | 1 |  | RE-Appl-EffCW-med-ElecDHW-ElecCDryer-Tier3-FrontAnyMFm1985CZ03rDXGF
RE-Appl-EffCW-med-ElecDHW-ElecCDryer-Tier3-Front | DEER2016 | D16v1 | 2015-05-16 | Any | MFm | 1985 | CZ03 | rDXHP | Each | 1 | 512 | None | 371 | 0.0551 | 0 | 204 | 0.0272 | 0 | 371 | 0.0551 | 0 | 204 | 0.0272 | 0 |  |  | 1 |  | RE-Appl-EffCW-med-ElecDHW-ElecCDryer-Tier3-FrontAnyMFm1985CZ03rDXHP
RE-Appl-EffCW-med-ElecDHW-ElecCDryer-Tier3-Front | DEER2016 | D16v1 | 2015-05-16 | Any | MFm | 1985 | CZ03 | rNCEH | Each | 1 | 512 | None | 370 | 0.0499 | 0 | 203 | 0.0273 | 0 | 370 | 0.0499 | 0 | 203 | 0.0273 | 0 |  |  | 1 |  | RE-Appl-EffCW-med-ElecDHW-ElecCDryer-Tier3-FrontAnyMFm1985CZ03rNCEH
RE-Appl-EffCW-med-ElecDHW-ElecCDryer-Tier3-Front | DEER2016 | D16v1 | 2015-05-16 | Any | MFm | 1985 | CZ03 | rNCGF | Each | 1 | 512 | None | 364 | 0.0499 | 0.654 | 198 | 0.0273 | 0.51 | 364 | 0.0499 | 0.654 | 198 | 0.0273 | 0.51 |  |  | 1 |  | RE-Appl-EffCW-med-ElecDHW-ElecCDryer-Tier3-FrontAnyMFm1985CZ03rNCGF
RE-Appl-EffCW-med-ElecDHW-ElecCDryer-Tier3-Front | DEER2016 | D16v1 | 2015-05-16 | Any | MFm | 1985 | CZ04 | rDXGF | Each | 1 | 512 | None | 363 | 0.0512 | 0.602 | 199 | 0.0295 | 0.472 | 363 | 0.0512 | 0.602 | 199 | 0.0295 | 0.472 |  |  | 1 |  | RE-Appl-EffCW-med-ElecDHW-ElecCDryer-Tier3-FrontAnyMFm1985CZ04rDXGF
RE-Appl-EffCW-med-ElecDHW-ElecCDryer-Tier3-Front | DEER2016 | D16v1 | 2015-05-16 | Any | MFm | 1985 | CZ04 | rDXHP | Each | 1 | 512 | None | 369 | 0.0535 | 0 | 204 | 0.0304 | 0 | 369 | 0.0535 | 0 | 204 | 0.0304 | 0 |  |  | 1 |  | RE-Appl-EffCW-med-ElecDHW-ElecCDryer-Tier3-FrontAnyMFm1985CZ04rDXHP
RE-Appl-EffCW-med-ElecDHW-ElecCDryer-Tier3-Front | DEER2016 | D16v1 | 2015-05-16 | Any | MFm | 1985 | CZ04 | rNCEH | Each | 1 | 512 | None | 366 | 0.0488 | 0 | 201 | 0.0271 | 0 | 366 | 0.0488 | 0 | 201 | 0.0271 | 0 |  |  | 1 |  | RE-Appl-EffCW-med-ElecDHW-ElecCDryer-Tier3-FrontAnyMFm1985CZ04rNCEH
RE-Appl-EffCW-med-ElecDHW-ElecCDryer-Tier3-Front | DEER2016 | D16v1 | 2015-05-16 | Any | MFm | 1985 | CZ04 | rNCGF | Each | 1 | 512 | None | 361 | 0.0488 | 0.511 | 198 | 0.0271 | 0.397 | 361 | 0.0488 | 0.511 | 198 | 0.0271 | 0.397 |  |  | 1 |  | RE-Appl-EffCW-med-ElecDHW-ElecCDryer-Tier3-FrontAnyMFm1985CZ04rNCGF
RE-Appl-EffCW-med-ElecDHW-ElecCDryer-Tier3-Front | DEER2016 | D16v1 | 2015-05-16 | Any | MFm | 1985 | CZ05 | rDXGF | Each | 1 | 512 | None | 368 | 0.0494 | 0.86 | 200 | 0.0278 | 0.646 | 368 | 0.0494 | 0.86 | 200 | 0.0278 | 0.646 |  |  | 1 |  | RE-Appl-EffCW-med-ElecDHW-ElecCDryer-Tier3-FrontAnyMFm1985CZ05rDXGF
RE-Appl-EffCW-med-ElecDHW-ElecCDryer-Tier3-Front | DEER2016 | D16v1 | 2015-05-16 | Any | MFm | 1985 | CZ05 | rDXHP | Each | 1 | 512 | None | 375 | 0.0515 | 0 | 206 | 0.0289 | 0 | 375 | 0.0515 | 0 | 206 | 0.0289 | 0 |  |  | 1 |  | RE-Appl-EffCW-med-ElecDHW-ElecCDryer-Tier3-FrontAnyMFm1985CZ05rDXHP
RE-Appl-EffCW-med-ElecDHW-ElecCDryer-Tier3-Front | DEER2016 | D16v1 | 2015-05-16 | Any | MFm | 1985 | CZ05 | rNCEH | Each | 1 | 512 | None | 374 | 0.05 | 0 | 204 | 0.0273 | 0 | 374 | 0.05 | 0 | 204 | 0.0273 | 0 |  |  | 1 |  | RE-Appl-EffCW-med-ElecDHW-ElecCDryer-Tier3-FrontAnyMFm1985CZ05rNCEH
RE-Appl-EffCW-med-ElecDHW-ElecCDryer-Tier3-Front | DEER2016 | D16v1 | 2015-05-16 | Any | MFm | 1985 | CZ05 | rNCGF | Each | 1 | 512 | None | 366 | 0.05 | 0.767 | 199 | 0.0273 | 0.566 | 366 | 0.05 | 0.767 | 199 | 0.0273 | 0.566 |  |  | 1 |  | RE-Appl-EffCW-med-ElecDHW-ElecCDryer-Tier3-FrontAnyMFm1985CZ05rNCGF
RE-Appl-EffCW-med-ElecDHW-ElecCDryer-Tier3-Front | DEER2016 | D16v1 | 2015-05-16 | Any | MFm | 1985 | CZ06 | rDXGF | Each | 1 | 578 | None | 361 | 0.0565 | 0.714 | 201 | 0.0327 | 0.412 | 361 | 0.0565 | 0.714 | 201 | 0.0327 | 0.412 |  |  | 1 |  | RE-Appl-EffCW-med-ElecDHW-ElecCDryer-Tier3-FrontAnyMFm1985CZ06rDXGF
RE-Appl-EffCW-med-ElecDHW-ElecCDryer-Tier3-Front | DEER2016 | D16v1 | 2015-05-16 | Any | MFm | 1985 | CZ06 | rDXHP | Each | 1 | 578 | None | 367 | 0.0564 | 0 | 204 | 0.0339 | 0 | 367 | 0.0564 | 0 | 204 | 0.0339 | 0 |  |  | 1 |  | RE-Appl-EffCW-med-ElecDHW-ElecCDryer-Tier3-FrontAnyMFm1985CZ06rDXHP
RE-Appl-EffCW-med-ElecDHW-ElecCDryer-Tier3-Front | DEER2016 | D16v1 | 2015-05-16 | Any | MFm | 1985 | CZ06 | rNCEH | Each | 1 | 578 | None | 361 | 0.0487 | 0 | 198 | 0.0271 | 0 | 361 | 0.0487 | 0 | 198 | 0.0271 | 0 |  |  | 1 |  | RE-Appl-EffCW-med-ElecDHW-ElecCDryer-Tier3-FrontAnyMFm1985CZ06rNCEH
RE-Appl-EffCW-med-ElecDHW-ElecCDryer-Tier3-Front | DEER2016 | D16v1 | 2015-05-16 | Any | MFm | 1985 | CZ06 | rNCGF | Each | 1 | 578 | None | 358 | 0.0487 | 0.525 | 197 | 0.0271 | 0.277 | 358 | 0.0487 | 0.525 | 197 | 0.0271 | 0.277 |  |  | 1 |  | RE-Appl-EffCW-med-ElecDHW-ElecCDryer-Tier3-FrontAnyMFm1985CZ06rNCGF
RE-Appl-EffCW-med-ElecDHW-ElecCDryer-Tier3-Front | DEER2016 | D16v1 | 2015-05-16 | Any | MFm | 1985 | CZ07 | rDXGF | Each | 1 | 578 | None | 358 | 0.0567 | 0.51 | 198 | 0.0365 | 0.307 | 358 | 0.0567 | 0.51 | 198 | 0.0365 | 0.307 |  |  | 1 |  | RE-Appl-EffCW-med-ElecDHW-ElecCDryer-Tier3-FrontAnyMFm1985CZ07rDXGF
RE-Appl-EffCW-med-ElecDHW-ElecCDryer-Tier3-Front | DEER2016 | D16v1 | 2015-05-16 | Any | MFm | 1985 | CZ07 | rDXHP | Each | 1 | 578 | None | 362 | 0.0507 | 0 | 201 | 0.0275 | 0 | 362 | 0.0507 | 0 | 201 | 0.0275 | 0 |  |  | 1 |  | RE-Appl-EffCW-med-ElecDHW-ElecCDryer-Tier3-FrontAnyMFm1985CZ07rDXHP
RE-Appl-EffCW-med-ElecDHW-ElecCDryer-Tier3-Front | DEER2016 | D16v1 | 2015-05-16 | Any | MFm | 1985 | CZ07 | rNCEH | Each | 1 | 578 | None | 358 | 0.0486 | 0 | 197 | 0.0271 | 0 | 358 | 0.0486 | 0 | 197 | 0.0271 | 0 |  |  | 1 |  | RE-Appl-EffCW-med-ElecDHW-ElecCDryer-Tier3-FrontAnyMFm1985CZ07rNCEH
RE-Appl-EffCW-med-ElecDHW-ElecCDryer-Tier3-Front | DEER2016 | D16v1 | 2015-05-16 | Any | MFm | 1985 | CZ07 | rNCGF | Each | 1 | 578 | None | 356 | 0.0486 | 0.365 | 197 | 0.0271 | 0.184 | 356 | 0.0486 | 0.365 | 197 | 0.0271 | 0.184 |  |  | 1 |  | RE-Appl-EffCW-med-ElecDHW-ElecCDryer-Tier3-FrontAnyMFm1985CZ07rNCGF
RE-Appl-EffCW-med-ElecDHW-ElecCDryer-Tier3-Front | DEER2016 | D16v1 | 2015-05-16 | Any | MFm | 1985 | CZ08 | rDXGF | Each | 1 | 578 | None | 359 | 0.0524 | 0.69 | 201 | 0.0288 | 0.402 | 359 | 0.0524 | 0.69 | 201 | 0.0288 | 0.402 |  |  | 1 |  | RE-Appl-EffCW-med-ElecDHW-ElecCDryer-Tier3-FrontAnyMFm1985CZ08rDXGF
RE-Appl-EffCW-med-ElecDHW-ElecCDryer-Tier3-Front | DEER2016 | D16v1 | 2015-05-16 | Any | MFm | 1985 | CZ08 | rDXHP | Each | 1 | 578 | None | 364 | 0.0514 | 0 | 203 | 0.0292 | 0 | 364 | 0.0514 | 0 | 203 | 0.0292 | 0 |  |  | 1 |  | RE-Appl-EffCW-med-ElecDHW-ElecCDryer-Tier3-FrontAnyMFm1985CZ08rDXHP
RE-Appl-EffCW-med-ElecDHW-ElecCDryer-Tier3-Front | DEER2016 | D16v1 | 2015-05-16 | Any | MFm | 1985 | CZ08 | rNCEH | Each | 1 | 578 | None | 357 | 0.0482 | 0 | 197 | 0.027 | 0 | 357 | 0.0482 | 0 | 197 | 0.027 | 0 |  |  | 1 |  | RE-Appl-EffCW-med-ElecDHW-ElecCDryer-Tier3-FrontAnyMFm1985CZ08rNCEH
RE-Appl-EffCW-med-ElecDHW-ElecCDryer-Tier3-Front | DEER2016 | D16v1 | 2015-05-16 | Any | MFm | 1985 | CZ08 | rNCGF | Each | 1 | 578 | None | 355 | 0.0483 | 0.391 | 196 | 0.0271 | 0.197 | 355 | 0.0483 | 0.391 | 196 | 0.0271 | 0.197 |  |  | 1 |  | RE-Appl-EffCW-med-ElecDHW-ElecCDryer-Tier3-FrontAnyMFm1985CZ08rNCGF
RE-Appl-EffCW-med-ElecDHW-ElecCDryer-Tier3-Front | DEER2016 | D16v1 | 2015-05-16 | Any | MFm | 1985 | CZ09 | rDXGF | Each | 1 | 648 | None | 359 | 0.0506 | 0.878 | 195 | 0.0279 | 1.03 | 359 | 0.0506 | 0.878 | 195 | 0.0279 | 1.03 |  |  | 1 |  | RE-Appl-EffCW-med-ElecDHW-ElecCDryer-Tier3-FrontAnyMFm1985CZ09rDXGF
RE-Appl-EffCW-med-ElecDHW-ElecCDryer-Tier3-Front | DEER2016 | D16v1 | 2015-05-16 | Any | MFm | 1985 | CZ09 | rDXHP | Each | 1 | 648 | None | 365 | 0.05 | 0 | 204 | 0.0267 | 0 | 365 | 0.05 | 0 | 204 | 0.0267 | 0 |  |  | 1 |  | RE-Appl-EffCW-med-ElecDHW-ElecCDryer-Tier3-FrontAnyMFm1985CZ09rDXHP
RE-Appl-EffCW-med-ElecDHW-ElecCDryer-Tier3-Front | DEER2016 | D16v1 | 2015-05-16 | Any | MFm | 1985 | CZ09 | rNCEH | Each | 1 | 648 | None | 361 | 0.048 | 0 | 206 | 0.0269 | 0 | 361 | 0.048 | 0 | 206 | 0.0269 | 0 |  |  | 1 |  | RE-Appl-EffCW-med-ElecDHW-ElecCDryer-Tier3-FrontAnyMFm1985CZ09rNCEH
RE-Appl-EffCW-med-ElecDHW-ElecCDryer-Tier3-Front | DEER2016 | D16v1 | 2015-05-16 | Any | MFm | 1985 | CZ09 | rNCGF | Each | 1 | 648 | None | 355 | 0.048 | 0.61 | 196 | 0.027 | 0.848 | 355 | 0.048 | 0.61 | 196 | 0.027 | 0.848 |  |  | 1 |  | RE-Appl-EffCW-med-ElecDHW-ElecCDryer-Tier3-FrontAnyMFm1985CZ09rNCGF
RE-Appl-EffCW-med-ElecDHW-ElecCDryer-Tier3-Front | DEER2016 | D16v1 | 2015-05-16 | Any | MFm | 1985 | CZ10 | rDXGF | Each | 1 | 648 | None | 357 | 0.0506 | 0.857 | 196 | 0.0278 | 1.03 | 357 | 0.0506 | 0.857 | 196 | 0.0278 | 1.03 |  |  | 1 |  | RE-Appl-EffCW-med-ElecDHW-ElecCDryer-Tier3-FrontAnyMFm1985CZ10rDXGF
RE-Appl-EffCW-med-ElecDHW-ElecCDryer-Tier3-Front | DEER2016 | D16v1 | 2015-05-16 | Any | MFm | 1985 | CZ10 | rDXHP | Each | 1 | 648 | None | 365 | 0.0519 | 0 | 206 | 0.0277 | 0 | 365 | 0.0519 | 0 | 206 | 0.0277 | 0 |  |  | 1 |  | RE-Appl-EffCW-med-ElecDHW-ElecCDryer-Tier3-FrontAnyMFm1985CZ10rDXHP
RE-Appl-EffCW-med-ElecDHW-ElecCDryer-Tier3-Front | DEER2016 | D16v1 | 2015-05-16 | Any | MFm | 1985 | CZ10 | rNCEH | Each | 1 | 648 | None | 361 | 0.0478 | 0 | 206 | 0.0269 | 0 | 361 | 0.0478 | 0 | 206 | 0.0269 | 0 |  |  | 1 |  | RE-Appl-EffCW-med-ElecDHW-ElecCDryer-Tier3-FrontAnyMFm1985CZ10rNCEH
RE-Appl-EffCW-med-ElecDHW-ElecCDryer-Tier3-Front | DEER2016 | D16v1 | 2015-05-16 | Any | MFm | 1985 | CZ10 | rNCGF | Each | 1 | 648 | None | 354 | 0.0478 | 0.665 | 196 | 0.0269 | 0.867 | 354 | 0.0478 | 0.665 | 196 | 0.0269 | 0.867 |  |  | 1 |  | RE-Appl-EffCW-med-ElecDHW-ElecCDryer-Tier3-FrontAnyMFm1985CZ10rNCGF
RE-Appl-EffCW-med-ElecDHW-ElecCDryer-Tier3-Front | DEER2016 | D16v1 | 2015-05-16 | Any | MFm | 1985 | CZ11 | rDXGF | Each | 1 | 512 | None | 359 | 0.0522 | 0.175 | 199 | 0.0293 | 0.146 | 359 | 0.0522 | 0.175 | 199 | 0.0293 | 0.146 |  |  | 1 |  | RE-Appl-EffCW-med-ElecDHW-ElecCDryer-Tier3-FrontAnyMFm1985CZ11rDXGF
RE-Appl-EffCW-med-ElecDHW-ElecCDryer-Tier3-Front | DEER2016 | D16v1 | 2015-05-16 | Any | MFm | 1985 | CZ11 | rDXHP | Each | 1 | 512 | None | 360 | 0.0506 | 0 | 200 | 0.0288 | 0 | 360 | 0.0506 | 0 | 200 | 0.0288 | 0 |  |  | 1 |  | RE-Appl-EffCW-med-ElecDHW-ElecCDryer-Tier3-FrontAnyMFm1985CZ11rDXHP
RE-Appl-EffCW-med-ElecDHW-ElecCDryer-Tier3-Front | DEER2016 | D16v1 | 2015-05-16 | Any | MFm | 1985 | CZ11 | rNCEH | Each | 1 | 512 | None | 357 | 0.0478 | 0 | 197 | 0.0269 | 0 | 357 | 0.0478 | 0 | 197 | 0.0269 | 0 |  |  | 1 |  | RE-Appl-EffCW-med-ElecDHW-ElecCDryer-Tier3-FrontAnyMFm1985CZ11rNCEH
RE-Appl-EffCW-med-ElecDHW-ElecCDryer-Tier3-Front | DEER2016 | D16v1 | 2015-05-16 | Any | MFm | 1985 | CZ11 | rNCGF | Each | 1 | 512 | None | 356 | 0.0478 | 0.097 | 196 | 0.0269 | 0.091 | 356 | 0.0478 | 0.097 | 196 | 0.0269 | 0.091 |  |  | 1 |  | RE-Appl-EffCW-med-ElecDHW-ElecCDryer-Tier3-FrontAnyMFm1985CZ11rNCGF
RE-Appl-EffCW-med-ElecDHW-ElecCDryer-Tier3-Front | DEER2016 | D16v1 | 2015-05-16 | Any | MFm | 1985 | CZ12 | rDXGF | Each | 1 | 512 | None | 362 | 0.0557 | 0.348 | 200 | 0.0304 | 0.279 | 362 | 0.0557 | 0.348 | 200 | 0.0304 | 0.279 |  |  | 1 |  | RE-Appl-EffCW-med-ElecDHW-ElecCDryer-Tier3-FrontAnyMFm1985CZ12rDXGF
RE-Appl-EffCW-med-ElecDHW-ElecCDryer-Tier3-Front | DEER2016 | D16v1 | 2015-05-16 | Any | MFm | 1985 | CZ12 | rDXHP | Each | 1 | 512 | None | 364 | 0.0521 | 0 | 201 | 0.03 | 0 | 364 | 0.0521 | 0 | 201 | 0.03 | 0 |  |  | 1 |  | RE-Appl-EffCW-med-ElecDHW-ElecCDryer-Tier3-FrontAnyMFm1985CZ12rDXHP
RE-Appl-EffCW-med-ElecDHW-ElecCDryer-Tier3-Front | DEER2016 | D16v1 | 2015-05-16 | Any | MFm | 1985 | CZ12 | rNCEH | Each | 1 | 512 | None | 361 | 0.0486 | 0 | 199 | 0.0271 | 0 | 361 | 0.0486 | 0 | 199 | 0.0271 | 0 |  |  | 1 |  | RE-Appl-EffCW-med-ElecDHW-ElecCDryer-Tier3-FrontAnyMFm1985CZ12rNCEH
RE-Appl-EffCW-med-ElecDHW-ElecCDryer-Tier3-Front | DEER2016 | D16v1 | 2015-05-16 | Any | MFm | 1985 | CZ12 | rNCGF | Each | 1 | 512 | None | 359 | 0.0486 | 0.225 | 197 | 0.0271 | 0.184 | 359 | 0.0486 | 0.225 | 197 | 0.0271 | 0.184 |  |  | 1 |  | RE-Appl-EffCW-med-ElecDHW-ElecCDryer-Tier3-FrontAnyMFm1985CZ12rNCGF
RE-Appl-EffCW-med-ElecDHW-ElecCDryer-Tier3-Front | DEER2016 | D16v1 | 2015-05-16 | Any | MFm | 1985 | CZ13 | rDXGF | Each | 1 | 512 | None | 358 | 0.0509 | 0.198 | 199 | 0.0296 | 0.167 | 358 | 0.0509 | 0.198 | 199 | 0.0296 | 0.167 |  |  | 1 |  | RE-Appl-EffCW-med-ElecDHW-ElecCDryer-Tier3-FrontAnyMFm1985CZ13rDXGF
RE-Appl-EffCW-med-ElecDHW-ElecCDryer-Tier3-Front | DEER2016 | D16v1 | 2015-05-16 | Any | MFm | 1985 | CZ13 | rDXHP | Each | 1 | 512 | None | 359 | 0.0505 | 0 | 200 | 0.0291 | 0 | 359 | 0.0505 | 0 | 200 | 0.0291 | 0 |  |  | 1 |  | RE-Appl-EffCW-med-ElecDHW-ElecCDryer-Tier3-FrontAnyMFm1985CZ13rDXHP
RE-Appl-EffCW-med-ElecDHW-ElecCDryer-Tier3-Front | DEER2016 | D16v1 | 2015-05-16 | Any | MFm | 1985 | CZ13 | rNCEH | Each | 1 | 512 | None | 356 | 0.0477 | 0 | 198 | 0.0269 | 0 | 356 | 0.0477 | 0 | 198 | 0.0269 | 0 |  |  | 1 |  | RE-Appl-EffCW-med-ElecDHW-ElecCDryer-Tier3-FrontAnyMFm1985CZ13rNCEH
RE-Appl-EffCW-med-ElecDHW-ElecCDryer-Tier3-Front | DEER2016 | D16v1 | 2015-05-16 | Any | MFm | 1985 | CZ13 | rNCGF | Each | 1 | 512 | None | 354 | 0.0477 | 0.088 | 196 | 0.0269 | 0.088 | 354 | 0.0477 | 0.088 | 196 | 0.0269 | 0.088 |  |  | 1 |  | RE-Appl-EffCW-med-ElecDHW-ElecCDryer-Tier3-FrontAnyMFm1985CZ13rNCGF
RE-Appl-EffCW-med-ElecDHW-ElecCDryer-Tier3-Front | DEER2016 | D16v1 | 2015-05-16 | Any | MFm | 1985 | CZ14 | rDXGF | Each | 1 | 630 | None | 367 | 0.0517 | -0.109 | 203 | 0.0295 | 0.198 | 367 | 0.0517 | -0.109 | 203 | 0.0295 | 0.198 |  |  | 1 |  | RE-Appl-EffCW-med-ElecDHW-ElecCDryer-Tier3-FrontAnyMFm1985CZ14rDXGF
RE-Appl-EffCW-med-ElecDHW-ElecCDryer-Tier3-Front | DEER2016 | D16v1 | 2015-05-16 | Any | MFm | 1985 | CZ14 | rDXHP | Each | 1 | 630 | None | 365 | 0.0508 | 0 | 203 | 0.0284 | 0 | 365 | 0.0508 | 0 | 203 | 0.0284 | 0 |  |  | 1 |  | RE-Appl-EffCW-med-ElecDHW-ElecCDryer-Tier3-FrontAnyMFm1985CZ14rDXHP
RE-Appl-EffCW-med-ElecDHW-ElecCDryer-Tier3-Front | DEER2016 | D16v1 | 2015-05-16 | Any | MFm | 1985 | CZ14 | rNCEH | Each | 1 | 630 | None | 353 | 0.0472 | 0 | 198 | 0.0268 | 0 | 353 | 0.0472 | 0 | 198 | 0.0268 | 0 |  |  | 1 |  | RE-Appl-EffCW-med-ElecDHW-ElecCDryer-Tier3-FrontAnyMFm1985CZ14rNCEH
RE-Appl-EffCW-med-ElecDHW-ElecCDryer-Tier3-Front | DEER2016 | D16v1 | 2015-05-16 | Any | MFm | 1985 | CZ14 | rNCGF | Each | 1 | 630 | None | 356 | 0.0472 | -0.211 | 197 | 0.0268 | 0.125 | 356 | 0.0472 | -0.211 | 197 | 0.0268 | 0.125 |  |  | 1 |  | RE-Appl-EffCW-med-ElecDHW-ElecCDryer-Tier3-FrontAnyMFm1985CZ14rNCGF
RE-Appl-EffCW-med-ElecDHW-ElecCDryer-Tier3-Front | DEER2016 | D16v1 | 2015-05-16 | Any | MFm | 1985 | CZ15 | rDXGF | Each | 1 | 630 | None | 349 | 0.049 | 0.207 | 198 | 0.0286 | 0.281 | 349 | 0.049 | 0.207 | 198 | 0.0286 | 0.281 |  |  | 1 |  | RE-Appl-EffCW-med-ElecDHW-ElecCDryer-Tier3-FrontAnyMFm1985CZ15rDXGF
RE-Appl-EffCW-med-ElecDHW-ElecCDryer-Tier3-Front | DEER2016 | D16v1 | 2015-05-16 | Any | MFm | 1985 | CZ15 | rDXHP | Each | 1 | 630 | None | 351 | 0.049 | 0 | 200 | 0.0285 | 0 | 351 | 0.049 | 0 | 200 | 0.0285 | 0 |  |  | 1 |  | RE-Appl-EffCW-med-ElecDHW-ElecCDryer-Tier3-FrontAnyMFm1985CZ15rDXHP
RE-Appl-EffCW-med-ElecDHW-ElecCDryer-Tier3-Front | DEER2016 | D16v1 | 2015-05-16 | Any | MFm | 1985 | CZ15 | rNCEH | Each | 1 | 630 | None | 339 | 0.0449 | 0 | 195 | 0.0264 | 0 | 339 | 0.0449 | 0 | 195 | 0.0264 | 0 |  |  | 1 |  | RE-Appl-EffCW-med-ElecDHW-ElecCDryer-Tier3-FrontAnyMFm1985CZ15rNCEH
RE-Appl-EffCW-med-ElecDHW-ElecCDryer-Tier3-Front | DEER2016 | D16v1 | 2015-05-16 | Any | MFm | 1985 | CZ15 | rNCGF | Each | 1 | 630 | None | 338 | 0.0449 | 0.031 | 193 | 0.0264 | 0.147 | 338 | 0.0449 | 0.031 | 193 | 0.0264 | 0.147 |  |  | 1 |  | RE-Appl-EffCW-med-ElecDHW-ElecCDryer-Tier3-FrontAnyMFm1985CZ15rNCGF
RE-Appl-EffCW-med-ElecDHW-ElecCDryer-Tier3-Front | DEER2016 | D16v1 | 2015-05-16 | Any | MFm | 1985 | CZ16 | rDXGF | Each | 1 | 512 | None | 377 | 0.0526 | 0.082 | 203 | 0.0294 | 0.089 | 377 | 0.0526 | 0.082 | 203 | 0.0294 | 0.089 |  |  | 1 |  | RE-Appl-EffCW-med-ElecDHW-ElecCDryer-Tier3-FrontAnyMFm1985CZ16rDXGF
RE-Appl-EffCW-med-ElecDHW-ElecCDryer-Tier3-Front | DEER2016 | D16v1 | 2015-05-16 | Any | MFm | 1985 | CZ16 | rDXHP | Each | 1 | 512 | None | 375 | 0.0506 | 0 | 202 | 0.028 | 0 | 375 | 0.0506 | 0 | 202 | 0.028 | 0 |  |  | 1 |  | RE-Appl-EffCW-med-ElecDHW-ElecCDryer-Tier3-FrontAnyMFm1985CZ16rDXHP
RE-Appl-EffCW-med-ElecDHW-ElecCDryer-Tier3-Front | DEER2016 | D16v1 | 2015-05-16 | Any | MFm | 1985 | CZ16 | rNCEH | Each | 1 | 512 | None | 371 | 0.0502 | 0 | 199 | 0.0273 | 0 | 371 | 0.0502 | 0 | 199 | 0.0273 | 0 |  |  | 1 |  | RE-Appl-EffCW-med-ElecDHW-ElecCDryer-Tier3-FrontAnyMFm1985CZ16rNCEH
RE-Appl-EffCW-med-ElecDHW-ElecCDryer-Tier3-Front | DEER2016 | D16v1 | 2015-05-16 | Any | MFm | 1985 | CZ16 | rNCGF | Each | 1 | 512 | None | 371 | 0.0502 | 0.008 | 199 | 0.0274 | 0.032 | 371 | 0.0502 | 0.008 | 199 | 0.0274 | 0.032 |  |  | 1 |  | RE-Appl-EffCW-med-ElecDHW-ElecCDryer-Tier3-FrontAnyMFm1985CZ16rNCGF
RE-Appl-EffCW-med-ElecDHW-ElecCDryer-Tier3-Front | DEER2016 | D16v1 | 2015-05-16 | Any | MFm | 1996 | CZ01 | rDXGF | Each | 1 | 432 | None | 373 | 0.0516 | 0.502 | 201 | 0.0284 | 0.509 | 373 | 0.0516 | 0.502 | 201 | 0.0284 | 0.509 |  |  | 1 |  | RE-Appl-EffCW-med-ElecDHW-ElecCDryer-Tier3-FrontAnyMFm1996CZ01rDXGF
RE-Appl-EffCW-med-ElecDHW-ElecCDryer-Tier3-Front | DEER2016 | D16v1 | 2015-05-16 | Any | MFm | 1996 | CZ01 | rDXHP | Each | 1 | 432 | None | 378 | 0.0521 | 0 | 206 | 0.0282 | 0 | 378 | 0.0521 | 0 | 206 | 0.0282 | 0 |  |  | 1 |  | RE-Appl-EffCW-med-ElecDHW-ElecCDryer-Tier3-FrontAnyMFm1996CZ01rDXHP
RE-Appl-EffCW-med-ElecDHW-ElecCDryer-Tier3-Front | DEER2016 | D16v1 | 2015-05-16 | Any | MFm | 1996 | CZ01 | rNCEH | Each | 1 | 432 | None | 374 | 0.0507 | 0 | 204 | 0.0274 | 0 | 374 | 0.0507 | 0 | 204 | 0.0274 | 0 |  |  | 1 |  | RE-Appl-EffCW-med-ElecDHW-ElecCDryer-Tier3-FrontAnyMFm1996CZ01rNCEH
RE-Appl-EffCW-med-ElecDHW-ElecCDryer-Tier3-Front | DEER2016 | D16v1 | 2015-05-16 | Any | MFm | 1996 | CZ01 | rNCGF | Each | 1 | 432 | None | 372 | 0.0509 | 0.446 | 200 | 0.0275 | 0.518 | 372 | 0.0509 | 0.446 | 200 | 0.0275 | 0.518 |  |  | 1 |  | RE-Appl-EffCW-med-ElecDHW-ElecCDryer-Tier3-FrontAnyMFm1996CZ01rNCGF
RE-Appl-EffCW-med-ElecDHW-ElecCDryer-Tier3-Front | DEER2016 | D16v1 | 2015-05-16 | Any | MFm | 1996 | CZ02 | rDXGF | Each | 1 | 432 | None | 366 | 0.0551 | 0.391 | 200 | 0.0313 | 0.395 | 366 | 0.0551 | 0.391 | 200 | 0.0313 | 0.395 |  |  | 1 |  | RE-Appl-EffCW-med-ElecDHW-ElecCDryer-Tier3-FrontAnyMFm1996CZ02rDXGF
RE-Appl-EffCW-med-ElecDHW-ElecCDryer-Tier3-Front | DEER2016 | D16v1 | 2015-05-16 | Any | MFm | 1996 | CZ02 | rDXHP | Each | 1 | 432 | None | 369 | 0.0561 | 0 | 203 | 0.0317 | 0 | 369 | 0.0561 | 0 | 203 | 0.0317 | 0 |  |  | 1 |  | RE-Appl-EffCW-med-ElecDHW-ElecCDryer-Tier3-FrontAnyMFm1996CZ02rDXHP
RE-Appl-EffCW-med-ElecDHW-ElecCDryer-Tier3-Front | DEER2016 | D16v1 | 2015-05-16 | Any | MFm | 1996 | CZ02 | rNCEH | Each | 1 | 432 | None | 366 | 0.0496 | 0 | 201 | 0.0273 | 0 | 366 | 0.0496 | 0 | 201 | 0.0273 | 0 |  |  | 1 |  | RE-Appl-EffCW-med-ElecDHW-ElecCDryer-Tier3-FrontAnyMFm1996CZ02rNCEH
RE-Appl-EffCW-med-ElecDHW-ElecCDryer-Tier3-Front | DEER2016 | D16v1 | 2015-05-16 | Any | MFm | 1996 | CZ02 | rNCGF | Each | 1 | 432 | None | 364 | 0.0497 | 0.326 | 198 | 0.0273 | 0.359 | 364 | 0.0497 | 0.326 | 198 | 0.0273 | 0.359 |  |  | 1 |  | RE-Appl-EffCW-med-ElecDHW-ElecCDryer-Tier3-FrontAnyMFm1996CZ02rNCGF
RE-Appl-EffCW-med-ElecDHW-ElecCDryer-Tier3-Front | DEER2016 | D16v1 | 2015-05-16 | Any | MFm | 1996 | CZ03 | rDXGF | Each | 1 | 432 | None | 365 | 0.0513 | 0.578 | 199 | 0.0293 | 0.549 | 365 | 0.0513 | 0.578 | 199 | 0.0293 | 0.549 |  |  | 1 |  | RE-Appl-EffCW-med-ElecDHW-ElecCDryer-Tier3-FrontAnyMFm1996CZ03rDXGF
RE-Appl-EffCW-med-ElecDHW-ElecCDryer-Tier3-Front | DEER2016 | D16v1 | 2015-05-16 | Any | MFm | 1996 | CZ03 | rDXHP | Each | 1 | 432 | None | 370 | 0.0523 | 0 | 204 | 0.0286 | 0 | 370 | 0.0523 | 0 | 204 | 0.0286 | 0 |  |  | 1 |  | RE-Appl-EffCW-med-ElecDHW-ElecCDryer-Tier3-FrontAnyMFm1996CZ03rDXHP
RE-Appl-EffCW-med-ElecDHW-ElecCDryer-Tier3-Front | DEER2016 | D16v1 | 2015-05-16 | Any | MFm | 1996 | CZ03 | rNCEH | Each | 1 | 432 | None | 367 | 0.0499 | 0 | 202 | 0.0273 | 0 | 367 | 0.0499 | 0 | 202 | 0.0273 | 0 |  |  | 1 |  | RE-Appl-EffCW-med-ElecDHW-ElecCDryer-Tier3-FrontAnyMFm1996CZ03rNCEH
RE-Appl-EffCW-med-ElecDHW-ElecCDryer-Tier3-Front | DEER2016 | D16v1 | 2015-05-16 | Any | MFm | 1996 | CZ03 | rNCGF | Each | 1 | 432 | None | 364 | 0.0499 | 0.531 | 198 | 0.0273 | 0.51 | 364 | 0.0499 | 0.531 | 198 | 0.0273 | 0.51 |  |  | 1 |  | RE-Appl-EffCW-med-ElecDHW-ElecCDryer-Tier3-FrontAnyMFm1996CZ03rNCGF
RE-Appl-EffCW-med-ElecDHW-ElecCDryer-Tier3-Front | DEER2016 | D16v1 | 2015-05-16 | Any | MFm | 1996 | CZ04 | rDXGF | Each | 1 | 432 | None | 363 | 0.0546 | 0.399 | 198 | 0.0304 | 0.379 | 363 | 0.0546 | 0.399 | 198 | 0.0304 | 0.379 |  |  | 1 |  | RE-Appl-EffCW-med-ElecDHW-ElecCDryer-Tier3-FrontAnyMFm1996CZ04rDXGF
RE-Appl-EffCW-med-ElecDHW-ElecCDryer-Tier3-Front | DEER2016 | D16v1 | 2015-05-16 | Any | MFm | 1996 | CZ04 | rDXHP | Each | 1 | 432 | None | 367 | 0.0547 | 0 | 202 | 0.0309 | 0 | 367 | 0.0547 | 0 | 202 | 0.0309 | 0 |  |  | 1 |  | RE-Appl-EffCW-med-ElecDHW-ElecCDryer-Tier3-FrontAnyMFm1996CZ04rDXHP
RE-Appl-EffCW-med-ElecDHW-ElecCDryer-Tier3-Front | DEER2016 | D16v1 | 2015-05-16 | Any | MFm | 1996 | CZ04 | rNCEH | Each | 1 | 432 | None | 363 | 0.0488 | 0 | 201 | 0.0271 | 0 | 363 | 0.0488 | 0 | 201 | 0.0271 | 0 |  |  | 1 |  | RE-Appl-EffCW-med-ElecDHW-ElecCDryer-Tier3-FrontAnyMFm1996CZ04rNCEH
RE-Appl-EffCW-med-ElecDHW-ElecCDryer-Tier3-Front | DEER2016 | D16v1 | 2015-05-16 | Any | MFm | 1996 | CZ04 | rNCGF | Each | 1 | 432 | None | 361 | 0.0488 | 0.331 | 198 | 0.0271 | 0.342 | 361 | 0.0488 | 0.331 | 198 | 0.0271 | 0.342 |  |  | 1 |  | RE-Appl-EffCW-med-ElecDHW-ElecCDryer-Tier3-FrontAnyMFm1996CZ04rNCGF
RE-Appl-EffCW-med-ElecDHW-ElecCDryer-Tier3-Front | DEER2016 | D16v1 | 2015-05-16 | Any | MFm | 1996 | CZ05 | rDXGF | Each | 1 | 432 | None | 367 | 0.0496 | 0.614 | 199 | 0.0276 | 0.586 | 367 | 0.0496 | 0.614 | 199 | 0.0276 | 0.586 |  |  | 1 |  | RE-Appl-EffCW-med-ElecDHW-ElecCDryer-Tier3-FrontAnyMFm1996CZ05rDXGF
RE-Appl-EffCW-med-ElecDHW-ElecCDryer-Tier3-Front | DEER2016 | D16v1 | 2015-05-16 | Any | MFm | 1996 | CZ05 | rDXHP | Each | 1 | 432 | None | 373 | 0.0523 | 0 | 205 | 0.0281 | 0 | 373 | 0.0523 | 0 | 205 | 0.0281 | 0 |  |  | 1 |  | RE-Appl-EffCW-med-ElecDHW-ElecCDryer-Tier3-FrontAnyMFm1996CZ05rDXHP
RE-Appl-EffCW-med-ElecDHW-ElecCDryer-Tier3-Front | DEER2016 | D16v1 | 2015-05-16 | Any | MFm | 1996 | CZ05 | rNCEH | Each | 1 | 432 | None | 370 | 0.05 | 0 | 203 | 0.0273 | 0 | 370 | 0.05 | 0 | 203 | 0.0273 | 0 |  |  | 1 |  | RE-Appl-EffCW-med-ElecDHW-ElecCDryer-Tier3-FrontAnyMFm1996CZ05rNCEH
RE-Appl-EffCW-med-ElecDHW-ElecCDryer-Tier3-Front | DEER2016 | D16v1 | 2015-05-16 | Any | MFm | 1996 | CZ05 | rNCGF | Each | 1 | 432 | None | 366 | 0.05 | 0.584 | 199 | 0.0273 | 0.56 | 366 | 0.05 | 0.584 | 199 | 0.0273 | 0.56 |  |  | 1 |  | RE-Appl-EffCW-med-ElecDHW-ElecCDryer-Tier3-FrontAnyMFm1996CZ05rNCGF
RE-Appl-EffCW-med-ElecDHW-ElecCDryer-Tier3-Front | DEER2016 | D16v1 | 2015-05-16 | Any | MFm | 1996 | CZ06 | rDXGF | Each | 1 | 518 | None | 363 | 0.0525 | 0.357 | 199 | 0.0289 | 0.533 | 363 | 0.0525 | 0.357 | 199 | 0.0289 | 0.533 |  |  | 1 |  | RE-Appl-EffCW-med-ElecDHW-ElecCDryer-Tier3-FrontAnyMFm1996CZ06rDXGF
RE-Appl-EffCW-med-ElecDHW-ElecCDryer-Tier3-Front | DEER2016 | D16v1 | 2015-05-16 | Any | MFm | 1996 | CZ06 | rDXHP | Each | 1 | 518 | None | 365 | 0.052 | 0 | 203 | 0.0306 | 0 | 365 | 0.052 | 0 | 203 | 0.0306 | 0 |  |  | 1 |  | RE-Appl-EffCW-med-ElecDHW-ElecCDryer-Tier3-FrontAnyMFm1996CZ06rDXHP
RE-Appl-EffCW-med-ElecDHW-ElecCDryer-Tier3-Front | DEER2016 | D16v1 | 2015-05-16 | Any | MFm | 1996 | CZ06 | rNCEH | Each | 1 | 518 | None | 356 | 0.0487 | 0 | 200 | 0.0271 | 0 | 356 | 0.0487 | 0 | 200 | 0.0271 | 0 |  |  | 1 |  | RE-Appl-EffCW-med-ElecDHW-ElecCDryer-Tier3-FrontAnyMFm1996CZ06rNCEH
RE-Appl-EffCW-med-ElecDHW-ElecCDryer-Tier3-Front | DEER2016 | D16v1 | 2015-05-16 | Any | MFm | 1996 | CZ06 | rNCGF | Each | 1 | 518 | None | 358 | 0.0486 | 0.15 | 197 | 0.0271 | 0.419 | 358 | 0.0486 | 0.15 | 197 | 0.0271 | 0.419 |  |  | 1 |  | RE-Appl-EffCW-med-ElecDHW-ElecCDryer-Tier3-FrontAnyMFm1996CZ06rNCGF
RE-Appl-EffCW-med-ElecDHW-ElecCDryer-Tier3-Front | DEER2016 | D16v1 | 2015-05-16 | Any | MFm | 1996 | CZ07 | rDXGF | Each | 1 | 518 | None | 360 | 0.0574 | 0.375 | 197 | 0.0369 | 0.475 | 360 | 0.0574 | 0.375 | 197 | 0.0369 | 0.475 |  |  | 1 |  | RE-Appl-EffCW-med-ElecDHW-ElecCDryer-Tier3-FrontAnyMFm1996CZ07rDXGF
RE-Appl-EffCW-med-ElecDHW-ElecCDryer-Tier3-Front | DEER2016 | D16v1 | 2015-05-16 | Any | MFm | 1996 | CZ07 | rDXHP | Each | 1 | 518 | None | 363 | 0.0565 | 0 | 200 | 0.0258 | 0 | 363 | 0.0565 | 0 | 200 | 0.0258 | 0 |  |  | 1 |  | RE-Appl-EffCW-med-ElecDHW-ElecCDryer-Tier3-FrontAnyMFm1996CZ07rDXHP
RE-Appl-EffCW-med-ElecDHW-ElecCDryer-Tier3-Front | DEER2016 | D16v1 | 2015-05-16 | Any | MFm | 1996 | CZ07 | rNCEH | Each | 1 | 518 | None | 355 | 0.0487 | 0 | 198 | 0.0271 | 0 | 355 | 0.0487 | 0 | 198 | 0.0271 | 0 |  |  | 1 |  | RE-Appl-EffCW-med-ElecDHW-ElecCDryer-Tier3-FrontAnyMFm1996CZ07rNCEH
RE-Appl-EffCW-med-ElecDHW-ElecCDryer-Tier3-Front | DEER2016 | D16v1 | 2015-05-16 | Any | MFm | 1996 | CZ07 | rNCGF | Each | 1 | 518 | None | 356 | 0.0486 | 0.184 | 197 | 0.0271 | 0.332 | 356 | 0.0486 | 0.184 | 197 | 0.0271 | 0.332 |  |  | 1 |  | RE-Appl-EffCW-med-ElecDHW-ElecCDryer-Tier3-FrontAnyMFm1996CZ07rNCGF
RE-Appl-EffCW-med-ElecDHW-ElecCDryer-Tier3-Front | DEER2016 | D16v1 | 2015-05-16 | Any | MFm | 1996 | CZ08 | rDXGF | Each | 1 | 518 | None | 363 | 0.0521 | 0.278 | 200 | 0.0285 | 0.431 | 363 | 0.0521 | 0.278 | 200 | 0.0285 | 0.431 |  |  | 1 |  | RE-Appl-EffCW-med-ElecDHW-ElecCDryer-Tier3-FrontAnyMFm1996CZ08rDXGF
RE-Appl-EffCW-med-ElecDHW-ElecCDryer-Tier3-Front | DEER2016 | D16v1 | 2015-05-16 | Any | MFm | 1996 | CZ08 | rDXHP | Each | 1 | 518 | None | 363 | 0.0528 | 0 | 203 | 0.0295 | 0 | 363 | 0.0528 | 0 | 203 | 0.0295 | 0 |  |  | 1 |  | RE-Appl-EffCW-med-ElecDHW-ElecCDryer-Tier3-FrontAnyMFm1996CZ08rDXHP
RE-Appl-EffCW-med-ElecDHW-ElecCDryer-Tier3-Front | DEER2016 | D16v1 | 2015-05-16 | Any | MFm | 1996 | CZ08 | rNCEH | Each | 1 | 518 | None | 353 | 0.0482 | 0 | 199 | 0.027 | 0 | 353 | 0.0482 | 0 | 199 | 0.027 | 0 |  |  | 1 |  | RE-Appl-EffCW-med-ElecDHW-ElecCDryer-Tier3-FrontAnyMFm1996CZ08rNCEH
RE-Appl-EffCW-med-ElecDHW-ElecCDryer-Tier3-Front | DEER2016 | D16v1 | 2015-05-16 | Any | MFm | 1996 | CZ08 | rNCGF | Each | 1 | 518 | None | 355 | 0.0482 | 0.045 | 196 | 0.027 | 0.29 | 355 | 0.0482 | 0.045 | 196 | 0.027 | 0.29 |  |  | 1 |  | RE-Appl-EffCW-med-ElecDHW-ElecCDryer-Tier3-FrontAnyMFm1996CZ08rNCGF
RE-Appl-EffCW-med-ElecDHW-ElecCDryer-Tier3-Front | DEER2016 | D16v1 | 2015-05-16 | Any | MFm | 1996 | CZ09 | rDXGF | Each | 1 | 487 | None | 359 | 0.0503 | 0.818 | 198 | 0.0283 | 0.699 | 359 | 0.0503 | 0.818 | 198 | 0.0283 | 0.699 |  |  | 1 |  | RE-Appl-EffCW-med-ElecDHW-ElecCDryer-Tier3-FrontAnyMFm1996CZ09rDXGF
RE-Appl-EffCW-med-ElecDHW-ElecCDryer-Tier3-Front | DEER2016 | D16v1 | 2015-05-16 | Any | MFm | 1996 | CZ09 | rDXHP | Each | 1 | 487 | None | 364 | 0.0494 | 0 | 203 | 0.0275 | 0 | 364 | 0.0494 | 0 | 203 | 0.0275 | 0 |  |  | 1 |  | RE-Appl-EffCW-med-ElecDHW-ElecCDryer-Tier3-FrontAnyMFm1996CZ09rDXHP
RE-Appl-EffCW-med-ElecDHW-ElecCDryer-Tier3-Front | DEER2016 | D16v1 | 2015-05-16 | Any | MFm | 1996 | CZ09 | rNCEH | Each | 1 | 487 | None | 360 | 0.048 | 0 | 202 | 0.0269 | 0 | 360 | 0.048 | 0 | 202 | 0.0269 | 0 |  |  | 1 |  | RE-Appl-EffCW-med-ElecDHW-ElecCDryer-Tier3-FrontAnyMFm1996CZ09rNCEH
RE-Appl-EffCW-med-ElecDHW-ElecCDryer-Tier3-Front | DEER2016 | D16v1 | 2015-05-16 | Any | MFm | 1996 | CZ09 | rNCGF | Each | 1 | 487 | None | 355 | 0.048 | 0.537 | 196 | 0.0269 | 0.501 | 355 | 0.048 | 0.537 | 196 | 0.0269 | 0.501 |  |  | 1 |  | RE-Appl-EffCW-med-ElecDHW-ElecCDryer-Tier3-FrontAnyMFm1996CZ09rNCGF
RE-Appl-EffCW-med-ElecDHW-ElecCDryer-Tier3-Front | DEER2016 | D16v1 | 2015-05-16 | Any | MFm | 1996 | CZ10 | rDXGF | Each | 1 | 487 | None | 357 | 0.052 | 0.619 | 197 | 0.0294 | 0.545 | 357 | 0.052 | 0.619 | 197 | 0.0294 | 0.545 |  |  | 1 |  | RE-Appl-EffCW-med-ElecDHW-ElecCDryer-Tier3-FrontAnyMFm1996CZ10rDXGF
RE-Appl-EffCW-med-ElecDHW-ElecCDryer-Tier3-Front | DEER2016 | D16v1 | 2015-05-16 | Any | MFm | 1996 | CZ10 | rDXHP | Each | 1 | 487 | None | 362 | 0.0501 | 0 | 202 | 0.0279 | 0 | 362 | 0.0501 | 0 | 202 | 0.0279 | 0 |  |  | 1 |  | RE-Appl-EffCW-med-ElecDHW-ElecCDryer-Tier3-FrontAnyMFm1996CZ10rDXHP
RE-Appl-EffCW-med-ElecDHW-ElecCDryer-Tier3-Front | DEER2016 | D16v1 | 2015-05-16 | Any | MFm | 1996 | CZ10 | rNCEH | Each | 1 | 487 | None | 360 | 0.0478 | 0 | 202 | 0.0269 | 0 | 360 | 0.0478 | 0 | 202 | 0.0269 | 0 |  |  | 1 |  | RE-Appl-EffCW-med-ElecDHW-ElecCDryer-Tier3-FrontAnyMFm1996CZ10rNCEH
RE-Appl-EffCW-med-ElecDHW-ElecCDryer-Tier3-Front | DEER2016 | D16v1 | 2015-05-16 | Any | MFm | 1996 | CZ10 | rNCGF | Each | 1 | 487 | None | 354 | 0.0478 | 0.526 | 196 | 0.0269 | 0.486 | 354 | 0.0478 | 0.526 | 196 | 0.0269 | 0.486 |  |  | 1 |  | RE-Appl-EffCW-med-ElecDHW-ElecCDryer-Tier3-FrontAnyMFm1996CZ10rNCGF
RE-Appl-EffCW-med-ElecDHW-ElecCDryer-Tier3-Front | DEER2016 | D16v1 | 2015-05-16 | Any | MFm | 1996 | CZ11 | rDXGF | Each | 1 | 456 | None | 358 | 0.0502 | 0.077 | 197 | 0.0286 | 0.149 | 358 | 0.0502 | 0.077 | 197 | 0.0286 | 0.149 |  |  | 1 |  | RE-Appl-EffCW-med-ElecDHW-ElecCDryer-Tier3-FrontAnyMFm1996CZ11rDXGF
RE-Appl-EffCW-med-ElecDHW-ElecCDryer-Tier3-Front | DEER2016 | D16v1 | 2015-05-16 | Any | MFm | 1996 | CZ11 | rDXHP | Each | 1 | 456 | None | 358 | 0.0499 | 0 | 198 | 0.0276 | 0 | 358 | 0.0499 | 0 | 198 | 0.0276 | 0 |  |  | 1 |  | RE-Appl-EffCW-med-ElecDHW-ElecCDryer-Tier3-FrontAnyMFm1996CZ11rDXHP
RE-Appl-EffCW-med-ElecDHW-ElecCDryer-Tier3-Front | DEER2016 | D16v1 | 2015-05-16 | Any | MFm | 1996 | CZ11 | rNCEH | Each | 1 | 456 | None | 356 | 0.0477 | 0 | 198 | 0.0269 | 0 | 356 | 0.0477 | 0 | 198 | 0.0269 | 0 |  |  | 1 |  | RE-Appl-EffCW-med-ElecDHW-ElecCDryer-Tier3-FrontAnyMFm1996CZ11rNCEH
RE-Appl-EffCW-med-ElecDHW-ElecCDryer-Tier3-Front | DEER2016 | D16v1 | 2015-05-16 | Any | MFm | 1996 | CZ11 | rNCGF | Each | 1 | 456 | None | 355 | 0.0477 | 0.072 | 196 | 0.0269 | 0.143 | 355 | 0.0477 | 0.072 | 196 | 0.0269 | 0.143 |  |  | 1 |  | RE-Appl-EffCW-med-ElecDHW-ElecCDryer-Tier3-FrontAnyMFm1996CZ11rNCGF
RE-Appl-EffCW-med-ElecDHW-ElecCDryer-Tier3-Front | DEER2016 | D16v1 | 2015-05-16 | Any | MFm | 1996 | CZ12 | rDXGF | Each | 1 | 456 | None | 361 | 0.0569 | 0.253 | 198 | 0.0344 | 0.314 | 361 | 0.0569 | 0.253 | 198 | 0.0344 | 0.314 |  |  | 1 |  | RE-Appl-EffCW-med-ElecDHW-ElecCDryer-Tier3-FrontAnyMFm1996CZ12rDXGF
RE-Appl-EffCW-med-ElecDHW-ElecCDryer-Tier3-Front | DEER2016 | D16v1 | 2015-05-16 | Any | MFm | 1996 | CZ12 | rDXHP | Each | 1 | 456 | None | 363 | 0.051 | 0 | 201 | 0.0267 | 0 | 363 | 0.051 | 0 | 201 | 0.0267 | 0 |  |  | 1 |  | RE-Appl-EffCW-med-ElecDHW-ElecCDryer-Tier3-FrontAnyMFm1996CZ12rDXHP
RE-Appl-EffCW-med-ElecDHW-ElecCDryer-Tier3-Front | DEER2016 | D16v1 | 2015-05-16 | Any | MFm | 1996 | CZ12 | rNCEH | Each | 1 | 456 | None | 361 | 0.0486 | 0 | 200 | 0.027 | 0 | 361 | 0.0486 | 0 | 200 | 0.027 | 0 |  |  | 1 |  | RE-Appl-EffCW-med-ElecDHW-ElecCDryer-Tier3-FrontAnyMFm1996CZ12rNCEH
RE-Appl-EffCW-med-ElecDHW-ElecCDryer-Tier3-Front | DEER2016 | D16v1 | 2015-05-16 | Any | MFm | 1996 | CZ12 | rNCGF | Each | 1 | 456 | None | 359 | 0.0486 | 0.18 | 197 | 0.027 | 0.251 | 359 | 0.0486 | 0.18 | 197 | 0.027 | 0.251 |  |  | 1 |  | RE-Appl-EffCW-med-ElecDHW-ElecCDryer-Tier3-FrontAnyMFm1996CZ12rNCGF
RE-Appl-EffCW-med-ElecDHW-ElecCDryer-Tier3-Front | DEER2016 | D16v1 | 2015-05-16 | Any | MFm | 1996 | CZ13 | rDXGF | Each | 1 | 456 | None | 357 | 0.0508 | 0.182 | 197 | 0.0295 | 0.24 | 357 | 0.0508 | 0.182 | 197 | 0.0295 | 0.24 |  |  | 1 |  | RE-Appl-EffCW-med-ElecDHW-ElecCDryer-Tier3-FrontAnyMFm1996CZ13rDXGF
RE-Appl-EffCW-med-ElecDHW-ElecCDryer-Tier3-Front | DEER2016 | D16v1 | 2015-05-16 | Any | MFm | 1996 | CZ13 | rDXHP | Each | 1 | 456 | None | 358 | 0.0505 | 0 | 199 | 0.0281 | 0 | 358 | 0.0505 | 0 | 199 | 0.0281 | 0 |  |  | 1 |  | RE-Appl-EffCW-med-ElecDHW-ElecCDryer-Tier3-FrontAnyMFm1996CZ13rDXHP
RE-Appl-EffCW-med-ElecDHW-ElecCDryer-Tier3-Front | DEER2016 | D16v1 | 2015-05-16 | Any | MFm | 1996 | CZ13 | rNCEH | Each | 1 | 456 | None | 356 | 0.0476 | 0 | 199 | 0.0269 | 0 | 356 | 0.0476 | 0 | 199 | 0.0269 | 0 |  |  | 1 |  | RE-Appl-EffCW-med-ElecDHW-ElecCDryer-Tier3-FrontAnyMFm1996CZ13rNCEH
RE-Appl-EffCW-med-ElecDHW-ElecCDryer-Tier3-Front | DEER2016 | D16v1 | 2015-05-16 | Any | MFm | 1996 | CZ13 | rNCGF | Each | 1 | 456 | None | 354 | 0.0476 | 0.128 | 196 | 0.0269 | 0.203 | 354 | 0.0476 | 0.128 | 196 | 0.0269 | 0.203 |  |  | 1 |  | RE-Appl-EffCW-med-ElecDHW-ElecCDryer-Tier3-FrontAnyMFm1996CZ13rNCGF
RE-Appl-EffCW-med-ElecDHW-ElecCDryer-Tier3-Front | DEER2016 | D16v1 | 2015-05-16 | Any | MFm | 1996 | CZ14 | rDXGF | Each | 1 | 480 | None | 365 | 0.049 | 0.352 | 203 | 0.0281 | 0.263 | 365 | 0.049 | 0.352 | 203 | 0.0281 | 0.263 |  |  | 1 |  | RE-Appl-EffCW-med-ElecDHW-ElecCDryer-Tier3-FrontAnyMFm1996CZ14rDXGF
RE-Appl-EffCW-med-ElecDHW-ElecCDryer-Tier3-Front | DEER2016 | D16v1 | 2015-05-16 | Any | MFm | 1996 | CZ14 | rDXHP | Each | 1 | 480 | None | 368 | 0.0485 | 0 | 205 | 0.0278 | 0 | 368 | 0.0485 | 0 | 205 | 0.0278 | 0 |  |  | 1 |  | RE-Appl-EffCW-med-ElecDHW-ElecCDryer-Tier3-FrontAnyMFm1996CZ14rDXHP
RE-Appl-EffCW-med-ElecDHW-ElecCDryer-Tier3-Front | DEER2016 | D16v1 | 2015-05-16 | Any | MFm | 1996 | CZ14 | rNCEH | Each | 1 | 480 | None | 356 | 0.0472 | 0 | 197 | 0.0268 | 0 | 356 | 0.0472 | 0 | 197 | 0.0268 | 0 |  |  | 1 |  | RE-Appl-EffCW-med-ElecDHW-ElecCDryer-Tier3-FrontAnyMFm1996CZ14rNCEH
RE-Appl-EffCW-med-ElecDHW-ElecCDryer-Tier3-Front | DEER2016 | D16v1 | 2015-05-16 | Any | MFm | 1996 | CZ14 | rNCGF | Each | 1 | 480 | None | 356 | 0.0472 | 0.074 | 197 | 0.0268 | 0.067 | 356 | 0.0472 | 0.074 | 197 | 0.0268 | 0.067 |  |  | 1 |  | RE-Appl-EffCW-med-ElecDHW-ElecCDryer-Tier3-FrontAnyMFm1996CZ14rNCGF
RE-Appl-EffCW-med-ElecDHW-ElecCDryer-Tier3-Front | DEER2016 | D16v1 | 2015-05-16 | Any | MFm | 1996 | CZ15 | rDXGF | Each | 1 | 480 | None | 345 | 0.0487 | 0.0947 | 198 | 0.0293 | 0.0721 | 345 | 0.0487 | 0.0947 | 198 | 0.0293 | 0.0721 |  |  | 1 |  | RE-Appl-EffCW-med-ElecDHW-ElecCDryer-Tier3-FrontAnyMFm1996CZ15rDXGF
RE-Appl-EffCW-med-ElecDHW-ElecCDryer-Tier3-Front | DEER2016 | D16v1 | 2015-05-16 | Any | MFm | 1996 | CZ15 | rDXHP | Each | 1 | 480 | None | 346 | 0.0493 | 0 | 199 | 0.029 | 0 | 346 | 0.0493 | 0 | 199 | 0.029 | 0 |  |  | 1 |  | RE-Appl-EffCW-med-ElecDHW-ElecCDryer-Tier3-FrontAnyMFm1996CZ15rDXHP
RE-Appl-EffCW-med-ElecDHW-ElecCDryer-Tier3-Front | DEER2016 | D16v1 | 2015-05-16 | Any | MFm | 1996 | CZ15 | rNCEH | Each | 1 | 480 | None | 339 | 0.0449 | 0 | 193 | 0.0264 | 0 | 339 | 0.0449 | 0 | 193 | 0.0264 | 0 |  |  | 1 |  | RE-Appl-EffCW-med-ElecDHW-ElecCDryer-Tier3-FrontAnyMFm1996CZ15rNCEH
RE-Appl-EffCW-med-ElecDHW-ElecCDryer-Tier3-Front | DEER2016 | D16v1 | 2015-05-16 | Any | MFm | 1996 | CZ15 | rNCGF | Each | 1 | 480 | None | 338 | 0.0449 | 0.042 | 193 | 0.0264 | 0.0358 | 338 | 0.0449 | 0.042 | 193 | 0.0264 | 0.0358 |  |  | 1 |  | RE-Appl-EffCW-med-ElecDHW-ElecCDryer-Tier3-FrontAnyMFm1996CZ15rNCGF
RE-Appl-EffCW-med-ElecDHW-ElecCDryer-Tier3-Front | DEER2016 | D16v1 | 2015-05-16 | Any | MFm | 1996 | CZ16 | rDXGF | Each | 1 | 432 | None | 378 | 0.0537 | 0.236 | 204 | 0.0304 | 0.319 | 378 | 0.0537 | 0.236 | 204 | 0.0304 | 0.319 |  |  | 1 |  | RE-Appl-EffCW-med-ElecDHW-ElecCDryer-Tier3-FrontAnyMFm1996CZ16rDXGF
RE-Appl-EffCW-med-ElecDHW-ElecCDryer-Tier3-Front | DEER2016 | D16v1 | 2015-05-16 | Any | MFm | 1996 | CZ16 | rDXHP | Each | 1 | 432 | None | 379 | 0.0514 | 0 | 206 | 0.0277 | 0 | 379 | 0.0514 | 0 | 206 | 0.0277 | 0 |  |  | 1 |  | RE-Appl-EffCW-med-ElecDHW-ElecCDryer-Tier3-FrontAnyMFm1996CZ16rDXHP
RE-Appl-EffCW-med-ElecDHW-ElecCDryer-Tier3-Front | DEER2016 | D16v1 | 2015-05-16 | Any | MFm | 1996 | CZ16 | rNCEH | Each | 1 | 432 | None | 371 | 0.0502 | 0 | 201 | 0.0274 | 0 | 371 | 0.0502 | 0 | 201 | 0.0274 | 0 |  |  | 1 |  | RE-Appl-EffCW-med-ElecDHW-ElecCDryer-Tier3-FrontAnyMFm1996CZ16rNCEH
RE-Appl-EffCW-med-ElecDHW-ElecCDryer-Tier3-Front | DEER2016 | D16v1 | 2015-05-16 | Any | MFm | 1996 | CZ16 | rNCGF | Each | 1 | 432 | None | 371 | 0.0501 | 0.039 | 199 | 0.0274 | 0.178 | 371 | 0.0501 | 0.039 | 199 | 0.0274 | 0.178 |  |  | 1 |  | RE-Appl-EffCW-med-ElecDHW-ElecCDryer-Tier3-FrontAnyMFm1996CZ16rNCGF
RE-Appl-EffCW-med-ElecDHW-ElecCDryer-Tier3-Front | DEER2016 | D16v1 | 2015-05-16 | Any | MFm | 2003 | CZ01 | rDXGF | Each | 1 | 441 | None | 373 | 0.0511 | 0.352 | 201 | 0.028 | 0.836 | 373 | 0.0511 | 0.352 | 201 | 0.028 | 0.836 |  |  | 1 |  | RE-Appl-EffCW-med-ElecDHW-ElecCDryer-Tier3-FrontAnyMFm2003CZ01rDXGF
RE-Appl-EffCW-med-ElecDHW-ElecCDryer-Tier3-Front | DEER2016 | D16v1 | 2015-05-16 | Any | MFm | 2003 | CZ01 | rDXHP | Each | 1 | 441 | None | 376 | 0.0522 | 0 | 208 | 0.0299 | 0 | 376 | 0.0522 | 0 | 208 | 0.0299 | 0 |  |  | 1 |  | RE-Appl-EffCW-med-ElecDHW-ElecCDryer-Tier3-FrontAnyMFm2003CZ01rDXHP
RE-Appl-EffCW-med-ElecDHW-ElecCDryer-Tier3-Front | DEER2016 | D16v1 | 2015-05-16 | Any | MFm | 2003 | CZ01 | rNCEH | Each | 1 | 441 | None | 369 | 0.0509 | 0 | 207 | 0.0275 | 0 | 369 | 0.0509 | 0 | 207 | 0.0275 | 0 |  |  | 1 |  | RE-Appl-EffCW-med-ElecDHW-ElecCDryer-Tier3-FrontAnyMFm2003CZ01rNCEH
RE-Appl-EffCW-med-ElecDHW-ElecCDryer-Tier3-Front | DEER2016 | D16v1 | 2015-05-16 | Any | MFm | 2003 | CZ01 | rNCGF | Each | 1 | 441 | None | 372 | 0.0509 | 0.302 | 200 | 0.0275 | 0.838 | 372 | 0.0509 | 0.302 | 200 | 0.0275 | 0.838 |  |  | 1 |  | RE-Appl-EffCW-med-ElecDHW-ElecCDryer-Tier3-FrontAnyMFm2003CZ01rNCGF
RE-Appl-EffCW-med-ElecDHW-ElecCDryer-Tier3-Front | DEER2016 | D16v1 | 2015-05-16 | Any | MFm | 2003 | CZ02 | rDXGF | Each | 1 | 474 | None | 365 | 0.0589 | -0.31 | 198 | 0.0304 | 0.23 | 365 | 0.0589 | -0.31 | 198 | 0.0304 | 0.23 |  |  | 1 |  | RE-Appl-EffCW-med-ElecDHW-ElecCDryer-Tier3-FrontAnyMFm2003CZ02rDXGF
RE-Appl-EffCW-med-ElecDHW-ElecCDryer-Tier3-Front | DEER2016 | D16v1 | 2015-05-16 | Any | MFm | 2003 | CZ02 | rDXHP | Each | 1 | 474 | None | 361 | 0.0572 | 0 | 200 | 0.0312 | 0 | 361 | 0.0572 | 0 | 200 | 0.0312 | 0 |  |  | 1 |  | RE-Appl-EffCW-med-ElecDHW-ElecCDryer-Tier3-FrontAnyMFm2003CZ02rDXHP
RE-Appl-EffCW-med-ElecDHW-ElecCDryer-Tier3-Front | DEER2016 | D16v1 | 2015-05-16 | Any | MFm | 2003 | CZ02 | rNCEH | Each | 1 | 474 | None | 358 | 0.0496 | 0 | 201 | 0.0272 | 0 | 358 | 0.0496 | 0 | 201 | 0.0272 | 0 |  |  | 1 |  | RE-Appl-EffCW-med-ElecDHW-ElecCDryer-Tier3-FrontAnyMFm2003CZ02rNCEH
RE-Appl-EffCW-med-ElecDHW-ElecCDryer-Tier3-Front | DEER2016 | D16v1 | 2015-05-16 | Any | MFm | 2003 | CZ02 | rNCGF | Each | 1 | 474 | None | 363 | 0.0496 | -0.302 | 198 | 0.0272 | 0.246 | 363 | 0.0496 | -0.302 | 198 | 0.0272 | 0.246 |  |  | 1 |  | RE-Appl-EffCW-med-ElecDHW-ElecCDryer-Tier3-FrontAnyMFm2003CZ02rNCGF
RE-Appl-EffCW-med-ElecDHW-ElecCDryer-Tier3-Front | DEER2016 | D16v1 | 2015-05-16 | Any | MFm | 2003 | CZ03 | rDXGF | Each | 1 | 441 | None | 364 | 0.057 | -0.103 | 198 | 0.0301 | 0.528 | 364 | 0.057 | -0.103 | 198 | 0.0301 | 0.528 |  |  | 1 |  | RE-Appl-EffCW-med-ElecDHW-ElecCDryer-Tier3-FrontAnyMFm2003CZ03rDXGF
RE-Appl-EffCW-med-ElecDHW-ElecCDryer-Tier3-Front | DEER2016 | D16v1 | 2015-05-16 | Any | MFm | 2003 | CZ03 | rDXHP | Each | 1 | 441 | None | 364 | 0.0534 | 0 | 203 | 0.0304 | 0 | 364 | 0.0534 | 0 | 203 | 0.0304 | 0 |  |  | 1 |  | RE-Appl-EffCW-med-ElecDHW-ElecCDryer-Tier3-FrontAnyMFm2003CZ03rDXHP
RE-Appl-EffCW-med-ElecDHW-ElecCDryer-Tier3-Front | DEER2016 | D16v1 | 2015-05-16 | Any | MFm | 2003 | CZ03 | rNCEH | Each | 1 | 441 | None | 359 | 0.0499 | 0 | 203 | 0.0273 | 0 | 359 | 0.0499 | 0 | 203 | 0.0273 | 0 |  |  | 1 |  | RE-Appl-EffCW-med-ElecDHW-ElecCDryer-Tier3-FrontAnyMFm2003CZ03rNCEH
RE-Appl-EffCW-med-ElecDHW-ElecCDryer-Tier3-Front | DEER2016 | D16v1 | 2015-05-16 | Any | MFm | 2003 | CZ03 | rNCGF | Each | 1 | 441 | None | 364 | 0.0498 | -0.166 | 198 | 0.0273 | 0.509 | 364 | 0.0498 | -0.166 | 198 | 0.0273 | 0.509 |  |  | 1 |  | RE-Appl-EffCW-med-ElecDHW-ElecCDryer-Tier3-FrontAnyMFm2003CZ03rNCGF
RE-Appl-EffCW-med-ElecDHW-ElecCDryer-Tier3-Front | DEER2016 | D16v1 | 2015-05-16 | Any | MFm | 2003 | CZ04 | rDXGF | Each | 1 | 441 | None | 366 | 0.0543 | -0.338 | 199 | 0.0301 | 0.105 | 366 | 0.0543 | -0.338 | 199 | 0.0301 | 0.105 |  |  | 1 |  | RE-Appl-EffCW-med-ElecDHW-ElecCDryer-Tier3-FrontAnyMFm2003CZ04rDXGF
RE-Appl-EffCW-med-ElecDHW-ElecCDryer-Tier3-Front | DEER2016 | D16v1 | 2015-05-16 | Any | MFm | 2003 | CZ04 | rDXHP | Each | 1 | 441 | None | 363 | 0.0543 | 0 | 200 | 0.0295 | 0 | 363 | 0.0543 | 0 | 200 | 0.0295 | 0 |  |  | 1 |  | RE-Appl-EffCW-med-ElecDHW-ElecCDryer-Tier3-FrontAnyMFm2003CZ04rDXHP
RE-Appl-EffCW-med-ElecDHW-ElecCDryer-Tier3-Front | DEER2016 | D16v1 | 2015-05-16 | Any | MFm | 2003 | CZ04 | rNCEH | Each | 1 | 441 | None | 355 | 0.0488 | 0 | 198 | 0.0271 | 0 | 355 | 0.0488 | 0 | 198 | 0.0271 | 0 |  |  | 1 |  | RE-Appl-EffCW-med-ElecDHW-ElecCDryer-Tier3-FrontAnyMFm2003CZ04rNCEH
RE-Appl-EffCW-med-ElecDHW-ElecCDryer-Tier3-Front | DEER2016 | D16v1 | 2015-05-16 | Any | MFm | 2003 | CZ04 | rNCGF | Each | 1 | 441 | None | 360 | 0.0488 | -0.362 | 197 | 0.0271 | 0.093 | 360 | 0.0488 | -0.362 | 197 | 0.0271 | 0.093 |  |  | 1 |  | RE-Appl-EffCW-med-ElecDHW-ElecCDryer-Tier3-FrontAnyMFm2003CZ04rNCGF
RE-Appl-EffCW-med-ElecDHW-ElecCDryer-Tier3-Front | DEER2016 | D16v1 | 2015-05-16 | Any | MFm | 2003 | CZ05 | rDXGF | Each | 1 | 441 | None | 367 | 0.0551 | 0.121 | 199 | 0.0313 | 0.656 | 367 | 0.0551 | 0.121 | 199 | 0.0313 | 0.656 |  |  | 1 |  | RE-Appl-EffCW-med-ElecDHW-ElecCDryer-Tier3-FrontAnyMFm2003CZ05rDXGF
RE-Appl-EffCW-med-ElecDHW-ElecCDryer-Tier3-Front | DEER2016 | D16v1 | 2015-05-16 | Any | MFm | 2003 | CZ05 | rDXHP | Each | 1 | 441 | None | 368 | 0.0527 | 0 | 205 | 0.029 | 0 | 368 | 0.0527 | 0 | 205 | 0.029 | 0 |  |  | 1 |  | RE-Appl-EffCW-med-ElecDHW-ElecCDryer-Tier3-FrontAnyMFm2003CZ05rDXHP
RE-Appl-EffCW-med-ElecDHW-ElecCDryer-Tier3-Front | DEER2016 | D16v1 | 2015-05-16 | Any | MFm | 2003 | CZ05 | rNCEH | Each | 1 | 441 | None | 363 | 0.05 | 0 | 204 | 0.0273 | 0 | 363 | 0.05 | 0 | 204 | 0.0273 | 0 |  |  | 1 |  | RE-Appl-EffCW-med-ElecDHW-ElecCDryer-Tier3-FrontAnyMFm2003CZ05rNCEH
RE-Appl-EffCW-med-ElecDHW-ElecCDryer-Tier3-Front | DEER2016 | D16v1 | 2015-05-16 | Any | MFm | 2003 | CZ05 | rNCGF | Each | 1 | 441 | None | 366 | 0.05 | 0.087 | 199 | 0.0273 | 0.648 | 366 | 0.05 | 0.087 | 199 | 0.0273 | 0.648 |  |  | 1 |  | RE-Appl-EffCW-med-ElecDHW-ElecCDryer-Tier3-FrontAnyMFm2003CZ05rNCGF
RE-Appl-EffCW-med-ElecDHW-ElecCDryer-Tier3-Front | DEER2016 | D16v1 | 2015-05-16 | Any | MFm | 2003 | CZ06 | rDXGF | Each | 1 | 538 | None | 361 | 0.0484 | 0.8 | 197 | 0.0257 | 0.971 | 361 | 0.0484 | 0.8 | 197 | 0.0257 | 0.971 |  |  | 1 |  | RE-Appl-EffCW-med-ElecDHW-ElecCDryer-Tier3-FrontAnyMFm2003CZ06rDXGF
RE-Appl-EffCW-med-ElecDHW-ElecCDryer-Tier3-Front | DEER2016 | D16v1 | 2015-05-16 | Any | MFm | 2003 | CZ06 | rDXHP | Each | 1 | 538 | None | 366 | 0.0517 | 0 | 204 | 0.0261 | 0 | 366 | 0.0517 | 0 | 204 | 0.0261 | 0 |  |  | 1 |  | RE-Appl-EffCW-med-ElecDHW-ElecCDryer-Tier3-FrontAnyMFm2003CZ06rDXHP
RE-Appl-EffCW-med-ElecDHW-ElecCDryer-Tier3-Front | DEER2016 | D16v1 | 2015-05-16 | Any | MFm | 2003 | CZ06 | rNCEH | Each | 1 | 538 | None | 362 | 0.0487 | 0 | 206 | 0.027 | 0 | 362 | 0.0487 | 0 | 206 | 0.027 | 0 |  |  | 1 |  | RE-Appl-EffCW-med-ElecDHW-ElecCDryer-Tier3-FrontAnyMFm2003CZ06rNCEH
RE-Appl-EffCW-med-ElecDHW-ElecCDryer-Tier3-Front | DEER2016 | D16v1 | 2015-05-16 | Any | MFm | 2003 | CZ06 | rNCGF | Each | 1 | 538 | None | 358 | 0.0486 | 0.626 | 197 | 0.027 | 0.889 | 358 | 0.0486 | 0.626 | 197 | 0.027 | 0.889 |  |  | 1 |  | RE-Appl-EffCW-med-ElecDHW-ElecCDryer-Tier3-FrontAnyMFm2003CZ06rNCGF
RE-Appl-EffCW-med-ElecDHW-ElecCDryer-Tier3-Front | DEER2016 | D16v1 | 2015-05-16 | Any | MFm | 2003 | CZ07 | rDXGF | Each | 1 | 538 | None | 358 | 0.0584 | 0.504 | 196 | 0.0334 | 0.654 | 358 | 0.0584 | 0.504 | 196 | 0.0334 | 0.654 |  |  | 1 |  | RE-Appl-EffCW-med-ElecDHW-ElecCDryer-Tier3-FrontAnyMFm2003CZ07rDXGF
RE-Appl-EffCW-med-ElecDHW-ElecCDryer-Tier3-Front | DEER2016 | D16v1 | 2015-05-16 | Any | MFm | 2003 | CZ07 | rDXHP | Each | 1 | 538 | None | 362 | 0.0561 | 0 | 201 | 0.0267 | 0 | 362 | 0.0561 | 0 | 201 | 0.0267 | 0 |  |  | 1 |  | RE-Appl-EffCW-med-ElecDHW-ElecCDryer-Tier3-FrontAnyMFm2003CZ07rDXHP
RE-Appl-EffCW-med-ElecDHW-ElecCDryer-Tier3-Front | DEER2016 | D16v1 | 2015-05-16 | Any | MFm | 2003 | CZ07 | rNCEH | Each | 1 | 538 | None | 359 | 0.0487 | 0 | 203 | 0.027 | 0 | 359 | 0.0487 | 0 | 203 | 0.027 | 0 |  |  | 1 |  | RE-Appl-EffCW-med-ElecDHW-ElecCDryer-Tier3-FrontAnyMFm2003CZ07rNCEH
RE-Appl-EffCW-med-ElecDHW-ElecCDryer-Tier3-Front | DEER2016 | D16v1 | 2015-05-16 | Any | MFm | 2003 | CZ07 | rNCGF | Each | 1 | 538 | None | 356 | 0.0487 | 0.428 | 197 | 0.027 | 0.614 | 356 | 0.0487 | 0.428 | 197 | 0.027 | 0.614 |  |  | 1 |  | RE-Appl-EffCW-med-ElecDHW-ElecCDryer-Tier3-FrontAnyMFm2003CZ07rNCGF
RE-Appl-EffCW-med-ElecDHW-ElecCDryer-Tier3-Front | DEER2016 | D16v1 | 2015-05-16 | Any | MFm | 2003 | CZ08 | rDXGF | Each | 1 | 538 | None | 358 | 0.0498 | 0.57 | 195 | 0.0279 | 0.763 | 358 | 0.0498 | 0.57 | 195 | 0.0279 | 0.763 |  |  | 1 |  | RE-Appl-EffCW-med-ElecDHW-ElecCDryer-Tier3-FrontAnyMFm2003CZ08rDXGF
RE-Appl-EffCW-med-ElecDHW-ElecCDryer-Tier3-Front | DEER2016 | D16v1 | 2015-05-16 | Any | MFm | 2003 | CZ08 | rDXHP | Each | 1 | 538 | None | 362 | 0.0517 | 0 | 201 | 0.0276 | 0 | 362 | 0.0517 | 0 | 201 | 0.0276 | 0 |  |  | 1 |  | RE-Appl-EffCW-med-ElecDHW-ElecCDryer-Tier3-FrontAnyMFm2003CZ08rDXHP
RE-Appl-EffCW-med-ElecDHW-ElecCDryer-Tier3-Front | DEER2016 | D16v1 | 2015-05-16 | Any | MFm | 2003 | CZ08 | rNCEH | Each | 1 | 538 | None | 358 | 0.0482 | 0 | 204 | 0.0269 | 0 | 358 | 0.0482 | 0 | 204 | 0.0269 | 0 |  |  | 1 |  | RE-Appl-EffCW-med-ElecDHW-ElecCDryer-Tier3-FrontAnyMFm2003CZ08rNCEH
RE-Appl-EffCW-med-ElecDHW-ElecCDryer-Tier3-Front | DEER2016 | D16v1 | 2015-05-16 | Any | MFm | 2003 | CZ08 | rNCGF | Each | 1 | 538 | None | 355 | 0.0482 | 0.414 | 196 | 0.027 | 0.664 | 355 | 0.0482 | 0.414 | 196 | 0.027 | 0.664 |  |  | 1 |  | RE-Appl-EffCW-med-ElecDHW-ElecCDryer-Tier3-FrontAnyMFm2003CZ08rNCGF
RE-Appl-EffCW-med-ElecDHW-ElecCDryer-Tier3-Front | DEER2016 | D16v1 | 2015-05-16 | Any | MFm | 2003 | CZ09 | rDXGF | Each | 1 | 499 | None | 359 | 0.051 | 0.336 | 196 | 0.0282 | 0.648 | 359 | 0.051 | 0.336 | 196 | 0.0282 | 0.648 |  |  | 1 |  | RE-Appl-EffCW-med-ElecDHW-ElecCDryer-Tier3-FrontAnyMFm2003CZ09rDXGF
RE-Appl-EffCW-med-ElecDHW-ElecCDryer-Tier3-Front | DEER2016 | D16v1 | 2015-05-16 | Any | MFm | 2003 | CZ09 | rDXHP | Each | 1 | 499 | None | 361 | 0.0505 | 0 | 201 | 0.0273 | 0 | 361 | 0.0505 | 0 | 201 | 0.0273 | 0 |  |  | 1 |  | RE-Appl-EffCW-med-ElecDHW-ElecCDryer-Tier3-FrontAnyMFm2003CZ09rDXHP
RE-Appl-EffCW-med-ElecDHW-ElecCDryer-Tier3-Front | DEER2016 | D16v1 | 2015-05-16 | Any | MFm | 2003 | CZ09 | rNCEH | Each | 1 | 499 | None | 356 | 0.048 | 0 | 203 | 0.0269 | 0 | 356 | 0.048 | 0 | 203 | 0.0269 | 0 |  |  | 1 |  | RE-Appl-EffCW-med-ElecDHW-ElecCDryer-Tier3-FrontAnyMFm2003CZ09rNCEH
RE-Appl-EffCW-med-ElecDHW-ElecCDryer-Tier3-Front | DEER2016 | D16v1 | 2015-05-16 | Any | MFm | 2003 | CZ09 | rNCGF | Each | 1 | 499 | None | 355 | 0.048 | 0.192 | 196 | 0.0269 | 0.542 | 355 | 0.048 | 0.192 | 196 | 0.0269 | 0.542 |  |  | 1 |  | RE-Appl-EffCW-med-ElecDHW-ElecCDryer-Tier3-FrontAnyMFm2003CZ09rNCGF
RE-Appl-EffCW-med-ElecDHW-ElecCDryer-Tier3-Front | DEER2016 | D16v1 | 2015-05-16 | Any | MFm | 2003 | CZ10 | rDXGF | Each | 1 | 474 | None | 359 | 0.0513 | 0.119 | 197 | 0.0281 | 0.377 | 359 | 0.0513 | 0.119 | 197 | 0.0281 | 0.377 |  |  | 1 |  | RE-Appl-EffCW-med-ElecDHW-ElecCDryer-Tier3-FrontAnyMFm2003CZ10rDXGF
RE-Appl-EffCW-med-ElecDHW-ElecCDryer-Tier3-Front | DEER2016 | D16v1 | 2015-05-16 | Any | MFm | 2003 | CZ10 | rDXHP | Each | 1 | 474 | None | 359 | 0.0516 | 0 | 200 | 0.0276 | 0 | 359 | 0.0516 | 0 | 200 | 0.0276 | 0 |  |  | 1 |  | RE-Appl-EffCW-med-ElecDHW-ElecCDryer-Tier3-FrontAnyMFm2003CZ10rDXHP
RE-Appl-EffCW-med-ElecDHW-ElecCDryer-Tier3-Front | DEER2016 | D16v1 | 2015-05-16 | Any | MFm | 2003 | CZ10 | rNCEH | Each | 1 | 474 | None | 354 | 0.0478 | 0 | 200 | 0.0269 | 0 | 354 | 0.0478 | 0 | 200 | 0.0269 | 0 |  |  | 1 |  | RE-Appl-EffCW-med-ElecDHW-ElecCDryer-Tier3-FrontAnyMFm2003CZ10rNCEH
RE-Appl-EffCW-med-ElecDHW-ElecCDryer-Tier3-Front | DEER2016 | D16v1 | 2015-05-16 | Any | MFm | 2003 | CZ10 | rNCGF | Each | 1 | 474 | None | 354 | 0.0478 | 0.061 | 196 | 0.0269 | 0.341 | 354 | 0.0478 | 0.061 | 196 | 0.0269 | 0.341 |  |  | 1 |  | RE-Appl-EffCW-med-ElecDHW-ElecCDryer-Tier3-FrontAnyMFm2003CZ10rNCGF
RE-Appl-EffCW-med-ElecDHW-ElecCDryer-Tier3-Front | DEER2016 | D16v1 | 2015-05-16 | Any | MFm | 2003 | CZ11 | rDXGF | Each | 1 | 474 | None | 362 | 0.05 | -0.064 | 198 | 0.0277 | 0.371 | 362 | 0.05 | -0.064 | 198 | 0.0277 | 0.371 |  |  | 1 |  | RE-Appl-EffCW-med-ElecDHW-ElecCDryer-Tier3-FrontAnyMFm2003CZ11rDXGF
RE-Appl-EffCW-med-ElecDHW-ElecCDryer-Tier3-Front | DEER2016 | D16v1 | 2015-05-16 | Any | MFm | 2003 | CZ11 | rDXHP | Each | 1 | 474 | None | 360 | 0.0493 | 0 | 200 | 0.0267 | 0 | 360 | 0.0493 | 0 | 200 | 0.0267 | 0 |  |  | 1 |  | RE-Appl-EffCW-med-ElecDHW-ElecCDryer-Tier3-FrontAnyMFm2003CZ11rDXHP
RE-Appl-EffCW-med-ElecDHW-ElecCDryer-Tier3-Front | DEER2016 | D16v1 | 2015-05-16 | Any | MFm | 2003 | CZ11 | rNCEH | Each | 1 | 474 | None | 353 | 0.0478 | 0 | 201 | 0.0269 | 0 | 353 | 0.0478 | 0 | 201 | 0.0269 | 0 |  |  | 1 |  | RE-Appl-EffCW-med-ElecDHW-ElecCDryer-Tier3-FrontAnyMFm2003CZ11rNCEH
RE-Appl-EffCW-med-ElecDHW-ElecCDryer-Tier3-Front | DEER2016 | D16v1 | 2015-05-16 | Any | MFm | 2003 | CZ11 | rNCGF | Each | 1 | 474 | None | 355 | 0.0478 | -0.172 | 196 | 0.0269 | 0.312 | 355 | 0.0478 | -0.172 | 196 | 0.0269 | 0.312 |  |  | 1 |  | RE-Appl-EffCW-med-ElecDHW-ElecCDryer-Tier3-FrontAnyMFm2003CZ11rNCGF
RE-Appl-EffCW-med-ElecDHW-ElecCDryer-Tier3-Front | DEER2016 | D16v1 | 2015-05-16 | Any | MFm | 2003 | CZ12 | rDXGF | Each | 1 | 474 | None | 363 | 0.0554 | -0.079 | 198 | 0.0299 | 0.346 | 363 | 0.0554 | -0.079 | 198 | 0.0299 | 0.346 |  |  | 1 |  | RE-Appl-EffCW-med-ElecDHW-ElecCDryer-Tier3-FrontAnyMFm2003CZ12rDXGF
RE-Appl-EffCW-med-ElecDHW-ElecCDryer-Tier3-Front | DEER2016 | D16v1 | 2015-05-16 | Any | MFm | 2003 | CZ12 | rDXHP | Each | 1 | 474 | None | 362 | 0.0555 | 0 | 200 | 0.0292 | 0 | 362 | 0.0555 | 0 | 200 | 0.0292 | 0 |  |  | 1 |  | RE-Appl-EffCW-med-ElecDHW-ElecCDryer-Tier3-FrontAnyMFm2003CZ12rDXHP
RE-Appl-EffCW-med-ElecDHW-ElecCDryer-Tier3-Front | DEER2016 | D16v1 | 2015-05-16 | Any | MFm | 2003 | CZ12 | rNCEH | Each | 1 | 474 | None | 356 | 0.0486 | 0 | 201 | 0.027 | 0 | 356 | 0.0486 | 0 | 201 | 0.027 | 0 |  |  | 1 |  | RE-Appl-EffCW-med-ElecDHW-ElecCDryer-Tier3-FrontAnyMFm2003CZ12rNCEH
RE-Appl-EffCW-med-ElecDHW-ElecCDryer-Tier3-Front | DEER2016 | D16v1 | 2015-05-16 | Any | MFm | 2003 | CZ12 | rNCGF | Each | 1 | 474 | None | 359 | 0.0486 | -0.145 | 197 | 0.027 | 0.306 | 359 | 0.0486 | -0.145 | 197 | 0.027 | 0.306 |  |  | 1 |  | RE-Appl-EffCW-med-ElecDHW-ElecCDryer-Tier3-FrontAnyMFm2003CZ12rNCGF
RE-Appl-EffCW-med-ElecDHW-ElecCDryer-Tier3-Front | DEER2016 | D16v1 | 2015-05-16 | Any | MFm | 2003 | CZ13 | rDXGF | Each | 1 | 474 | None | 360 | 0.0511 | 0.028 | 197 | 0.0284 | 0.381 | 360 | 0.0511 | 0.028 | 197 | 0.0284 | 0.381 |  |  | 1 |  | RE-Appl-EffCW-med-ElecDHW-ElecCDryer-Tier3-FrontAnyMFm2003CZ13rDXGF
RE-Appl-EffCW-med-ElecDHW-ElecCDryer-Tier3-Front | DEER2016 | D16v1 | 2015-05-16 | Any | MFm | 2003 | CZ13 | rDXHP | Each | 1 | 474 | None | 359 | 0.0507 | 0 | 200 | 0.0278 | 0 | 359 | 0.0507 | 0 | 200 | 0.0278 | 0 |  |  | 1 |  | RE-Appl-EffCW-med-ElecDHW-ElecCDryer-Tier3-FrontAnyMFm2003CZ13rDXHP
RE-Appl-EffCW-med-ElecDHW-ElecCDryer-Tier3-Front | DEER2016 | D16v1 | 2015-05-16 | Any | MFm | 2003 | CZ13 | rNCEH | Each | 1 | 474 | None | 353 | 0.0476 | 0 | 201 | 0.0269 | 0 | 353 | 0.0476 | 0 | 201 | 0.0269 | 0 |  |  | 1 |  | RE-Appl-EffCW-med-ElecDHW-ElecCDryer-Tier3-FrontAnyMFm2003CZ13rNCEH
RE-Appl-EffCW-med-ElecDHW-ElecCDryer-Tier3-Front | DEER2016 | D16v1 | 2015-05-16 | Any | MFm | 2003 | CZ13 | rNCGF | Each | 1 | 474 | None | 354 | 0.0477 | -0.012 | 196 | 0.0269 | 0.358 | 354 | 0.0477 | -0.012 | 196 | 0.0269 | 0.358 |  |  | 1 |  | RE-Appl-EffCW-med-ElecDHW-ElecCDryer-Tier3-FrontAnyMFm2003CZ13rNCGF
RE-Appl-EffCW-med-ElecDHW-ElecCDryer-Tier3-Front | DEER2016 | D16v1 | 2015-05-16 | Any | MFm | 2003 | CZ14 | rDXGF | Each | 1 | 487 | None | 361 | 0.0485 | 0.677 | 198 | 0.0275 | 0.599 | 361 | 0.0485 | 0.677 | 198 | 0.0275 | 0.599 |  |  | 1 |  | RE-Appl-EffCW-med-ElecDHW-ElecCDryer-Tier3-FrontAnyMFm2003CZ14rDXGF
RE-Appl-EffCW-med-ElecDHW-ElecCDryer-Tier3-Front | DEER2016 | D16v1 | 2015-05-16 | Any | MFm | 2003 | CZ14 | rDXHP | Each | 1 | 487 | None | 366 | 0.0479 | 0 | 204 | 0.027 | 0 | 366 | 0.0479 | 0 | 204 | 0.027 | 0 |  |  | 1 |  | RE-Appl-EffCW-med-ElecDHW-ElecCDryer-Tier3-FrontAnyMFm2003CZ14rDXHP
RE-Appl-EffCW-med-ElecDHW-ElecCDryer-Tier3-Front | DEER2016 | D16v1 | 2015-05-16 | Any | MFm | 2003 | CZ14 | rNCEH | Each | 1 | 487 | None | 362 | 0.0472 | 0 | 203 | 0.0268 | 0 | 362 | 0.0472 | 0 | 203 | 0.0268 | 0 |  |  | 1 |  | RE-Appl-EffCW-med-ElecDHW-ElecCDryer-Tier3-FrontAnyMFm2003CZ14rNCEH
RE-Appl-EffCW-med-ElecDHW-ElecCDryer-Tier3-Front | DEER2016 | D16v1 | 2015-05-16 | Any | MFm | 2003 | CZ14 | rNCGF | Each | 1 | 487 | None | 356 | 0.0472 | 0.438 | 197 | 0.0268 | 0.433 | 356 | 0.0472 | 0.438 | 197 | 0.0268 | 0.433 |  |  | 1 |  | RE-Appl-EffCW-med-ElecDHW-ElecCDryer-Tier3-FrontAnyMFm2003CZ14rNCGF
RE-Appl-EffCW-med-ElecDHW-ElecCDryer-Tier3-Front | DEER2016 | D16v1 | 2015-05-16 | Any | MFm | 2003 | CZ15 | rDXGF | Each | 1 | 487 | None | 340 | 0.0472 | 0.247 | 193 | 0.0277 | 0.221 | 340 | 0.0472 | 0.247 | 193 | 0.0277 | 0.221 |  |  | 1 |  | RE-Appl-EffCW-med-ElecDHW-ElecCDryer-Tier3-FrontAnyMFm2003CZ15rDXGF
RE-Appl-EffCW-med-ElecDHW-ElecCDryer-Tier3-Front | DEER2016 | D16v1 | 2015-05-16 | Any | MFm | 2003 | CZ15 | rDXHP | Each | 1 | 487 | None | 343 | 0.0474 | 0 | 196 | 0.0279 | 0 | 343 | 0.0474 | 0 | 196 | 0.0279 | 0 |  |  | 1 |  | RE-Appl-EffCW-med-ElecDHW-ElecCDryer-Tier3-FrontAnyMFm2003CZ15rDXHP
RE-Appl-EffCW-med-ElecDHW-ElecCDryer-Tier3-Front | DEER2016 | D16v1 | 2015-05-16 | Any | MFm | 2003 | CZ15 | rNCEH | Each | 1 | 487 | None | 341 | 0.0448 | 0 | 195 | 0.0263 | 0 | 341 | 0.0448 | 0 | 195 | 0.0263 | 0 |  |  | 1 |  | RE-Appl-EffCW-med-ElecDHW-ElecCDryer-Tier3-FrontAnyMFm2003CZ15rNCEH
RE-Appl-EffCW-med-ElecDHW-ElecCDryer-Tier3-Front | DEER2016 | D16v1 | 2015-05-16 | Any | MFm | 2003 | CZ15 | rNCGF | Each | 1 | 487 | None | 338 | 0.0448 | 0.197 | 193 | 0.0263 | 0.184 | 338 | 0.0448 | 0.197 | 193 | 0.0263 | 0.184 |  |  | 1 |  | RE-Appl-EffCW-med-ElecDHW-ElecCDryer-Tier3-FrontAnyMFm2003CZ15rNCGF
RE-Appl-EffCW-med-ElecDHW-ElecCDryer-Tier3-Front | DEER2016 | D16v1 | 2015-05-16 | Any | MFm | 2003 | CZ16 | rDXGF | Each | 1 | 441 | None | 378 | 0.0527 | -0.245 | 202 | 0.0285 | 0.312 | 378 | 0.0527 | -0.245 | 202 | 0.0285 | 0.312 |  |  | 1 |  | RE-Appl-EffCW-med-ElecDHW-ElecCDryer-Tier3-FrontAnyMFm2003CZ16rDXGF
RE-Appl-EffCW-med-ElecDHW-ElecCDryer-Tier3-Front | DEER2016 | D16v1 | 2015-05-16 | Any | MFm | 2003 | CZ16 | rDXHP | Each | 1 | 441 | None | 374 | 0.0523 | 0 | 205 | 0.0275 | 0 | 374 | 0.0523 | 0 | 205 | 0.0275 | 0 |  |  | 1 |  | RE-Appl-EffCW-med-ElecDHW-ElecCDryer-Tier3-FrontAnyMFm2003CZ16rDXHP
RE-Appl-EffCW-med-ElecDHW-ElecCDryer-Tier3-Front | DEER2016 | D16v1 | 2015-05-16 | Any | MFm | 2003 | CZ16 | rNCEH | Each | 1 | 441 | None | 364 | 0.0502 | 0 | 202 | 0.0274 | 0 | 364 | 0.0502 | 0 | 202 | 0.0274 | 0 |  |  | 1 |  | RE-Appl-EffCW-med-ElecDHW-ElecCDryer-Tier3-FrontAnyMFm2003CZ16rNCEH
RE-Appl-EffCW-med-ElecDHW-ElecCDryer-Tier3-Front | DEER2016 | D16v1 | 2015-05-16 | Any | MFm | 2003 | CZ16 | rNCGF | Each | 1 | 441 | None | 371 | 0.0501 | -0.391 | 199 | 0.0273 | 0.232 | 371 | 0.0501 | -0.391 | 199 | 0.0273 | 0.232 |  |  | 1 |  | RE-Appl-EffCW-med-ElecDHW-ElecCDryer-Tier3-FrontAnyMFm2003CZ16rNCGF
RE-Appl-EffCW-med-ElecDHW-ElecCDryer-Tier3-Front | DEER2016 | D16v1 | 2015-05-16 | Any | MFm | 2007 | CZ01 | rDXGF | Each | 1 | 441 | None | 373 | 0.0514 | -0.095 | 200 | 0.0291 | 0.619 | 373 | 0.0514 | -0.095 | 200 | 0.0291 | 0.619 |  |  | 1 |  | RE-Appl-EffCW-med-ElecDHW-ElecCDryer-Tier3-FrontAnyMFm2007CZ01rDXGF
RE-Appl-EffCW-med-ElecDHW-ElecCDryer-Tier3-Front | DEER2016 | D16v1 | 2015-05-16 | Any | MFm | 2007 | CZ01 | rDXHP | Each | 1 | 441 | None | 373 | 0.0532 | 0 | 205 | 0.031 | 0 | 373 | 0.0532 | 0 | 205 | 0.031 | 0 |  |  | 1 |  | RE-Appl-EffCW-med-ElecDHW-ElecCDryer-Tier3-FrontAnyMFm2007CZ01rDXHP
RE-Appl-EffCW-med-ElecDHW-ElecCDryer-Tier3-Front | DEER2016 | D16v1 | 2015-05-16 | Any | MFm | 2007 | CZ01 | rNCEH | Each | 1 | 441 | None | 364 | 0.0507 | 0 | 205 | 0.0274 | 0 | 364 | 0.0507 | 0 | 205 | 0.0274 | 0 |  |  | 1 |  | RE-Appl-EffCW-med-ElecDHW-ElecCDryer-Tier3-FrontAnyMFm2007CZ01rNCEH
RE-Appl-EffCW-med-ElecDHW-ElecCDryer-Tier3-Front | DEER2016 | D16v1 | 2015-05-16 | Any | MFm | 2007 | CZ01 | rNCGF | Each | 1 | 441 | None | 372 | 0.0509 | -0.252 | 200 | 0.0275 | 0.524 | 372 | 0.0509 | -0.252 | 200 | 0.0275 | 0.524 |  |  | 1 |  | RE-Appl-EffCW-med-ElecDHW-ElecCDryer-Tier3-FrontAnyMFm2007CZ01rNCGF
RE-Appl-EffCW-med-ElecDHW-ElecCDryer-Tier3-Front | DEER2016 | D16v1 | 2015-05-16 | Any | MFm | 2007 | CZ02 | rDXGF | Each | 1 | 474 | None | 366 | 0.0554 | 0.204 | 198 | 0.0292 | 0.627 | 366 | 0.0554 | 0.204 | 198 | 0.0292 | 0.627 |  |  | 1 |  | RE-Appl-EffCW-med-ElecDHW-ElecCDryer-Tier3-FrontAnyMFm2007CZ02rDXGF
RE-Appl-EffCW-med-ElecDHW-ElecCDryer-Tier3-Front | DEER2016 | D16v1 | 2015-05-16 | Any | MFm | 2007 | CZ02 | rDXHP | Each | 1 | 474 | None | 367 | 0.0566 | 0 | 203 | 0.0299 | 0 | 367 | 0.0566 | 0 | 203 | 0.0299 | 0 |  |  | 1 |  | RE-Appl-EffCW-med-ElecDHW-ElecCDryer-Tier3-FrontAnyMFm2007CZ02rDXHP
RE-Appl-EffCW-med-ElecDHW-ElecCDryer-Tier3-Front | DEER2016 | D16v1 | 2015-05-16 | Any | MFm | 2007 | CZ02 | rNCEH | Each | 1 | 474 | None | 363 | 0.0497 | 0 | 204 | 0.0273 | 0 | 363 | 0.0497 | 0 | 204 | 0.0273 | 0 |  |  | 1 |  | RE-Appl-EffCW-med-ElecDHW-ElecCDryer-Tier3-FrontAnyMFm2007CZ02rNCEH
RE-Appl-EffCW-med-ElecDHW-ElecCDryer-Tier3-Front | DEER2016 | D16v1 | 2015-05-16 | Any | MFm | 2007 | CZ02 | rNCGF | Each | 1 | 474 | None | 364 | 0.0497 | 0.099 | 198 | 0.0273 | 0.567 | 364 | 0.0497 | 0.099 | 198 | 0.0273 | 0.567 |  |  | 1 |  | RE-Appl-EffCW-med-ElecDHW-ElecCDryer-Tier3-FrontAnyMFm2007CZ02rNCGF
RE-Appl-EffCW-med-ElecDHW-ElecCDryer-Tier3-Front | DEER2016 | D16v1 | 2015-05-16 | Any | MFm | 2007 | CZ03 | rDXGF | Each | 1 | 441 | None | 364 | 0.0534 | -0.041 | 198 | 0.0289 | 0.555 | 364 | 0.0534 | -0.041 | 198 | 0.0289 | 0.555 |  |  | 1 |  | RE-Appl-EffCW-med-ElecDHW-ElecCDryer-Tier3-FrontAnyMFm2007CZ03rDXGF
RE-Appl-EffCW-med-ElecDHW-ElecCDryer-Tier3-Front | DEER2016 | D16v1 | 2015-05-16 | Any | MFm | 2007 | CZ03 | rDXHP | Each | 1 | 441 | None | 364 | 0.0505 | 0 | 202 | 0.0272 | 0 | 364 | 0.0505 | 0 | 202 | 0.0272 | 0 |  |  | 1 |  | RE-Appl-EffCW-med-ElecDHW-ElecCDryer-Tier3-FrontAnyMFm2007CZ03rDXHP
RE-Appl-EffCW-med-ElecDHW-ElecCDryer-Tier3-Front | DEER2016 | D16v1 | 2015-05-16 | Any | MFm | 2007 | CZ03 | rNCEH | Each | 1 | 441 | None | 360 | 0.0499 | 0 | 203 | 0.0273 | 0 | 360 | 0.0499 | 0 | 203 | 0.0273 | 0 |  |  | 1 |  | RE-Appl-EffCW-med-ElecDHW-ElecCDryer-Tier3-FrontAnyMFm2007CZ03rNCEH
RE-Appl-EffCW-med-ElecDHW-ElecCDryer-Tier3-Front | DEER2016 | D16v1 | 2015-05-16 | Any | MFm | 2007 | CZ03 | rNCGF | Each | 1 | 441 | None | 364 | 0.0499 | -0.05 | 198 | 0.0273 | 0.539 | 364 | 0.0499 | -0.05 | 198 | 0.0273 | 0.539 |  |  | 1 |  | RE-Appl-EffCW-med-ElecDHW-ElecCDryer-Tier3-FrontAnyMFm2007CZ03rNCGF
RE-Appl-EffCW-med-ElecDHW-ElecCDryer-Tier3-Front | DEER2016 | D16v1 | 2015-05-16 | Any | MFm | 2007 | CZ04 | rDXGF | Each | 1 | 441 | None | 365 | 0.0533 | -0.215 | 199 | 0.0299 | 0.202 | 365 | 0.0533 | -0.215 | 199 | 0.0299 | 0.202 |  |  | 1 |  | RE-Appl-EffCW-med-ElecDHW-ElecCDryer-Tier3-FrontAnyMFm2007CZ04rDXGF
RE-Appl-EffCW-med-ElecDHW-ElecCDryer-Tier3-Front | DEER2016 | D16v1 | 2015-05-16 | Any | MFm | 2007 | CZ04 | rDXHP | Each | 1 | 441 | None | 362 | 0.0532 | 0 | 200 | 0.0288 | 0 | 362 | 0.0532 | 0 | 200 | 0.0288 | 0 |  |  | 1 |  | RE-Appl-EffCW-med-ElecDHW-ElecCDryer-Tier3-FrontAnyMFm2007CZ04rDXHP
RE-Appl-EffCW-med-ElecDHW-ElecCDryer-Tier3-Front | DEER2016 | D16v1 | 2015-05-16 | Any | MFm | 2007 | CZ04 | rNCEH | Each | 1 | 441 | None | 356 | 0.0489 | 0 | 199 | 0.0271 | 0 | 356 | 0.0489 | 0 | 199 | 0.0271 | 0 |  |  | 1 |  | RE-Appl-EffCW-med-ElecDHW-ElecCDryer-Tier3-FrontAnyMFm2007CZ04rNCEH
RE-Appl-EffCW-med-ElecDHW-ElecCDryer-Tier3-Front | DEER2016 | D16v1 | 2015-05-16 | Any | MFm | 2007 | CZ04 | rNCGF | Each | 1 | 441 | None | 360 | 0.0489 | -0.28 | 197 | 0.0271 | 0.169 | 360 | 0.0489 | -0.28 | 197 | 0.0271 | 0.169 |  |  | 1 |  | RE-Appl-EffCW-med-ElecDHW-ElecCDryer-Tier3-FrontAnyMFm2007CZ04rNCGF
RE-Appl-EffCW-med-ElecDHW-ElecCDryer-Tier3-Front | DEER2016 | D16v1 | 2015-05-16 | Any | MFm | 2007 | CZ05 | rDXGF | Each | 1 | 441 | None | 367 | 0.0508 | 0.241 | 199 | 0.0272 | 0.67 | 367 | 0.0508 | 0.241 | 199 | 0.0272 | 0.67 |  |  | 1 |  | RE-Appl-EffCW-med-ElecDHW-ElecCDryer-Tier3-FrontAnyMFm2007CZ05rDXGF
RE-Appl-EffCW-med-ElecDHW-ElecCDryer-Tier3-Front | DEER2016 | D16v1 | 2015-05-16 | Any | MFm | 2007 | CZ05 | rDXHP | Each | 1 | 441 | None | 369 | 0.052 | 0 | 204 | 0.0307 | 0 | 369 | 0.052 | 0 | 204 | 0.0307 | 0 |  |  | 1 |  | RE-Appl-EffCW-med-ElecDHW-ElecCDryer-Tier3-FrontAnyMFm2007CZ05rDXHP
RE-Appl-EffCW-med-ElecDHW-ElecCDryer-Tier3-Front | DEER2016 | D16v1 | 2015-05-16 | Any | MFm | 2007 | CZ05 | rNCEH | Each | 1 | 441 | None | 364 | 0.05 | 0 | 204 | 0.0273 | 0 | 364 | 0.05 | 0 | 204 | 0.0273 | 0 |  |  | 1 |  | RE-Appl-EffCW-med-ElecDHW-ElecCDryer-Tier3-FrontAnyMFm2007CZ05rNCEH
RE-Appl-EffCW-med-ElecDHW-ElecCDryer-Tier3-Front | DEER2016 | D16v1 | 2015-05-16 | Any | MFm | 2007 | CZ05 | rNCGF | Each | 1 | 441 | None | 366 | 0.05 | 0.154 | 199 | 0.0274 | 0.621 | 366 | 0.05 | 0.154 | 199 | 0.0274 | 0.621 |  |  | 1 |  | RE-Appl-EffCW-med-ElecDHW-ElecCDryer-Tier3-FrontAnyMFm2007CZ05rNCGF
RE-Appl-EffCW-med-ElecDHW-ElecCDryer-Tier3-Front | DEER2016 | D16v1 | 2015-05-16 | Any | MFm | 2007 | CZ06 | rDXGF | Each | 1 | 538 | None | 360 | 0.0517 | 0.825 | 197 | 0.0301 | 0.988 | 360 | 0.0517 | 0.825 | 197 | 0.0301 | 0.988 |  |  | 1 |  | RE-Appl-EffCW-med-ElecDHW-ElecCDryer-Tier3-FrontAnyMFm2007CZ06rDXGF
RE-Appl-EffCW-med-ElecDHW-ElecCDryer-Tier3-Front | DEER2016 | D16v1 | 2015-05-16 | Any | MFm | 2007 | CZ06 | rDXHP | Each | 1 | 538 | None | 365 | 0.0533 | 0 | 204 | 0.0293 | 0 | 365 | 0.0533 | 0 | 204 | 0.0293 | 0 |  |  | 1 |  | RE-Appl-EffCW-med-ElecDHW-ElecCDryer-Tier3-FrontAnyMFm2007CZ06rDXHP
RE-Appl-EffCW-med-ElecDHW-ElecCDryer-Tier3-Front | DEER2016 | D16v1 | 2015-05-16 | Any | MFm | 2007 | CZ06 | rNCEH | Each | 1 | 538 | None | 362 | 0.0487 | 0 | 205 | 0.027 | 0 | 362 | 0.0487 | 0 | 205 | 0.027 | 0 |  |  | 1 |  | RE-Appl-EffCW-med-ElecDHW-ElecCDryer-Tier3-FrontAnyMFm2007CZ06rNCEH
RE-Appl-EffCW-med-ElecDHW-ElecCDryer-Tier3-Front | DEER2016 | D16v1 | 2015-05-16 | Any | MFm | 2007 | CZ06 | rNCGF | Each | 1 | 538 | None | 358 | 0.0487 | 0.597 | 197 | 0.027 | 0.859 | 358 | 0.0487 | 0.597 | 197 | 0.027 | 0.859 |  |  | 1 |  | RE-Appl-EffCW-med-ElecDHW-ElecCDryer-Tier3-FrontAnyMFm2007CZ06rNCGF
RE-Appl-EffCW-med-ElecDHW-ElecCDryer-Tier3-Front | DEER2016 | D16v1 | 2015-05-16 | Any | MFm | 2007 | CZ07 | rDXGF | Each | 1 | 538 | None | 357 | 0.0521 | 0.424 | 195 | 0.0267 | 0.517 | 357 | 0.0521 | 0.424 | 195 | 0.0267 | 0.517 |  |  | 1 |  | RE-Appl-EffCW-med-ElecDHW-ElecCDryer-Tier3-FrontAnyMFm2007CZ07rDXGF
RE-Appl-EffCW-med-ElecDHW-ElecCDryer-Tier3-Front | DEER2016 | D16v1 | 2015-05-16 | Any | MFm | 2007 | CZ07 | rDXHP | Each | 1 | 538 | None | 360 | 0.0491 | 0 | 198 | 0.0252 | 0 | 360 | 0.0491 | 0 | 198 | 0.0252 | 0 |  |  | 1 |  | RE-Appl-EffCW-med-ElecDHW-ElecCDryer-Tier3-FrontAnyMFm2007CZ07rDXHP
RE-Appl-EffCW-med-ElecDHW-ElecCDryer-Tier3-Front | DEER2016 | D16v1 | 2015-05-16 | Any | MFm | 2007 | CZ07 | rNCEH | Each | 1 | 538 | None | 359 | 0.0487 | 0 | 201 | 0.027 | 0 | 359 | 0.0487 | 0 | 201 | 0.027 | 0 |  |  | 1 |  | RE-Appl-EffCW-med-ElecDHW-ElecCDryer-Tier3-FrontAnyMFm2007CZ07rNCEH
RE-Appl-EffCW-med-ElecDHW-ElecCDryer-Tier3-Front | DEER2016 | D16v1 | 2015-05-16 | Any | MFm | 2007 | CZ07 | rNCGF | Each | 1 | 538 | None | 356 | 0.0487 | 0.349 | 196 | 0.027 | 0.471 | 356 | 0.0487 | 0.349 | 196 | 0.027 | 0.471 |  |  | 1 |  | RE-Appl-EffCW-med-ElecDHW-ElecCDryer-Tier3-FrontAnyMFm2007CZ07rNCGF
RE-Appl-EffCW-med-ElecDHW-ElecCDryer-Tier3-Front | DEER2016 | D16v1 | 2015-05-16 | Any | MFm | 2007 | CZ08 | rDXGF | Each | 1 | 538 | None | 360 | 0.0504 | 0.706 | 197 | 0.028 | 0.868 | 360 | 0.0504 | 0.706 | 197 | 0.028 | 0.868 |  |  | 1 |  | RE-Appl-EffCW-med-ElecDHW-ElecCDryer-Tier3-FrontAnyMFm2007CZ08rDXGF
RE-Appl-EffCW-med-ElecDHW-ElecCDryer-Tier3-Front | DEER2016 | D16v1 | 2015-05-16 | Any | MFm | 2007 | CZ08 | rDXHP | Each | 1 | 538 | None | 364 | 0.05 | 0 | 202 | 0.0271 | 0 | 364 | 0.05 | 0 | 202 | 0.0271 | 0 |  |  | 1 |  | RE-Appl-EffCW-med-ElecDHW-ElecCDryer-Tier3-FrontAnyMFm2007CZ08rDXHP
RE-Appl-EffCW-med-ElecDHW-ElecCDryer-Tier3-Front | DEER2016 | D16v1 | 2015-05-16 | Any | MFm | 2007 | CZ08 | rNCEH | Each | 1 | 538 | None | 358 | 0.0483 | 0 | 203 | 0.027 | 0 | 358 | 0.0483 | 0 | 203 | 0.027 | 0 |  |  | 1 |  | RE-Appl-EffCW-med-ElecDHW-ElecCDryer-Tier3-FrontAnyMFm2007CZ08rNCEH
RE-Appl-EffCW-med-ElecDHW-ElecCDryer-Tier3-Front | DEER2016 | D16v1 | 2015-05-16 | Any | MFm | 2007 | CZ08 | rNCGF | Each | 1 | 538 | None | 355 | 0.0483 | 0.401 | 196 | 0.027 | 0.66 | 355 | 0.0483 | 0.401 | 196 | 0.027 | 0.66 |  |  | 1 |  | RE-Appl-EffCW-med-ElecDHW-ElecCDryer-Tier3-FrontAnyMFm2007CZ08rNCGF
RE-Appl-EffCW-med-ElecDHW-ElecCDryer-Tier3-Front | DEER2016 | D16v1 | 2015-05-16 | Any | MFm | 2007 | CZ09 | rDXGF | Each | 1 | 499 | None | 358 | 0.0509 | 0.345 | 196 | 0.0283 | 0.594 | 358 | 0.0509 | 0.345 | 196 | 0.0283 | 0.594 |  |  | 1 |  | RE-Appl-EffCW-med-ElecDHW-ElecCDryer-Tier3-FrontAnyMFm2007CZ09rDXGF
RE-Appl-EffCW-med-ElecDHW-ElecCDryer-Tier3-Front | DEER2016 | D16v1 | 2015-05-16 | Any | MFm | 2007 | CZ09 | rDXHP | Each | 1 | 499 | None | 359 | 0.0505 | 0 | 200 | 0.0276 | 0 | 359 | 0.0505 | 0 | 200 | 0.0276 | 0 |  |  | 1 |  | RE-Appl-EffCW-med-ElecDHW-ElecCDryer-Tier3-FrontAnyMFm2007CZ09rDXHP
RE-Appl-EffCW-med-ElecDHW-ElecCDryer-Tier3-Front | DEER2016 | D16v1 | 2015-05-16 | Any | MFm | 2007 | CZ09 | rNCEH | Each | 1 | 499 | None | 356 | 0.0481 | 0 | 202 | 0.0269 | 0 | 356 | 0.0481 | 0 | 202 | 0.0269 | 0 |  |  | 1 |  | RE-Appl-EffCW-med-ElecDHW-ElecCDryer-Tier3-FrontAnyMFm2007CZ09rNCEH
RE-Appl-EffCW-med-ElecDHW-ElecCDryer-Tier3-Front | DEER2016 | D16v1 | 2015-05-16 | Any | MFm | 2007 | CZ09 | rNCGF | Each | 1 | 499 | None | 355 | 0.0481 | 0.182 | 196 | 0.027 | 0.509 | 355 | 0.0481 | 0.182 | 196 | 0.027 | 0.509 |  |  | 1 |  | RE-Appl-EffCW-med-ElecDHW-ElecCDryer-Tier3-FrontAnyMFm2007CZ09rNCGF
RE-Appl-EffCW-med-ElecDHW-ElecCDryer-Tier3-Front | DEER2016 | D16v1 | 2015-05-16 | Any | MFm | 2007 | CZ10 | rDXGF | Each | 1 | 474 | None | 359 | 0.0504 | 0.215 | 197 | 0.0278 | 0.444 | 359 | 0.0504 | 0.215 | 197 | 0.0278 | 0.444 |  |  | 1 |  | RE-Appl-EffCW-med-ElecDHW-ElecCDryer-Tier3-FrontAnyMFm2007CZ10rDXGF
RE-Appl-EffCW-med-ElecDHW-ElecCDryer-Tier3-Front | DEER2016 | D16v1 | 2015-05-16 | Any | MFm | 2007 | CZ10 | rDXHP | Each | 1 | 474 | None | 360 | 0.05 | 0 | 200 | 0.0274 | 0 | 360 | 0.05 | 0 | 200 | 0.0274 | 0 |  |  | 1 |  | RE-Appl-EffCW-med-ElecDHW-ElecCDryer-Tier3-FrontAnyMFm2007CZ10rDXHP
RE-Appl-EffCW-med-ElecDHW-ElecCDryer-Tier3-Front | DEER2016 | D16v1 | 2015-05-16 | Any | MFm | 2007 | CZ10 | rNCEH | Each | 1 | 474 | None | 355 | 0.0479 | 0 | 201 | 0.0269 | 0 | 355 | 0.0479 | 0 | 201 | 0.0269 | 0 |  |  | 1 |  | RE-Appl-EffCW-med-ElecDHW-ElecCDryer-Tier3-FrontAnyMFm2007CZ10rNCEH
RE-Appl-EffCW-med-ElecDHW-ElecCDryer-Tier3-Front | DEER2016 | D16v1 | 2015-05-16 | Any | MFm | 2007 | CZ10 | rNCGF | Each | 1 | 474 | None | 354 | 0.0479 | 0.108 | 196 | 0.0269 | 0.368 | 354 | 0.0479 | 0.108 | 196 | 0.0269 | 0.368 |  |  | 1 |  | RE-Appl-EffCW-med-ElecDHW-ElecCDryer-Tier3-FrontAnyMFm2007CZ10rNCGF
RE-Appl-EffCW-med-ElecDHW-ElecCDryer-Tier3-Front | DEER2016 | D16v1 | 2015-05-16 | Any | MFm | 2007 | CZ11 | rDXGF | Each | 1 | 474 | None | 362 | 0.0496 | 0.254 | 198 | 0.0274 | 0.556 | 362 | 0.0496 | 0.254 | 198 | 0.0274 | 0.556 |  |  | 1 |  | RE-Appl-EffCW-med-ElecDHW-ElecCDryer-Tier3-FrontAnyMFm2007CZ11rDXGF
RE-Appl-EffCW-med-ElecDHW-ElecCDryer-Tier3-Front | DEER2016 | D16v1 | 2015-05-16 | Any | MFm | 2007 | CZ11 | rDXHP | Each | 1 | 474 | None | 362 | 0.0495 | 0 | 201 | 0.0269 | 0 | 362 | 0.0495 | 0 | 201 | 0.0269 | 0 |  |  | 1 |  | RE-Appl-EffCW-med-ElecDHW-ElecCDryer-Tier3-FrontAnyMFm2007CZ11rDXHP
RE-Appl-EffCW-med-ElecDHW-ElecCDryer-Tier3-Front | DEER2016 | D16v1 | 2015-05-16 | Any | MFm | 2007 | CZ11 | rNCEH | Each | 1 | 474 | None | 355 | 0.0478 | 0 | 202 | 0.0269 | 0 | 355 | 0.0478 | 0 | 202 | 0.0269 | 0 |  |  | 1 |  | RE-Appl-EffCW-med-ElecDHW-ElecCDryer-Tier3-FrontAnyMFm2007CZ11rNCEH
RE-Appl-EffCW-med-ElecDHW-ElecCDryer-Tier3-Front | DEER2016 | D16v1 | 2015-05-16 | Any | MFm | 2007 | CZ11 | rNCGF | Each | 1 | 474 | None | 356 | 0.0478 | 0.038 | 197 | 0.0269 | 0.431 | 356 | 0.0478 | 0.038 | 197 | 0.0269 | 0.431 |  |  | 1 |  | RE-Appl-EffCW-med-ElecDHW-ElecCDryer-Tier3-FrontAnyMFm2007CZ11rNCGF
RE-Appl-EffCW-med-ElecDHW-ElecCDryer-Tier3-Front | DEER2016 | D16v1 | 2015-05-16 | Any | MFm | 2007 | CZ12 | rDXGF | Each | 1 | 474 | None | 365 | 0.0519 | 0.158 | 199 | 0.0285 | 0.512 | 365 | 0.0519 | 0.158 | 199 | 0.0285 | 0.512 |  |  | 1 |  | RE-Appl-EffCW-med-ElecDHW-ElecCDryer-Tier3-FrontAnyMFm2007CZ12rDXGF
RE-Appl-EffCW-med-ElecDHW-ElecCDryer-Tier3-Front | DEER2016 | D16v1 | 2015-05-16 | Any | MFm | 2007 | CZ12 | rDXHP | Each | 1 | 474 | None | 365 | 0.051 | 0 | 202 | 0.028 | 0 | 365 | 0.051 | 0 | 202 | 0.028 | 0 |  |  | 1 |  | RE-Appl-EffCW-med-ElecDHW-ElecCDryer-Tier3-FrontAnyMFm2007CZ12rDXHP
RE-Appl-EffCW-med-ElecDHW-ElecCDryer-Tier3-Front | DEER2016 | D16v1 | 2015-05-16 | Any | MFm | 2007 | CZ12 | rNCEH | Each | 1 | 474 | None | 358 | 0.0487 | 0 | 202 | 0.0271 | 0 | 358 | 0.0487 | 0 | 202 | 0.0271 | 0 |  |  | 1 |  | RE-Appl-EffCW-med-ElecDHW-ElecCDryer-Tier3-FrontAnyMFm2007CZ12rNCEH
RE-Appl-EffCW-med-ElecDHW-ElecCDryer-Tier3-Front | DEER2016 | D16v1 | 2015-05-16 | Any | MFm | 2007 | CZ12 | rNCGF | Each | 1 | 474 | None | 359 | 0.0486 | -0.021 | 197 | 0.027 | 0.385 | 359 | 0.0486 | -0.021 | 197 | 0.027 | 0.385 |  |  | 1 |  | RE-Appl-EffCW-med-ElecDHW-ElecCDryer-Tier3-FrontAnyMFm2007CZ12rNCGF
RE-Appl-EffCW-med-ElecDHW-ElecCDryer-Tier3-Front | DEER2016 | D16v1 | 2015-05-16 | Any | MFm | 2007 | CZ13 | rDXGF | Each | 1 | 474 | None | 360 | 0.0499 | -0.033 | 198 | 0.0279 | 0.347 | 360 | 0.0499 | -0.033 | 198 | 0.0279 | 0.347 |  |  | 1 |  | RE-Appl-EffCW-med-ElecDHW-ElecCDryer-Tier3-FrontAnyMFm2007CZ13rDXGF
RE-Appl-EffCW-med-ElecDHW-ElecCDryer-Tier3-Front | DEER2016 | D16v1 | 2015-05-16 | Any | MFm | 2007 | CZ13 | rDXHP | Each | 1 | 474 | None | 359 | 0.049 | 0 | 200 | 0.0271 | 0 | 359 | 0.049 | 0 | 200 | 0.0271 | 0 |  |  | 1 |  | RE-Appl-EffCW-med-ElecDHW-ElecCDryer-Tier3-FrontAnyMFm2007CZ13rDXHP
RE-Appl-EffCW-med-ElecDHW-ElecCDryer-Tier3-Front | DEER2016 | D16v1 | 2015-05-16 | Any | MFm | 2007 | CZ13 | rNCEH | Each | 1 | 474 | None | 352 | 0.0477 | 0 | 200 | 0.0269 | 0 | 352 | 0.0477 | 0 | 200 | 0.0269 | 0 |  |  | 1 |  | RE-Appl-EffCW-med-ElecDHW-ElecCDryer-Tier3-FrontAnyMFm2007CZ13rNCEH
RE-Appl-EffCW-med-ElecDHW-ElecCDryer-Tier3-Front | DEER2016 | D16v1 | 2015-05-16 | Any | MFm | 2007 | CZ13 | rNCGF | Each | 1 | 474 | None | 354 | 0.0477 | -0.17 | 196 | 0.0269 | 0.258 | 354 | 0.0477 | -0.17 | 196 | 0.0269 | 0.258 |  |  | 1 |  | RE-Appl-EffCW-med-ElecDHW-ElecCDryer-Tier3-FrontAnyMFm2007CZ13rNCGF
RE-Appl-EffCW-med-ElecDHW-ElecCDryer-Tier3-Front | DEER2016 | D16v1 | 2015-05-16 | Any | MFm | 2007 | CZ14 | rDXGF | Each | 1 | 487 | None | 361 | 0.0486 | 0.674 | 199 | 0.0276 | 0.587 | 361 | 0.0486 | 0.674 | 199 | 0.0276 | 0.587 |  |  | 1 |  | RE-Appl-EffCW-med-ElecDHW-ElecCDryer-Tier3-FrontAnyMFm2007CZ14rDXGF
RE-Appl-EffCW-med-ElecDHW-ElecCDryer-Tier3-Front | DEER2016 | D16v1 | 2015-05-16 | Any | MFm | 2007 | CZ14 | rDXHP | Each | 1 | 487 | None | 364 | 0.0475 | 0 | 202 | 0.0268 | 0 | 364 | 0.0475 | 0 | 202 | 0.0268 | 0 |  |  | 1 |  | RE-Appl-EffCW-med-ElecDHW-ElecCDryer-Tier3-FrontAnyMFm2007CZ14rDXHP
RE-Appl-EffCW-med-ElecDHW-ElecCDryer-Tier3-Front | DEER2016 | D16v1 | 2015-05-16 | Any | MFm | 2007 | CZ14 | rNCEH | Each | 1 | 487 | None | 362 | 0.0472 | 0 | 202 | 0.0268 | 0 | 362 | 0.0472 | 0 | 202 | 0.0268 | 0 |  |  | 1 |  | RE-Appl-EffCW-med-ElecDHW-ElecCDryer-Tier3-FrontAnyMFm2007CZ14rNCEH
RE-Appl-EffCW-med-ElecDHW-ElecCDryer-Tier3-Front | DEER2016 | D16v1 | 2015-05-16 | Any | MFm | 2007 | CZ14 | rNCGF | Each | 1 | 487 | None | 356 | 0.0473 | 0.416 | 197 | 0.0268 | 0.417 | 356 | 0.0473 | 0.416 | 197 | 0.0268 | 0.417 |  |  | 1 |  | RE-Appl-EffCW-med-ElecDHW-ElecCDryer-Tier3-FrontAnyMFm2007CZ14rNCGF
RE-Appl-EffCW-med-ElecDHW-ElecCDryer-Tier3-Front | DEER2016 | D16v1 | 2015-05-16 | Any | MFm | 2007 | CZ15 | rDXGF | Each | 1 | 487 | None | 340 | 0.0469 | 0.214 | 193 | 0.0276 | 0.19 | 340 | 0.0469 | 0.214 | 193 | 0.0276 | 0.19 |  |  | 1 |  | RE-Appl-EffCW-med-ElecDHW-ElecCDryer-Tier3-FrontAnyMFm2007CZ15rDXGF
RE-Appl-EffCW-med-ElecDHW-ElecCDryer-Tier3-Front | DEER2016 | D16v1 | 2015-05-16 | Any | MFm | 2007 | CZ15 | rDXHP | Each | 1 | 487 | None | 341 | 0.047 | 0 | 194 | 0.0277 | 0 | 341 | 0.047 | 0 | 194 | 0.0277 | 0 |  |  | 1 |  | RE-Appl-EffCW-med-ElecDHW-ElecCDryer-Tier3-FrontAnyMFm2007CZ15rDXHP
RE-Appl-EffCW-med-ElecDHW-ElecCDryer-Tier3-Front | DEER2016 | D16v1 | 2015-05-16 | Any | MFm | 2007 | CZ15 | rNCEH | Each | 1 | 487 | None | 340 | 0.0449 | 0 | 195 | 0.0263 | 0 | 340 | 0.0449 | 0 | 195 | 0.0263 | 0 |  |  | 1 |  | RE-Appl-EffCW-med-ElecDHW-ElecCDryer-Tier3-FrontAnyMFm2007CZ15rNCEH
RE-Appl-EffCW-med-ElecDHW-ElecCDryer-Tier3-Front | DEER2016 | D16v1 | 2015-05-16 | Any | MFm | 2007 | CZ15 | rNCGF | Each | 1 | 487 | None | 338 | 0.0449 | 0.153 | 193 | 0.0263 | 0.143 | 338 | 0.0449 | 0.153 | 193 | 0.0263 | 0.143 |  |  | 1 |  | RE-Appl-EffCW-med-ElecDHW-ElecCDryer-Tier3-FrontAnyMFm2007CZ15rNCGF
RE-Appl-EffCW-med-ElecDHW-ElecCDryer-Tier3-Front | DEER2016 | D16v1 | 2015-05-16 | Any | MFm | 2007 | CZ16 | rDXGF | Each | 1 | 441 | None | 380 | 0.0527 | 0.043 | 203 | 0.0286 | 0.506 | 380 | 0.0527 | 0.043 | 203 | 0.0286 | 0.506 |  |  | 1 |  | RE-Appl-EffCW-med-ElecDHW-ElecCDryer-Tier3-FrontAnyMFm2007CZ16rDXGF
RE-Appl-EffCW-med-ElecDHW-ElecCDryer-Tier3-Front | DEER2016 | D16v1 | 2015-05-16 | Any | MFm | 2007 | CZ16 | rDXHP | Each | 1 | 441 | None | 378 | 0.0518 | 0 | 207 | 0.0278 | 0 | 378 | 0.0518 | 0 | 207 | 0.0278 | 0 |  |  | 1 |  | RE-Appl-EffCW-med-ElecDHW-ElecCDryer-Tier3-FrontAnyMFm2007CZ16rDXHP
RE-Appl-EffCW-med-ElecDHW-ElecCDryer-Tier3-Front | DEER2016 | D16v1 | 2015-05-16 | Any | MFm | 2007 | CZ16 | rNCEH | Each | 1 | 441 | None | 366 | 0.0502 | 0 | 203 | 0.0274 | 0 | 366 | 0.0502 | 0 | 203 | 0.0274 | 0 |  |  | 1 |  | RE-Appl-EffCW-med-ElecDHW-ElecCDryer-Tier3-FrontAnyMFm2007CZ16rNCEH
RE-Appl-EffCW-med-ElecDHW-ElecCDryer-Tier3-Front | DEER2016 | D16v1 | 2015-05-16 | Any | MFm | 2007 | CZ16 | rNCGF | Each | 1 | 441 | None | 371 | 0.0502 | -0.281 | 199 | 0.0274 | 0.303 | 371 | 0.0502 | -0.281 | 199 | 0.0274 | 0.303 |  |  | 1 |  | RE-Appl-EffCW-med-ElecDHW-ElecCDryer-Tier3-FrontAnyMFm2007CZ16rNCGF
RE-Appl-EffCW-med-ElecDHW-ElecCDryer-Tier3-Front | DEER2016 | D16v1 | 2015-05-16 | Any | MFm | 2011 | CZ01 | rDXGF | Each | 1 | 441 | None | 375 | 0.045 | 0.013 | 201 | 0.026 | 0.593 | 375 | 0.045 | 0.013 | 201 | 0.026 | 0.593 |  |  | 1 |  | RE-Appl-EffCW-med-ElecDHW-ElecCDryer-Tier3-FrontAnyMFm2011CZ01rDXGF
RE-Appl-EffCW-med-ElecDHW-ElecCDryer-Tier3-Front | DEER2016 | D16v1 | 2015-05-16 | Any | MFm | 2011 | CZ01 | rDXHP | Each | 1 | 441 | None | 374 | 0.0495 | 0 | 206 | 0.0245 | 0 | 374 | 0.0495 | 0 | 206 | 0.0245 | 0 |  |  | 1 |  | RE-Appl-EffCW-med-ElecDHW-ElecCDryer-Tier3-FrontAnyMFm2011CZ01rDXHP
RE-Appl-EffCW-med-ElecDHW-ElecCDryer-Tier3-Front | DEER2016 | D16v1 | 2015-05-16 | Any | MFm | 2011 | CZ01 | rNCEH | Each | 1 | 441 | None | 365 | 0.0509 | 0 | 205 | 0.0275 | 0 | 365 | 0.0509 | 0 | 205 | 0.0275 | 0 |  |  | 1 |  | RE-Appl-EffCW-med-ElecDHW-ElecCDryer-Tier3-FrontAnyMFm2011CZ01rNCEH
RE-Appl-EffCW-med-ElecDHW-ElecCDryer-Tier3-Front | DEER2016 | D16v1 | 2015-05-16 | Any | MFm | 2011 | CZ01 | rNCGF | Each | 1 | 441 | None | 372 | 0.051 | -0.051 | 200 | 0.0276 | 0.549 | 372 | 0.051 | -0.051 | 200 | 0.0276 | 0.549 |  |  | 1 |  | RE-Appl-EffCW-med-ElecDHW-ElecCDryer-Tier3-FrontAnyMFm2011CZ01rNCGF
RE-Appl-EffCW-med-ElecDHW-ElecCDryer-Tier3-Front | DEER2016 | D16v1 | 2015-05-16 | Any | MFm | 2011 | CZ02 | rDXGF | Each | 1 | 474 | None | 366 | 0.0545 | 0.199 | 198 | 0.0295 | 0.588 | 366 | 0.0545 | 0.199 | 198 | 0.0295 | 0.588 |  |  | 1 |  | RE-Appl-EffCW-med-ElecDHW-ElecCDryer-Tier3-FrontAnyMFm2011CZ02rDXGF
RE-Appl-EffCW-med-ElecDHW-ElecCDryer-Tier3-Front | DEER2016 | D16v1 | 2015-05-16 | Any | MFm | 2011 | CZ02 | rDXHP | Each | 1 | 474 | None | 366 | 0.0589 | 0 | 202 | 0.0314 | 0 | 366 | 0.0589 | 0 | 202 | 0.0314 | 0 |  |  | 1 |  | RE-Appl-EffCW-med-ElecDHW-ElecCDryer-Tier3-FrontAnyMFm2011CZ02rDXHP
RE-Appl-EffCW-med-ElecDHW-ElecCDryer-Tier3-Front | DEER2016 | D16v1 | 2015-05-16 | Any | MFm | 2011 | CZ02 | rNCEH | Each | 1 | 474 | None | 363 | 0.0497 | 0 | 204 | 0.0272 | 0 | 363 | 0.0497 | 0 | 204 | 0.0272 | 0 |  |  | 1 |  | RE-Appl-EffCW-med-ElecDHW-ElecCDryer-Tier3-FrontAnyMFm2011CZ02rNCEH
RE-Appl-EffCW-med-ElecDHW-ElecCDryer-Tier3-Front | DEER2016 | D16v1 | 2015-05-16 | Any | MFm | 2011 | CZ02 | rNCGF | Each | 1 | 474 | None | 364 | 0.0497 | 0.123 | 198 | 0.0272 | 0.533 | 364 | 0.0497 | 0.123 | 198 | 0.0272 | 0.533 |  |  | 1 |  | RE-Appl-EffCW-med-ElecDHW-ElecCDryer-Tier3-FrontAnyMFm2011CZ02rNCGF
RE-Appl-EffCW-med-ElecDHW-ElecCDryer-Tier3-Front | DEER2016 | D16v1 | 2015-05-16 | Any | MFm | 2011 | CZ03 | rDXGF | Each | 1 | 441 | None | 365 | 0.0508 | 0.092 | 199 | 0.0286 | 0.569 | 365 | 0.0508 | 0.092 | 199 | 0.0286 | 0.569 |  |  | 1 |  | RE-Appl-EffCW-med-ElecDHW-ElecCDryer-Tier3-FrontAnyMFm2011CZ03rDXGF
RE-Appl-EffCW-med-ElecDHW-ElecCDryer-Tier3-Front | DEER2016 | D16v1 | 2015-05-16 | Any | MFm | 2011 | CZ03 | rDXHP | Each | 1 | 441 | None | 366 | 0.0526 | 0 | 203 | 0.031 | 0 | 366 | 0.0526 | 0 | 203 | 0.031 | 0 |  |  | 1 |  | RE-Appl-EffCW-med-ElecDHW-ElecCDryer-Tier3-FrontAnyMFm2011CZ03rDXHP
RE-Appl-EffCW-med-ElecDHW-ElecCDryer-Tier3-Front | DEER2016 | D16v1 | 2015-05-16 | Any | MFm | 2011 | CZ03 | rNCEH | Each | 1 | 441 | None | 361 | 0.0499 | 0 | 201 | 0.0273 | 0 | 361 | 0.0499 | 0 | 201 | 0.0273 | 0 |  |  | 1 |  | RE-Appl-EffCW-med-ElecDHW-ElecCDryer-Tier3-FrontAnyMFm2011CZ03rNCEH
RE-Appl-EffCW-med-ElecDHW-ElecCDryer-Tier3-Front | DEER2016 | D16v1 | 2015-05-16 | Any | MFm | 2011 | CZ03 | rNCGF | Each | 1 | 441 | None | 364 | 0.0499 | 0.042 | 198 | 0.0273 | 0.528 | 364 | 0.0499 | 0.042 | 198 | 0.0273 | 0.528 |  |  | 1 |  | RE-Appl-EffCW-med-ElecDHW-ElecCDryer-Tier3-FrontAnyMFm2011CZ03rNCGF
RE-Appl-EffCW-med-ElecDHW-ElecCDryer-Tier3-Front | DEER2016 | D16v1 | 2015-05-16 | Any | MFm | 2011 | CZ04 | rDXGF | Each | 1 | 441 | None | 365 | 0.0536 | -0.146 | 199 | 0.0295 | 0.182 | 365 | 0.0536 | -0.146 | 199 | 0.0295 | 0.182 |  |  | 1 |  | RE-Appl-EffCW-med-ElecDHW-ElecCDryer-Tier3-FrontAnyMFm2011CZ04rDXGF
RE-Appl-EffCW-med-ElecDHW-ElecCDryer-Tier3-Front | DEER2016 | D16v1 | 2015-05-16 | Any | MFm | 2011 | CZ04 | rDXHP | Each | 1 | 441 | None | 363 | 0.0536 | 0 | 200 | 0.0293 | 0 | 363 | 0.0536 | 0 | 200 | 0.0293 | 0 |  |  | 1 |  | RE-Appl-EffCW-med-ElecDHW-ElecCDryer-Tier3-FrontAnyMFm2011CZ04rDXHP
RE-Appl-EffCW-med-ElecDHW-ElecCDryer-Tier3-Front | DEER2016 | D16v1 | 2015-05-16 | Any | MFm | 2011 | CZ04 | rNCEH | Each | 1 | 441 | None | 357 | 0.0489 | 0 | 199 | 0.0271 | 0 | 357 | 0.0489 | 0 | 199 | 0.0271 | 0 |  |  | 1 |  | RE-Appl-EffCW-med-ElecDHW-ElecCDryer-Tier3-FrontAnyMFm2011CZ04rNCEH
RE-Appl-EffCW-med-ElecDHW-ElecCDryer-Tier3-Front | DEER2016 | D16v1 | 2015-05-16 | Any | MFm | 2011 | CZ04 | rNCGF | Each | 1 | 441 | None | 361 | 0.0489 | -0.213 | 197 | 0.0271 | 0.148 | 361 | 0.0489 | -0.213 | 197 | 0.0271 | 0.148 |  |  | 1 |  | RE-Appl-EffCW-med-ElecDHW-ElecCDryer-Tier3-FrontAnyMFm2011CZ04rNCGF
RE-Appl-EffCW-med-ElecDHW-ElecCDryer-Tier3-Front | DEER2016 | D16v1 | 2015-05-16 | Any | MFm | 2011 | CZ05 | rDXGF | Each | 1 | 441 | None | 366 | 0.053 | 0.152 | 199 | 0.0287 | 0.586 | 366 | 0.053 | 0.152 | 199 | 0.0287 | 0.586 |  |  | 1 |  | RE-Appl-EffCW-med-ElecDHW-ElecCDryer-Tier3-FrontAnyMFm2011CZ05rDXGF
RE-Appl-EffCW-med-ElecDHW-ElecCDryer-Tier3-Front | DEER2016 | D16v1 | 2015-05-16 | Any | MFm | 2011 | CZ05 | rDXHP | Each | 1 | 441 | None | 368 | 0.0521 | 0 | 203 | 0.0275 | 0 | 368 | 0.0521 | 0 | 203 | 0.0275 | 0 |  |  | 1 |  | RE-Appl-EffCW-med-ElecDHW-ElecCDryer-Tier3-FrontAnyMFm2011CZ05rDXHP
RE-Appl-EffCW-med-ElecDHW-ElecCDryer-Tier3-Front | DEER2016 | D16v1 | 2015-05-16 | Any | MFm | 2011 | CZ05 | rNCEH | Each | 1 | 441 | None | 363 | 0.0501 | 0 | 203 | 0.0273 | 0 | 363 | 0.0501 | 0 | 203 | 0.0273 | 0 |  |  | 1 |  | RE-Appl-EffCW-med-ElecDHW-ElecCDryer-Tier3-FrontAnyMFm2011CZ05rNCEH
RE-Appl-EffCW-med-ElecDHW-ElecCDryer-Tier3-Front | DEER2016 | D16v1 | 2015-05-16 | Any | MFm | 2011 | CZ05 | rNCGF | Each | 1 | 441 | None | 366 | 0.05 | 0.118 | 199 | 0.0274 | 0.571 | 366 | 0.05 | 0.118 | 199 | 0.0274 | 0.571 |  |  | 1 |  | RE-Appl-EffCW-med-ElecDHW-ElecCDryer-Tier3-FrontAnyMFm2011CZ05rNCGF
RE-Appl-EffCW-med-ElecDHW-ElecCDryer-Tier3-Front | DEER2016 | D16v1 | 2015-05-16 | Any | MFm | 2011 | CZ06 | rDXGF | Each | 1 | 538 | None | 359 | 0.0499 | 0.707 | 196 | 0.0283 | 0.893 | 359 | 0.0499 | 0.707 | 196 | 0.0283 | 0.893 |  |  | 1 |  | RE-Appl-EffCW-med-ElecDHW-ElecCDryer-Tier3-FrontAnyMFm2011CZ06rDXGF
RE-Appl-EffCW-med-ElecDHW-ElecCDryer-Tier3-Front | DEER2016 | D16v1 | 2015-05-16 | Any | MFm | 2011 | CZ06 | rDXHP | Each | 1 | 538 | None | 363 | 0.055 | 0 | 202 | 0.0262 | 0 | 363 | 0.055 | 0 | 202 | 0.0262 | 0 |  |  | 1 |  | RE-Appl-EffCW-med-ElecDHW-ElecCDryer-Tier3-FrontAnyMFm2011CZ06rDXHP
RE-Appl-EffCW-med-ElecDHW-ElecCDryer-Tier3-Front | DEER2016 | D16v1 | 2015-05-16 | Any | MFm | 2011 | CZ06 | rNCEH | Each | 1 | 538 | None | 361 | 0.0487 | 0 | 204 | 0.027 | 0 | 361 | 0.0487 | 0 | 204 | 0.027 | 0 |  |  | 1 |  | RE-Appl-EffCW-med-ElecDHW-ElecCDryer-Tier3-FrontAnyMFm2011CZ06rNCEH
RE-Appl-EffCW-med-ElecDHW-ElecCDryer-Tier3-Front | DEER2016 | D16v1 | 2015-05-16 | Any | MFm | 2011 | CZ06 | rNCGF | Each | 1 | 538 | None | 358 | 0.0487 | 0.514 | 197 | 0.027 | 0.764 | 358 | 0.0487 | 0.514 | 197 | 0.027 | 0.764 |  |  | 1 |  | RE-Appl-EffCW-med-ElecDHW-ElecCDryer-Tier3-FrontAnyMFm2011CZ06rNCGF
RE-Appl-EffCW-med-ElecDHW-ElecCDryer-Tier3-Front | DEER2016 | D16v1 | 2015-05-16 | Any | MFm | 2011 | CZ07 | rDXGF | Each | 1 | 538 | None | 357 | 0.0549 | 0.299 | 194 | 0.0327 | 0.336 | 357 | 0.0549 | 0.299 | 194 | 0.0327 | 0.336 |  |  | 1 |  | RE-Appl-EffCW-med-ElecDHW-ElecCDryer-Tier3-FrontAnyMFm2011CZ07rDXGF
RE-Appl-EffCW-med-ElecDHW-ElecCDryer-Tier3-Front | DEER2016 | D16v1 | 2015-05-16 | Any | MFm | 2011 | CZ07 | rDXHP | Each | 1 | 538 | None | 358 | 0.051 | 0 | 196 | 0.0254 | 0 | 358 | 0.051 | 0 | 196 | 0.0254 | 0 |  |  | 1 |  | RE-Appl-EffCW-med-ElecDHW-ElecCDryer-Tier3-FrontAnyMFm2011CZ07rDXHP
RE-Appl-EffCW-med-ElecDHW-ElecCDryer-Tier3-Front | DEER2016 | D16v1 | 2015-05-16 | Any | MFm | 2011 | CZ07 | rNCEH | Each | 1 | 538 | None | 357 | 0.0487 | 0 | 199 | 0.027 | 0 | 357 | 0.0487 | 0 | 199 | 0.027 | 0 |  |  | 1 |  | RE-Appl-EffCW-med-ElecDHW-ElecCDryer-Tier3-FrontAnyMFm2011CZ07rNCEH
RE-Appl-EffCW-med-ElecDHW-ElecCDryer-Tier3-Front | DEER2016 | D16v1 | 2015-05-16 | Any | MFm | 2011 | CZ07 | rNCGF | Each | 1 | 538 | None | 356 | 0.0487 | 0.218 | 196 | 0.027 | 0.273 | 356 | 0.0487 | 0.218 | 196 | 0.027 | 0.273 |  |  | 1 |  | RE-Appl-EffCW-med-ElecDHW-ElecCDryer-Tier3-FrontAnyMFm2011CZ07rNCGF
RE-Appl-EffCW-med-ElecDHW-ElecCDryer-Tier3-Front | DEER2016 | D16v1 | 2015-05-16 | Any | MFm | 2011 | CZ08 | rDXGF | Each | 1 | 538 | None | 360 | 0.0501 | 0.621 | 197 | 0.0274 | 0.74 | 360 | 0.0501 | 0.621 | 197 | 0.0274 | 0.74 |  |  | 1 |  | RE-Appl-EffCW-med-ElecDHW-ElecCDryer-Tier3-FrontAnyMFm2011CZ08rDXGF
RE-Appl-EffCW-med-ElecDHW-ElecCDryer-Tier3-Front | DEER2016 | D16v1 | 2015-05-16 | Any | MFm | 2011 | CZ08 | rDXHP | Each | 1 | 538 | None | 364 | 0.0494 | 0 | 201 | 0.0265 | 0 | 364 | 0.0494 | 0 | 201 | 0.0265 | 0 |  |  | 1 |  | RE-Appl-EffCW-med-ElecDHW-ElecCDryer-Tier3-FrontAnyMFm2011CZ08rDXHP
RE-Appl-EffCW-med-ElecDHW-ElecCDryer-Tier3-Front | DEER2016 | D16v1 | 2015-05-16 | Any | MFm | 2011 | CZ08 | rNCEH | Each | 1 | 538 | None | 357 | 0.0483 | 0 | 201 | 0.0269 | 0 | 357 | 0.0483 | 0 | 201 | 0.0269 | 0 |  |  | 1 |  | RE-Appl-EffCW-med-ElecDHW-ElecCDryer-Tier3-FrontAnyMFm2011CZ08rNCEH
RE-Appl-EffCW-med-ElecDHW-ElecCDryer-Tier3-Front | DEER2016 | D16v1 | 2015-05-16 | Any | MFm | 2011 | CZ08 | rNCGF | Each | 1 | 538 | None | 355 | 0.0483 | 0.332 | 196 | 0.027 | 0.519 | 355 | 0.0483 | 0.332 | 196 | 0.027 | 0.519 |  |  | 1 |  | RE-Appl-EffCW-med-ElecDHW-ElecCDryer-Tier3-FrontAnyMFm2011CZ08rNCGF
RE-Appl-EffCW-med-ElecDHW-ElecCDryer-Tier3-Front | DEER2016 | D16v1 | 2015-05-16 | Any | MFm | 2011 | CZ09 | rDXGF | Each | 1 | 499 | None | 358 | 0.0511 | 0.331 | 197 | 0.0284 | 0.522 | 358 | 0.0511 | 0.331 | 197 | 0.0284 | 0.522 |  |  | 1 |  | RE-Appl-EffCW-med-ElecDHW-ElecCDryer-Tier3-FrontAnyMFm2011CZ09rDXGF
RE-Appl-EffCW-med-ElecDHW-ElecCDryer-Tier3-Front | DEER2016 | D16v1 | 2015-05-16 | Any | MFm | 2011 | CZ09 | rDXHP | Each | 1 | 499 | None | 359 | 0.0507 | 0 | 199 | 0.0279 | 0 | 359 | 0.0507 | 0 | 199 | 0.0279 | 0 |  |  | 1 |  | RE-Appl-EffCW-med-ElecDHW-ElecCDryer-Tier3-FrontAnyMFm2011CZ09rDXHP
RE-Appl-EffCW-med-ElecDHW-ElecCDryer-Tier3-Front | DEER2016 | D16v1 | 2015-05-16 | Any | MFm | 2011 | CZ09 | rNCEH | Each | 1 | 499 | None | 355 | 0.0481 | 0 | 201 | 0.0269 | 0 | 355 | 0.0481 | 0 | 201 | 0.0269 | 0 |  |  | 1 |  | RE-Appl-EffCW-med-ElecDHW-ElecCDryer-Tier3-FrontAnyMFm2011CZ09rNCEH
RE-Appl-EffCW-med-ElecDHW-ElecCDryer-Tier3-Front | DEER2016 | D16v1 | 2015-05-16 | Any | MFm | 2011 | CZ09 | rNCGF | Each | 1 | 499 | None | 355 | 0.0481 | 0.168 | 196 | 0.027 | 0.415 | 355 | 0.0481 | 0.168 | 196 | 0.027 | 0.415 |  |  | 1 |  | RE-Appl-EffCW-med-ElecDHW-ElecCDryer-Tier3-FrontAnyMFm2011CZ09rNCGF
RE-Appl-EffCW-med-ElecDHW-ElecCDryer-Tier3-Front | DEER2016 | D16v1 | 2015-05-16 | Any | MFm | 2011 | CZ10 | rDXGF | Each | 1 | 474 | None | 359 | 0.0507 | 0.209 | 197 | 0.0283 | 0.393 | 359 | 0.0507 | 0.209 | 197 | 0.0283 | 0.393 |  |  | 1 |  | RE-Appl-EffCW-med-ElecDHW-ElecCDryer-Tier3-FrontAnyMFm2011CZ10rDXGF
RE-Appl-EffCW-med-ElecDHW-ElecCDryer-Tier3-Front | DEER2016 | D16v1 | 2015-05-16 | Any | MFm | 2011 | CZ10 | rDXHP | Each | 1 | 474 | None | 360 | 0.0501 | 0 | 199 | 0.0274 | 0 | 360 | 0.0501 | 0 | 199 | 0.0274 | 0 |  |  | 1 |  | RE-Appl-EffCW-med-ElecDHW-ElecCDryer-Tier3-FrontAnyMFm2011CZ10rDXHP
RE-Appl-EffCW-med-ElecDHW-ElecCDryer-Tier3-Front | DEER2016 | D16v1 | 2015-05-16 | Any | MFm | 2011 | CZ10 | rNCEH | Each | 1 | 474 | None | 354 | 0.0479 | 0 | 200 | 0.0269 | 0 | 354 | 0.0479 | 0 | 200 | 0.0269 | 0 |  |  | 1 |  | RE-Appl-EffCW-med-ElecDHW-ElecCDryer-Tier3-FrontAnyMFm2011CZ10rNCEH
RE-Appl-EffCW-med-ElecDHW-ElecCDryer-Tier3-Front | DEER2016 | D16v1 | 2015-05-16 | Any | MFm | 2011 | CZ10 | rNCGF | Each | 1 | 474 | None | 354 | 0.0479 | 0.0966 | 196 | 0.0269 | 0.308 | 354 | 0.0479 | 0.0966 | 196 | 0.0269 | 0.308 |  |  | 1 |  | RE-Appl-EffCW-med-ElecDHW-ElecCDryer-Tier3-FrontAnyMFm2011CZ10rNCGF
RE-Appl-EffCW-med-ElecDHW-ElecCDryer-Tier3-Front | DEER2016 | D16v1 | 2015-05-16 | Any | MFm | 2011 | CZ11 | rDXGF | Each | 1 | 474 | None | 363 | 0.0499 | 0.276 | 198 | 0.0274 | 0.542 | 363 | 0.0499 | 0.276 | 198 | 0.0274 | 0.542 |  |  | 1 |  | RE-Appl-EffCW-med-ElecDHW-ElecCDryer-Tier3-FrontAnyMFm2011CZ11rDXGF
RE-Appl-EffCW-med-ElecDHW-ElecCDryer-Tier3-Front | DEER2016 | D16v1 | 2015-05-16 | Any | MFm | 2011 | CZ11 | rDXHP | Each | 1 | 474 | None | 363 | 0.0493 | 0 | 201 | 0.0271 | 0 | 363 | 0.0493 | 0 | 201 | 0.0271 | 0 |  |  | 1 |  | RE-Appl-EffCW-med-ElecDHW-ElecCDryer-Tier3-FrontAnyMFm2011CZ11rDXHP
RE-Appl-EffCW-med-ElecDHW-ElecCDryer-Tier3-Front | DEER2016 | D16v1 | 2015-05-16 | Any | MFm | 2011 | CZ11 | rNCEH | Each | 1 | 474 | None | 355 | 0.0478 | 0 | 202 | 0.0269 | 0 | 355 | 0.0478 | 0 | 202 | 0.0269 | 0 |  |  | 1 |  | RE-Appl-EffCW-med-ElecDHW-ElecCDryer-Tier3-FrontAnyMFm2011CZ11rNCEH
RE-Appl-EffCW-med-ElecDHW-ElecCDryer-Tier3-Front | DEER2016 | D16v1 | 2015-05-16 | Any | MFm | 2011 | CZ11 | rNCGF | Each | 1 | 474 | None | 356 | 0.0478 | 0.037 | 197 | 0.0269 | 0.4 | 356 | 0.0478 | 0.037 | 197 | 0.0269 | 0.4 |  |  | 1 |  | RE-Appl-EffCW-med-ElecDHW-ElecCDryer-Tier3-FrontAnyMFm2011CZ11rNCGF
RE-Appl-EffCW-med-ElecDHW-ElecCDryer-Tier3-Front | DEER2016 | D16v1 | 2015-05-16 | Any | MFm | 2011 | CZ12 | rDXGF | Each | 1 | 474 | None | 365 | 0.0516 | 0.172 | 199 | 0.0284 | 0.482 | 365 | 0.0516 | 0.172 | 199 | 0.0284 | 0.482 |  |  | 1 |  | RE-Appl-EffCW-med-ElecDHW-ElecCDryer-Tier3-FrontAnyMFm2011CZ12rDXGF
RE-Appl-EffCW-med-ElecDHW-ElecCDryer-Tier3-Front | DEER2016 | D16v1 | 2015-05-16 | Any | MFm | 2011 | CZ12 | rDXHP | Each | 1 | 474 | None | 365 | 0.0507 | 0 | 202 | 0.0273 | 0 | 365 | 0.0507 | 0 | 202 | 0.0273 | 0 |  |  | 1 |  | RE-Appl-EffCW-med-ElecDHW-ElecCDryer-Tier3-FrontAnyMFm2011CZ12rDXHP
RE-Appl-EffCW-med-ElecDHW-ElecCDryer-Tier3-Front | DEER2016 | D16v1 | 2015-05-16 | Any | MFm | 2011 | CZ12 | rNCEH | Each | 1 | 474 | None | 358 | 0.0487 | 0 | 202 | 0.0271 | 0 | 358 | 0.0487 | 0 | 202 | 0.0271 | 0 |  |  | 1 |  | RE-Appl-EffCW-med-ElecDHW-ElecCDryer-Tier3-FrontAnyMFm2011CZ12rNCEH
RE-Appl-EffCW-med-ElecDHW-ElecCDryer-Tier3-Front | DEER2016 | D16v1 | 2015-05-16 | Any | MFm | 2011 | CZ12 | rNCGF | Each | 1 | 474 | None | 359 | 0.0487 | -0.008 | 197 | 0.0271 | 0.361 | 359 | 0.0487 | -0.008 | 197 | 0.0271 | 0.361 |  |  | 1 |  | RE-Appl-EffCW-med-ElecDHW-ElecCDryer-Tier3-FrontAnyMFm2011CZ12rNCGF
RE-Appl-EffCW-med-ElecDHW-ElecCDryer-Tier3-Front | DEER2016 | D16v1 | 2015-05-16 | Any | MFm | 2011 | CZ13 | rDXGF | Each | 1 | 474 | None | 361 | 0.0499 | 0.013 | 198 | 0.028 | 0.343 | 361 | 0.0499 | 0.013 | 198 | 0.028 | 0.343 |  |  | 1 |  | RE-Appl-EffCW-med-ElecDHW-ElecCDryer-Tier3-FrontAnyMFm2011CZ13rDXGF
RE-Appl-EffCW-med-ElecDHW-ElecCDryer-Tier3-Front | DEER2016 | D16v1 | 2015-05-16 | Any | MFm | 2011 | CZ13 | rDXHP | Each | 1 | 474 | None | 359 | 0.0498 | 0 | 199 | 0.0273 | 0 | 359 | 0.0498 | 0 | 199 | 0.0273 | 0 |  |  | 1 |  | RE-Appl-EffCW-med-ElecDHW-ElecCDryer-Tier3-FrontAnyMFm2011CZ13rDXHP
RE-Appl-EffCW-med-ElecDHW-ElecCDryer-Tier3-Front | DEER2016 | D16v1 | 2015-05-16 | Any | MFm | 2011 | CZ13 | rNCEH | Each | 1 | 474 | None | 352 | 0.0477 | 0 | 200 | 0.0269 | 0 | 352 | 0.0477 | 0 | 200 | 0.0269 | 0 |  |  | 1 |  | RE-Appl-EffCW-med-ElecDHW-ElecCDryer-Tier3-FrontAnyMFm2011CZ13rNCEH
RE-Appl-EffCW-med-ElecDHW-ElecCDryer-Tier3-Front | DEER2016 | D16v1 | 2015-05-16 | Any | MFm | 2011 | CZ13 | rNCGF | Each | 1 | 474 | None | 354 | 0.0477 | -0.131 | 196 | 0.0269 | 0.252 | 354 | 0.0477 | -0.131 | 196 | 0.0269 | 0.252 |  |  | 1 |  | RE-Appl-EffCW-med-ElecDHW-ElecCDryer-Tier3-FrontAnyMFm2011CZ13rNCGF
RE-Appl-EffCW-med-ElecDHW-ElecCDryer-Tier3-Front | DEER2016 | D16v1 | 2015-05-16 | Any | MFm | 2011 | CZ14 | rDXGF | Each | 1 | 487 | None | 361 | 0.0487 | 0.669 | 199 | 0.0276 | 0.58 | 361 | 0.0487 | 0.669 | 199 | 0.0276 | 0.58 |  |  | 1 |  | RE-Appl-EffCW-med-ElecDHW-ElecCDryer-Tier3-FrontAnyMFm2011CZ14rDXGF
RE-Appl-EffCW-med-ElecDHW-ElecCDryer-Tier3-Front | DEER2016 | D16v1 | 2015-05-16 | Any | MFm | 2011 | CZ14 | rDXHP | Each | 1 | 487 | None | 365 | 0.048 | 0 | 202 | 0.027 | 0 | 365 | 0.048 | 0 | 202 | 0.027 | 0 |  |  | 1 |  | RE-Appl-EffCW-med-ElecDHW-ElecCDryer-Tier3-FrontAnyMFm2011CZ14rDXHP
RE-Appl-EffCW-med-ElecDHW-ElecCDryer-Tier3-Front | DEER2016 | D16v1 | 2015-05-16 | Any | MFm | 2011 | CZ14 | rNCEH | Each | 1 | 487 | None | 361 | 0.0472 | 0 | 202 | 0.0268 | 0 | 361 | 0.0472 | 0 | 202 | 0.0268 | 0 |  |  | 1 |  | RE-Appl-EffCW-med-ElecDHW-ElecCDryer-Tier3-FrontAnyMFm2011CZ14rNCEH
RE-Appl-EffCW-med-ElecDHW-ElecCDryer-Tier3-Front | DEER2016 | D16v1 | 2015-05-16 | Any | MFm | 2011 | CZ14 | rNCGF | Each | 1 | 487 | None | 356 | 0.0472 | 0.388 | 197 | 0.0268 | 0.385 | 356 | 0.0472 | 0.388 | 197 | 0.0268 | 0.385 |  |  | 1 |  | RE-Appl-EffCW-med-ElecDHW-ElecCDryer-Tier3-FrontAnyMFm2011CZ14rNCGF
RE-Appl-EffCW-med-ElecDHW-ElecCDryer-Tier3-Front | DEER2016 | D16v1 | 2015-05-16 | Any | MFm | 2011 | CZ15 | rDXGF | Each | 1 | 487 | None | 340 | 0.047 | 0.164 | 193 | 0.0277 | 0.145 | 340 | 0.047 | 0.164 | 193 | 0.0277 | 0.145 |  |  | 1 |  | RE-Appl-EffCW-med-ElecDHW-ElecCDryer-Tier3-FrontAnyMFm2011CZ15rDXGF
RE-Appl-EffCW-med-ElecDHW-ElecCDryer-Tier3-Front | DEER2016 | D16v1 | 2015-05-16 | Any | MFm | 2011 | CZ15 | rDXHP | Each | 1 | 487 | None | 341 | 0.0472 | 0 | 194 | 0.0277 | 0 | 341 | 0.0472 | 0 | 194 | 0.0277 | 0 |  |  | 1 |  | RE-Appl-EffCW-med-ElecDHW-ElecCDryer-Tier3-FrontAnyMFm2011CZ15rDXHP
RE-Appl-EffCW-med-ElecDHW-ElecCDryer-Tier3-Front | DEER2016 | D16v1 | 2015-05-16 | Any | MFm | 2011 | CZ15 | rNCEH | Each | 1 | 487 | None | 340 | 0.0449 | 0 | 194 | 0.0263 | 0 | 340 | 0.0449 | 0 | 194 | 0.0263 | 0 |  |  | 1 |  | RE-Appl-EffCW-med-ElecDHW-ElecCDryer-Tier3-FrontAnyMFm2011CZ15rNCEH
RE-Appl-EffCW-med-ElecDHW-ElecCDryer-Tier3-Front | DEER2016 | D16v1 | 2015-05-16 | Any | MFm | 2011 | CZ15 | rNCGF | Each | 1 | 487 | None | 338 | 0.0449 | 0.122 | 193 | 0.0263 | 0.115 | 338 | 0.0449 | 0.122 | 193 | 0.0263 | 0.115 |  |  | 1 |  | RE-Appl-EffCW-med-ElecDHW-ElecCDryer-Tier3-FrontAnyMFm2011CZ15rNCGF
RE-Appl-EffCW-med-ElecDHW-ElecCDryer-Tier3-Front | DEER2016 | D16v1 | 2015-05-16 | Any | MFm | 2011 | CZ16 | rDXGF | Each | 1 | 441 | None | 380 | 0.0523 | 0.125 | 203 | 0.0286 | 0.531 | 380 | 0.0523 | 0.125 | 203 | 0.0286 | 0.531 |  |  | 1 |  | RE-Appl-EffCW-med-ElecDHW-ElecCDryer-Tier3-FrontAnyMFm2011CZ16rDXGF
RE-Appl-EffCW-med-ElecDHW-ElecCDryer-Tier3-Front | DEER2016 | D16v1 | 2015-05-16 | Any | MFm | 2011 | CZ16 | rDXHP | Each | 1 | 441 | None | 379 | 0.0528 | 0 | 206 | 0.0283 | 0 | 379 | 0.0528 | 0 | 206 | 0.0283 | 0 |  |  | 1 |  | RE-Appl-EffCW-med-ElecDHW-ElecCDryer-Tier3-FrontAnyMFm2011CZ16rDXHP
RE-Appl-EffCW-med-ElecDHW-ElecCDryer-Tier3-Front | DEER2016 | D16v1 | 2015-05-16 | Any | MFm | 2011 | CZ16 | rNCEH | Each | 1 | 441 | None | 366 | 0.0502 | 0 | 203 | 0.0274 | 0 | 366 | 0.0502 | 0 | 203 | 0.0274 | 0 |  |  | 1 |  | RE-Appl-EffCW-med-ElecDHW-ElecCDryer-Tier3-FrontAnyMFm2011CZ16rNCEH
RE-Appl-EffCW-med-ElecDHW-ElecCDryer-Tier3-Front | DEER2016 | D16v1 | 2015-05-16 | Any | MFm | 2011 | CZ16 | rNCGF | Each | 1 | 441 | None | 371 | 0.0502 | -0.241 | 199 | 0.0274 | 0.305 | 371 | 0.0502 | -0.241 | 199 | 0.0274 | 0.305 |  |  | 1 |  | RE-Appl-EffCW-med-ElecDHW-ElecCDryer-Tier3-FrontAnyMFm2011CZ16rNCGF
RE-Appl-EffCW-med-ElecDHW-ElecCDryer-Tier3-Front | DEER2016 | D16v1 | 2015-05-16 | Any | MFm | 2014 | CZ01 | rDXGF | Each | 1 | 441 | None | 374 | 0.0521 | 0.2 | 201 | 0.0275 | 0.672 | 374 | 0.0521 | 0.2 | 201 | 0.0275 | 0.672 |  |  | 1 |  | RE-Appl-EffCW-med-ElecDHW-ElecCDryer-Tier3-FrontAnyMFm2014CZ01rDXGF
RE-Appl-EffCW-med-ElecDHW-ElecCDryer-Tier3-Front | DEER2016 | D16v1 | 2015-05-16 | Any | MFm | 2014 | CZ01 | rDXHP | Each | 1 | 441 | None | 375 | 0.0534 | 0 | 206 | 0.0298 | 0 | 375 | 0.0534 | 0 | 206 | 0.0298 | 0 |  |  | 1 |  | RE-Appl-EffCW-med-ElecDHW-ElecCDryer-Tier3-FrontAnyMFm2014CZ01rDXHP
RE-Appl-EffCW-med-ElecDHW-ElecCDryer-Tier3-Front | DEER2016 | D16v1 | 2015-05-16 | Any | MFm | 2014 | CZ01 | rNCEH | Each | 1 | 441 | None | 366 | 0.051 | 0 | 204 | 0.0275 | 0 | 366 | 0.051 | 0 | 204 | 0.0275 | 0 |  |  | 1 |  | RE-Appl-EffCW-med-ElecDHW-ElecCDryer-Tier3-FrontAnyMFm2014CZ01rNCEH
RE-Appl-EffCW-med-ElecDHW-ElecCDryer-Tier3-Front | DEER2016 | D16v1 | 2015-05-16 | Any | MFm | 2014 | CZ01 | rNCGF | Each | 1 | 441 | None | 372 | 0.0509 | -0.028 | 200 | 0.0276 | 0.624 | 372 | 0.0509 | -0.028 | 200 | 0.0276 | 0.624 |  |  | 1 |  | RE-Appl-EffCW-med-ElecDHW-ElecCDryer-Tier3-FrontAnyMFm2014CZ01rNCGF
RE-Appl-EffCW-med-ElecDHW-ElecCDryer-Tier3-Front | DEER2016 | D16v1 | 2015-05-16 | Any | MFm | 2014 | CZ02 | rDXGF | Each | 1 | 474 | None | 366 | 0.0566 | 0.177 | 199 | 0.0291 | 0.503 | 366 | 0.0566 | 0.177 | 199 | 0.0291 | 0.503 |  |  | 1 |  | RE-Appl-EffCW-med-ElecDHW-ElecCDryer-Tier3-FrontAnyMFm2014CZ02rDXGF
RE-Appl-EffCW-med-ElecDHW-ElecCDryer-Tier3-Front | DEER2016 | D16v1 | 2015-05-16 | Any | MFm | 2014 | CZ02 | rDXHP | Each | 1 | 474 | None | 366 | 0.0565 | 0 | 202 | 0.0307 | 0 | 366 | 0.0565 | 0 | 202 | 0.0307 | 0 |  |  | 1 |  | RE-Appl-EffCW-med-ElecDHW-ElecCDryer-Tier3-FrontAnyMFm2014CZ02rDXHP
RE-Appl-EffCW-med-ElecDHW-ElecCDryer-Tier3-Front | DEER2016 | D16v1 | 2015-05-16 | Any | MFm | 2014 | CZ02 | rNCEH | Each | 1 | 474 | None | 363 | 0.0497 | 0 | 203 | 0.0272 | 0 | 363 | 0.0497 | 0 | 203 | 0.0272 | 0 |  |  | 1 |  | RE-Appl-EffCW-med-ElecDHW-ElecCDryer-Tier3-FrontAnyMFm2014CZ02rNCEH
RE-Appl-EffCW-med-ElecDHW-ElecCDryer-Tier3-Front | DEER2016 | D16v1 | 2015-05-16 | Any | MFm | 2014 | CZ02 | rNCGF | Each | 1 | 474 | None | 364 | 0.0497 | 0.106 | 198 | 0.0273 | 0.478 | 364 | 0.0497 | 0.106 | 198 | 0.0273 | 0.478 |  |  | 1 |  | RE-Appl-EffCW-med-ElecDHW-ElecCDryer-Tier3-FrontAnyMFm2014CZ02rNCGF
RE-Appl-EffCW-med-ElecDHW-ElecCDryer-Tier3-Front | DEER2016 | D16v1 | 2015-05-16 | Any | MFm | 2014 | CZ03 | rDXGF | Each | 1 | 441 | None | 365 | 0.0499 | 0.215 | 199 | 0.0289 | 0.554 | 365 | 0.0499 | 0.215 | 199 | 0.0289 | 0.554 |  |  | 1 |  | RE-Appl-EffCW-med-ElecDHW-ElecCDryer-Tier3-FrontAnyMFm2014CZ03rDXGF
RE-Appl-EffCW-med-ElecDHW-ElecCDryer-Tier3-Front | DEER2016 | D16v1 | 2015-05-16 | Any | MFm | 2014 | CZ03 | rDXHP | Each | 1 | 441 | None | 366 | 0.0517 | 0 | 203 | 0.0272 | 0 | 366 | 0.0517 | 0 | 203 | 0.0272 | 0 |  |  | 1 |  | RE-Appl-EffCW-med-ElecDHW-ElecCDryer-Tier3-FrontAnyMFm2014CZ03rDXHP
RE-Appl-EffCW-med-ElecDHW-ElecCDryer-Tier3-Front | DEER2016 | D16v1 | 2015-05-16 | Any | MFm | 2014 | CZ03 | rNCEH | Each | 1 | 441 | None | 362 | 0.0499 | 0 | 201 | 0.0273 | 0 | 362 | 0.0499 | 0 | 201 | 0.0273 | 0 |  |  | 1 |  | RE-Appl-EffCW-med-ElecDHW-ElecCDryer-Tier3-FrontAnyMFm2014CZ03rNCEH
RE-Appl-EffCW-med-ElecDHW-ElecCDryer-Tier3-Front | DEER2016 | D16v1 | 2015-05-16 | Any | MFm | 2014 | CZ03 | rNCGF | Each | 1 | 441 | None | 364 | 0.0499 | 0.133 | 198 | 0.0273 | 0.494 | 364 | 0.0499 | 0.133 | 198 | 0.0273 | 0.494 |  |  | 1 |  | RE-Appl-EffCW-med-ElecDHW-ElecCDryer-Tier3-FrontAnyMFm2014CZ03rNCGF
RE-Appl-EffCW-med-ElecDHW-ElecCDryer-Tier3-Front | DEER2016 | D16v1 | 2015-05-16 | Any | MFm | 2014 | CZ04 | rDXGF | Each | 1 | 441 | None | 365 | 0.0543 | -0.151 | 198 | 0.0302 | 0.137 | 365 | 0.0543 | -0.151 | 198 | 0.0302 | 0.137 |  |  | 1 |  | RE-Appl-EffCW-med-ElecDHW-ElecCDryer-Tier3-FrontAnyMFm2014CZ04rDXGF
RE-Appl-EffCW-med-ElecDHW-ElecCDryer-Tier3-Front | DEER2016 | D16v1 | 2015-05-16 | Any | MFm | 2014 | CZ04 | rDXHP | Each | 1 | 441 | None | 363 | 0.053 | 0 | 199 | 0.0284 | 0 | 363 | 0.053 | 0 | 199 | 0.0284 | 0 |  |  | 1 |  | RE-Appl-EffCW-med-ElecDHW-ElecCDryer-Tier3-FrontAnyMFm2014CZ04rDXHP
RE-Appl-EffCW-med-ElecDHW-ElecCDryer-Tier3-Front | DEER2016 | D16v1 | 2015-05-16 | Any | MFm | 2014 | CZ04 | rNCEH | Each | 1 | 441 | None | 357 | 0.0489 | 0 | 199 | 0.0271 | 0 | 357 | 0.0489 | 0 | 199 | 0.0271 | 0 |  |  | 1 |  | RE-Appl-EffCW-med-ElecDHW-ElecCDryer-Tier3-FrontAnyMFm2014CZ04rNCEH
RE-Appl-EffCW-med-ElecDHW-ElecCDryer-Tier3-Front | DEER2016 | D16v1 | 2015-05-16 | Any | MFm | 2014 | CZ04 | rNCGF | Each | 1 | 441 | None | 361 | 0.0489 | -0.207 | 197 | 0.0271 | 0.111 | 361 | 0.0489 | -0.207 | 197 | 0.0271 | 0.111 |  |  | 1 |  | RE-Appl-EffCW-med-ElecDHW-ElecCDryer-Tier3-FrontAnyMFm2014CZ04rNCGF
RE-Appl-EffCW-med-ElecDHW-ElecCDryer-Tier3-Front | DEER2016 | D16v1 | 2015-05-16 | Any | MFm | 2014 | CZ05 | rDXGF | Each | 1 | 441 | None | 368 | 0.0505 | 0.362 | 199 | 0.0284 | 0.546 | 368 | 0.0505 | 0.362 | 199 | 0.0284 | 0.546 |  |  | 1 |  | RE-Appl-EffCW-med-ElecDHW-ElecCDryer-Tier3-FrontAnyMFm2014CZ05rDXGF
RE-Appl-EffCW-med-ElecDHW-ElecCDryer-Tier3-Front | DEER2016 | D16v1 | 2015-05-16 | Any | MFm | 2014 | CZ05 | rDXHP | Each | 1 | 441 | None | 370 | 0.0514 | 0 | 203 | 0.0292 | 0 | 370 | 0.0514 | 0 | 203 | 0.0292 | 0 |  |  | 1 |  | RE-Appl-EffCW-med-ElecDHW-ElecCDryer-Tier3-FrontAnyMFm2014CZ05rDXHP
RE-Appl-EffCW-med-ElecDHW-ElecCDryer-Tier3-Front | DEER2016 | D16v1 | 2015-05-16 | Any | MFm | 2014 | CZ05 | rNCEH | Each | 1 | 441 | None | 365 | 0.0501 | 0 | 201 | 0.0273 | 0 | 365 | 0.0501 | 0 | 201 | 0.0273 | 0 |  |  | 1 |  | RE-Appl-EffCW-med-ElecDHW-ElecCDryer-Tier3-FrontAnyMFm2014CZ05rNCEH
RE-Appl-EffCW-med-ElecDHW-ElecCDryer-Tier3-Front | DEER2016 | D16v1 | 2015-05-16 | Any | MFm | 2014 | CZ05 | rNCGF | Each | 1 | 441 | None | 366 | 0.05 | 0.266 | 198 | 0.0273 | 0.497 | 366 | 0.05 | 0.266 | 198 | 0.0273 | 0.497 |  |  | 1 |  | RE-Appl-EffCW-med-ElecDHW-ElecCDryer-Tier3-FrontAnyMFm2014CZ05rNCGF
RE-Appl-EffCW-med-ElecDHW-ElecCDryer-Tier3-Front | DEER2016 | D16v1 | 2015-05-16 | Any | MFm | 2014 | CZ06 | rDXGF | Each | 1 | 538 | None | 359 | 0.054 | 0.627 | 196 | 0.0274 | 0.784 | 359 | 0.054 | 0.627 | 196 | 0.0274 | 0.784 |  |  | 1 |  | RE-Appl-EffCW-med-ElecDHW-ElecCDryer-Tier3-FrontAnyMFm2014CZ06rDXGF
RE-Appl-EffCW-med-ElecDHW-ElecCDryer-Tier3-Front | DEER2016 | D16v1 | 2015-05-16 | Any | MFm | 2014 | CZ06 | rDXHP | Each | 1 | 538 | None | 363 | 0.0509 | 0 | 201 | 0.0326 | 0 | 363 | 0.0509 | 0 | 201 | 0.0326 | 0 |  |  | 1 |  | RE-Appl-EffCW-med-ElecDHW-ElecCDryer-Tier3-FrontAnyMFm2014CZ06rDXHP
RE-Appl-EffCW-med-ElecDHW-ElecCDryer-Tier3-Front | DEER2016 | D16v1 | 2015-05-16 | Any | MFm | 2014 | CZ06 | rNCEH | Each | 1 | 538 | None | 360 | 0.0487 | 0 | 203 | 0.027 | 0 | 360 | 0.0487 | 0 | 203 | 0.027 | 0 |  |  | 1 |  | RE-Appl-EffCW-med-ElecDHW-ElecCDryer-Tier3-FrontAnyMFm2014CZ06rNCEH
RE-Appl-EffCW-med-ElecDHW-ElecCDryer-Tier3-Front | DEER2016 | D16v1 | 2015-05-16 | Any | MFm | 2014 | CZ06 | rNCGF | Each | 1 | 538 | None | 358 | 0.0487 | 0.446 | 197 | 0.027 | 0.654 | 358 | 0.0487 | 0.446 | 197 | 0.027 | 0.654 |  |  | 1 |  | RE-Appl-EffCW-med-ElecDHW-ElecCDryer-Tier3-FrontAnyMFm2014CZ06rNCGF
RE-Appl-EffCW-med-ElecDHW-ElecCDryer-Tier3-Front | DEER2016 | D16v1 | 2015-05-16 | Any | MFm | 2014 | CZ07 | rDXGF | Each | 1 | 538 | None | 356 | 0.0561 | 0.228 | 194 | 0.0326 | 0.242 | 356 | 0.0561 | 0.228 | 194 | 0.0326 | 0.242 |  |  | 1 |  | RE-Appl-EffCW-med-ElecDHW-ElecCDryer-Tier3-FrontAnyMFm2014CZ07rDXGF
RE-Appl-EffCW-med-ElecDHW-ElecCDryer-Tier3-Front | DEER2016 | D16v1 | 2015-05-16 | Any | MFm | 2014 | CZ07 | rDXHP | Each | 1 | 538 | None | 357 | 0.0523 | 0 | 195 | 0.0264 | 0 | 357 | 0.0523 | 0 | 195 | 0.0264 | 0 |  |  | 1 |  | RE-Appl-EffCW-med-ElecDHW-ElecCDryer-Tier3-FrontAnyMFm2014CZ07rDXHP
RE-Appl-EffCW-med-ElecDHW-ElecCDryer-Tier3-Front | DEER2016 | D16v1 | 2015-05-16 | Any | MFm | 2014 | CZ07 | rNCEH | Each | 1 | 538 | None | 357 | 0.0487 | 0 | 197 | 0.027 | 0 | 357 | 0.0487 | 0 | 197 | 0.027 | 0 |  |  | 1 |  | RE-Appl-EffCW-med-ElecDHW-ElecCDryer-Tier3-FrontAnyMFm2014CZ07rNCEH
RE-Appl-EffCW-med-ElecDHW-ElecCDryer-Tier3-Front | DEER2016 | D16v1 | 2015-05-16 | Any | MFm | 2014 | CZ07 | rNCGF | Each | 1 | 538 | None | 356 | 0.0487 | 0.158 | 196 | 0.0271 | 0.191 | 356 | 0.0487 | 0.158 | 196 | 0.0271 | 0.191 |  |  | 1 |  | RE-Appl-EffCW-med-ElecDHW-ElecCDryer-Tier3-FrontAnyMFm2014CZ07rNCGF
RE-Appl-EffCW-med-ElecDHW-ElecCDryer-Tier3-Front | DEER2016 | D16v1 | 2015-05-16 | Any | MFm | 2014 | CZ08 | rDXGF | Each | 1 | 538 | None | 360 | 0.0509 | 0.535 | 196 | 0.0277 | 0.615 | 360 | 0.0509 | 0.535 | 196 | 0.0277 | 0.615 |  |  | 1 |  | RE-Appl-EffCW-med-ElecDHW-ElecCDryer-Tier3-FrontAnyMFm2014CZ08rDXGF
RE-Appl-EffCW-med-ElecDHW-ElecCDryer-Tier3-Front | DEER2016 | D16v1 | 2015-05-16 | Any | MFm | 2014 | CZ08 | rDXHP | Each | 1 | 538 | None | 363 | 0.0498 | 0 | 200 | 0.0265 | 0 | 363 | 0.0498 | 0 | 200 | 0.0265 | 0 |  |  | 1 |  | RE-Appl-EffCW-med-ElecDHW-ElecCDryer-Tier3-FrontAnyMFm2014CZ08rDXHP
RE-Appl-EffCW-med-ElecDHW-ElecCDryer-Tier3-Front | DEER2016 | D16v1 | 2015-05-16 | Any | MFm | 2014 | CZ08 | rNCEH | Each | 1 | 538 | None | 357 | 0.0483 | 0 | 200 | 0.0269 | 0 | 357 | 0.0483 | 0 | 200 | 0.0269 | 0 |  |  | 1 |  | RE-Appl-EffCW-med-ElecDHW-ElecCDryer-Tier3-FrontAnyMFm2014CZ08rNCEH
RE-Appl-EffCW-med-ElecDHW-ElecCDryer-Tier3-Front | DEER2016 | D16v1 | 2015-05-16 | Any | MFm | 2014 | CZ08 | rNCGF | Each | 1 | 538 | None | 355 | 0.0483 | 0.261 | 196 | 0.027 | 0.413 | 355 | 0.0483 | 0.261 | 196 | 0.027 | 0.413 |  |  | 1 |  | RE-Appl-EffCW-med-ElecDHW-ElecCDryer-Tier3-FrontAnyMFm2014CZ08rNCGF
RE-Appl-EffCW-med-ElecDHW-ElecCDryer-Tier3-Front | DEER2016 | D16v1 | 2015-05-16 | Any | MFm | 2014 | CZ09 | rDXGF | Each | 1 | 499 | None | 359 | 0.0515 | 0.288 | 195 | 0.0284 | 0.461 | 359 | 0.0515 | 0.288 | 195 | 0.0284 | 0.461 |  |  | 1 |  | RE-Appl-EffCW-med-ElecDHW-ElecCDryer-Tier3-FrontAnyMFm2014CZ09rDXGF
RE-Appl-EffCW-med-ElecDHW-ElecCDryer-Tier3-Front | DEER2016 | D16v1 | 2015-05-16 | Any | MFm | 2014 | CZ09 | rDXHP | Each | 1 | 499 | None | 359 | 0.0514 | 0 | 198 | 0.0282 | 0 | 359 | 0.0514 | 0 | 198 | 0.0282 | 0 |  |  | 1 |  | RE-Appl-EffCW-med-ElecDHW-ElecCDryer-Tier3-FrontAnyMFm2014CZ09rDXHP
RE-Appl-EffCW-med-ElecDHW-ElecCDryer-Tier3-Front | DEER2016 | D16v1 | 2015-05-16 | Any | MFm | 2014 | CZ09 | rNCEH | Each | 1 | 499 | None | 355 | 0.0481 | 0 | 200 | 0.0269 | 0 | 355 | 0.0481 | 0 | 200 | 0.0269 | 0 |  |  | 1 |  | RE-Appl-EffCW-med-ElecDHW-ElecCDryer-Tier3-FrontAnyMFm2014CZ09rNCEH
RE-Appl-EffCW-med-ElecDHW-ElecCDryer-Tier3-Front | DEER2016 | D16v1 | 2015-05-16 | Any | MFm | 2014 | CZ09 | rNCGF | Each | 1 | 499 | None | 355 | 0.0481 | 0.13 | 196 | 0.027 | 0.352 | 355 | 0.0481 | 0.13 | 196 | 0.027 | 0.352 |  |  | 1 |  | RE-Appl-EffCW-med-ElecDHW-ElecCDryer-Tier3-FrontAnyMFm2014CZ09rNCGF
RE-Appl-EffCW-med-ElecDHW-ElecCDryer-Tier3-Front | DEER2016 | D16v1 | 2015-05-16 | Any | MFm | 2014 | CZ10 | rDXGF | Each | 1 | 474 | None | 359 | 0.051 | 0.162 | 197 | 0.0286 | 0.316 | 359 | 0.051 | 0.162 | 197 | 0.0286 | 0.316 |  |  | 1 |  | RE-Appl-EffCW-med-ElecDHW-ElecCDryer-Tier3-FrontAnyMFm2014CZ10rDXGF
RE-Appl-EffCW-med-ElecDHW-ElecCDryer-Tier3-Front | DEER2016 | D16v1 | 2015-05-16 | Any | MFm | 2014 | CZ10 | rDXHP | Each | 1 | 474 | None | 359 | 0.0507 | 0 | 199 | 0.0276 | 0 | 359 | 0.0507 | 0 | 199 | 0.0276 | 0 |  |  | 1 |  | RE-Appl-EffCW-med-ElecDHW-ElecCDryer-Tier3-FrontAnyMFm2014CZ10rDXHP
RE-Appl-EffCW-med-ElecDHW-ElecCDryer-Tier3-Front | DEER2016 | D16v1 | 2015-05-16 | Any | MFm | 2014 | CZ10 | rNCEH | Each | 1 | 474 | None | 354 | 0.0479 | 0 | 199 | 0.0269 | 0 | 354 | 0.0479 | 0 | 199 | 0.0269 | 0 |  |  | 1 |  | RE-Appl-EffCW-med-ElecDHW-ElecCDryer-Tier3-FrontAnyMFm2014CZ10rNCEH
RE-Appl-EffCW-med-ElecDHW-ElecCDryer-Tier3-Front | DEER2016 | D16v1 | 2015-05-16 | Any | MFm | 2014 | CZ10 | rNCGF | Each | 1 | 474 | None | 354 | 0.0479 | 0.0719 | 196 | 0.0269 | 0.253 | 354 | 0.0479 | 0.0719 | 196 | 0.0269 | 0.253 |  |  | 1 |  | RE-Appl-EffCW-med-ElecDHW-ElecCDryer-Tier3-FrontAnyMFm2014CZ10rNCGF
RE-Appl-EffCW-med-ElecDHW-ElecCDryer-Tier3-Front | DEER2016 | D16v1 | 2015-05-16 | Any | MFm | 2014 | CZ11 | rDXGF | Each | 1 | 474 | None | 362 | 0.0499 | 0.231 | 198 | 0.028 | 0.497 | 362 | 0.0499 | 0.231 | 198 | 0.028 | 0.497 |  |  | 1 |  | RE-Appl-EffCW-med-ElecDHW-ElecCDryer-Tier3-FrontAnyMFm2014CZ11rDXGF
RE-Appl-EffCW-med-ElecDHW-ElecCDryer-Tier3-Front | DEER2016 | D16v1 | 2015-05-16 | Any | MFm | 2014 | CZ11 | rDXHP | Each | 1 | 474 | None | 362 | 0.0492 | 0 | 201 | 0.0272 | 0 | 362 | 0.0492 | 0 | 201 | 0.0272 | 0 |  |  | 1 |  | RE-Appl-EffCW-med-ElecDHW-ElecCDryer-Tier3-FrontAnyMFm2014CZ11rDXHP
RE-Appl-EffCW-med-ElecDHW-ElecCDryer-Tier3-Front | DEER2016 | D16v1 | 2015-05-16 | Any | MFm | 2014 | CZ11 | rNCEH | Each | 1 | 474 | None | 355 | 0.0478 | 0 | 201 | 0.0269 | 0 | 355 | 0.0478 | 0 | 201 | 0.0269 | 0 |  |  | 1 |  | RE-Appl-EffCW-med-ElecDHW-ElecCDryer-Tier3-FrontAnyMFm2014CZ11rNCEH
RE-Appl-EffCW-med-ElecDHW-ElecCDryer-Tier3-Front | DEER2016 | D16v1 | 2015-05-16 | Any | MFm | 2014 | CZ11 | rNCGF | Each | 1 | 474 | None | 356 | 0.0478 | 0.025 | 197 | 0.0269 | 0.375 | 356 | 0.0478 | 0.025 | 197 | 0.0269 | 0.375 |  |  | 1 |  | RE-Appl-EffCW-med-ElecDHW-ElecCDryer-Tier3-FrontAnyMFm2014CZ11rNCGF
RE-Appl-EffCW-med-ElecDHW-ElecCDryer-Tier3-Front | DEER2016 | D16v1 | 2015-05-16 | Any | MFm | 2014 | CZ12 | rDXGF | Each | 1 | 474 | None | 365 | 0.0514 | 0.149 | 199 | 0.0285 | 0.446 | 365 | 0.0514 | 0.149 | 199 | 0.0285 | 0.446 |  |  | 1 |  | RE-Appl-EffCW-med-ElecDHW-ElecCDryer-Tier3-FrontAnyMFm2014CZ12rDXGF
RE-Appl-EffCW-med-ElecDHW-ElecCDryer-Tier3-Front | DEER2016 | D16v1 | 2015-05-16 | Any | MFm | 2014 | CZ12 | rDXHP | Each | 1 | 474 | None | 364 | 0.051 | 0 | 201 | 0.0281 | 0 | 364 | 0.051 | 0 | 201 | 0.0281 | 0 |  |  | 1 |  | RE-Appl-EffCW-med-ElecDHW-ElecCDryer-Tier3-FrontAnyMFm2014CZ12rDXHP
RE-Appl-EffCW-med-ElecDHW-ElecCDryer-Tier3-Front | DEER2016 | D16v1 | 2015-05-16 | Any | MFm | 2014 | CZ12 | rNCEH | Each | 1 | 474 | None | 358 | 0.0487 | 0 | 201 | 0.0271 | 0 | 358 | 0.0487 | 0 | 201 | 0.0271 | 0 |  |  | 1 |  | RE-Appl-EffCW-med-ElecDHW-ElecCDryer-Tier3-FrontAnyMFm2014CZ12rNCEH
RE-Appl-EffCW-med-ElecDHW-ElecCDryer-Tier3-Front | DEER2016 | D16v1 | 2015-05-16 | Any | MFm | 2014 | CZ12 | rNCGF | Each | 1 | 474 | None | 359 | 0.0487 | -0.022 | 197 | 0.0271 | 0.336 | 359 | 0.0487 | -0.022 | 197 | 0.0271 | 0.336 |  |  | 1 |  | RE-Appl-EffCW-med-ElecDHW-ElecCDryer-Tier3-FrontAnyMFm2014CZ12rNCGF
RE-Appl-EffCW-med-ElecDHW-ElecCDryer-Tier3-Front | DEER2016 | D16v1 | 2015-05-16 | Any | MFm | 2014 | CZ13 | rDXGF | Each | 1 | 474 | None | 361 | 0.0496 | -0.02 | 198 | 0.0273 | 0.308 | 361 | 0.0496 | -0.02 | 198 | 0.0273 | 0.308 |  |  | 1 |  | RE-Appl-EffCW-med-ElecDHW-ElecCDryer-Tier3-FrontAnyMFm2014CZ13rDXGF
RE-Appl-EffCW-med-ElecDHW-ElecCDryer-Tier3-Front | DEER2016 | D16v1 | 2015-05-16 | Any | MFm | 2014 | CZ13 | rDXHP | Each | 1 | 474 | None | 359 | 0.0494 | 0 | 199 | 0.027 | 0 | 359 | 0.0494 | 0 | 199 | 0.027 | 0 |  |  | 1 |  | RE-Appl-EffCW-med-ElecDHW-ElecCDryer-Tier3-FrontAnyMFm2014CZ13rDXHP
RE-Appl-EffCW-med-ElecDHW-ElecCDryer-Tier3-Front | DEER2016 | D16v1 | 2015-05-16 | Any | MFm | 2014 | CZ13 | rNCEH | Each | 1 | 474 | None | 352 | 0.0477 | 0 | 200 | 0.0269 | 0 | 352 | 0.0477 | 0 | 200 | 0.0269 | 0 |  |  | 1 |  | RE-Appl-EffCW-med-ElecDHW-ElecCDryer-Tier3-FrontAnyMFm2014CZ13rNCEH
RE-Appl-EffCW-med-ElecDHW-ElecCDryer-Tier3-Front | DEER2016 | D16v1 | 2015-05-16 | Any | MFm | 2014 | CZ13 | rNCGF | Each | 1 | 474 | None | 354 | 0.0477 | -0.155 | 196 | 0.0269 | 0.227 | 354 | 0.0477 | -0.155 | 196 | 0.0269 | 0.227 |  |  | 1 |  | RE-Appl-EffCW-med-ElecDHW-ElecCDryer-Tier3-FrontAnyMFm2014CZ13rNCGF
RE-Appl-EffCW-med-ElecDHW-ElecCDryer-Tier3-Front | DEER2016 | D16v1 | 2015-05-16 | Any | MFm | 2014 | CZ14 | rDXGF | Each | 1 | 487 | None | 361 | 0.049 | 0.608 | 199 | 0.0278 | 0.531 | 361 | 0.049 | 0.608 | 199 | 0.0278 | 0.531 |  |  | 1 |  | RE-Appl-EffCW-med-ElecDHW-ElecCDryer-Tier3-FrontAnyMFm2014CZ14rDXGF
RE-Appl-EffCW-med-ElecDHW-ElecCDryer-Tier3-Front | DEER2016 | D16v1 | 2015-05-16 | Any | MFm | 2014 | CZ14 | rDXHP | Each | 1 | 487 | None | 363 | 0.0478 | 0 | 202 | 0.0268 | 0 | 363 | 0.0478 | 0 | 202 | 0.0268 | 0 |  |  | 1 |  | RE-Appl-EffCW-med-ElecDHW-ElecCDryer-Tier3-FrontAnyMFm2014CZ14rDXHP
RE-Appl-EffCW-med-ElecDHW-ElecCDryer-Tier3-Front | DEER2016 | D16v1 | 2015-05-16 | Any | MFm | 2014 | CZ14 | rNCEH | Each | 1 | 487 | None | 361 | 0.0472 | 0 | 202 | 0.0268 | 0 | 361 | 0.0472 | 0 | 202 | 0.0268 | 0 |  |  | 1 |  | RE-Appl-EffCW-med-ElecDHW-ElecCDryer-Tier3-FrontAnyMFm2014CZ14rNCEH
RE-Appl-EffCW-med-ElecDHW-ElecCDryer-Tier3-Front | DEER2016 | D16v1 | 2015-05-16 | Any | MFm | 2014 | CZ14 | rNCGF | Each | 1 | 487 | None | 356 | 0.0472 | 0.355 | 197 | 0.0268 | 0.358 | 356 | 0.0472 | 0.355 | 197 | 0.0268 | 0.358 |  |  | 1 |  | RE-Appl-EffCW-med-ElecDHW-ElecCDryer-Tier3-FrontAnyMFm2014CZ14rNCGF
RE-Appl-EffCW-med-ElecDHW-ElecCDryer-Tier3-Front | DEER2016 | D16v1 | 2015-05-16 | Any | MFm | 2014 | CZ15 | rDXGF | Each | 1 | 487 | None | 339 | 0.0471 | 0.145 | 193 | 0.0277 | 0.125 | 339 | 0.0471 | 0.145 | 193 | 0.0277 | 0.125 |  |  | 1 |  | RE-Appl-EffCW-med-ElecDHW-ElecCDryer-Tier3-FrontAnyMFm2014CZ15rDXGF
RE-Appl-EffCW-med-ElecDHW-ElecCDryer-Tier3-Front | DEER2016 | D16v1 | 2015-05-16 | Any | MFm | 2014 | CZ15 | rDXHP | Each | 1 | 487 | None | 341 | 0.0473 | 0 | 194 | 0.028 | 0 | 341 | 0.0473 | 0 | 194 | 0.028 | 0 |  |  | 1 |  | RE-Appl-EffCW-med-ElecDHW-ElecCDryer-Tier3-FrontAnyMFm2014CZ15rDXHP
RE-Appl-EffCW-med-ElecDHW-ElecCDryer-Tier3-Front | DEER2016 | D16v1 | 2015-05-16 | Any | MFm | 2014 | CZ15 | rNCEH | Each | 1 | 487 | None | 339 | 0.0449 | 0 | 194 | 0.0263 | 0 | 339 | 0.0449 | 0 | 194 | 0.0263 | 0 |  |  | 1 |  | RE-Appl-EffCW-med-ElecDHW-ElecCDryer-Tier3-FrontAnyMFm2014CZ15rNCEH
RE-Appl-EffCW-med-ElecDHW-ElecCDryer-Tier3-Front | DEER2016 | D16v1 | 2015-05-16 | Any | MFm | 2014 | CZ15 | rNCGF | Each | 1 | 487 | None | 338 | 0.0449 | 0.105 | 193 | 0.0263 | 0.103 | 338 | 0.0449 | 0.105 | 193 | 0.0263 | 0.103 |  |  | 1 |  | RE-Appl-EffCW-med-ElecDHW-ElecCDryer-Tier3-FrontAnyMFm2014CZ15rNCGF
RE-Appl-EffCW-med-ElecDHW-ElecCDryer-Tier3-Front | DEER2016 | D16v1 | 2015-05-16 | Any | MFm | 2014 | CZ16 | rDXGF | Each | 1 | 441 | None | 378 | 0.053 | -0.081 | 202 | 0.0283 | 0.413 | 378 | 0.053 | -0.081 | 202 | 0.0283 | 0.413 |  |  | 1 |  | RE-Appl-EffCW-med-ElecDHW-ElecCDryer-Tier3-FrontAnyMFm2014CZ16rDXGF
RE-Appl-EffCW-med-ElecDHW-ElecCDryer-Tier3-Front | DEER2016 | D16v1 | 2015-05-16 | Any | MFm | 2014 | CZ16 | rDXHP | Each | 1 | 441 | None | 375 | 0.0525 | 0 | 204 | 0.028 | 0 | 375 | 0.0525 | 0 | 204 | 0.028 | 0 |  |  | 1 |  | RE-Appl-EffCW-med-ElecDHW-ElecCDryer-Tier3-FrontAnyMFm2014CZ16rDXHP
RE-Appl-EffCW-med-ElecDHW-ElecCDryer-Tier3-Front | DEER2016 | D16v1 | 2015-05-16 | Any | MFm | 2014 | CZ16 | rNCEH | Each | 1 | 441 | None | 365 | 0.0502 | 0 | 203 | 0.0274 | 0 | 365 | 0.0502 | 0 | 203 | 0.0274 | 0 |  |  | 1 |  | RE-Appl-EffCW-med-ElecDHW-ElecCDryer-Tier3-FrontAnyMFm2014CZ16rNCEH
RE-Appl-EffCW-med-ElecDHW-ElecCDryer-Tier3-Front | DEER2016 | D16v1 | 2015-05-16 | Any | MFm | 2014 | CZ16 | rNCGF | Each | 1 | 441 | None | 371 | 0.0502 | -0.322 | 199 | 0.0274 | 0.283 | 371 | 0.0502 | -0.322 | 199 | 0.0274 | 0.283 |  |  | 1 |  | RE-Appl-EffCW-med-ElecDHW-ElecCDryer-Tier3-FrontAnyMFm2014CZ16rNCGF
RE-Appl-EffCW-med-ElecDHW-ElecCDryer-Tier3-Front | DEER2016 | D16v1 | 2015-05-16 | Any | SFm | 1975 | CZ01 | rDXGF | Each | 1 | 796 | None | 462 | 0.064 | 0.912 | 248 | 0.0333 | 0.995 | 462 | 0.064 | 0.912 | 248 | 0.0333 | 0.995 |  |  | 1 |  | RE-Appl-EffCW-med-ElecDHW-ElecCDryer-Tier3-FrontAnySFm1975CZ01rDXGF
RE-Appl-EffCW-med-ElecDHW-ElecCDryer-Tier3-Front | DEER2016 | D16v1 | 2015-05-16 | Any | SFm | 1975 | CZ01 | rDXHP | Each | 1 | 796 | None | 467 | 0.063 | 0 | 255 | 0.0328 | 0 | 467 | 0.063 | 0 | 255 | 0.0328 | 0 |  |  | 1 |  | RE-Appl-EffCW-med-ElecDHW-ElecCDryer-Tier3-FrontAnySFm1975CZ01rDXHP
RE-Appl-EffCW-med-ElecDHW-ElecCDryer-Tier3-Front | DEER2016 | D16v1 | 2015-05-16 | Any | SFm | 1975 | CZ01 | rNCEH | Each | 1 | 796 | None | 474 | 0.063 | 0 | 260 | 0.0341 | 0 | 474 | 0.063 | 0 | 260 | 0.0341 | 0 |  |  | 1 |  | RE-Appl-EffCW-med-ElecDHW-ElecCDryer-Tier3-FrontAnySFm1975CZ01rNCEH
RE-Appl-EffCW-med-ElecDHW-ElecCDryer-Tier3-Front | DEER2016 | D16v1 | 2015-05-16 | Any | SFm | 1975 | CZ01 | rNCGF | Each | 1 | 796 | None | 461 | 0.063 | 0.946 | 248 | 0.0341 | 1.02 | 461 | 0.063 | 0.946 | 248 | 0.0341 | 1.02 |  |  | 1 |  | RE-Appl-EffCW-med-ElecDHW-ElecCDryer-Tier3-FrontAnySFm1975CZ01rNCGF
RE-Appl-EffCW-med-ElecDHW-ElecCDryer-Tier3-Front | DEER2016 | D16v1 | 2015-05-16 | Any | SFm | 1975 | CZ02 | rDXGF | Each | 1 | 796 | None | 452 | 0.0728 | 0.771 | 245 | 0.0383 | 0.841 | 452 | 0.0728 | 0.771 | 245 | 0.0383 | 0.841 |  |  | 1 |  | RE-Appl-EffCW-med-ElecDHW-ElecCDryer-Tier3-FrontAnySFm1975CZ02rDXGF
RE-Appl-EffCW-med-ElecDHW-ElecCDryer-Tier3-Front | DEER2016 | D16v1 | 2015-05-16 | Any | SFm | 1975 | CZ02 | rDXHP | Each | 1 | 796 | None | 456 | 0.073 | 0 | 251 | 0.0402 | 0 | 456 | 0.073 | 0 | 251 | 0.0402 | 0 |  |  | 1 |  | RE-Appl-EffCW-med-ElecDHW-ElecCDryer-Tier3-FrontAnySFm1975CZ02rDXHP
RE-Appl-EffCW-med-ElecDHW-ElecCDryer-Tier3-Front | DEER2016 | D16v1 | 2015-05-16 | Any | SFm | 1975 | CZ02 | rNCEH | Each | 1 | 796 | None | 460 | 0.0615 | 0 | 255 | 0.0338 | 0 | 460 | 0.0615 | 0 | 255 | 0.0338 | 0 |  |  | 1 |  | RE-Appl-EffCW-med-ElecDHW-ElecCDryer-Tier3-FrontAnySFm1975CZ02rNCEH
RE-Appl-EffCW-med-ElecDHW-ElecCDryer-Tier3-Front | DEER2016 | D16v1 | 2015-05-16 | Any | SFm | 1975 | CZ02 | rNCGF | Each | 1 | 796 | None | 451 | 0.0615 | 0.728 | 246 | 0.0338 | 0.835 | 451 | 0.0615 | 0.728 | 246 | 0.0338 | 0.835 |  |  | 1 |  | RE-Appl-EffCW-med-ElecDHW-ElecCDryer-Tier3-FrontAnySFm1975CZ02rNCGF
RE-Appl-EffCW-med-ElecDHW-ElecCDryer-Tier3-Front | DEER2016 | D16v1 | 2015-05-16 | Any | SFm | 1975 | CZ03 | rDXGF | Each | 1 | 796 | None | 453 | 0.0775 | 1.18 | 248 | 0.0454 | 1.15 | 453 | 0.0775 | 1.18 | 248 | 0.0454 | 1.15 |  |  | 1 |  | RE-Appl-EffCW-med-ElecDHW-ElecCDryer-Tier3-FrontAnySFm1975CZ03rDXGF
RE-Appl-EffCW-med-ElecDHW-ElecCDryer-Tier3-Front | DEER2016 | D16v1 | 2015-05-16 | Any | SFm | 1975 | CZ03 | rDXHP | Each | 1 | 796 | None | 461 | 0.0661 | 0 | 255 | 0.039 | 0 | 461 | 0.0661 | 0 | 255 | 0.039 | 0 |  |  | 1 |  | RE-Appl-EffCW-med-ElecDHW-ElecCDryer-Tier3-FrontAnySFm1975CZ03rDXHP
RE-Appl-EffCW-med-ElecDHW-ElecCDryer-Tier3-Front | DEER2016 | D16v1 | 2015-05-16 | Any | SFm | 1975 | CZ03 | rNCEH | Each | 1 | 796 | None | 465 | 0.0618 | 0 | 259 | 0.0339 | 0 | 465 | 0.0618 | 0 | 259 | 0.0339 | 0 |  |  | 1 |  | RE-Appl-EffCW-med-ElecDHW-ElecCDryer-Tier3-FrontAnySFm1975CZ03rNCEH
RE-Appl-EffCW-med-ElecDHW-ElecCDryer-Tier3-Front | DEER2016 | D16v1 | 2015-05-16 | Any | SFm | 1975 | CZ03 | rNCGF | Each | 1 | 796 | None | 452 | 0.0617 | 1.14 | 246 | 0.0338 | 1.15 | 452 | 0.0617 | 1.14 | 246 | 0.0338 | 1.15 |  |  | 1 |  | RE-Appl-EffCW-med-ElecDHW-ElecCDryer-Tier3-FrontAnySFm1975CZ03rNCGF
RE-Appl-EffCW-med-ElecDHW-ElecCDryer-Tier3-Front | DEER2016 | D16v1 | 2015-05-16 | Any | SFm | 1975 | CZ04 | rDXGF | Each | 1 | 796 | None | 447 | 0.0673 | 0.195 | 246 | 0.0369 | 0.378 | 447 | 0.0673 | 0.195 | 246 | 0.0369 | 0.378 |  |  | 1 |  | RE-Appl-EffCW-med-ElecDHW-ElecCDryer-Tier3-FrontAnySFm1975CZ04rDXGF
RE-Appl-EffCW-med-ElecDHW-ElecCDryer-Tier3-Front | DEER2016 | D16v1 | 2015-05-16 | Any | SFm | 1975 | CZ04 | rDXHP | Each | 1 | 796 | None | 447 | 0.0641 | 0 | 246 | 0.0349 | 0 | 447 | 0.0641 | 0 | 246 | 0.0349 | 0 |  |  | 1 |  | RE-Appl-EffCW-med-ElecDHW-ElecCDryer-Tier3-FrontAnySFm1975CZ04rDXHP
RE-Appl-EffCW-med-ElecDHW-ElecCDryer-Tier3-Front | DEER2016 | D16v1 | 2015-05-16 | Any | SFm | 1975 | CZ04 | rNCEH | Each | 1 | 796 | None | 450 | 0.0605 | 0 | 249 | 0.0336 | 0 | 450 | 0.0605 | 0 | 249 | 0.0336 | 0 |  |  | 1 |  | RE-Appl-EffCW-med-ElecDHW-ElecCDryer-Tier3-FrontAnySFm1975CZ04rNCEH
RE-Appl-EffCW-med-ElecDHW-ElecCDryer-Tier3-Front | DEER2016 | D16v1 | 2015-05-16 | Any | SFm | 1975 | CZ04 | rNCGF | Each | 1 | 796 | None | 447 | 0.0603 | 0.212 | 245 | 0.0335 | 0.376 | 447 | 0.0603 | 0.212 | 245 | 0.0335 | 0.376 |  |  | 1 |  | RE-Appl-EffCW-med-ElecDHW-ElecCDryer-Tier3-FrontAnySFm1975CZ04rNCGF
RE-Appl-EffCW-med-ElecDHW-ElecCDryer-Tier3-Front | DEER2016 | D16v1 | 2015-05-16 | Any | SFm | 1975 | CZ05 | rDXGF | Each | 1 | 796 | None | 455 | 0.0617 | 1.35 | 247 | 0.0312 | 1.34 | 455 | 0.0617 | 1.35 | 247 | 0.0312 | 1.34 |  |  | 1 |  | RE-Appl-EffCW-med-ElecDHW-ElecCDryer-Tier3-FrontAnySFm1975CZ05rDXGF
RE-Appl-EffCW-med-ElecDHW-ElecCDryer-Tier3-Front | DEER2016 | D16v1 | 2015-05-16 | Any | SFm | 1975 | CZ05 | rDXHP | Each | 1 | 796 | None | 466 | 0.0819 | 0 | 257 | 0.0508 | 0 | 466 | 0.0819 | 0 | 257 | 0.0508 | 0 |  |  | 1 |  | RE-Appl-EffCW-med-ElecDHW-ElecCDryer-Tier3-FrontAnySFm1975CZ05rDXHP
RE-Appl-EffCW-med-ElecDHW-ElecCDryer-Tier3-Front | DEER2016 | D16v1 | 2015-05-16 | Any | SFm | 1975 | CZ05 | rNCEH | Each | 1 | 796 | None | 472 | 0.0619 | 0 | 263 | 0.0339 | 0 | 472 | 0.0619 | 0 | 263 | 0.0339 | 0 |  |  | 1 |  | RE-Appl-EffCW-med-ElecDHW-ElecCDryer-Tier3-FrontAnySFm1975CZ05rNCEH
RE-Appl-EffCW-med-ElecDHW-ElecCDryer-Tier3-Front | DEER2016 | D16v1 | 2015-05-16 | Any | SFm | 1975 | CZ05 | rNCGF | Each | 1 | 796 | None | 454 | 0.0618 | 1.29 | 247 | 0.0337 | 1.28 | 454 | 0.0618 | 1.29 | 247 | 0.0337 | 1.28 |  |  | 1 |  | RE-Appl-EffCW-med-ElecDHW-ElecCDryer-Tier3-FrontAnySFm1975CZ05rNCGF
RE-Appl-EffCW-med-ElecDHW-ElecCDryer-Tier3-Front | DEER2016 | D16v1 | 2015-05-16 | Any | SFm | 1975 | CZ06 | rDXGF | Each | 1 | 764 | None | 451 | 0.0662 | 1.06 | 250 | 0.0372 | 1.19 | 451 | 0.0662 | 1.06 | 250 | 0.0372 | 1.19 |  |  | 1 |  | RE-Appl-EffCW-med-ElecDHW-ElecCDryer-Tier3-FrontAnySFm1975CZ06rDXGF
RE-Appl-EffCW-med-ElecDHW-ElecCDryer-Tier3-Front | DEER2016 | D16v1 | 2015-05-16 | Any | SFm | 1975 | CZ06 | rDXHP | Each | 1 | 764 | None | 460 | 0.0646 | 0 | 257 | 0.0353 | 0 | 460 | 0.0646 | 0 | 257 | 0.0353 | 0 |  |  | 1 |  | RE-Appl-EffCW-med-ElecDHW-ElecCDryer-Tier3-FrontAnySFm1975CZ06rDXHP
RE-Appl-EffCW-med-ElecDHW-ElecCDryer-Tier3-Front | DEER2016 | D16v1 | 2015-05-16 | Any | SFm | 1975 | CZ06 | rNCEH | Each | 1 | 764 | None | 453 | 0.0603 | 0 | 256 | 0.0335 | 0 | 453 | 0.0603 | 0 | 256 | 0.0335 | 0 |  |  | 1 |  | RE-Appl-EffCW-med-ElecDHW-ElecCDryer-Tier3-FrontAnySFm1975CZ06rNCEH
RE-Appl-EffCW-med-ElecDHW-ElecCDryer-Tier3-Front | DEER2016 | D16v1 | 2015-05-16 | Any | SFm | 1975 | CZ06 | rNCGF | Each | 1 | 764 | None | 444 | 0.0603 | 0.937 | 244 | 0.0335 | 1.17 | 444 | 0.0603 | 0.937 | 244 | 0.0335 | 1.17 |  |  | 1 |  | RE-Appl-EffCW-med-ElecDHW-ElecCDryer-Tier3-FrontAnySFm1975CZ06rNCGF
RE-Appl-EffCW-med-ElecDHW-ElecCDryer-Tier3-Front | DEER2016 | D16v1 | 2015-05-16 | Any | SFm | 1975 | CZ07 | rDXGF | Each | 1 | 764 | None | 448 | 0.0611 | 0.81 | 249 | 0.0323 | 1.05 | 448 | 0.0611 | 0.81 | 249 | 0.0323 | 1.05 |  |  | 1 |  | RE-Appl-EffCW-med-ElecDHW-ElecCDryer-Tier3-FrontAnySFm1975CZ07rDXGF
RE-Appl-EffCW-med-ElecDHW-ElecCDryer-Tier3-Front | DEER2016 | D16v1 | 2015-05-16 | Any | SFm | 1975 | CZ07 | rDXHP | Each | 1 | 764 | None | 450 | 0.0302 | 0 | 252 | -0.00129 | 0 | 450 | 0.0302 | 0 | 252 | -0.00129 | 0 |  |  | 1 |  | RE-Appl-EffCW-med-ElecDHW-ElecCDryer-Tier3-FrontAnySFm1975CZ07rDXHP
RE-Appl-EffCW-med-ElecDHW-ElecCDryer-Tier3-Front | DEER2016 | D16v1 | 2015-05-16 | Any | SFm | 1975 | CZ07 | rNCEH | Each | 1 | 764 | None | 449 | 0.0603 | 0 | 253 | 0.0335 | 0 | 449 | 0.0603 | 0 | 253 | 0.0335 | 0 |  |  | 1 |  | RE-Appl-EffCW-med-ElecDHW-ElecCDryer-Tier3-FrontAnySFm1975CZ07rNCEH
RE-Appl-EffCW-med-ElecDHW-ElecCDryer-Tier3-Front | DEER2016 | D16v1 | 2015-05-16 | Any | SFm | 1975 | CZ07 | rNCGF | Each | 1 | 764 | None | 442 | 0.0603 | 0.638 | 244 | 0.0336 | 0.958 | 442 | 0.0603 | 0.638 | 244 | 0.0336 | 0.958 |  |  | 1 |  | RE-Appl-EffCW-med-ElecDHW-ElecCDryer-Tier3-FrontAnySFm1975CZ07rNCGF
RE-Appl-EffCW-med-ElecDHW-ElecCDryer-Tier3-Front | DEER2016 | D16v1 | 2015-05-16 | Any | SFm | 1975 | CZ08 | rDXGF | Each | 1 | 764 | None | 448 | 0.0649 | 0.317 | 249 | 0.0362 | 0.668 | 448 | 0.0649 | 0.317 | 249 | 0.0362 | 0.668 |  |  | 1 |  | RE-Appl-EffCW-med-ElecDHW-ElecCDryer-Tier3-FrontAnySFm1975CZ08rDXGF
RE-Appl-EffCW-med-ElecDHW-ElecCDryer-Tier3-Front | DEER2016 | D16v1 | 2015-05-16 | Any | SFm | 1975 | CZ08 | rDXHP | Each | 1 | 764 | None | 446 | 0.0628 | 0 | 250 | 0.0333 | 0 | 446 | 0.0628 | 0 | 250 | 0.0333 | 0 |  |  | 1 |  | RE-Appl-EffCW-med-ElecDHW-ElecCDryer-Tier3-FrontAnySFm1975CZ08rDXHP
RE-Appl-EffCW-med-ElecDHW-ElecCDryer-Tier3-Front | DEER2016 | D16v1 | 2015-05-16 | Any | SFm | 1975 | CZ08 | rNCEH | Each | 1 | 764 | None | 444 | 0.0597 | 0 | 251 | 0.0334 | 0 | 444 | 0.0597 | 0 | 251 | 0.0334 | 0 |  |  | 1 |  | RE-Appl-EffCW-med-ElecDHW-ElecCDryer-Tier3-FrontAnySFm1975CZ08rNCEH
RE-Appl-EffCW-med-ElecDHW-ElecCDryer-Tier3-Front | DEER2016 | D16v1 | 2015-05-16 | Any | SFm | 1975 | CZ08 | rNCGF | Each | 1 | 764 | None | 440 | 0.0599 | 0.254 | 243 | 0.0337 | 0.661 | 440 | 0.0599 | 0.254 | 243 | 0.0337 | 0.661 |  |  | 1 |  | RE-Appl-EffCW-med-ElecDHW-ElecCDryer-Tier3-FrontAnySFm1975CZ08rNCGF
RE-Appl-EffCW-med-ElecDHW-ElecCDryer-Tier3-Front | DEER2016 | D16v1 | 2015-05-16 | Any | SFm | 1975 | CZ09 | rDXGF | Each | 1 | 818 | None | 449 | 0.0649 | 0.36 | 248 | 0.0363 | 0.784 | 449 | 0.0649 | 0.36 | 248 | 0.0363 | 0.784 |  |  | 1 |  | RE-Appl-EffCW-med-ElecDHW-ElecCDryer-Tier3-FrontAnySFm1975CZ09rDXGF
RE-Appl-EffCW-med-ElecDHW-ElecCDryer-Tier3-Front | DEER2016 | D16v1 | 2015-05-16 | Any | SFm | 1975 | CZ09 | rDXHP | Each | 1 | 818 | None | 450 | 0.0622 | 0 | 252 | 0.0338 | 0 | 450 | 0.0622 | 0 | 252 | 0.0338 | 0 |  |  | 1 |  | RE-Appl-EffCW-med-ElecDHW-ElecCDryer-Tier3-FrontAnySFm1975CZ09rDXHP
RE-Appl-EffCW-med-ElecDHW-ElecCDryer-Tier3-Front | DEER2016 | D16v1 | 2015-05-16 | Any | SFm | 1975 | CZ09 | rNCEH | Each | 1 | 818 | None | 444 | 0.0595 | 0 | 251 | 0.0334 | 0 | 444 | 0.0595 | 0 | 251 | 0.0334 | 0 |  |  | 1 |  | RE-Appl-EffCW-med-ElecDHW-ElecCDryer-Tier3-FrontAnySFm1975CZ09rNCEH
RE-Appl-EffCW-med-ElecDHW-ElecCDryer-Tier3-Front | DEER2016 | D16v1 | 2015-05-16 | Any | SFm | 1975 | CZ09 | rNCGF | Each | 1 | 818 | None | 440 | 0.0596 | 0.253 | 244 | 0.0335 | 0.72 | 440 | 0.0596 | 0.253 | 244 | 0.0335 | 0.72 |  |  | 1 |  | RE-Appl-EffCW-med-ElecDHW-ElecCDryer-Tier3-FrontAnySFm1975CZ09rNCGF
RE-Appl-EffCW-med-ElecDHW-ElecCDryer-Tier3-Front | DEER2016 | D16v1 | 2015-05-16 | Any | SFm | 1975 | CZ10 | rDXGF | Each | 1 | 818 | None | 445 | 0.0669 | 0.329 | 245 | 0.0372 | 0.765 | 445 | 0.0669 | 0.329 | 245 | 0.0372 | 0.765 |  |  | 1 |  | RE-Appl-EffCW-med-ElecDHW-ElecCDryer-Tier3-FrontAnySFm1975CZ10rDXGF
RE-Appl-EffCW-med-ElecDHW-ElecCDryer-Tier3-Front | DEER2016 | D16v1 | 2015-05-16 | Any | SFm | 1975 | CZ10 | rDXHP | Each | 1 | 818 | None | 444 | 0.0638 | 0 | 249 | 0.0339 | 0 | 444 | 0.0638 | 0 | 249 | 0.0339 | 0 |  |  | 1 |  | RE-Appl-EffCW-med-ElecDHW-ElecCDryer-Tier3-FrontAnySFm1975CZ10rDXHP
RE-Appl-EffCW-med-ElecDHW-ElecCDryer-Tier3-Front | DEER2016 | D16v1 | 2015-05-16 | Any | SFm | 1975 | CZ10 | rNCEH | Each | 1 | 818 | None | 444 | 0.0593 | 0 | 252 | 0.0333 | 0 | 444 | 0.0593 | 0 | 252 | 0.0333 | 0 |  |  | 1 |  | RE-Appl-EffCW-med-ElecDHW-ElecCDryer-Tier3-FrontAnySFm1975CZ10rNCEH
RE-Appl-EffCW-med-ElecDHW-ElecCDryer-Tier3-Front | DEER2016 | D16v1 | 2015-05-16 | Any | SFm | 1975 | CZ10 | rNCGF | Each | 1 | 818 | None | 439 | 0.0593 | 0.328 | 244 | 0.0333 | 0.771 | 439 | 0.0593 | 0.328 | 244 | 0.0333 | 0.771 |  |  | 1 |  | RE-Appl-EffCW-med-ElecDHW-ElecCDryer-Tier3-FrontAnySFm1975CZ10rNCGF
RE-Appl-EffCW-med-ElecDHW-ElecCDryer-Tier3-Front | DEER2016 | D16v1 | 2015-05-16 | Any | SFm | 1975 | CZ11 | rDXGF | Each | 1 | 764 | None | 448 | 0.0715 | 0.259 | 246 | 0.0392 | 0.752 | 448 | 0.0715 | 0.259 | 246 | 0.0392 | 0.752 |  |  | 1 |  | RE-Appl-EffCW-med-ElecDHW-ElecCDryer-Tier3-FrontAnySFm1975CZ11rDXGF
RE-Appl-EffCW-med-ElecDHW-ElecCDryer-Tier3-Front | DEER2016 | D16v1 | 2015-05-16 | Any | SFm | 1975 | CZ11 | rDXHP | Each | 1 | 764 | None | 444 | 0.0658 | 0 | 246 | 0.0351 | 0 | 444 | 0.0658 | 0 | 246 | 0.0351 | 0 |  |  | 1 |  | RE-Appl-EffCW-med-ElecDHW-ElecCDryer-Tier3-FrontAnySFm1975CZ11rDXHP
RE-Appl-EffCW-med-ElecDHW-ElecCDryer-Tier3-Front | DEER2016 | D16v1 | 2015-05-16 | Any | SFm | 1975 | CZ11 | rNCEH | Each | 1 | 764 | None | 445 | 0.0592 | 0 | 252 | 0.0333 | 0 | 445 | 0.0592 | 0 | 252 | 0.0333 | 0 |  |  | 1 |  | RE-Appl-EffCW-med-ElecDHW-ElecCDryer-Tier3-FrontAnySFm1975CZ11rNCEH
RE-Appl-EffCW-med-ElecDHW-ElecCDryer-Tier3-Front | DEER2016 | D16v1 | 2015-05-16 | Any | SFm | 1975 | CZ11 | rNCGF | Each | 1 | 764 | None | 441 | 0.0592 | 0.256 | 244 | 0.0333 | 0.757 | 441 | 0.0592 | 0.256 | 244 | 0.0333 | 0.757 |  |  | 1 |  | RE-Appl-EffCW-med-ElecDHW-ElecCDryer-Tier3-FrontAnySFm1975CZ11rNCGF
RE-Appl-EffCW-med-ElecDHW-ElecCDryer-Tier3-Front | DEER2016 | D16v1 | 2015-05-16 | Any | SFm | 1975 | CZ12 | rDXGF | Each | 1 | 764 | None | 450 | 0.0723 | -0.016 | 248 | 0.041 | 0.632 | 450 | 0.0723 | -0.016 | 248 | 0.041 | 0.632 |  |  | 1 |  | RE-Appl-EffCW-med-ElecDHW-ElecCDryer-Tier3-FrontAnySFm1975CZ12rDXGF
RE-Appl-EffCW-med-ElecDHW-ElecCDryer-Tier3-Front | DEER2016 | D16v1 | 2015-05-16 | Any | SFm | 1975 | CZ12 | rDXHP | Each | 1 | 764 | None | 445 | 0.0677 | 0 | 247 | 0.0342 | 0 | 445 | 0.0677 | 0 | 247 | 0.0342 | 0 |  |  | 1 |  | RE-Appl-EffCW-med-ElecDHW-ElecCDryer-Tier3-FrontAnySFm1975CZ12rDXHP
RE-Appl-EffCW-med-ElecDHW-ElecCDryer-Tier3-Front | DEER2016 | D16v1 | 2015-05-16 | Any | SFm | 1975 | CZ12 | rNCEH | Each | 1 | 764 | None | 446 | 0.0602 | 0 | 251 | 0.0335 | 0 | 446 | 0.0602 | 0 | 251 | 0.0335 | 0 |  |  | 1 |  | RE-Appl-EffCW-med-ElecDHW-ElecCDryer-Tier3-FrontAnySFm1975CZ12rNCEH
RE-Appl-EffCW-med-ElecDHW-ElecCDryer-Tier3-Front | DEER2016 | D16v1 | 2015-05-16 | Any | SFm | 1975 | CZ12 | rNCGF | Each | 1 | 764 | None | 445 | 0.0602 | -0.003 | 245 | 0.0336 | 0.651 | 445 | 0.0602 | -0.003 | 245 | 0.0336 | 0.651 |  |  | 1 |  | RE-Appl-EffCW-med-ElecDHW-ElecCDryer-Tier3-FrontAnySFm1975CZ12rNCGF
RE-Appl-EffCW-med-ElecDHW-ElecCDryer-Tier3-Front | DEER2016 | D16v1 | 2015-05-16 | Any | SFm | 1975 | CZ13 | rDXGF | Each | 1 | 764 | None | 448 | 0.0684 | -0.089 | 248 | 0.0384 | 0.538 | 448 | 0.0684 | -0.089 | 248 | 0.0384 | 0.538 |  |  | 1 |  | RE-Appl-EffCW-med-ElecDHW-ElecCDryer-Tier3-FrontAnySFm1975CZ13rDXGF
RE-Appl-EffCW-med-ElecDHW-ElecCDryer-Tier3-Front | DEER2016 | D16v1 | 2015-05-16 | Any | SFm | 1975 | CZ13 | rDXHP | Each | 1 | 764 | None | 439 | 0.065 | 0 | 243 | 0.0348 | 0 | 439 | 0.065 | 0 | 243 | 0.0348 | 0 |  |  | 1 |  | RE-Appl-EffCW-med-ElecDHW-ElecCDryer-Tier3-FrontAnySFm1975CZ13rDXHP
RE-Appl-EffCW-med-ElecDHW-ElecCDryer-Tier3-Front | DEER2016 | D16v1 | 2015-05-16 | Any | SFm | 1975 | CZ13 | rNCEH | Each | 1 | 764 | None | 440 | 0.059 | 0 | 249 | 0.0333 | 0 | 440 | 0.059 | 0 | 249 | 0.0333 | 0 |  |  | 1 |  | RE-Appl-EffCW-med-ElecDHW-ElecCDryer-Tier3-FrontAnySFm1975CZ13rNCEH
RE-Appl-EffCW-med-ElecDHW-ElecCDryer-Tier3-Front | DEER2016 | D16v1 | 2015-05-16 | Any | SFm | 1975 | CZ13 | rNCGF | Each | 1 | 764 | None | 439 | 0.059 | -0.092 | 243 | 0.0333 | 0.537 | 439 | 0.059 | -0.092 | 243 | 0.0333 | 0.537 |  |  | 1 |  | RE-Appl-EffCW-med-ElecDHW-ElecCDryer-Tier3-FrontAnySFm1975CZ13rNCGF
RE-Appl-EffCW-med-ElecDHW-ElecCDryer-Tier3-Front | DEER2016 | D16v1 | 2015-05-16 | Any | SFm | 1975 | CZ14 | rDXGF | Each | 1 | 778 | None | 456 | 0.0661 | 0.526 | 247 | 0.0361 | 1.03 | 456 | 0.0661 | 0.526 | 247 | 0.0361 | 1.03 |  |  | 1 |  | RE-Appl-EffCW-med-ElecDHW-ElecCDryer-Tier3-FrontAnySFm1975CZ14rDXGF
RE-Appl-EffCW-med-ElecDHW-ElecCDryer-Tier3-Front | DEER2016 | D16v1 | 2015-05-16 | Any | SFm | 1975 | CZ14 | rDXHP | Each | 1 | 778 | None | 454 | 0.063 | 0 | 251 | 0.0336 | 0 | 454 | 0.063 | 0 | 251 | 0.0336 | 0 |  |  | 1 |  | RE-Appl-EffCW-med-ElecDHW-ElecCDryer-Tier3-FrontAnySFm1975CZ14rDXHP
RE-Appl-EffCW-med-ElecDHW-ElecCDryer-Tier3-Front | DEER2016 | D16v1 | 2015-05-16 | Any | SFm | 1975 | CZ14 | rNCEH | Each | 1 | 778 | None | 448 | 0.0585 | 0 | 254 | 0.0332 | 0 | 448 | 0.0585 | 0 | 254 | 0.0332 | 0 |  |  | 1 |  | RE-Appl-EffCW-med-ElecDHW-ElecCDryer-Tier3-FrontAnySFm1975CZ14rNCEH
RE-Appl-EffCW-med-ElecDHW-ElecCDryer-Tier3-Front | DEER2016 | D16v1 | 2015-05-16 | Any | SFm | 1975 | CZ14 | rNCGF | Each | 1 | 778 | None | 442 | 0.0586 | 0.508 | 244 | 0.0332 | 1.04 | 442 | 0.0586 | 0.508 | 244 | 0.0332 | 1.04 |  |  | 1 |  | RE-Appl-EffCW-med-ElecDHW-ElecCDryer-Tier3-FrontAnySFm1975CZ14rNCGF
RE-Appl-EffCW-med-ElecDHW-ElecCDryer-Tier3-Front | DEER2016 | D16v1 | 2015-05-16 | Any | SFm | 1975 | CZ15 | rDXGF | Each | 1 | 778 | None | 431 | 0.0628 | 0.49 | 242 | 0.0365 | 0.765 | 431 | 0.0628 | 0.49 | 242 | 0.0365 | 0.765 |  |  | 1 |  | RE-Appl-EffCW-med-ElecDHW-ElecCDryer-Tier3-FrontAnySFm1975CZ15rDXGF
RE-Appl-EffCW-med-ElecDHW-ElecCDryer-Tier3-Front | DEER2016 | D16v1 | 2015-05-16 | Any | SFm | 1975 | CZ15 | rDXHP | Each | 1 | 778 | None | 427 | 0.0577 | 0 | 239 | 0.0309 | 0 | 427 | 0.0577 | 0 | 239 | 0.0309 | 0 |  |  | 1 |  | RE-Appl-EffCW-med-ElecDHW-ElecCDryer-Tier3-FrontAnySFm1975CZ15rDXHP
RE-Appl-EffCW-med-ElecDHW-ElecCDryer-Tier3-Front | DEER2016 | D16v1 | 2015-05-16 | Any | SFm | 1975 | CZ15 | rNCEH | Each | 1 | 778 | None | 426 | 0.0556 | 0 | 248 | 0.0326 | 0 | 426 | 0.0556 | 0 | 248 | 0.0326 | 0 |  |  | 1 |  | RE-Appl-EffCW-med-ElecDHW-ElecCDryer-Tier3-FrontAnySFm1975CZ15rNCEH
RE-Appl-EffCW-med-ElecDHW-ElecCDryer-Tier3-Front | DEER2016 | D16v1 | 2015-05-16 | Any | SFm | 1975 | CZ15 | rNCGF | Each | 1 | 778 | None | 420 | 0.0556 | 0.51 | 240 | 0.0326 | 0.768 | 420 | 0.0556 | 0.51 | 240 | 0.0326 | 0.768 |  |  | 1 |  | RE-Appl-EffCW-med-ElecDHW-ElecCDryer-Tier3-FrontAnySFm1975CZ15rNCGF
RE-Appl-EffCW-med-ElecDHW-ElecCDryer-Tier3-Front | DEER2016 | D16v1 | 2015-05-16 | Any | SFm | 1975 | CZ16 | rDXGF | Each | 1 | 796 | None | 473 | 0.0591 | 0.656 | 259 | 0.036 | 0.722 | 473 | 0.0591 | 0.656 | 259 | 0.036 | 0.722 |  |  | 1 |  | RE-Appl-EffCW-med-ElecDHW-ElecCDryer-Tier3-FrontAnySFm1975CZ16rDXGF
RE-Appl-EffCW-med-ElecDHW-ElecCDryer-Tier3-Front | DEER2016 | D16v1 | 2015-05-16 | Any | SFm | 1975 | CZ16 | rDXHP | Each | 1 | 796 | None | 469 | 0.0704 | 0 | 254 | 0.0407 | 0 | 469 | 0.0704 | 0 | 254 | 0.0407 | 0 |  |  | 1 |  | RE-Appl-EffCW-med-ElecDHW-ElecCDryer-Tier3-FrontAnySFm1975CZ16rDXHP
RE-Appl-EffCW-med-ElecDHW-ElecCDryer-Tier3-Front | DEER2016 | D16v1 | 2015-05-16 | Any | SFm | 1975 | CZ16 | rNCEH | Each | 1 | 796 | None | 468 | 0.0621 | 0 | 256 | 0.0339 | 0 | 468 | 0.0621 | 0 | 256 | 0.0339 | 0 |  |  | 1 |  | RE-Appl-EffCW-med-ElecDHW-ElecCDryer-Tier3-FrontAnySFm1975CZ16rNCEH
RE-Appl-EffCW-med-ElecDHW-ElecCDryer-Tier3-Front | DEER2016 | D16v1 | 2015-05-16 | Any | SFm | 1975 | CZ16 | rNCGF | Each | 1 | 796 | None | 461 | 0.0621 | 0.667 | 248 | 0.034 | 0.744 | 461 | 0.0621 | 0.667 | 248 | 0.034 | 0.744 |  |  | 1 |  | RE-Appl-EffCW-med-ElecDHW-ElecCDryer-Tier3-FrontAnySFm1975CZ16rNCGF
RE-Appl-EffCW-med-ElecDHW-ElecCDryer-Tier3-Front | DEER2016 | D16v1 | 2015-05-16 | Any | SFm | 1985 | CZ01 | rDXGF | Each | 1 | 952 | None | 461 | 0.0629 | -0.234 | 248 | 0.0357 | 0.354 | 461 | 0.0629 | -0.234 | 248 | 0.0357 | 0.354 |  |  | 1 |  | RE-Appl-EffCW-med-ElecDHW-ElecCDryer-Tier3-FrontAnySFm1985CZ01rDXGF
RE-Appl-EffCW-med-ElecDHW-ElecCDryer-Tier3-Front | DEER2016 | D16v1 | 2015-05-16 | Any | SFm | 1985 | CZ01 | rDXHP | Each | 1 | 952 | None | 460 | 0.066 | 0 | 252 | 0.0375 | 0 | 460 | 0.066 | 0 | 252 | 0.0375 | 0 |  |  | 1 |  | RE-Appl-EffCW-med-ElecDHW-ElecCDryer-Tier3-FrontAnySFm1985CZ01rDXHP
RE-Appl-EffCW-med-ElecDHW-ElecCDryer-Tier3-Front | DEER2016 | D16v1 | 2015-05-16 | Any | SFm | 1985 | CZ01 | rNCEH | Each | 1 | 952 | None | 464 | 0.063 | 0 | 254 | 0.034 | 0 | 464 | 0.063 | 0 | 254 | 0.034 | 0 |  |  | 1 |  | RE-Appl-EffCW-med-ElecDHW-ElecCDryer-Tier3-FrontAnySFm1985CZ01rNCEH
RE-Appl-EffCW-med-ElecDHW-ElecCDryer-Tier3-Front | DEER2016 | D16v1 | 2015-05-16 | Any | SFm | 1985 | CZ01 | rNCGF | Each | 1 | 952 | None | 461 | 0.0631 | -0.255 | 248 | 0.0341 | 0.346 | 461 | 0.0631 | -0.255 | 248 | 0.0341 | 0.346 |  |  | 1 |  | RE-Appl-EffCW-med-ElecDHW-ElecCDryer-Tier3-FrontAnySFm1985CZ01rNCGF
RE-Appl-EffCW-med-ElecDHW-ElecCDryer-Tier3-Front | DEER2016 | D16v1 | 2015-05-16 | Any | SFm | 1985 | CZ02 | rDXGF | Each | 1 | 952 | None | 455 | 0.0755 | 0.444 | 248 | 0.0396 | 0.832 | 455 | 0.0755 | 0.444 | 248 | 0.0396 | 0.832 |  |  | 1 |  | RE-Appl-EffCW-med-ElecDHW-ElecCDryer-Tier3-FrontAnySFm1985CZ02rDXGF
RE-Appl-EffCW-med-ElecDHW-ElecCDryer-Tier3-Front | DEER2016 | D16v1 | 2015-05-16 | Any | SFm | 1985 | CZ02 | rDXHP | Each | 1 | 952 | None | 455 | 0.0694 | 0 | 253 | 0.0379 | 0 | 455 | 0.0694 | 0 | 253 | 0.0379 | 0 |  |  | 1 |  | RE-Appl-EffCW-med-ElecDHW-ElecCDryer-Tier3-FrontAnySFm1985CZ02rDXHP
RE-Appl-EffCW-med-ElecDHW-ElecCDryer-Tier3-Front | DEER2016 | D16v1 | 2015-05-16 | Any | SFm | 1985 | CZ02 | rNCEH | Each | 1 | 952 | None | 454 | 0.0615 | 0 | 253 | 0.0338 | 0 | 454 | 0.0615 | 0 | 253 | 0.0338 | 0 |  |  | 1 |  | RE-Appl-EffCW-med-ElecDHW-ElecCDryer-Tier3-FrontAnySFm1985CZ02rNCEH
RE-Appl-EffCW-med-ElecDHW-ElecCDryer-Tier3-Front | DEER2016 | D16v1 | 2015-05-16 | Any | SFm | 1985 | CZ02 | rNCGF | Each | 1 | 952 | None | 451 | 0.0615 | 0.209 | 246 | 0.0338 | 0.817 | 451 | 0.0615 | 0.209 | 246 | 0.0338 | 0.817 |  |  | 1 |  | RE-Appl-EffCW-med-ElecDHW-ElecCDryer-Tier3-FrontAnySFm1985CZ02rNCGF
RE-Appl-EffCW-med-ElecDHW-ElecCDryer-Tier3-Front | DEER2016 | D16v1 | 2015-05-16 | Any | SFm | 1985 | CZ03 | rDXGF | Each | 1 | 952 | None | 455 | 0.073 | 0.928 | 247 | 0.0366 | 1.3 | 455 | 0.073 | 0.928 | 247 | 0.0366 | 1.3 |  |  | 1 |  | RE-Appl-EffCW-med-ElecDHW-ElecCDryer-Tier3-FrontAnySFm1985CZ03rDXGF
RE-Appl-EffCW-med-ElecDHW-ElecCDryer-Tier3-Front | DEER2016 | D16v1 | 2015-05-16 | Any | SFm | 1985 | CZ03 | rDXHP | Each | 1 | 952 | None | 458 | 0.0692 | 0 | 256 | 0.0327 | 0 | 458 | 0.0692 | 0 | 256 | 0.0327 | 0 |  |  | 1 |  | RE-Appl-EffCW-med-ElecDHW-ElecCDryer-Tier3-FrontAnySFm1985CZ03rDXHP
RE-Appl-EffCW-med-ElecDHW-ElecCDryer-Tier3-Front | DEER2016 | D16v1 | 2015-05-16 | Any | SFm | 1985 | CZ03 | rNCEH | Each | 1 | 952 | None | 459 | 0.0618 | 0 | 257 | 0.0338 | 0 | 459 | 0.0618 | 0 | 257 | 0.0338 | 0 |  |  | 1 |  | RE-Appl-EffCW-med-ElecDHW-ElecCDryer-Tier3-FrontAnySFm1985CZ03rNCEH
RE-Appl-EffCW-med-ElecDHW-ElecCDryer-Tier3-Front | DEER2016 | D16v1 | 2015-05-16 | Any | SFm | 1985 | CZ03 | rNCGF | Each | 1 | 952 | None | 452 | 0.0618 | 0.881 | 246 | 0.0338 | 1.3 | 452 | 0.0618 | 0.881 | 246 | 0.0338 | 1.3 |  |  | 1 |  | RE-Appl-EffCW-med-ElecDHW-ElecCDryer-Tier3-FrontAnySFm1985CZ03rNCGF
RE-Appl-EffCW-med-ElecDHW-ElecCDryer-Tier3-Front | DEER2016 | D16v1 | 2015-05-16 | Any | SFm | 1985 | CZ04 | rDXGF | Each | 1 | 952 | None | 448 | 0.0684 | -0.213 | 246 | 0.0372 | 0.353 | 448 | 0.0684 | -0.213 | 246 | 0.0372 | 0.353 |  |  | 1 |  | RE-Appl-EffCW-med-ElecDHW-ElecCDryer-Tier3-FrontAnySFm1985CZ04rDXGF
RE-Appl-EffCW-med-ElecDHW-ElecCDryer-Tier3-Front | DEER2016 | D16v1 | 2015-05-16 | Any | SFm | 1985 | CZ04 | rDXHP | Each | 1 | 952 | None | 449 | 0.0606 | 0 | 248 | 0.0307 | 0 | 449 | 0.0606 | 0 | 248 | 0.0307 | 0 |  |  | 1 |  | RE-Appl-EffCW-med-ElecDHW-ElecCDryer-Tier3-FrontAnySFm1985CZ04rDXHP
RE-Appl-EffCW-med-ElecDHW-ElecCDryer-Tier3-Front | DEER2016 | D16v1 | 2015-05-16 | Any | SFm | 1985 | CZ04 | rNCEH | Each | 1 | 952 | None | 445 | 0.0605 | 0 | 247 | 0.0336 | 0 | 445 | 0.0605 | 0 | 247 | 0.0336 | 0 |  |  | 1 |  | RE-Appl-EffCW-med-ElecDHW-ElecCDryer-Tier3-FrontAnySFm1985CZ04rNCEH
RE-Appl-EffCW-med-ElecDHW-ElecCDryer-Tier3-Front | DEER2016 | D16v1 | 2015-05-16 | Any | SFm | 1985 | CZ04 | rNCGF | Each | 1 | 952 | None | 447 | 0.0605 | -0.243 | 245 | 0.0336 | 0.346 | 447 | 0.0605 | -0.243 | 245 | 0.0336 | 0.346 |  |  | 1 |  | RE-Appl-EffCW-med-ElecDHW-ElecCDryer-Tier3-FrontAnySFm1985CZ04rNCGF
RE-Appl-EffCW-med-ElecDHW-ElecCDryer-Tier3-Front | DEER2016 | D16v1 | 2015-05-16 | Any | SFm | 1985 | CZ05 | rDXGF | Each | 1 | 952 | None | 455 | 0.0663 | 0.429 | 247 | 0.041 | 1.03 | 455 | 0.0663 | 0.429 | 247 | 0.041 | 1.03 |  |  | 1 |  | RE-Appl-EffCW-med-ElecDHW-ElecCDryer-Tier3-FrontAnySFm1985CZ05rDXGF
RE-Appl-EffCW-med-ElecDHW-ElecCDryer-Tier3-Front | DEER2016 | D16v1 | 2015-05-16 | Any | SFm | 1985 | CZ05 | rDXHP | Each | 1 | 952 | None | 459 | 0.0613 | 0 | 256 | 0.0353 | 0 | 459 | 0.0613 | 0 | 256 | 0.0353 | 0 |  |  | 1 |  | RE-Appl-EffCW-med-ElecDHW-ElecCDryer-Tier3-FrontAnySFm1985CZ05rDXHP
RE-Appl-EffCW-med-ElecDHW-ElecCDryer-Tier3-Front | DEER2016 | D16v1 | 2015-05-16 | Any | SFm | 1985 | CZ05 | rNCEH | Each | 1 | 952 | None | 458 | 0.062 | 0 | 255 | 0.0338 | 0 | 458 | 0.062 | 0 | 255 | 0.0338 | 0 |  |  | 1 |  | RE-Appl-EffCW-med-ElecDHW-ElecCDryer-Tier3-FrontAnySFm1985CZ05rNCEH
RE-Appl-EffCW-med-ElecDHW-ElecCDryer-Tier3-Front | DEER2016 | D16v1 | 2015-05-16 | Any | SFm | 1985 | CZ05 | rNCGF | Each | 1 | 952 | None | 454 | 0.062 | 0.363 | 246 | 0.0338 | 1.01 | 454 | 0.062 | 0.363 | 246 | 0.0338 | 1.01 |  |  | 1 |  | RE-Appl-EffCW-med-ElecDHW-ElecCDryer-Tier3-FrontAnySFm1985CZ05rNCGF
RE-Appl-EffCW-med-ElecDHW-ElecCDryer-Tier3-Front | DEER2016 | D16v1 | 2015-05-16 | Any | SFm | 1985 | CZ06 | rDXGF | Each | 1 | 1030 | None | 452 | 0.0893 | 0.746 | 250 | 0.0562 | 1.03 | 452 | 0.0893 | 0.746 | 250 | 0.0562 | 1.03 |  |  | 1 |  | RE-Appl-EffCW-med-ElecDHW-ElecCDryer-Tier3-FrontAnySFm1985CZ06rDXGF
RE-Appl-EffCW-med-ElecDHW-ElecCDryer-Tier3-Front | DEER2016 | D16v1 | 2015-05-16 | Any | SFm | 1985 | CZ06 | rDXHP | Each | 1 | 1030 | None | 456 | 0.0591 | 0 | 256 | 0.0669 | 0 | 456 | 0.0591 | 0 | 256 | 0.0669 | 0 |  |  | 1 |  | RE-Appl-EffCW-med-ElecDHW-ElecCDryer-Tier3-FrontAnySFm1985CZ06rDXHP
RE-Appl-EffCW-med-ElecDHW-ElecCDryer-Tier3-Front | DEER2016 | D16v1 | 2015-05-16 | Any | SFm | 1985 | CZ06 | rNCEH | Each | 1 | 1030 | None | 448 | 0.0603 | 0 | 253 | 0.0335 | 0 | 448 | 0.0603 | 0 | 253 | 0.0335 | 0 |  |  | 1 |  | RE-Appl-EffCW-med-ElecDHW-ElecCDryer-Tier3-FrontAnySFm1985CZ06rNCEH
RE-Appl-EffCW-med-ElecDHW-ElecCDryer-Tier3-Front | DEER2016 | D16v1 | 2015-05-16 | Any | SFm | 1985 | CZ06 | rNCGF | Each | 1 | 1030 | None | 443 | 0.0604 | 0.53 | 244 | 0.0335 | 0.918 | 443 | 0.0604 | 0.53 | 244 | 0.0335 | 0.918 |  |  | 1 |  | RE-Appl-EffCW-med-ElecDHW-ElecCDryer-Tier3-FrontAnySFm1985CZ06rNCGF
RE-Appl-EffCW-med-ElecDHW-ElecCDryer-Tier3-Front | DEER2016 | D16v1 | 2015-05-16 | Any | SFm | 1985 | CZ07 | rDXGF | Each | 1 | 1030 | None | 455 | 0.091 | 0.81 | 252 | 0.0559 | 1.08 | 455 | 0.091 | 0.81 | 252 | 0.0559 | 1.08 |  |  | 1 |  | RE-Appl-EffCW-med-ElecDHW-ElecCDryer-Tier3-FrontAnySFm1985CZ07rDXGF
RE-Appl-EffCW-med-ElecDHW-ElecCDryer-Tier3-Front | DEER2016 | D16v1 | 2015-05-16 | Any | SFm | 1985 | CZ07 | rDXHP | Each | 1 | 1030 | None | 458 | 0.0288 | 0 | 256 | 0.0304 | 0 | 458 | 0.0288 | 0 | 256 | 0.0304 | 0 |  |  | 1 |  | RE-Appl-EffCW-med-ElecDHW-ElecCDryer-Tier3-FrontAnySFm1985CZ07rDXHP
RE-Appl-EffCW-med-ElecDHW-ElecCDryer-Tier3-Front | DEER2016 | D16v1 | 2015-05-16 | Any | SFm | 1985 | CZ07 | rNCEH | Each | 1 | 1030 | None | 446 | 0.0603 | 0 | 252 | 0.0335 | 0 | 446 | 0.0603 | 0 | 252 | 0.0335 | 0 |  |  | 1 |  | RE-Appl-EffCW-med-ElecDHW-ElecCDryer-Tier3-FrontAnySFm1985CZ07rNCEH
RE-Appl-EffCW-med-ElecDHW-ElecCDryer-Tier3-Front | DEER2016 | D16v1 | 2015-05-16 | Any | SFm | 1985 | CZ07 | rNCGF | Each | 1 | 1030 | None | 442 | 0.0602 | 0.558 | 244 | 0.0335 | 0.929 | 442 | 0.0602 | 0.558 | 244 | 0.0335 | 0.929 |  |  | 1 |  | RE-Appl-EffCW-med-ElecDHW-ElecCDryer-Tier3-FrontAnySFm1985CZ07rNCGF
RE-Appl-EffCW-med-ElecDHW-ElecCDryer-Tier3-Front | DEER2016 | D16v1 | 2015-05-16 | Any | SFm | 1985 | CZ08 | rDXGF | Each | 1 | 1030 | None | 450 | 0.0645 | 0.775 | 249 | 0.0364 | 1.08 | 450 | 0.0645 | 0.775 | 249 | 0.0364 | 1.08 |  |  | 1 |  | RE-Appl-EffCW-med-ElecDHW-ElecCDryer-Tier3-FrontAnySFm1985CZ08rDXGF
RE-Appl-EffCW-med-ElecDHW-ElecCDryer-Tier3-Front | DEER2016 | D16v1 | 2015-05-16 | Any | SFm | 1985 | CZ08 | rDXHP | Each | 1 | 1030 | None | 454 | 0.0691 | 0 | 256 | 0.0329 | 0 | 454 | 0.0691 | 0 | 256 | 0.0329 | 0 |  |  | 1 |  | RE-Appl-EffCW-med-ElecDHW-ElecCDryer-Tier3-FrontAnySFm1985CZ08rDXHP
RE-Appl-EffCW-med-ElecDHW-ElecCDryer-Tier3-Front | DEER2016 | D16v1 | 2015-05-16 | Any | SFm | 1985 | CZ08 | rNCEH | Each | 1 | 1030 | None | 445 | 0.0597 | 0 | 253 | 0.0334 | 0 | 445 | 0.0597 | 0 | 253 | 0.0334 | 0 |  |  | 1 |  | RE-Appl-EffCW-med-ElecDHW-ElecCDryer-Tier3-FrontAnySFm1985CZ08rNCEH
RE-Appl-EffCW-med-ElecDHW-ElecCDryer-Tier3-Front | DEER2016 | D16v1 | 2015-05-16 | Any | SFm | 1985 | CZ08 | rNCGF | Each | 1 | 1030 | None | 440 | 0.06 | 0.511 | 244 | 0.0335 | 0.916 | 440 | 0.06 | 0.511 | 244 | 0.0335 | 0.916 |  |  | 1 |  | RE-Appl-EffCW-med-ElecDHW-ElecCDryer-Tier3-FrontAnySFm1985CZ08rNCGF
RE-Appl-EffCW-med-ElecDHW-ElecCDryer-Tier3-Front | DEER2016 | D16v1 | 2015-05-16 | Any | SFm | 1985 | CZ09 | rDXGF | Each | 1 | 906 | None | 450 | 0.0657 | 0.782 | 248 | 0.0371 | 0.945 | 450 | 0.0657 | 0.782 | 248 | 0.0371 | 0.945 |  |  | 1 |  | RE-Appl-EffCW-med-ElecDHW-ElecCDryer-Tier3-FrontAnySFm1985CZ09rDXGF
RE-Appl-EffCW-med-ElecDHW-ElecCDryer-Tier3-Front | DEER2016 | D16v1 | 2015-05-16 | Any | SFm | 1985 | CZ09 | rDXHP | Each | 1 | 906 | None | 455 | 0.0597 | 0 | 253 | 0.0314 | 0 | 455 | 0.0597 | 0 | 253 | 0.0314 | 0 |  |  | 1 |  | RE-Appl-EffCW-med-ElecDHW-ElecCDryer-Tier3-FrontAnySFm1985CZ09rDXHP
RE-Appl-EffCW-med-ElecDHW-ElecCDryer-Tier3-Front | DEER2016 | D16v1 | 2015-05-16 | Any | SFm | 1985 | CZ09 | rNCEH | Each | 1 | 906 | None | 445 | 0.0595 | 0 | 251 | 0.0334 | 0 | 445 | 0.0595 | 0 | 251 | 0.0334 | 0 |  |  | 1 |  | RE-Appl-EffCW-med-ElecDHW-ElecCDryer-Tier3-FrontAnySFm1985CZ09rNCEH
RE-Appl-EffCW-med-ElecDHW-ElecCDryer-Tier3-Front | DEER2016 | D16v1 | 2015-05-16 | Any | SFm | 1985 | CZ09 | rNCGF | Each | 1 | 906 | None | 440 | 0.0595 | 0.577 | 244 | 0.0334 | 0.792 | 440 | 0.0595 | 0.577 | 244 | 0.0334 | 0.792 |  |  | 1 |  | RE-Appl-EffCW-med-ElecDHW-ElecCDryer-Tier3-FrontAnySFm1985CZ09rNCGF
RE-Appl-EffCW-med-ElecDHW-ElecCDryer-Tier3-Front | DEER2016 | D16v1 | 2015-05-16 | Any | SFm | 1985 | CZ10 | rDXGF | Each | 1 | 906 | None | 447 | 0.0672 | 0.445 | 247 | 0.0382 | 0.743 | 447 | 0.0672 | 0.445 | 247 | 0.0382 | 0.743 |  |  | 1 |  | RE-Appl-EffCW-med-ElecDHW-ElecCDryer-Tier3-FrontAnySFm1985CZ10rDXGF
RE-Appl-EffCW-med-ElecDHW-ElecCDryer-Tier3-Front | DEER2016 | D16v1 | 2015-05-16 | Any | SFm | 1985 | CZ10 | rDXHP | Each | 1 | 906 | None | 450 | 0.0655 | 0 | 252 | 0.0352 | 0 | 450 | 0.0655 | 0 | 252 | 0.0352 | 0 |  |  | 1 |  | RE-Appl-EffCW-med-ElecDHW-ElecCDryer-Tier3-FrontAnySFm1985CZ10rDXHP
RE-Appl-EffCW-med-ElecDHW-ElecCDryer-Tier3-Front | DEER2016 | D16v1 | 2015-05-16 | Any | SFm | 1985 | CZ10 | rNCEH | Each | 1 | 906 | None | 443 | 0.0592 | 0 | 250 | 0.0333 | 0 | 443 | 0.0592 | 0 | 250 | 0.0333 | 0 |  |  | 1 |  | RE-Appl-EffCW-med-ElecDHW-ElecCDryer-Tier3-FrontAnySFm1985CZ10rNCEH
RE-Appl-EffCW-med-ElecDHW-ElecCDryer-Tier3-Front | DEER2016 | D16v1 | 2015-05-16 | Any | SFm | 1985 | CZ10 | rNCGF | Each | 1 | 906 | None | 439 | 0.0592 | 0.344 | 243 | 0.0333 | 0.646 | 439 | 0.0592 | 0.344 | 243 | 0.0333 | 0.646 |  |  | 1 |  | RE-Appl-EffCW-med-ElecDHW-ElecCDryer-Tier3-FrontAnySFm1985CZ10rNCGF
RE-Appl-EffCW-med-ElecDHW-ElecCDryer-Tier3-Front | DEER2016 | D16v1 | 2015-05-16 | Any | SFm | 1985 | CZ11 | rDXGF | Each | 1 | 852 | None | 448 | 0.0697 | -0.274 | 244 | 0.0376 | 0.634 | 448 | 0.0697 | -0.274 | 244 | 0.0376 | 0.634 |  |  | 1 |  | RE-Appl-EffCW-med-ElecDHW-ElecCDryer-Tier3-FrontAnySFm1985CZ11rDXGF
RE-Appl-EffCW-med-ElecDHW-ElecCDryer-Tier3-Front | DEER2016 | D16v1 | 2015-05-16 | Any | SFm | 1985 | CZ11 | rDXHP | Each | 1 | 852 | None | 441 | 0.0649 | 0 | 246 | 0.0326 | 0 | 441 | 0.0649 | 0 | 246 | 0.0326 | 0 |  |  | 1 |  | RE-Appl-EffCW-med-ElecDHW-ElecCDryer-Tier3-FrontAnySFm1985CZ11rDXHP
RE-Appl-EffCW-med-ElecDHW-ElecCDryer-Tier3-Front | DEER2016 | D16v1 | 2015-05-16 | Any | SFm | 1985 | CZ11 | rNCEH | Each | 1 | 852 | None | 439 | 0.0592 | 0 | 250 | 0.0333 | 0 | 439 | 0.0592 | 0 | 250 | 0.0333 | 0 |  |  | 1 |  | RE-Appl-EffCW-med-ElecDHW-ElecCDryer-Tier3-FrontAnySFm1985CZ11rNCEH
RE-Appl-EffCW-med-ElecDHW-ElecCDryer-Tier3-Front | DEER2016 | D16v1 | 2015-05-16 | Any | SFm | 1985 | CZ11 | rNCGF | Each | 1 | 852 | None | 440 | 0.0592 | -0.284 | 243 | 0.0333 | 0.616 | 440 | 0.0592 | -0.284 | 243 | 0.0333 | 0.616 |  |  | 1 |  | RE-Appl-EffCW-med-ElecDHW-ElecCDryer-Tier3-FrontAnySFm1985CZ11rNCGF
RE-Appl-EffCW-med-ElecDHW-ElecCDryer-Tier3-Front | DEER2016 | D16v1 | 2015-05-16 | Any | SFm | 1985 | CZ12 | rDXGF | Each | 1 | 852 | None | 449 | 0.074 | -0.356 | 243 | 0.0402 | 0.588 | 449 | 0.074 | -0.356 | 243 | 0.0402 | 0.588 |  |  | 1 |  | RE-Appl-EffCW-med-ElecDHW-ElecCDryer-Tier3-FrontAnySFm1985CZ12rDXGF
RE-Appl-EffCW-med-ElecDHW-ElecCDryer-Tier3-Front | DEER2016 | D16v1 | 2015-05-16 | Any | SFm | 1985 | CZ12 | rDXHP | Each | 1 | 852 | None | 442 | 0.0692 | 0 | 245 | 0.0301 | 0 | 442 | 0.0692 | 0 | 245 | 0.0301 | 0 |  |  | 1 |  | RE-Appl-EffCW-med-ElecDHW-ElecCDryer-Tier3-FrontAnySFm1985CZ12rDXHP
RE-Appl-EffCW-med-ElecDHW-ElecCDryer-Tier3-Front | DEER2016 | D16v1 | 2015-05-16 | Any | SFm | 1985 | CZ12 | rNCEH | Each | 1 | 852 | None | 441 | 0.0602 | 0 | 249 | 0.0335 | 0 | 441 | 0.0602 | 0 | 249 | 0.0335 | 0 |  |  | 1 |  | RE-Appl-EffCW-med-ElecDHW-ElecCDryer-Tier3-FrontAnySFm1985CZ12rNCEH
RE-Appl-EffCW-med-ElecDHW-ElecCDryer-Tier3-Front | DEER2016 | D16v1 | 2015-05-16 | Any | SFm | 1985 | CZ12 | rNCGF | Each | 1 | 852 | None | 444 | 0.0602 | -0.371 | 244 | 0.0335 | 0.6 | 444 | 0.0602 | -0.371 | 244 | 0.0335 | 0.6 |  |  | 1 |  | RE-Appl-EffCW-med-ElecDHW-ElecCDryer-Tier3-FrontAnySFm1985CZ12rNCGF
RE-Appl-EffCW-med-ElecDHW-ElecCDryer-Tier3-Front | DEER2016 | D16v1 | 2015-05-16 | Any | SFm | 1985 | CZ13 | rDXGF | Each | 1 | 852 | None | 446 | 0.0672 | -0.228 | 244 | 0.0371 | 0.625 | 446 | 0.0672 | -0.228 | 244 | 0.0371 | 0.625 |  |  | 1 |  | RE-Appl-EffCW-med-ElecDHW-ElecCDryer-Tier3-FrontAnySFm1985CZ13rDXGF
RE-Appl-EffCW-med-ElecDHW-ElecCDryer-Tier3-Front | DEER2016 | D16v1 | 2015-05-16 | Any | SFm | 1985 | CZ13 | rDXHP | Each | 1 | 852 | None | 441 | 0.066 | 0 | 246 | 0.0348 | 0 | 441 | 0.066 | 0 | 246 | 0.0348 | 0 |  |  | 1 |  | RE-Appl-EffCW-med-ElecDHW-ElecCDryer-Tier3-FrontAnySFm1985CZ13rDXHP
RE-Appl-EffCW-med-ElecDHW-ElecCDryer-Tier3-Front | DEER2016 | D16v1 | 2015-05-16 | Any | SFm | 1985 | CZ13 | rNCEH | Each | 1 | 852 | None | 438 | 0.059 | 0 | 250 | 0.0333 | 0 | 438 | 0.059 | 0 | 250 | 0.0333 | 0 |  |  | 1 |  | RE-Appl-EffCW-med-ElecDHW-ElecCDryer-Tier3-FrontAnySFm1985CZ13rNCEH
RE-Appl-EffCW-med-ElecDHW-ElecCDryer-Tier3-Front | DEER2016 | D16v1 | 2015-05-16 | Any | SFm | 1985 | CZ13 | rNCGF | Each | 1 | 852 | None | 439 | 0.059 | -0.245 | 243 | 0.0333 | 0.619 | 439 | 0.059 | -0.245 | 243 | 0.0333 | 0.619 |  |  | 1 |  | RE-Appl-EffCW-med-ElecDHW-ElecCDryer-Tier3-FrontAnySFm1985CZ13rNCGF
RE-Appl-EffCW-med-ElecDHW-ElecCDryer-Tier3-Front | DEER2016 | D16v1 | 2015-05-16 | Any | SFm | 1985 | CZ14 | rDXGF | Each | 1 | 870 | None | 457 | 0.0675 | -0.503 | 251 | 0.0379 | 0.287 | 457 | 0.0675 | -0.503 | 251 | 0.0379 | 0.287 |  |  | 1 |  | RE-Appl-EffCW-med-ElecDHW-ElecCDryer-Tier3-FrontAnySFm1985CZ14rDXGF
RE-Appl-EffCW-med-ElecDHW-ElecCDryer-Tier3-Front | DEER2016 | D16v1 | 2015-05-16 | Any | SFm | 1985 | CZ14 | rDXHP | Each | 1 | 870 | None | 449 | 0.0649 | 0 | 249 | 0.0378 | 0 | 449 | 0.0649 | 0 | 249 | 0.0378 | 0 |  |  | 1 |  | RE-Appl-EffCW-med-ElecDHW-ElecCDryer-Tier3-FrontAnySFm1985CZ14rDXHP
RE-Appl-EffCW-med-ElecDHW-ElecCDryer-Tier3-Front | DEER2016 | D16v1 | 2015-05-16 | Any | SFm | 1985 | CZ14 | rNCEH | Each | 1 | 870 | None | 437 | 0.0585 | 0 | 247 | 0.0332 | 0 | 437 | 0.0585 | 0 | 247 | 0.0332 | 0 |  |  | 1 |  | RE-Appl-EffCW-med-ElecDHW-ElecCDryer-Tier3-FrontAnySFm1985CZ14rNCEH
RE-Appl-EffCW-med-ElecDHW-ElecCDryer-Tier3-Front | DEER2016 | D16v1 | 2015-05-16 | Any | SFm | 1985 | CZ14 | rNCGF | Each | 1 | 870 | None | 441 | 0.0586 | -0.573 | 244 | 0.0332 | 0.251 | 441 | 0.0586 | -0.573 | 244 | 0.0332 | 0.251 |  |  | 1 |  | RE-Appl-EffCW-med-ElecDHW-ElecCDryer-Tier3-FrontAnySFm1985CZ14rNCGF
RE-Appl-EffCW-med-ElecDHW-ElecCDryer-Tier3-Front | DEER2016 | D16v1 | 2015-05-16 | Any | SFm | 1985 | CZ15 | rDXGF | Each | 1 | 870 | None | 434 | 0.0643 | -0.155 | 244 | 0.0371 | 0.302 | 434 | 0.0643 | -0.155 | 244 | 0.0371 | 0.302 |  |  | 1 |  | RE-Appl-EffCW-med-ElecDHW-ElecCDryer-Tier3-FrontAnySFm1985CZ15rDXGF
RE-Appl-EffCW-med-ElecDHW-ElecCDryer-Tier3-Front | DEER2016 | D16v1 | 2015-05-16 | Any | SFm | 1985 | CZ15 | rDXHP | Each | 1 | 870 | None | 432 | 0.0645 | 0 | 246 | 0.0368 | 0 | 432 | 0.0645 | 0 | 246 | 0.0368 | 0 |  |  | 1 |  | RE-Appl-EffCW-med-ElecDHW-ElecCDryer-Tier3-FrontAnySFm1985CZ15rDXHP
RE-Appl-EffCW-med-ElecDHW-ElecCDryer-Tier3-Front | DEER2016 | D16v1 | 2015-05-16 | Any | SFm | 1985 | CZ15 | rNCEH | Each | 1 | 870 | None | 419 | 0.0556 | 0 | 243 | 0.0326 | 0 | 419 | 0.0556 | 0 | 243 | 0.0326 | 0 |  |  | 1 |  | RE-Appl-EffCW-med-ElecDHW-ElecCDryer-Tier3-FrontAnySFm1985CZ15rNCEH
RE-Appl-EffCW-med-ElecDHW-ElecCDryer-Tier3-Front | DEER2016 | D16v1 | 2015-05-16 | Any | SFm | 1985 | CZ15 | rNCGF | Each | 1 | 870 | None | 419 | 0.0556 | -0.154 | 239 | 0.0326 | 0.325 | 419 | 0.0556 | -0.154 | 239 | 0.0326 | 0.325 |  |  | 1 |  | RE-Appl-EffCW-med-ElecDHW-ElecCDryer-Tier3-FrontAnySFm1985CZ15rNCGF
RE-Appl-EffCW-med-ElecDHW-ElecCDryer-Tier3-Front | DEER2016 | D16v1 | 2015-05-16 | Any | SFm | 1985 | CZ16 | rDXGF | Each | 1 | 952 | None | 465 | 0.0689 | -0.306 | 249 | 0.0356 | 0.33 | 465 | 0.0689 | -0.306 | 249 | 0.0356 | 0.33 |  |  | 1 |  | RE-Appl-EffCW-med-ElecDHW-ElecCDryer-Tier3-FrontAnySFm1985CZ16rDXGF
RE-Appl-EffCW-med-ElecDHW-ElecCDryer-Tier3-Front | DEER2016 | D16v1 | 2015-05-16 | Any | SFm | 1985 | CZ16 | rDXHP | Each | 1 | 952 | None | 458 | 0.0741 | 0 | 250 | 0.0386 | 0 | 458 | 0.0741 | 0 | 250 | 0.0386 | 0 |  |  | 1 |  | RE-Appl-EffCW-med-ElecDHW-ElecCDryer-Tier3-FrontAnySFm1985CZ16rDXHP
RE-Appl-EffCW-med-ElecDHW-ElecCDryer-Tier3-Front | DEER2016 | D16v1 | 2015-05-16 | Any | SFm | 1985 | CZ16 | rNCEH | Each | 1 | 952 | None | 460 | 0.0622 | 0 | 252 | 0.0339 | 0 | 460 | 0.0622 | 0 | 252 | 0.0339 | 0 |  |  | 1 |  | RE-Appl-EffCW-med-ElecDHW-ElecCDryer-Tier3-FrontAnySFm1985CZ16rNCEH
RE-Appl-EffCW-med-ElecDHW-ElecCDryer-Tier3-Front | DEER2016 | D16v1 | 2015-05-16 | Any | SFm | 1985 | CZ16 | rNCGF | Each | 1 | 952 | None | 460 | 0.0622 | -0.312 | 247 | 0.0339 | 0.34 | 460 | 0.0622 | -0.312 | 247 | 0.0339 | 0.34 |  |  | 1 |  | RE-Appl-EffCW-med-ElecDHW-ElecCDryer-Tier3-FrontAnySFm1985CZ16rNCGF
RE-Appl-EffCW-med-ElecDHW-ElecCDryer-Tier3-Front | DEER2016 | D16v1 | 2015-05-16 | Any | SFm | 1996 | CZ01 | rDXGF | Each | 1 | 1100 | None | 461 | 0.0653 | -0.716 | 248 | 0.0357 | 0.378 | 461 | 0.0653 | -0.716 | 248 | 0.0357 | 0.378 |  |  | 1 |  | RE-Appl-EffCW-med-ElecDHW-ElecCDryer-Tier3-FrontAnySFm1996CZ01rDXGF
RE-Appl-EffCW-med-ElecDHW-ElecCDryer-Tier3-Front | DEER2016 | D16v1 | 2015-05-16 | Any | SFm | 1996 | CZ01 | rDXHP | Each | 1 | 1100 | None | 456 | 0.063 | 0 | 251 | 0.0296 | 0 | 456 | 0.063 | 0 | 251 | 0.0296 | 0 |  |  | 1 |  | RE-Appl-EffCW-med-ElecDHW-ElecCDryer-Tier3-FrontAnySFm1996CZ01rDXHP
RE-Appl-EffCW-med-ElecDHW-ElecCDryer-Tier3-Front | DEER2016 | D16v1 | 2015-05-16 | Any | SFm | 1996 | CZ01 | rNCEH | Each | 1 | 1100 | None | 455 | 0.0629 | 0 | 253 | 0.034 | 0 | 455 | 0.0629 | 0 | 253 | 0.034 | 0 |  |  | 1 |  | RE-Appl-EffCW-med-ElecDHW-ElecCDryer-Tier3-FrontAnySFm1996CZ01rNCEH
RE-Appl-EffCW-med-ElecDHW-ElecCDryer-Tier3-Front | DEER2016 | D16v1 | 2015-05-16 | Any | SFm | 1996 | CZ01 | rNCGF | Each | 1 | 1100 | None | 460 | 0.0631 | -0.775 | 247 | 0.0341 | 0.356 | 460 | 0.0631 | -0.775 | 247 | 0.0341 | 0.356 |  |  | 1 |  | RE-Appl-EffCW-med-ElecDHW-ElecCDryer-Tier3-FrontAnySFm1996CZ01rNCGF
RE-Appl-EffCW-med-ElecDHW-ElecCDryer-Tier3-Front | DEER2016 | D16v1 | 2015-05-16 | Any | SFm | 1996 | CZ02 | rDXGF | Each | 1 | 1100 | None | 453 | 0.0756 | -0.681 | 246 | 0.0394 | 0.378 | 453 | 0.0756 | -0.681 | 246 | 0.0394 | 0.378 |  |  | 1 |  | RE-Appl-EffCW-med-ElecDHW-ElecCDryer-Tier3-FrontAnySFm1996CZ02rDXGF
RE-Appl-EffCW-med-ElecDHW-ElecCDryer-Tier3-Front | DEER2016 | D16v1 | 2015-05-16 | Any | SFm | 1996 | CZ02 | rDXHP | Each | 1 | 1100 | None | 446 | 0.0712 | 0 | 247 | 0.0445 | 0 | 446 | 0.0712 | 0 | 247 | 0.0445 | 0 |  |  | 1 |  | RE-Appl-EffCW-med-ElecDHW-ElecCDryer-Tier3-FrontAnySFm1996CZ02rDXHP
RE-Appl-EffCW-med-ElecDHW-ElecCDryer-Tier3-Front | DEER2016 | D16v1 | 2015-05-16 | Any | SFm | 1996 | CZ02 | rNCEH | Each | 1 | 1100 | None | 445 | 0.0615 | 0 | 250 | 0.0338 | 0 | 445 | 0.0615 | 0 | 250 | 0.0338 | 0 |  |  | 1 |  | RE-Appl-EffCW-med-ElecDHW-ElecCDryer-Tier3-FrontAnySFm1996CZ02rNCEH
RE-Appl-EffCW-med-ElecDHW-ElecCDryer-Tier3-Front | DEER2016 | D16v1 | 2015-05-16 | Any | SFm | 1996 | CZ02 | rNCGF | Each | 1 | 1100 | None | 450 | 0.0615 | -0.709 | 245 | 0.0338 | 0.428 | 450 | 0.0615 | -0.709 | 245 | 0.0338 | 0.428 |  |  | 1 |  | RE-Appl-EffCW-med-ElecDHW-ElecCDryer-Tier3-FrontAnySFm1996CZ02rNCGF
RE-Appl-EffCW-med-ElecDHW-ElecCDryer-Tier3-Front | DEER2016 | D16v1 | 2015-05-16 | Any | SFm | 1996 | CZ03 | rDXGF | Each | 1 | 1100 | None | 454 | 0.0533 | -0.471 | 247 | 0.0242 | 0.789 | 454 | 0.0533 | -0.471 | 247 | 0.0242 | 0.789 |  |  | 1 |  | RE-Appl-EffCW-med-ElecDHW-ElecCDryer-Tier3-FrontAnySFm1996CZ03rDXGF
RE-Appl-EffCW-med-ElecDHW-ElecCDryer-Tier3-Front | DEER2016 | D16v1 | 2015-05-16 | Any | SFm | 1996 | CZ03 | rDXHP | Each | 1 | 1100 | None | 449 | 0.0626 | 0 | 251 | 0.0395 | 0 | 449 | 0.0626 | 0 | 251 | 0.0395 | 0 |  |  | 1 |  | RE-Appl-EffCW-med-ElecDHW-ElecCDryer-Tier3-FrontAnySFm1996CZ03rDXHP
RE-Appl-EffCW-med-ElecDHW-ElecCDryer-Tier3-Front | DEER2016 | D16v1 | 2015-05-16 | Any | SFm | 1996 | CZ03 | rNCEH | Each | 1 | 1100 | None | 447 | 0.0618 | 0 | 253 | 0.0338 | 0 | 447 | 0.0618 | 0 | 253 | 0.0338 | 0 |  |  | 1 |  | RE-Appl-EffCW-med-ElecDHW-ElecCDryer-Tier3-FrontAnySFm1996CZ03rNCEH
RE-Appl-EffCW-med-ElecDHW-ElecCDryer-Tier3-Front | DEER2016 | D16v1 | 2015-05-16 | Any | SFm | 1996 | CZ03 | rNCGF | Each | 1 | 1100 | None | 451 | 0.0618 | -0.494 | 246 | 0.0338 | 0.779 | 451 | 0.0618 | -0.494 | 246 | 0.0338 | 0.779 |  |  | 1 |  | RE-Appl-EffCW-med-ElecDHW-ElecCDryer-Tier3-FrontAnySFm1996CZ03rNCGF
RE-Appl-EffCW-med-ElecDHW-ElecCDryer-Tier3-Front | DEER2016 | D16v1 | 2015-05-16 | Any | SFm | 1996 | CZ04 | rDXGF | Each | 1 | 1100 | None | 459 | 0.0652 | -0.138 | 249 | 0.0326 | 0.711 | 459 | 0.0652 | -0.138 | 249 | 0.0326 | 0.711 |  |  | 1 |  | RE-Appl-EffCW-med-ElecDHW-ElecCDryer-Tier3-FrontAnySFm1996CZ04rDXGF
RE-Appl-EffCW-med-ElecDHW-ElecCDryer-Tier3-Front | DEER2016 | D16v1 | 2015-05-16 | Any | SFm | 1996 | CZ04 | rDXHP | Each | 1 | 1100 | None | 452 | 0.0588 | 0 | 254 | 0.0337 | 0 | 452 | 0.0588 | 0 | 254 | 0.0337 | 0 |  |  | 1 |  | RE-Appl-EffCW-med-ElecDHW-ElecCDryer-Tier3-FrontAnySFm1996CZ04rDXHP
RE-Appl-EffCW-med-ElecDHW-ElecCDryer-Tier3-Front | DEER2016 | D16v1 | 2015-05-16 | Any | SFm | 1996 | CZ04 | rNCEH | Each | 1 | 1100 | None | 446 | 0.0605 | 0 | 252 | 0.0336 | 0 | 446 | 0.0605 | 0 | 252 | 0.0336 | 0 |  |  | 1 |  | RE-Appl-EffCW-med-ElecDHW-ElecCDryer-Tier3-FrontAnySFm1996CZ04rNCEH
RE-Appl-EffCW-med-ElecDHW-ElecCDryer-Tier3-Front | DEER2016 | D16v1 | 2015-05-16 | Any | SFm | 1996 | CZ04 | rNCGF | Each | 1 | 1100 | None | 447 | 0.0604 | -0.302 | 245 | 0.0336 | 0.573 | 447 | 0.0604 | -0.302 | 245 | 0.0336 | 0.573 |  |  | 1 |  | RE-Appl-EffCW-med-ElecDHW-ElecCDryer-Tier3-FrontAnySFm1996CZ04rNCGF
RE-Appl-EffCW-med-ElecDHW-ElecCDryer-Tier3-Front | DEER2016 | D16v1 | 2015-05-16 | Any | SFm | 1996 | CZ05 | rDXGF | Each | 1 | 1100 | None | 457 | 0.0706 | 0.003 | 249 | 0.0371 | 1.33 | 457 | 0.0706 | 0.003 | 249 | 0.0371 | 1.33 |  |  | 1 |  | RE-Appl-EffCW-med-ElecDHW-ElecCDryer-Tier3-FrontAnySFm1996CZ05rDXGF
RE-Appl-EffCW-med-ElecDHW-ElecCDryer-Tier3-Front | DEER2016 | D16v1 | 2015-05-16 | Any | SFm | 1996 | CZ05 | rDXHP | Each | 1 | 1100 | None | 455 | 0.0721 | 0 | 256 | 0.0444 | 0 | 455 | 0.0721 | 0 | 256 | 0.0444 | 0 |  |  | 1 |  | RE-Appl-EffCW-med-ElecDHW-ElecCDryer-Tier3-FrontAnySFm1996CZ05rDXHP
RE-Appl-EffCW-med-ElecDHW-ElecCDryer-Tier3-Front | DEER2016 | D16v1 | 2015-05-16 | Any | SFm | 1996 | CZ05 | rNCEH | Each | 1 | 1100 | None | 454 | 0.0619 | 0 | 261 | 0.0339 | 0 | 454 | 0.0619 | 0 | 261 | 0.0339 | 0 |  |  | 1 |  | RE-Appl-EffCW-med-ElecDHW-ElecCDryer-Tier3-FrontAnySFm1996CZ05rNCEH
RE-Appl-EffCW-med-ElecDHW-ElecCDryer-Tier3-Front | DEER2016 | D16v1 | 2015-05-16 | Any | SFm | 1996 | CZ05 | rNCGF | Each | 1 | 1100 | None | 453 | 0.0619 | -0.079 | 247 | 0.0339 | 1.37 | 453 | 0.0619 | -0.079 | 247 | 0.0339 | 1.37 |  |  | 1 |  | RE-Appl-EffCW-med-ElecDHW-ElecCDryer-Tier3-FrontAnySFm1996CZ05rNCGF
RE-Appl-EffCW-med-ElecDHW-ElecCDryer-Tier3-Front | DEER2016 | D16v1 | 2015-05-16 | Any | SFm | 1996 | CZ06 | rDXGF | Each | 1 | 1150 | None | 450 | 0.115 | 0.643 | 252 | 0.0291 | 1.12 | 450 | 0.115 | 0.643 | 252 | 0.0291 | 1.12 |  |  | 1 |  | RE-Appl-EffCW-med-ElecDHW-ElecCDryer-Tier3-FrontAnySFm1996CZ06rDXGF
RE-Appl-EffCW-med-ElecDHW-ElecCDryer-Tier3-Front | DEER2016 | D16v1 | 2015-05-16 | Any | SFm | 1996 | CZ06 | rDXHP | Each | 1 | 1150 | None | 460 | 0.108 | 0 | 262 | 0.0554 | 0 | 460 | 0.108 | 0 | 262 | 0.0554 | 0 |  |  | 1 |  | RE-Appl-EffCW-med-ElecDHW-ElecCDryer-Tier3-FrontAnySFm1996CZ06rDXHP
RE-Appl-EffCW-med-ElecDHW-ElecCDryer-Tier3-Front | DEER2016 | D16v1 | 2015-05-16 | Any | SFm | 1996 | CZ06 | rNCEH | Each | 1 | 1150 | None | 448 | 0.0603 | 0 | 254 | 0.0335 | 0 | 448 | 0.0603 | 0 | 254 | 0.0335 | 0 |  |  | 1 |  | RE-Appl-EffCW-med-ElecDHW-ElecCDryer-Tier3-FrontAnySFm1996CZ06rNCEH
RE-Appl-EffCW-med-ElecDHW-ElecCDryer-Tier3-Front | DEER2016 | D16v1 | 2015-05-16 | Any | SFm | 1996 | CZ06 | rNCGF | Each | 1 | 1150 | None | 443 | 0.06 | 0.407 | 244 | 0.0333 | 1.03 | 443 | 0.06 | 0.407 | 244 | 0.0333 | 1.03 |  |  | 1 |  | RE-Appl-EffCW-med-ElecDHW-ElecCDryer-Tier3-FrontAnySFm1996CZ06rNCGF
RE-Appl-EffCW-med-ElecDHW-ElecCDryer-Tier3-Front | DEER2016 | D16v1 | 2015-05-16 | Any | SFm | 1996 | CZ07 | rDXGF | Each | 1 | 1150 | None | 453 | 0.166 | 0.623 | 247 | 0.0917 | 1.15 | 453 | 0.166 | 0.623 | 247 | 0.0917 | 1.15 |  |  | 1 |  | RE-Appl-EffCW-med-ElecDHW-ElecCDryer-Tier3-FrontAnySFm1996CZ07rDXGF
RE-Appl-EffCW-med-ElecDHW-ElecCDryer-Tier3-Front | DEER2016 | D16v1 | 2015-05-16 | Any | SFm | 1996 | CZ07 | rDXHP | Each | 1 | 1150 | None | 456 | 0.105 | 0 | 258 | 0.113 | 0 | 456 | 0.105 | 0 | 258 | 0.113 | 0 |  |  | 1 |  | RE-Appl-EffCW-med-ElecDHW-ElecCDryer-Tier3-FrontAnySFm1996CZ07rDXHP
RE-Appl-EffCW-med-ElecDHW-ElecCDryer-Tier3-Front | DEER2016 | D16v1 | 2015-05-16 | Any | SFm | 1996 | CZ07 | rNCEH | Each | 1 | 1150 | None | 445 | 0.0603 | 0 | 252 | 0.0335 | 0 | 445 | 0.0603 | 0 | 252 | 0.0335 | 0 |  |  | 1 |  | RE-Appl-EffCW-med-ElecDHW-ElecCDryer-Tier3-FrontAnySFm1996CZ07rNCEH
RE-Appl-EffCW-med-ElecDHW-ElecCDryer-Tier3-Front | DEER2016 | D16v1 | 2015-05-16 | Any | SFm | 1996 | CZ07 | rNCGF | Each | 1 | 1150 | None | 442 | 0.0603 | 0.299 | 244 | 0.0335 | 0.877 | 442 | 0.0603 | 0.299 | 244 | 0.0335 | 0.877 |  |  | 1 |  | RE-Appl-EffCW-med-ElecDHW-ElecCDryer-Tier3-FrontAnySFm1996CZ07rNCGF
RE-Appl-EffCW-med-ElecDHW-ElecCDryer-Tier3-Front | DEER2016 | D16v1 | 2015-05-16 | Any | SFm | 1996 | CZ08 | rDXGF | Each | 1 | 1150 | None | 450 | 0.0662 | 0.352 | 250 | 0.0367 | 0.829 | 450 | 0.0662 | 0.352 | 250 | 0.0367 | 0.829 |  |  | 1 |  | RE-Appl-EffCW-med-ElecDHW-ElecCDryer-Tier3-FrontAnySFm1996CZ08rDXGF
RE-Appl-EffCW-med-ElecDHW-ElecCDryer-Tier3-Front | DEER2016 | D16v1 | 2015-05-16 | Any | SFm | 1996 | CZ08 | rDXHP | Each | 1 | 1150 | None | 455 | 0.0633 | 0 | 256 | 0.0366 | 0 | 455 | 0.0633 | 0 | 256 | 0.0366 | 0 |  |  | 1 |  | RE-Appl-EffCW-med-ElecDHW-ElecCDryer-Tier3-FrontAnySFm1996CZ08rDXHP
RE-Appl-EffCW-med-ElecDHW-ElecCDryer-Tier3-Front | DEER2016 | D16v1 | 2015-05-16 | Any | SFm | 1996 | CZ08 | rNCEH | Each | 1 | 1150 | None | 442 | 0.0598 | 0 | 251 | 0.0334 | 0 | 442 | 0.0598 | 0 | 251 | 0.0334 | 0 |  |  | 1 |  | RE-Appl-EffCW-med-ElecDHW-ElecCDryer-Tier3-FrontAnySFm1996CZ08rNCEH
RE-Appl-EffCW-med-ElecDHW-ElecCDryer-Tier3-Front | DEER2016 | D16v1 | 2015-05-16 | Any | SFm | 1996 | CZ08 | rNCGF | Each | 1 | 1150 | None | 440 | 0.0597 | -0.015 | 244 | 0.0334 | 0.676 | 440 | 0.0597 | -0.015 | 244 | 0.0334 | 0.676 |  |  | 1 |  | RE-Appl-EffCW-med-ElecDHW-ElecCDryer-Tier3-FrontAnySFm1996CZ08rNCGF
RE-Appl-EffCW-med-ElecDHW-ElecCDryer-Tier3-Front | DEER2016 | D16v1 | 2015-05-16 | Any | SFm | 1996 | CZ09 | rDXGF | Each | 1 | 1090 | None | 444 | 0.0644 | 0.634 | 246 | 0.0361 | 0.611 | 444 | 0.0644 | 0.634 | 246 | 0.0361 | 0.611 |  |  | 1 |  | RE-Appl-EffCW-med-ElecDHW-ElecCDryer-Tier3-FrontAnySFm1996CZ09rDXGF
RE-Appl-EffCW-med-ElecDHW-ElecCDryer-Tier3-Front | DEER2016 | D16v1 | 2015-05-16 | Any | SFm | 1996 | CZ09 | rDXHP | Each | 1 | 1090 | None | 454 | 0.0631 | 0 | 253 | 0.0356 | 0 | 454 | 0.0631 | 0 | 253 | 0.0356 | 0 |  |  | 1 |  | RE-Appl-EffCW-med-ElecDHW-ElecCDryer-Tier3-FrontAnySFm1996CZ09rDXHP
RE-Appl-EffCW-med-ElecDHW-ElecCDryer-Tier3-Front | DEER2016 | D16v1 | 2015-05-16 | Any | SFm | 1996 | CZ09 | rNCEH | Each | 1 | 1090 | None | 447 | 0.0595 | 0 | 250 | 0.0334 | 0 | 447 | 0.0595 | 0 | 250 | 0.0334 | 0 |  |  | 1 |  | RE-Appl-EffCW-med-ElecDHW-ElecCDryer-Tier3-FrontAnySFm1996CZ09rNCEH
RE-Appl-EffCW-med-ElecDHW-ElecCDryer-Tier3-Front | DEER2016 | D16v1 | 2015-05-16 | Any | SFm | 1996 | CZ09 | rNCGF | Each | 1 | 1090 | None | 440 | 0.0595 | 0.508 | 243 | 0.0334 | 0.526 | 440 | 0.0595 | 0.508 | 243 | 0.0334 | 0.526 |  |  | 1 |  | RE-Appl-EffCW-med-ElecDHW-ElecCDryer-Tier3-FrontAnySFm1996CZ09rNCGF
RE-Appl-EffCW-med-ElecDHW-ElecCDryer-Tier3-Front | DEER2016 | D16v1 | 2015-05-16 | Any | SFm | 1996 | CZ10 | rDXGF | Each | 1 | 1090 | None | 446 | 0.0624 | 0.722 | 244 | 0.0341 | 0.672 | 446 | 0.0624 | 0.722 | 244 | 0.0341 | 0.672 |  |  | 1 |  | RE-Appl-EffCW-med-ElecDHW-ElecCDryer-Tier3-FrontAnySFm1996CZ10rDXGF
RE-Appl-EffCW-med-ElecDHW-ElecCDryer-Tier3-Front | DEER2016 | D16v1 | 2015-05-16 | Any | SFm | 1996 | CZ10 | rDXHP | Each | 1 | 1090 | None | 453 | 0.0606 | 0 | 251 | 0.0329 | 0 | 453 | 0.0606 | 0 | 251 | 0.0329 | 0 |  |  | 1 |  | RE-Appl-EffCW-med-ElecDHW-ElecCDryer-Tier3-FrontAnySFm1996CZ10rDXHP
RE-Appl-EffCW-med-ElecDHW-ElecCDryer-Tier3-Front | DEER2016 | D16v1 | 2015-05-16 | Any | SFm | 1996 | CZ10 | rNCEH | Each | 1 | 1090 | None | 447 | 0.0592 | 0 | 251 | 0.0333 | 0 | 447 | 0.0592 | 0 | 251 | 0.0333 | 0 |  |  | 1 |  | RE-Appl-EffCW-med-ElecDHW-ElecCDryer-Tier3-FrontAnySFm1996CZ10rNCEH
RE-Appl-EffCW-med-ElecDHW-ElecCDryer-Tier3-Front | DEER2016 | D16v1 | 2015-05-16 | Any | SFm | 1996 | CZ10 | rNCGF | Each | 1 | 1090 | None | 439 | 0.0592 | 0.601 | 243 | 0.0333 | 0.613 | 439 | 0.0592 | 0.601 | 243 | 0.0333 | 0.613 |  |  | 1 |  | RE-Appl-EffCW-med-ElecDHW-ElecCDryer-Tier3-FrontAnySFm1996CZ10rNCGF
RE-Appl-EffCW-med-ElecDHW-ElecCDryer-Tier3-Front | DEER2016 | D16v1 | 2015-05-16 | Any | SFm | 1996 | CZ11 | rDXGF | Each | 1 | 1020 | None | 447 | 0.0681 | 0.133 | 247 | 0.039 | 0.39 | 447 | 0.0681 | 0.133 | 247 | 0.039 | 0.39 |  |  | 1 |  | RE-Appl-EffCW-med-ElecDHW-ElecCDryer-Tier3-FrontAnySFm1996CZ11rDXGF
RE-Appl-EffCW-med-ElecDHW-ElecCDryer-Tier3-Front | DEER2016 | D16v1 | 2015-05-16 | Any | SFm | 1996 | CZ11 | rDXHP | Each | 1 | 1020 | None | 445 | 0.0671 | 0 | 247 | 0.0385 | 0 | 445 | 0.0671 | 0 | 247 | 0.0385 | 0 |  |  | 1 |  | RE-Appl-EffCW-med-ElecDHW-ElecCDryer-Tier3-FrontAnySFm1996CZ11rDXHP
RE-Appl-EffCW-med-ElecDHW-ElecCDryer-Tier3-Front | DEER2016 | D16v1 | 2015-05-16 | Any | SFm | 1996 | CZ11 | rNCEH | Each | 1 | 1020 | None | 443 | 0.0592 | 0 | 248 | 0.0334 | 0 | 443 | 0.0592 | 0 | 248 | 0.0334 | 0 |  |  | 1 |  | RE-Appl-EffCW-med-ElecDHW-ElecCDryer-Tier3-FrontAnySFm1996CZ11rNCEH
RE-Appl-EffCW-med-ElecDHW-ElecCDryer-Tier3-Front | DEER2016 | D16v1 | 2015-05-16 | Any | SFm | 1996 | CZ11 | rNCGF | Each | 1 | 1020 | None | 441 | 0.0592 | 0.144 | 244 | 0.0334 | 0.395 | 441 | 0.0592 | 0.144 | 244 | 0.0334 | 0.395 |  |  | 1 |  | RE-Appl-EffCW-med-ElecDHW-ElecCDryer-Tier3-FrontAnySFm1996CZ11rNCGF
RE-Appl-EffCW-med-ElecDHW-ElecCDryer-Tier3-Front | DEER2016 | D16v1 | 2015-05-16 | Any | SFm | 1996 | CZ12 | rDXGF | Each | 1 | 1020 | None | 451 | 0.0627 | 0.118 | 249 | 0.0278 | 0.403 | 451 | 0.0627 | 0.118 | 249 | 0.0278 | 0.403 |  |  | 1 |  | RE-Appl-EffCW-med-ElecDHW-ElecCDryer-Tier3-FrontAnySFm1996CZ12rDXGF
RE-Appl-EffCW-med-ElecDHW-ElecCDryer-Tier3-Front | DEER2016 | D16v1 | 2015-05-16 | Any | SFm | 1996 | CZ12 | rDXHP | Each | 1 | 1020 | None | 449 | 0.0646 | 0 | 249 | 0.0365 | 0 | 449 | 0.0646 | 0 | 249 | 0.0365 | 0 |  |  | 1 |  | RE-Appl-EffCW-med-ElecDHW-ElecCDryer-Tier3-FrontAnySFm1996CZ12rDXHP
RE-Appl-EffCW-med-ElecDHW-ElecCDryer-Tier3-Front | DEER2016 | D16v1 | 2015-05-16 | Any | SFm | 1996 | CZ12 | rNCEH | Each | 1 | 1020 | None | 447 | 0.0602 | 0 | 249 | 0.0336 | 0 | 447 | 0.0602 | 0 | 249 | 0.0336 | 0 |  |  | 1 |  | RE-Appl-EffCW-med-ElecDHW-ElecCDryer-Tier3-FrontAnySFm1996CZ12rNCEH
RE-Appl-EffCW-med-ElecDHW-ElecCDryer-Tier3-Front | DEER2016 | D16v1 | 2015-05-16 | Any | SFm | 1996 | CZ12 | rNCGF | Each | 1 | 1020 | None | 445 | 0.0602 | 0.066 | 245 | 0.0336 | 0.366 | 445 | 0.0602 | 0.066 | 245 | 0.0336 | 0.366 |  |  | 1 |  | RE-Appl-EffCW-med-ElecDHW-ElecCDryer-Tier3-FrontAnySFm1996CZ12rNCGF
RE-Appl-EffCW-med-ElecDHW-ElecCDryer-Tier3-Front | DEER2016 | D16v1 | 2015-05-16 | Any | SFm | 1996 | CZ13 | rDXGF | Each | 1 | 1020 | None | 449 | 0.0653 | -0.026 | 249 | 0.0368 | 0.27 | 449 | 0.0653 | -0.026 | 249 | 0.0368 | 0.27 |  |  | 1 |  | RE-Appl-EffCW-med-ElecDHW-ElecCDryer-Tier3-FrontAnySFm1996CZ13rDXGF
RE-Appl-EffCW-med-ElecDHW-ElecCDryer-Tier3-Front | DEER2016 | D16v1 | 2015-05-16 | Any | SFm | 1996 | CZ13 | rDXHP | Each | 1 | 1020 | None | 442 | 0.0632 | 0 | 246 | 0.0351 | 0 | 442 | 0.0632 | 0 | 246 | 0.0351 | 0 |  |  | 1 |  | RE-Appl-EffCW-med-ElecDHW-ElecCDryer-Tier3-FrontAnySFm1996CZ13rDXHP
RE-Appl-EffCW-med-ElecDHW-ElecCDryer-Tier3-Front | DEER2016 | D16v1 | 2015-05-16 | Any | SFm | 1996 | CZ13 | rNCEH | Each | 1 | 1020 | None | 438 | 0.059 | 0 | 246 | 0.0334 | 0 | 438 | 0.059 | 0 | 246 | 0.0334 | 0 |  |  | 1 |  | RE-Appl-EffCW-med-ElecDHW-ElecCDryer-Tier3-FrontAnySFm1996CZ13rNCEH
RE-Appl-EffCW-med-ElecDHW-ElecCDryer-Tier3-Front | DEER2016 | D16v1 | 2015-05-16 | Any | SFm | 1996 | CZ13 | rNCGF | Each | 1 | 1020 | None | 439 | 0.059 | -0.064 | 244 | 0.0334 | 0.257 | 439 | 0.059 | -0.064 | 244 | 0.0334 | 0.257 |  |  | 1 |  | RE-Appl-EffCW-med-ElecDHW-ElecCDryer-Tier3-FrontAnySFm1996CZ13rNCGF
RE-Appl-EffCW-med-ElecDHW-ElecCDryer-Tier3-Front | DEER2016 | D16v1 | 2015-05-16 | Any | SFm | 1996 | CZ14 | rDXGF | Each | 1 | 879 | None | 457 | 0.066 | 0.229 | 253 | 0.042 | 0.671 | 457 | 0.066 | 0.229 | 253 | 0.042 | 0.671 |  |  | 1 |  | RE-Appl-EffCW-med-ElecDHW-ElecCDryer-Tier3-FrontAnySFm1996CZ14rDXGF
RE-Appl-EffCW-med-ElecDHW-ElecCDryer-Tier3-Front | DEER2016 | D16v1 | 2015-05-16 | Any | SFm | 1996 | CZ14 | rDXHP | Each | 1 | 879 | None | 451 | 0.0627 | 0 | 251 | 0.034 | 0 | 451 | 0.0627 | 0 | 251 | 0.034 | 0 |  |  | 1 |  | RE-Appl-EffCW-med-ElecDHW-ElecCDryer-Tier3-FrontAnySFm1996CZ14rDXHP
RE-Appl-EffCW-med-ElecDHW-ElecCDryer-Tier3-Front | DEER2016 | D16v1 | 2015-05-16 | Any | SFm | 1996 | CZ14 | rNCEH | Each | 1 | 879 | None | 444 | 0.0585 | 0 | 250 | 0.0332 | 0 | 444 | 0.0585 | 0 | 250 | 0.0332 | 0 |  |  | 1 |  | RE-Appl-EffCW-med-ElecDHW-ElecCDryer-Tier3-FrontAnySFm1996CZ14rNCEH
RE-Appl-EffCW-med-ElecDHW-ElecCDryer-Tier3-Front | DEER2016 | D16v1 | 2015-05-16 | Any | SFm | 1996 | CZ14 | rNCGF | Each | 1 | 879 | None | 441 | 0.0585 | 0.17 | 244 | 0.0332 | 0.625 | 441 | 0.0585 | 0.17 | 244 | 0.0332 | 0.625 |  |  | 1 |  | RE-Appl-EffCW-med-ElecDHW-ElecCDryer-Tier3-FrontAnySFm1996CZ14rNCGF
RE-Appl-EffCW-med-ElecDHW-ElecCDryer-Tier3-Front | DEER2016 | D16v1 | 2015-05-16 | Any | SFm | 1996 | CZ15 | rDXGF | Each | 1 | 879 | None | 431 | 0.0608 | 0.294 | 243 | 0.0355 | 0.544 | 431 | 0.0608 | 0.294 | 243 | 0.0355 | 0.544 |  |  | 1 |  | RE-Appl-EffCW-med-ElecDHW-ElecCDryer-Tier3-FrontAnySFm1996CZ15rDXGF
RE-Appl-EffCW-med-ElecDHW-ElecCDryer-Tier3-Front | DEER2016 | D16v1 | 2015-05-16 | Any | SFm | 1996 | CZ15 | rDXHP | Each | 1 | 879 | None | 434 | 0.0625 | 0 | 248 | 0.0372 | 0 | 434 | 0.0625 | 0 | 248 | 0.0372 | 0 |  |  | 1 |  | RE-Appl-EffCW-med-ElecDHW-ElecCDryer-Tier3-FrontAnySFm1996CZ15rDXHP
RE-Appl-EffCW-med-ElecDHW-ElecCDryer-Tier3-Front | DEER2016 | D16v1 | 2015-05-16 | Any | SFm | 1996 | CZ15 | rNCEH | Each | 1 | 879 | None | 422 | 0.0556 | 0 | 244 | 0.0326 | 0 | 422 | 0.0556 | 0 | 244 | 0.0326 | 0 |  |  | 1 |  | RE-Appl-EffCW-med-ElecDHW-ElecCDryer-Tier3-FrontAnySFm1996CZ15rNCEH
RE-Appl-EffCW-med-ElecDHW-ElecCDryer-Tier3-Front | DEER2016 | D16v1 | 2015-05-16 | Any | SFm | 1996 | CZ15 | rNCGF | Each | 1 | 879 | None | 420 | 0.0556 | 0.216 | 240 | 0.0327 | 0.469 | 420 | 0.0556 | 0.216 | 240 | 0.0327 | 0.469 |  |  | 1 |  | RE-Appl-EffCW-med-ElecDHW-ElecCDryer-Tier3-FrontAnySFm1996CZ15rNCGF
RE-Appl-EffCW-med-ElecDHW-ElecCDryer-Tier3-Front | DEER2016 | D16v1 | 2015-05-16 | Any | SFm | 1996 | CZ16 | rDXGF | Each | 1 | 1100 | None | 470 | 0.077 | -0.528 | 245 | 0.0336 | 0.395 | 470 | 0.077 | -0.528 | 245 | 0.0336 | 0.395 |  |  | 1 |  | RE-Appl-EffCW-med-ElecDHW-ElecCDryer-Tier3-FrontAnySFm1996CZ16rDXGF
RE-Appl-EffCW-med-ElecDHW-ElecCDryer-Tier3-Front | DEER2016 | D16v1 | 2015-05-16 | Any | SFm | 1996 | CZ16 | rDXHP | Each | 1 | 1100 | None | 465 | 0.0689 | 0 | 254 | 0.0506 | 0 | 465 | 0.0689 | 0 | 254 | 0.0506 | 0 |  |  | 1 |  | RE-Appl-EffCW-med-ElecDHW-ElecCDryer-Tier3-FrontAnySFm1996CZ16rDXHP
RE-Appl-EffCW-med-ElecDHW-ElecCDryer-Tier3-Front | DEER2016 | D16v1 | 2015-05-16 | Any | SFm | 1996 | CZ16 | rNCEH | Each | 1 | 1100 | None | 456 | 0.0621 | 0 | 252 | 0.0339 | 0 | 456 | 0.0621 | 0 | 252 | 0.0339 | 0 |  |  | 1 |  | RE-Appl-EffCW-med-ElecDHW-ElecCDryer-Tier3-FrontAnySFm1996CZ16rNCEH
RE-Appl-EffCW-med-ElecDHW-ElecCDryer-Tier3-Front | DEER2016 | D16v1 | 2015-05-16 | Any | SFm | 1996 | CZ16 | rNCGF | Each | 1 | 1100 | None | 460 | 0.0621 | -0.557 | 247 | 0.0339 | 0.395 | 460 | 0.0621 | -0.557 | 247 | 0.0339 | 0.395 |  |  | 1 |  | RE-Appl-EffCW-med-ElecDHW-ElecCDryer-Tier3-FrontAnySFm1996CZ16rNCGF
RE-Appl-EffCW-med-ElecDHW-ElecCDryer-Tier3-Front | DEER2016 | D16v1 | 2015-05-16 | Any | SFm | 2003 | CZ01 | rDXGF | Each | 1 | 1150 | None | 462 | 0.0609 | 0.79 | 248 | 0.0349 | 0.566 | 462 | 0.0609 | 0.79 | 248 | 0.0349 | 0.566 |  |  | 1 |  | RE-Appl-EffCW-med-ElecDHW-ElecCDryer-Tier3-FrontAnySFm2003CZ01rDXGF
RE-Appl-EffCW-med-ElecDHW-ElecCDryer-Tier3-Front | DEER2016 | D16v1 | 2015-05-16 | Any | SFm | 2003 | CZ01 | rDXHP | Each | 1 | 1150 | None | 470 | 0.0617 | 0 | 254 | 0.0326 | 0 | 470 | 0.0617 | 0 | 254 | 0.0326 | 0 |  |  | 1 |  | RE-Appl-EffCW-med-ElecDHW-ElecCDryer-Tier3-FrontAnySFm2003CZ01rDXHP
RE-Appl-EffCW-med-ElecDHW-ElecCDryer-Tier3-Front | DEER2016 | D16v1 | 2015-05-16 | Any | SFm | 2003 | CZ01 | rNCEH | Each | 1 | 1150 | None | 471 | 0.063 | 0 | 255 | 0.034 | 0 | 471 | 0.063 | 0 | 255 | 0.034 | 0 |  |  | 1 |  | RE-Appl-EffCW-med-ElecDHW-ElecCDryer-Tier3-FrontAnySFm2003CZ01rNCEH
RE-Appl-EffCW-med-ElecDHW-ElecCDryer-Tier3-Front | DEER2016 | D16v1 | 2015-05-16 | Any | SFm | 2003 | CZ01 | rNCGF | Each | 1 | 1150 | None | 461 | 0.0631 | 0.844 | 247 | 0.0341 | 0.604 | 461 | 0.0631 | 0.844 | 247 | 0.0341 | 0.604 |  |  | 1 |  | RE-Appl-EffCW-med-ElecDHW-ElecCDryer-Tier3-FrontAnySFm2003CZ01rNCGF
RE-Appl-EffCW-med-ElecDHW-ElecCDryer-Tier3-Front | DEER2016 | D16v1 | 2015-05-16 | Any | SFm | 2003 | CZ02 | rDXGF | Each | 1 | 974 | None | 458 | 0.0737 | 0.06 | 249 | 0.0398 | 1 | 458 | 0.0737 | 0.06 | 249 | 0.0398 | 1 |  |  | 1 |  | RE-Appl-EffCW-med-ElecDHW-ElecCDryer-Tier3-FrontAnySFm2003CZ02rDXGF
RE-Appl-EffCW-med-ElecDHW-ElecCDryer-Tier3-Front | DEER2016 | D16v1 | 2015-05-16 | Any | SFm | 2003 | CZ02 | rDXHP | Each | 1 | 974 | None | 452 | 0.073 | 0 | 253 | 0.0436 | 0 | 452 | 0.073 | 0 | 253 | 0.0436 | 0 |  |  | 1 |  | RE-Appl-EffCW-med-ElecDHW-ElecCDryer-Tier3-FrontAnySFm2003CZ02rDXHP
RE-Appl-EffCW-med-ElecDHW-ElecCDryer-Tier3-Front | DEER2016 | D16v1 | 2015-05-16 | Any | SFm | 2003 | CZ02 | rNCEH | Each | 1 | 974 | None | 452 | 0.0615 | 0 | 256 | 0.0337 | 0 | 452 | 0.0615 | 0 | 256 | 0.0337 | 0 |  |  | 1 |  | RE-Appl-EffCW-med-ElecDHW-ElecCDryer-Tier3-FrontAnySFm2003CZ02rNCEH
RE-Appl-EffCW-med-ElecDHW-ElecCDryer-Tier3-Front | DEER2016 | D16v1 | 2015-05-16 | Any | SFm | 2003 | CZ02 | rNCGF | Each | 1 | 974 | None | 451 | 0.0615 | 0.011 | 246 | 0.0338 | 1.03 | 451 | 0.0615 | 0.011 | 246 | 0.0338 | 1.03 |  |  | 1 |  | RE-Appl-EffCW-med-ElecDHW-ElecCDryer-Tier3-FrontAnySFm2003CZ02rNCGF
RE-Appl-EffCW-med-ElecDHW-ElecCDryer-Tier3-Front | DEER2016 | D16v1 | 2015-05-16 | Any | SFm | 2003 | CZ03 | rDXGF | Each | 1 | 1150 | None | 451 | 0.0402 | 1.47 | 246 | 0.0171 | 1.14 | 451 | 0.0402 | 1.47 | 246 | 0.0171 | 1.14 |  |  | 1 |  | RE-Appl-EffCW-med-ElecDHW-ElecCDryer-Tier3-FrontAnySFm2003CZ03rDXGF
RE-Appl-EffCW-med-ElecDHW-ElecCDryer-Tier3-Front | DEER2016 | D16v1 | 2015-05-16 | Any | SFm | 2003 | CZ03 | rDXHP | Each | 1 | 1150 | None | 460 | 0.0748 | 0 | 253 | 0.0575 | 0 | 460 | 0.0748 | 0 | 253 | 0.0575 | 0 |  |  | 1 |  | RE-Appl-EffCW-med-ElecDHW-ElecCDryer-Tier3-FrontAnySFm2003CZ03rDXHP
RE-Appl-EffCW-med-ElecDHW-ElecCDryer-Tier3-Front | DEER2016 | D16v1 | 2015-05-16 | Any | SFm | 2003 | CZ03 | rNCEH | Each | 1 | 1150 | None | 464 | 0.0617 | 0 | 255 | 0.0338 | 0 | 464 | 0.0617 | 0 | 255 | 0.0338 | 0 |  |  | 1 |  | RE-Appl-EffCW-med-ElecDHW-ElecCDryer-Tier3-FrontAnySFm2003CZ03rNCEH
RE-Appl-EffCW-med-ElecDHW-ElecCDryer-Tier3-Front | DEER2016 | D16v1 | 2015-05-16 | Any | SFm | 2003 | CZ03 | rNCGF | Each | 1 | 1150 | None | 451 | 0.0617 | 1.44 | 246 | 0.0338 | 1.02 | 451 | 0.0617 | 1.44 | 246 | 0.0338 | 1.02 |  |  | 1 |  | RE-Appl-EffCW-med-ElecDHW-ElecCDryer-Tier3-FrontAnySFm2003CZ03rNCGF
RE-Appl-EffCW-med-ElecDHW-ElecCDryer-Tier3-Front | DEER2016 | D16v1 | 2015-05-16 | Any | SFm | 2003 | CZ04 | rDXGF | Each | 1 | 1150 | None | 449 | 0.0665 | 1.09 | 246 | 0.038 | 0.814 | 449 | 0.0665 | 1.09 | 246 | 0.038 | 0.814 |  |  | 1 |  | RE-Appl-EffCW-med-ElecDHW-ElecCDryer-Tier3-FrontAnySFm2003CZ04rDXGF
RE-Appl-EffCW-med-ElecDHW-ElecCDryer-Tier3-Front | DEER2016 | D16v1 | 2015-05-16 | Any | SFm | 2003 | CZ04 | rDXHP | Each | 1 | 1150 | None | 459 | 0.0629 | 0 | 252 | 0.0357 | 0 | 459 | 0.0629 | 0 | 252 | 0.0357 | 0 |  |  | 1 |  | RE-Appl-EffCW-med-ElecDHW-ElecCDryer-Tier3-FrontAnySFm2003CZ04rDXHP
RE-Appl-EffCW-med-ElecDHW-ElecCDryer-Tier3-Front | DEER2016 | D16v1 | 2015-05-16 | Any | SFm | 2003 | CZ04 | rNCEH | Each | 1 | 1150 | None | 460 | 0.0604 | 0 | 254 | 0.0336 | 0 | 460 | 0.0604 | 0 | 254 | 0.0336 | 0 |  |  | 1 |  | RE-Appl-EffCW-med-ElecDHW-ElecCDryer-Tier3-FrontAnySFm2003CZ04rNCEH
RE-Appl-EffCW-med-ElecDHW-ElecCDryer-Tier3-Front | DEER2016 | D16v1 | 2015-05-16 | Any | SFm | 2003 | CZ04 | rNCGF | Each | 1 | 1150 | None | 447 | 0.0604 | 1.03 | 245 | 0.0336 | 0.714 | 447 | 0.0604 | 1.03 | 245 | 0.0336 | 0.714 |  |  | 1 |  | RE-Appl-EffCW-med-ElecDHW-ElecCDryer-Tier3-FrontAnySFm2003CZ04rNCGF
RE-Appl-EffCW-med-ElecDHW-ElecCDryer-Tier3-Front | DEER2016 | D16v1 | 2015-05-16 | Any | SFm | 2003 | CZ05 | rDXGF | Each | 1 | 1150 | None | 456 | 0.0716 | 1.44 | 248 | 0.0511 | 1.12 | 456 | 0.0716 | 1.44 | 248 | 0.0511 | 1.12 |  |  | 1 |  | RE-Appl-EffCW-med-ElecDHW-ElecCDryer-Tier3-FrontAnySFm2003CZ05rDXGF
RE-Appl-EffCW-med-ElecDHW-ElecCDryer-Tier3-Front | DEER2016 | D16v1 | 2015-05-16 | Any | SFm | 2003 | CZ05 | rDXHP | Each | 1 | 1150 | None | 466 | 0.0671 | 0 | 254 | 0.0376 | 0 | 466 | 0.0671 | 0 | 254 | 0.0376 | 0 |  |  | 1 |  | RE-Appl-EffCW-med-ElecDHW-ElecCDryer-Tier3-FrontAnySFm2003CZ05rDXHP
RE-Appl-EffCW-med-ElecDHW-ElecCDryer-Tier3-Front | DEER2016 | D16v1 | 2015-05-16 | Any | SFm | 2003 | CZ05 | rNCEH | Each | 1 | 1150 | None | 467 | 0.0619 | 0 | 256 | 0.0338 | 0 | 467 | 0.0619 | 0 | 256 | 0.0338 | 0 |  |  | 1 |  | RE-Appl-EffCW-med-ElecDHW-ElecCDryer-Tier3-FrontAnySFm2003CZ05rNCEH
RE-Appl-EffCW-med-ElecDHW-ElecCDryer-Tier3-Front | DEER2016 | D16v1 | 2015-05-16 | Any | SFm | 2003 | CZ05 | rNCGF | Each | 1 | 1150 | None | 453 | 0.0619 | 1.49 | 246 | 0.0338 | 1 | 453 | 0.0619 | 1.49 | 246 | 0.0338 | 1 |  |  | 1 |  | RE-Appl-EffCW-med-ElecDHW-ElecCDryer-Tier3-FrontAnySFm2003CZ05rNCGF
RE-Appl-EffCW-med-ElecDHW-ElecCDryer-Tier3-Front | DEER2016 | D16v1 | 2015-05-16 | Any | SFm | 2003 | CZ06 | rDXGF | Each | 1 | 1200 | None | 452 | 0.0463 | 1.48 | 251 | 0.0344 | 1.22 | 452 | 0.0463 | 1.48 | 251 | 0.0344 | 1.22 |  |  | 1 |  | RE-Appl-EffCW-med-ElecDHW-ElecCDryer-Tier3-FrontAnySFm2003CZ06rDXGF
RE-Appl-EffCW-med-ElecDHW-ElecCDryer-Tier3-Front | DEER2016 | D16v1 | 2015-05-16 | Any | SFm | 2003 | CZ06 | rDXHP | Each | 1 | 1200 | None | 459 | 0.0654 | 0 | 260 | 0.0467 | 0 | 459 | 0.0654 | 0 | 260 | 0.0467 | 0 |  |  | 1 |  | RE-Appl-EffCW-med-ElecDHW-ElecCDryer-Tier3-FrontAnySFm2003CZ06rDXHP
RE-Appl-EffCW-med-ElecDHW-ElecCDryer-Tier3-Front | DEER2016 | D16v1 | 2015-05-16 | Any | SFm | 2003 | CZ06 | rNCEH | Each | 1 | 1200 | None | 454 | 0.0603 | 0 | 253 | 0.0335 | 0 | 454 | 0.0603 | 0 | 253 | 0.0335 | 0 |  |  | 1 |  | RE-Appl-EffCW-med-ElecDHW-ElecCDryer-Tier3-FrontAnySFm2003CZ06rNCEH
RE-Appl-EffCW-med-ElecDHW-ElecCDryer-Tier3-Front | DEER2016 | D16v1 | 2015-05-16 | Any | SFm | 2003 | CZ06 | rNCGF | Each | 1 | 1200 | None | 444 | 0.0601 | 1.25 | 244 | 0.0334 | 1.08 | 444 | 0.0601 | 1.25 | 244 | 0.0334 | 1.08 |  |  | 1 |  | RE-Appl-EffCW-med-ElecDHW-ElecCDryer-Tier3-FrontAnySFm2003CZ06rNCGF
RE-Appl-EffCW-med-ElecDHW-ElecCDryer-Tier3-Front | DEER2016 | D16v1 | 2015-05-16 | Any | SFm | 2003 | CZ07 | rDXGF | Each | 1 | 1200 | None | 453 | 0.0675 | 1.67 | 250 | 0.0368 | 1.31 | 453 | 0.0675 | 1.67 | 250 | 0.0368 | 1.31 |  |  | 1 |  | RE-Appl-EffCW-med-ElecDHW-ElecCDryer-Tier3-FrontAnySFm2003CZ07rDXGF
RE-Appl-EffCW-med-ElecDHW-ElecCDryer-Tier3-Front | DEER2016 | D16v1 | 2015-05-16 | Any | SFm | 2003 | CZ07 | rDXHP | Each | 1 | 1200 | None | 467 | 0.0475 | 0 | 272 | 0.0238 | 0 | 467 | 0.0475 | 0 | 272 | 0.0238 | 0 |  |  | 1 |  | RE-Appl-EffCW-med-ElecDHW-ElecCDryer-Tier3-FrontAnySFm2003CZ07rDXHP
RE-Appl-EffCW-med-ElecDHW-ElecCDryer-Tier3-Front | DEER2016 | D16v1 | 2015-05-16 | Any | SFm | 2003 | CZ07 | rNCEH | Each | 1 | 1200 | None | 456 | 0.0603 | 0 | 255 | 0.0335 | 0 | 456 | 0.0603 | 0 | 255 | 0.0335 | 0 |  |  | 1 |  | RE-Appl-EffCW-med-ElecDHW-ElecCDryer-Tier3-FrontAnySFm2003CZ07rNCEH
RE-Appl-EffCW-med-ElecDHW-ElecCDryer-Tier3-Front | DEER2016 | D16v1 | 2015-05-16 | Any | SFm | 2003 | CZ07 | rNCGF | Each | 1 | 1200 | None | 442 | 0.0603 | 1.45 | 244 | 0.0335 | 1.17 | 442 | 0.0603 | 1.45 | 244 | 0.0335 | 1.17 |  |  | 1 |  | RE-Appl-EffCW-med-ElecDHW-ElecCDryer-Tier3-FrontAnySFm2003CZ07rNCGF
RE-Appl-EffCW-med-ElecDHW-ElecCDryer-Tier3-Front | DEER2016 | D16v1 | 2015-05-16 | Any | SFm | 2003 | CZ08 | rDXGF | Each | 1 | 1200 | None | 453 | 0.0629 | 0.857 | 255 | 0.0329 | 0.759 | 453 | 0.0629 | 0.857 | 255 | 0.0329 | 0.759 |  |  | 1 |  | RE-Appl-EffCW-med-ElecDHW-ElecCDryer-Tier3-FrontAnySFm2003CZ08rDXGF
RE-Appl-EffCW-med-ElecDHW-ElecCDryer-Tier3-Front | DEER2016 | D16v1 | 2015-05-16 | Any | SFm | 2003 | CZ08 | rDXHP | Each | 1 | 1200 | None | 452 | 0.0579 | 0 | 252 | 0.0322 | 0 | 452 | 0.0579 | 0 | 252 | 0.0322 | 0 |  |  | 1 |  | RE-Appl-EffCW-med-ElecDHW-ElecCDryer-Tier3-FrontAnySFm2003CZ08rDXHP
RE-Appl-EffCW-med-ElecDHW-ElecCDryer-Tier3-Front | DEER2016 | D16v1 | 2015-05-16 | Any | SFm | 2003 | CZ08 | rNCEH | Each | 1 | 1200 | None | 448 | 0.0598 | 0 | 251 | 0.0334 | 0 | 448 | 0.0598 | 0 | 251 | 0.0334 | 0 |  |  | 1 |  | RE-Appl-EffCW-med-ElecDHW-ElecCDryer-Tier3-FrontAnySFm2003CZ08rNCEH
RE-Appl-EffCW-med-ElecDHW-ElecCDryer-Tier3-Front | DEER2016 | D16v1 | 2015-05-16 | Any | SFm | 2003 | CZ08 | rNCGF | Each | 1 | 1200 | None | 440 | 0.0598 | 0.648 | 243 | 0.0335 | 0.631 | 440 | 0.0598 | 0.648 | 243 | 0.0335 | 0.631 |  |  | 1 |  | RE-Appl-EffCW-med-ElecDHW-ElecCDryer-Tier3-FrontAnySFm2003CZ08rNCGF
RE-Appl-EffCW-med-ElecDHW-ElecCDryer-Tier3-Front | DEER2016 | D16v1 | 2015-05-16 | Any | SFm | 2003 | CZ09 | rDXGF | Each | 1 | 1210 | None | 449 | 0.061 | 1.01 | 251 | 0.0346 | 0.718 | 449 | 0.061 | 1.01 | 251 | 0.0346 | 0.718 |  |  | 1 |  | RE-Appl-EffCW-med-ElecDHW-ElecCDryer-Tier3-FrontAnySFm2003CZ09rDXGF
RE-Appl-EffCW-med-ElecDHW-ElecCDryer-Tier3-Front | DEER2016 | D16v1 | 2015-05-16 | Any | SFm | 2003 | CZ09 | rDXHP | Each | 1 | 1210 | None | 455 | 0.0606 | 0 | 253 | 0.0338 | 0 | 455 | 0.0606 | 0 | 253 | 0.0338 | 0 |  |  | 1 |  | RE-Appl-EffCW-med-ElecDHW-ElecCDryer-Tier3-FrontAnySFm2003CZ09rDXHP
RE-Appl-EffCW-med-ElecDHW-ElecCDryer-Tier3-Front | DEER2016 | D16v1 | 2015-05-16 | Any | SFm | 2003 | CZ09 | rNCEH | Each | 1 | 1210 | None | 452 | 0.0595 | 0 | 252 | 0.0333 | 0 | 452 | 0.0595 | 0 | 252 | 0.0333 | 0 |  |  | 1 |  | RE-Appl-EffCW-med-ElecDHW-ElecCDryer-Tier3-FrontAnySFm2003CZ09rNCEH
RE-Appl-EffCW-med-ElecDHW-ElecCDryer-Tier3-Front | DEER2016 | D16v1 | 2015-05-16 | Any | SFm | 2003 | CZ09 | rNCGF | Each | 1 | 1210 | None | 440 | 0.0595 | 0.911 | 244 | 0.0333 | 0.659 | 440 | 0.0595 | 0.911 | 244 | 0.0333 | 0.659 |  |  | 1 |  | RE-Appl-EffCW-med-ElecDHW-ElecCDryer-Tier3-FrontAnySFm2003CZ09rNCGF
RE-Appl-EffCW-med-ElecDHW-ElecCDryer-Tier3-Front | DEER2016 | D16v1 | 2015-05-16 | Any | SFm | 2003 | CZ10 | rDXGF | Each | 1 | 974 | None | 452 | 0.0607 | 0.455 | 247 | 0.0337 | 1.07 | 452 | 0.0607 | 0.455 | 247 | 0.0337 | 1.07 |  |  | 1 |  | RE-Appl-EffCW-med-ElecDHW-ElecCDryer-Tier3-FrontAnySFm2003CZ10rDXGF
RE-Appl-EffCW-med-ElecDHW-ElecCDryer-Tier3-Front | DEER2016 | D16v1 | 2015-05-16 | Any | SFm | 2003 | CZ10 | rDXHP | Each | 1 | 974 | None | 452 | 0.0604 | 0 | 256 | 0.0331 | 0 | 452 | 0.0604 | 0 | 256 | 0.0331 | 0 |  |  | 1 |  | RE-Appl-EffCW-med-ElecDHW-ElecCDryer-Tier3-FrontAnySFm2003CZ10rDXHP
RE-Appl-EffCW-med-ElecDHW-ElecCDryer-Tier3-Front | DEER2016 | D16v1 | 2015-05-16 | Any | SFm | 2003 | CZ10 | rNCEH | Each | 1 | 974 | None | 444 | 0.0592 | 0 | 255 | 0.0333 | 0 | 444 | 0.0592 | 0 | 255 | 0.0333 | 0 |  |  | 1 |  | RE-Appl-EffCW-med-ElecDHW-ElecCDryer-Tier3-FrontAnySFm2003CZ10rNCEH
RE-Appl-EffCW-med-ElecDHW-ElecCDryer-Tier3-Front | DEER2016 | D16v1 | 2015-05-16 | Any | SFm | 2003 | CZ10 | rNCGF | Each | 1 | 974 | None | 439 | 0.0592 | 0.364 | 244 | 0.0333 | 1.01 | 439 | 0.0592 | 0.364 | 244 | 0.0333 | 1.01 |  |  | 1 |  | RE-Appl-EffCW-med-ElecDHW-ElecCDryer-Tier3-FrontAnySFm2003CZ10rNCGF
RE-Appl-EffCW-med-ElecDHW-ElecCDryer-Tier3-Front | DEER2016 | D16v1 | 2015-05-16 | Any | SFm | 2003 | CZ11 | rDXGF | Each | 1 | 974 | None | 449 | 0.0655 | -0.372 | 246 | 0.036 | 0.513 | 449 | 0.0655 | -0.372 | 246 | 0.036 | 0.513 |  |  | 1 |  | RE-Appl-EffCW-med-ElecDHW-ElecCDryer-Tier3-FrontAnySFm2003CZ11rDXGF
RE-Appl-EffCW-med-ElecDHW-ElecCDryer-Tier3-Front | DEER2016 | D16v1 | 2015-05-16 | Any | SFm | 2003 | CZ11 | rDXHP | Each | 1 | 974 | None | 442 | 0.0624 | 0 | 247 | 0.0317 | 0 | 442 | 0.0624 | 0 | 247 | 0.0317 | 0 |  |  | 1 |  | RE-Appl-EffCW-med-ElecDHW-ElecCDryer-Tier3-FrontAnySFm2003CZ11rDXHP
RE-Appl-EffCW-med-ElecDHW-ElecCDryer-Tier3-Front | DEER2016 | D16v1 | 2015-05-16 | Any | SFm | 2003 | CZ11 | rNCEH | Each | 1 | 974 | None | 437 | 0.0591 | 0 | 249 | 0.0333 | 0 | 437 | 0.0591 | 0 | 249 | 0.0333 | 0 |  |  | 1 |  | RE-Appl-EffCW-med-ElecDHW-ElecCDryer-Tier3-FrontAnySFm2003CZ11rNCEH
RE-Appl-EffCW-med-ElecDHW-ElecCDryer-Tier3-Front | DEER2016 | D16v1 | 2015-05-16 | Any | SFm | 2003 | CZ11 | rNCGF | Each | 1 | 974 | None | 440 | 0.0592 | -0.378 | 244 | 0.0333 | 0.517 | 440 | 0.0592 | -0.378 | 244 | 0.0333 | 0.517 |  |  | 1 |  | RE-Appl-EffCW-med-ElecDHW-ElecCDryer-Tier3-FrontAnySFm2003CZ11rNCGF
RE-Appl-EffCW-med-ElecDHW-ElecCDryer-Tier3-Front | DEER2016 | D16v1 | 2015-05-16 | Any | SFm | 2003 | CZ12 | rDXGF | Each | 1 | 974 | None | 451 | 0.0695 | -0.393 | 246 | 0.039 | 0.543 | 451 | 0.0695 | -0.393 | 246 | 0.039 | 0.543 |  |  | 1 |  | RE-Appl-EffCW-med-ElecDHW-ElecCDryer-Tier3-FrontAnySFm2003CZ12rDXGF
RE-Appl-EffCW-med-ElecDHW-ElecCDryer-Tier3-Front | DEER2016 | D16v1 | 2015-05-16 | Any | SFm | 2003 | CZ12 | rDXHP | Each | 1 | 974 | None | 444 | 0.0665 | 0 | 248 | 0.0344 | 0 | 444 | 0.0665 | 0 | 248 | 0.0344 | 0 |  |  | 1 |  | RE-Appl-EffCW-med-ElecDHW-ElecCDryer-Tier3-FrontAnySFm2003CZ12rDXHP
RE-Appl-EffCW-med-ElecDHW-ElecCDryer-Tier3-Front | DEER2016 | D16v1 | 2015-05-16 | Any | SFm | 2003 | CZ12 | rNCEH | Each | 1 | 974 | None | 441 | 0.0602 | 0 | 250 | 0.0335 | 0 | 441 | 0.0602 | 0 | 250 | 0.0335 | 0 |  |  | 1 |  | RE-Appl-EffCW-med-ElecDHW-ElecCDryer-Tier3-FrontAnySFm2003CZ12rNCEH
RE-Appl-EffCW-med-ElecDHW-ElecCDryer-Tier3-Front | DEER2016 | D16v1 | 2015-05-16 | Any | SFm | 2003 | CZ12 | rNCGF | Each | 1 | 974 | None | 444 | 0.0602 | -0.413 | 245 | 0.0335 | 0.53 | 444 | 0.0602 | -0.413 | 245 | 0.0335 | 0.53 |  |  | 1 |  | RE-Appl-EffCW-med-ElecDHW-ElecCDryer-Tier3-FrontAnySFm2003CZ12rNCGF
RE-Appl-EffCW-med-ElecDHW-ElecCDryer-Tier3-Front | DEER2016 | D16v1 | 2015-05-16 | Any | SFm | 2003 | CZ13 | rDXGF | Each | 1 | 974 | None | 448 | 0.066 | -0.367 | 246 | 0.0386 | 0.474 | 448 | 0.066 | -0.367 | 246 | 0.0386 | 0.474 |  |  | 1 |  | RE-Appl-EffCW-med-ElecDHW-ElecCDryer-Tier3-FrontAnySFm2003CZ13rDXGF
RE-Appl-EffCW-med-ElecDHW-ElecCDryer-Tier3-Front | DEER2016 | D16v1 | 2015-05-16 | Any | SFm | 2003 | CZ13 | rDXHP | Each | 1 | 974 | None | 442 | 0.0646 | 0 | 246 | 0.035 | 0 | 442 | 0.0646 | 0 | 246 | 0.035 | 0 |  |  | 1 |  | RE-Appl-EffCW-med-ElecDHW-ElecCDryer-Tier3-FrontAnySFm2003CZ13rDXHP
RE-Appl-EffCW-med-ElecDHW-ElecCDryer-Tier3-Front | DEER2016 | D16v1 | 2015-05-16 | Any | SFm | 2003 | CZ13 | rNCEH | Each | 1 | 974 | None | 436 | 0.059 | 0 | 249 | 0.0333 | 0 | 436 | 0.059 | 0 | 249 | 0.0333 | 0 |  |  | 1 |  | RE-Appl-EffCW-med-ElecDHW-ElecCDryer-Tier3-FrontAnySFm2003CZ13rNCEH
RE-Appl-EffCW-med-ElecDHW-ElecCDryer-Tier3-Front | DEER2016 | D16v1 | 2015-05-16 | Any | SFm | 2003 | CZ13 | rNCGF | Each | 1 | 974 | None | 439 | 0.059 | -0.363 | 243 | 0.0333 | 0.478 | 439 | 0.059 | -0.363 | 243 | 0.0333 | 0.478 |  |  | 1 |  | RE-Appl-EffCW-med-ElecDHW-ElecCDryer-Tier3-FrontAnySFm2003CZ13rNCGF
RE-Appl-EffCW-med-ElecDHW-ElecCDryer-Tier3-Front | DEER2016 | D16v1 | 2015-05-16 | Any | SFm | 2003 | CZ14 | rDXGF | Each | 1 | 1080 | None | 453 | 0.0593 | 0.359 | 248 | 0.0333 | 0.883 | 453 | 0.0593 | 0.359 | 248 | 0.0333 | 0.883 |  |  | 1 |  | RE-Appl-EffCW-med-ElecDHW-ElecCDryer-Tier3-FrontAnySFm2003CZ14rDXGF
RE-Appl-EffCW-med-ElecDHW-ElecCDryer-Tier3-Front | DEER2016 | D16v1 | 2015-05-16 | Any | SFm | 2003 | CZ14 | rDXHP | Each | 1 | 1080 | None | 447 | 0.0593 | 0 | 250 | 0.0333 | 0 | 447 | 0.0593 | 0 | 250 | 0.0333 | 0 |  |  | 1 |  | RE-Appl-EffCW-med-ElecDHW-ElecCDryer-Tier3-FrontAnySFm2003CZ14rDXHP
RE-Appl-EffCW-med-ElecDHW-ElecCDryer-Tier3-Front | DEER2016 | D16v1 | 2015-05-16 | Any | SFm | 2003 | CZ14 | rNCEH | Each | 1 | 1080 | None | 445 | 0.0585 | 0 | 253 | 0.0332 | 0 | 445 | 0.0585 | 0 | 253 | 0.0332 | 0 |  |  | 1 |  | RE-Appl-EffCW-med-ElecDHW-ElecCDryer-Tier3-FrontAnySFm2003CZ14rNCEH
RE-Appl-EffCW-med-ElecDHW-ElecCDryer-Tier3-Front | DEER2016 | D16v1 | 2015-05-16 | Any | SFm | 2003 | CZ14 | rNCGF | Each | 1 | 1080 | None | 441 | 0.0585 | 0.293 | 244 | 0.0332 | 0.847 | 441 | 0.0585 | 0.293 | 244 | 0.0332 | 0.847 |  |  | 1 |  | RE-Appl-EffCW-med-ElecDHW-ElecCDryer-Tier3-FrontAnySFm2003CZ14rNCGF
RE-Appl-EffCW-med-ElecDHW-ElecCDryer-Tier3-Front | DEER2016 | D16v1 | 2015-05-16 | Any | SFm | 2003 | CZ15 | rDXGF | Each | 1 | 1080 | None | 428 | 0.0623 | 0.419 | 240 | 0.0359 | 0.673 | 428 | 0.0623 | 0.419 | 240 | 0.0359 | 0.673 |  |  | 1 |  | RE-Appl-EffCW-med-ElecDHW-ElecCDryer-Tier3-FrontAnySFm2003CZ15rDXGF
RE-Appl-EffCW-med-ElecDHW-ElecCDryer-Tier3-Front | DEER2016 | D16v1 | 2015-05-16 | Any | SFm | 2003 | CZ15 | rDXHP | Each | 1 | 1080 | None | 431 | 0.0625 | 0 | 245 | 0.036 | 0 | 431 | 0.0625 | 0 | 245 | 0.036 | 0 |  |  | 1 |  | RE-Appl-EffCW-med-ElecDHW-ElecCDryer-Tier3-FrontAnySFm2003CZ15rDXHP
RE-Appl-EffCW-med-ElecDHW-ElecCDryer-Tier3-Front | DEER2016 | D16v1 | 2015-05-16 | Any | SFm | 2003 | CZ15 | rNCEH | Each | 1 | 1080 | None | 423 | 0.0556 | 0 | 245 | 0.0326 | 0 | 423 | 0.0556 | 0 | 245 | 0.0326 | 0 |  |  | 1 |  | RE-Appl-EffCW-med-ElecDHW-ElecCDryer-Tier3-FrontAnySFm2003CZ15rNCEH
RE-Appl-EffCW-med-ElecDHW-ElecCDryer-Tier3-Front | DEER2016 | D16v1 | 2015-05-16 | Any | SFm | 2003 | CZ15 | rNCGF | Each | 1 | 1080 | None | 419 | 0.0556 | 0.417 | 240 | 0.0326 | 0.663 | 419 | 0.0556 | 0.417 | 240 | 0.0326 | 0.663 |  |  | 1 |  | RE-Appl-EffCW-med-ElecDHW-ElecCDryer-Tier3-FrontAnySFm2003CZ15rNCGF
RE-Appl-EffCW-med-ElecDHW-ElecCDryer-Tier3-Front | DEER2016 | D16v1 | 2015-05-16 | Any | SFm | 2003 | CZ16 | rDXGF | Each | 1 | 1150 | None | 465 | 0.088 | 0.759 | 249 | 0.0418 | 0.587 | 465 | 0.088 | 0.759 | 249 | 0.0418 | 0.587 |  |  | 1 |  | RE-Appl-EffCW-med-ElecDHW-ElecCDryer-Tier3-FrontAnySFm2003CZ16rDXGF
RE-Appl-EffCW-med-ElecDHW-ElecCDryer-Tier3-Front | DEER2016 | D16v1 | 2015-05-16 | Any | SFm | 2003 | CZ16 | rDXHP | Each | 1 | 1150 | None | 462 | 0.0776 | 0 | 252 | 0.058 | 0 | 462 | 0.0776 | 0 | 252 | 0.058 | 0 |  |  | 1 |  | RE-Appl-EffCW-med-ElecDHW-ElecCDryer-Tier3-FrontAnySFm2003CZ16rDXHP
RE-Appl-EffCW-med-ElecDHW-ElecCDryer-Tier3-Front | DEER2016 | D16v1 | 2015-05-16 | Any | SFm | 2003 | CZ16 | rNCEH | Each | 1 | 1150 | None | 469 | 0.0621 | 0 | 253 | 0.0339 | 0 | 469 | 0.0621 | 0 | 253 | 0.0339 | 0 |  |  | 1 |  | RE-Appl-EffCW-med-ElecDHW-ElecCDryer-Tier3-FrontAnySFm2003CZ16rNCEH
RE-Appl-EffCW-med-ElecDHW-ElecCDryer-Tier3-Front | DEER2016 | D16v1 | 2015-05-16 | Any | SFm | 2003 | CZ16 | rNCGF | Each | 1 | 1150 | None | 460 | 0.0621 | 0.773 | 247 | 0.0339 | 0.591 | 460 | 0.0621 | 0.773 | 247 | 0.0339 | 0.591 |  |  | 1 |  | RE-Appl-EffCW-med-ElecDHW-ElecCDryer-Tier3-FrontAnySFm2003CZ16rNCGF
RE-Appl-EffCW-med-ElecDHW-ElecCDryer-Tier3-Front | DEER2016 | D16v1 | 2015-05-16 | Any | SFm | 2007 | CZ01 | rDXGF | Each | 1 | 1150 | None | 462 | 0.0756 | 1.08 | 249 | 0.0424 | 0.814 | 462 | 0.0756 | 1.08 | 249 | 0.0424 | 0.814 |  |  | 1 |  | RE-Appl-EffCW-med-ElecDHW-ElecCDryer-Tier3-FrontAnySFm2007CZ01rDXGF
RE-Appl-EffCW-med-ElecDHW-ElecCDryer-Tier3-Front | DEER2016 | D16v1 | 2015-05-16 | Any | SFm | 2007 | CZ01 | rDXHP | Each | 1 | 1150 | None | 469 | 0.0713 | 0 | 253 | 0.0429 | 0 | 469 | 0.0713 | 0 | 253 | 0.0429 | 0 |  |  | 1 |  | RE-Appl-EffCW-med-ElecDHW-ElecCDryer-Tier3-FrontAnySFm2007CZ01rDXHP
RE-Appl-EffCW-med-ElecDHW-ElecCDryer-Tier3-Front | DEER2016 | D16v1 | 2015-05-16 | Any | SFm | 2007 | CZ01 | rNCEH | Each | 1 | 1150 | None | 474 | 0.063 | 0 | 257 | 0.034 | 0 | 474 | 0.063 | 0 | 257 | 0.034 | 0 |  |  | 1 |  | RE-Appl-EffCW-med-ElecDHW-ElecCDryer-Tier3-FrontAnySFm2007CZ01rNCEH
RE-Appl-EffCW-med-ElecDHW-ElecCDryer-Tier3-Front | DEER2016 | D16v1 | 2015-05-16 | Any | SFm | 2007 | CZ01 | rNCGF | Each | 1 | 1150 | None | 461 | 0.063 | 1.05 | 248 | 0.034 | 0.822 | 461 | 0.063 | 1.05 | 248 | 0.034 | 0.822 |  |  | 1 |  | RE-Appl-EffCW-med-ElecDHW-ElecCDryer-Tier3-FrontAnySFm2007CZ01rNCGF
RE-Appl-EffCW-med-ElecDHW-ElecCDryer-Tier3-Front | DEER2016 | D16v1 | 2015-05-16 | Any | SFm | 2007 | CZ02 | rDXGF | Each | 1 | 974 | None | 454 | 0.0665 | -0.286 | 247 | 0.033 | 0.933 | 454 | 0.0665 | -0.286 | 247 | 0.033 | 0.933 |  |  | 1 |  | RE-Appl-EffCW-med-ElecDHW-ElecCDryer-Tier3-FrontAnySFm2007CZ02rDXGF
RE-Appl-EffCW-med-ElecDHW-ElecCDryer-Tier3-Front | DEER2016 | D16v1 | 2015-05-16 | Any | SFm | 2007 | CZ02 | rDXHP | Each | 1 | 974 | None | 450 | 0.072 | 0 | 251 | 0.036 | 0 | 450 | 0.072 | 0 | 251 | 0.036 | 0 |  |  | 1 |  | RE-Appl-EffCW-med-ElecDHW-ElecCDryer-Tier3-FrontAnySFm2007CZ02rDXHP
RE-Appl-EffCW-med-ElecDHW-ElecCDryer-Tier3-Front | DEER2016 | D16v1 | 2015-05-16 | Any | SFm | 2007 | CZ02 | rNCEH | Each | 1 | 974 | None | 448 | 0.0615 | 0 | 255 | 0.0338 | 0 | 448 | 0.0615 | 0 | 255 | 0.0338 | 0 |  |  | 1 |  | RE-Appl-EffCW-med-ElecDHW-ElecCDryer-Tier3-FrontAnySFm2007CZ02rNCEH
RE-Appl-EffCW-med-ElecDHW-ElecCDryer-Tier3-Front | DEER2016 | D16v1 | 2015-05-16 | Any | SFm | 2007 | CZ02 | rNCGF | Each | 1 | 974 | None | 450 | 0.0615 | -0.423 | 246 | 0.0338 | 0.852 | 450 | 0.0615 | -0.423 | 246 | 0.0338 | 0.852 |  |  | 1 |  | RE-Appl-EffCW-med-ElecDHW-ElecCDryer-Tier3-FrontAnySFm2007CZ02rNCGF
RE-Appl-EffCW-med-ElecDHW-ElecCDryer-Tier3-Front | DEER2016 | D16v1 | 2015-05-16 | Any | SFm | 2007 | CZ03 | rDXGF | Each | 1 | 1150 | None | 454 | 0.0407 | 0.719 | 246 | 0.0145 | 0.549 | 454 | 0.0407 | 0.719 | 246 | 0.0145 | 0.549 |  |  | 1 |  | RE-Appl-EffCW-med-ElecDHW-ElecCDryer-Tier3-FrontAnySFm2007CZ03rDXGF
RE-Appl-EffCW-med-ElecDHW-ElecCDryer-Tier3-Front | DEER2016 | D16v1 | 2015-05-16 | Any | SFm | 2007 | CZ03 | rDXHP | Each | 1 | 1150 | None | 453 | 0.0621 | 0 | 247 | 0.0365 | 0 | 453 | 0.0621 | 0 | 247 | 0.0365 | 0 |  |  | 1 |  | RE-Appl-EffCW-med-ElecDHW-ElecCDryer-Tier3-FrontAnySFm2007CZ03rDXHP
RE-Appl-EffCW-med-ElecDHW-ElecCDryer-Tier3-Front | DEER2016 | D16v1 | 2015-05-16 | Any | SFm | 2007 | CZ03 | rNCEH | Each | 1 | 1150 | None | 458 | 0.0618 | 0 | 250 | 0.0338 | 0 | 458 | 0.0618 | 0 | 250 | 0.0338 | 0 |  |  | 1 |  | RE-Appl-EffCW-med-ElecDHW-ElecCDryer-Tier3-FrontAnySFm2007CZ03rNCEH
RE-Appl-EffCW-med-ElecDHW-ElecCDryer-Tier3-Front | DEER2016 | D16v1 | 2015-05-16 | Any | SFm | 2007 | CZ03 | rNCGF | Each | 1 | 1150 | None | 451 | 0.0618 | 0.588 | 245 | 0.0339 | 0.482 | 451 | 0.0618 | 0.588 | 245 | 0.0339 | 0.482 |  |  | 1 |  | RE-Appl-EffCW-med-ElecDHW-ElecCDryer-Tier3-FrontAnySFm2007CZ03rNCGF
RE-Appl-EffCW-med-ElecDHW-ElecCDryer-Tier3-Front | DEER2016 | D16v1 | 2015-05-16 | Any | SFm | 2007 | CZ04 | rDXGF | Each | 1 | 1150 | None | 447 | 0.0643 | 0.808 | 245 | 0.0369 | 0.594 | 447 | 0.0643 | 0.808 | 245 | 0.0369 | 0.594 |  |  | 1 |  | RE-Appl-EffCW-med-ElecDHW-ElecCDryer-Tier3-FrontAnySFm2007CZ04rDXGF
RE-Appl-EffCW-med-ElecDHW-ElecCDryer-Tier3-Front | DEER2016 | D16v1 | 2015-05-16 | Any | SFm | 2007 | CZ04 | rDXHP | Each | 1 | 1150 | None | 457 | 0.0626 | 0 | 253 | 0.0318 | 0 | 457 | 0.0626 | 0 | 253 | 0.0318 | 0 |  |  | 1 |  | RE-Appl-EffCW-med-ElecDHW-ElecCDryer-Tier3-FrontAnySFm2007CZ04rDXHP
RE-Appl-EffCW-med-ElecDHW-ElecCDryer-Tier3-Front | DEER2016 | D16v1 | 2015-05-16 | Any | SFm | 2007 | CZ04 | rNCEH | Each | 1 | 1150 | None | 457 | 0.0605 | 0 | 252 | 0.0336 | 0 | 457 | 0.0605 | 0 | 252 | 0.0336 | 0 |  |  | 1 |  | RE-Appl-EffCW-med-ElecDHW-ElecCDryer-Tier3-FrontAnySFm2007CZ04rNCEH
RE-Appl-EffCW-med-ElecDHW-ElecCDryer-Tier3-Front | DEER2016 | D16v1 | 2015-05-16 | Any | SFm | 2007 | CZ04 | rNCGF | Each | 1 | 1150 | None | 447 | 0.0605 | 0.715 | 245 | 0.0336 | 0.508 | 447 | 0.0605 | 0.715 | 245 | 0.0336 | 0.508 |  |  | 1 |  | RE-Appl-EffCW-med-ElecDHW-ElecCDryer-Tier3-FrontAnySFm2007CZ04rNCGF
RE-Appl-EffCW-med-ElecDHW-ElecCDryer-Tier3-Front | DEER2016 | D16v1 | 2015-05-16 | Any | SFm | 2007 | CZ05 | rDXGF | Each | 1 | 1150 | None | 456 | 0.0677 | 1.97 | 248 | 0.036 | 1.33 | 456 | 0.0677 | 1.97 | 248 | 0.036 | 1.33 |  |  | 1 |  | RE-Appl-EffCW-med-ElecDHW-ElecCDryer-Tier3-FrontAnySFm2007CZ05rDXGF
RE-Appl-EffCW-med-ElecDHW-ElecCDryer-Tier3-Front | DEER2016 | D16v1 | 2015-05-16 | Any | SFm | 2007 | CZ05 | rDXHP | Each | 1 | 1150 | None | 468 | 0.0633 | 0 | 257 | 0.0346 | 0 | 468 | 0.0633 | 0 | 257 | 0.0346 | 0 |  |  | 1 |  | RE-Appl-EffCW-med-ElecDHW-ElecCDryer-Tier3-FrontAnySFm2007CZ05rDXHP
RE-Appl-EffCW-med-ElecDHW-ElecCDryer-Tier3-Front | DEER2016 | D16v1 | 2015-05-16 | Any | SFm | 2007 | CZ05 | rNCEH | Each | 1 | 1150 | None | 472 | 0.0619 | 0 | 260 | 0.0338 | 0 | 472 | 0.0619 | 0 | 260 | 0.0338 | 0 |  |  | 1 |  | RE-Appl-EffCW-med-ElecDHW-ElecCDryer-Tier3-FrontAnySFm2007CZ05rNCEH
RE-Appl-EffCW-med-ElecDHW-ElecCDryer-Tier3-Front | DEER2016 | D16v1 | 2015-05-16 | Any | SFm | 2007 | CZ05 | rNCGF | Each | 1 | 1150 | None | 454 | 0.0618 | 1.87 | 246 | 0.0338 | 1.39 | 454 | 0.0618 | 1.87 | 246 | 0.0338 | 1.39 |  |  | 1 |  | RE-Appl-EffCW-med-ElecDHW-ElecCDryer-Tier3-FrontAnySFm2007CZ05rNCGF
RE-Appl-EffCW-med-ElecDHW-ElecCDryer-Tier3-Front | DEER2016 | D16v1 | 2015-05-16 | Any | SFm | 2007 | CZ06 | rDXGF | Each | 1 | 1200 | None | 457 | 0.0542 | 1.77 | 252 | 0.0192 | 1.36 | 457 | 0.0542 | 1.77 | 252 | 0.0192 | 1.36 |  |  | 1 |  | RE-Appl-EffCW-med-ElecDHW-ElecCDryer-Tier3-FrontAnySFm2007CZ06rDXGF
RE-Appl-EffCW-med-ElecDHW-ElecCDryer-Tier3-Front | DEER2016 | D16v1 | 2015-05-16 | Any | SFm | 2007 | CZ06 | rDXHP | Each | 1 | 1200 | None | 463 | 0.0642 | 0 | 260 | 0.0324 | 0 | 463 | 0.0642 | 0 | 260 | 0.0324 | 0 |  |  | 1 |  | RE-Appl-EffCW-med-ElecDHW-ElecCDryer-Tier3-FrontAnySFm2007CZ06rDXHP
RE-Appl-EffCW-med-ElecDHW-ElecCDryer-Tier3-Front | DEER2016 | D16v1 | 2015-05-16 | Any | SFm | 2007 | CZ06 | rNCEH | Each | 1 | 1200 | None | 455 | 0.0603 | 0 | 254 | 0.0335 | 0 | 455 | 0.0603 | 0 | 254 | 0.0335 | 0 |  |  | 1 |  | RE-Appl-EffCW-med-ElecDHW-ElecCDryer-Tier3-FrontAnySFm2007CZ06rNCEH
RE-Appl-EffCW-med-ElecDHW-ElecCDryer-Tier3-Front | DEER2016 | D16v1 | 2015-05-16 | Any | SFm | 2007 | CZ06 | rNCGF | Each | 1 | 1200 | None | 444 | 0.0603 | 1.3 | 244 | 0.0337 | 1.1 | 444 | 0.0603 | 1.3 | 244 | 0.0337 | 1.1 |  |  | 1 |  | RE-Appl-EffCW-med-ElecDHW-ElecCDryer-Tier3-FrontAnySFm2007CZ06rNCGF
RE-Appl-EffCW-med-ElecDHW-ElecCDryer-Tier3-Front | DEER2016 | D16v1 | 2015-05-16 | Any | SFm | 2007 | CZ07 | rDXGF | Each | 1 | 1200 | None | 451 | 0.054 | 1.27 | 249 | 0.0324 | 1.05 | 451 | 0.054 | 1.27 | 249 | 0.0324 | 1.05 |  |  | 1 |  | RE-Appl-EffCW-med-ElecDHW-ElecCDryer-Tier3-FrontAnySFm2007CZ07rDXGF
RE-Appl-EffCW-med-ElecDHW-ElecCDryer-Tier3-Front | DEER2016 | D16v1 | 2015-05-16 | Any | SFm | 2007 | CZ07 | rDXHP | Each | 1 | 1200 | None | 450 | 0.0511 | 0 | 256 | 0.0236 | 0 | 450 | 0.0511 | 0 | 256 | 0.0236 | 0 |  |  | 1 |  | RE-Appl-EffCW-med-ElecDHW-ElecCDryer-Tier3-FrontAnySFm2007CZ07rDXHP
RE-Appl-EffCW-med-ElecDHW-ElecCDryer-Tier3-Front | DEER2016 | D16v1 | 2015-05-16 | Any | SFm | 2007 | CZ07 | rNCEH | Each | 1 | 1200 | None | 453 | 0.0603 | 0 | 253 | 0.0335 | 0 | 453 | 0.0603 | 0 | 253 | 0.0335 | 0 |  |  | 1 |  | RE-Appl-EffCW-med-ElecDHW-ElecCDryer-Tier3-FrontAnySFm2007CZ07rNCEH
RE-Appl-EffCW-med-ElecDHW-ElecCDryer-Tier3-Front | DEER2016 | D16v1 | 2015-05-16 | Any | SFm | 2007 | CZ07 | rNCGF | Each | 1 | 1200 | None | 442 | 0.06 | 1.03 | 244 | 0.0333 | 0.925 | 442 | 0.06 | 1.03 | 244 | 0.0333 | 0.925 |  |  | 1 |  | RE-Appl-EffCW-med-ElecDHW-ElecCDryer-Tier3-FrontAnySFm2007CZ07rNCGF
RE-Appl-EffCW-med-ElecDHW-ElecCDryer-Tier3-Front | DEER2016 | D16v1 | 2015-05-16 | Any | SFm | 2007 | CZ08 | rDXGF | Each | 1 | 1200 | None | 445 | 0.0633 | 1.22 | 246 | 0.0358 | 1.01 | 445 | 0.0633 | 1.22 | 246 | 0.0358 | 1.01 |  |  | 1 |  | RE-Appl-EffCW-med-ElecDHW-ElecCDryer-Tier3-FrontAnySFm2007CZ08rDXGF
RE-Appl-EffCW-med-ElecDHW-ElecCDryer-Tier3-Front | DEER2016 | D16v1 | 2015-05-16 | Any | SFm | 2007 | CZ08 | rDXHP | Each | 1 | 1200 | None | 456 | 0.0619 | 0 | 258 | 0.0349 | 0 | 456 | 0.0619 | 0 | 258 | 0.0349 | 0 |  |  | 1 |  | RE-Appl-EffCW-med-ElecDHW-ElecCDryer-Tier3-FrontAnySFm2007CZ08rDXHP
RE-Appl-EffCW-med-ElecDHW-ElecCDryer-Tier3-Front | DEER2016 | D16v1 | 2015-05-16 | Any | SFm | 2007 | CZ08 | rNCEH | Each | 1 | 1200 | None | 451 | 0.0598 | 0 | 253 | 0.0334 | 0 | 451 | 0.0598 | 0 | 253 | 0.0334 | 0 |  |  | 1 |  | RE-Appl-EffCW-med-ElecDHW-ElecCDryer-Tier3-FrontAnySFm2007CZ08rNCEH
RE-Appl-EffCW-med-ElecDHW-ElecCDryer-Tier3-Front | DEER2016 | D16v1 | 2015-05-16 | Any | SFm | 2007 | CZ08 | rNCGF | Each | 1 | 1200 | None | 440 | 0.0598 | 1.02 | 244 | 0.0335 | 0.894 | 440 | 0.0598 | 1.02 | 244 | 0.0335 | 0.894 |  |  | 1 |  | RE-Appl-EffCW-med-ElecDHW-ElecCDryer-Tier3-FrontAnySFm2007CZ08rNCGF
RE-Appl-EffCW-med-ElecDHW-ElecCDryer-Tier3-Front | DEER2016 | D16v1 | 2015-05-16 | Any | SFm | 2007 | CZ09 | rDXGF | Each | 1 | 1210 | None | 446 | 0.0605 | 1.17 | 248 | 0.0343 | 0.851 | 446 | 0.0605 | 1.17 | 248 | 0.0343 | 0.851 |  |  | 1 |  | RE-Appl-EffCW-med-ElecDHW-ElecCDryer-Tier3-FrontAnySFm2007CZ09rDXGF
RE-Appl-EffCW-med-ElecDHW-ElecCDryer-Tier3-Front | DEER2016 | D16v1 | 2015-05-16 | Any | SFm | 2007 | CZ09 | rDXHP | Each | 1 | 1210 | None | 451 | 0.0598 | 0 | 252 | 0.0339 | 0 | 451 | 0.0598 | 0 | 252 | 0.0339 | 0 |  |  | 1 |  | RE-Appl-EffCW-med-ElecDHW-ElecCDryer-Tier3-FrontAnySFm2007CZ09rDXHP
RE-Appl-EffCW-med-ElecDHW-ElecCDryer-Tier3-Front | DEER2016 | D16v1 | 2015-05-16 | Any | SFm | 2007 | CZ09 | rNCEH | Each | 1 | 1210 | None | 452 | 0.0595 | 0 | 253 | 0.0334 | 0 | 452 | 0.0595 | 0 | 253 | 0.0334 | 0 |  |  | 1 |  | RE-Appl-EffCW-med-ElecDHW-ElecCDryer-Tier3-FrontAnySFm2007CZ09rNCEH
RE-Appl-EffCW-med-ElecDHW-ElecCDryer-Tier3-Front | DEER2016 | D16v1 | 2015-05-16 | Any | SFm | 2007 | CZ09 | rNCGF | Each | 1 | 1210 | None | 440 | 0.0595 | 1.06 | 244 | 0.0334 | 0.796 | 440 | 0.0595 | 1.06 | 244 | 0.0334 | 0.796 |  |  | 1 |  | RE-Appl-EffCW-med-ElecDHW-ElecCDryer-Tier3-FrontAnySFm2007CZ09rNCGF
RE-Appl-EffCW-med-ElecDHW-ElecCDryer-Tier3-Front | DEER2016 | D16v1 | 2015-05-16 | Any | SFm | 2007 | CZ10 | rDXGF | Each | 1 | 974 | None | 452 | 0.0607 | 0.581 | 249 | 0.0336 | 1.17 | 452 | 0.0607 | 0.581 | 249 | 0.0336 | 1.17 |  |  | 1 |  | RE-Appl-EffCW-med-ElecDHW-ElecCDryer-Tier3-FrontAnySFm2007CZ10rDXGF
RE-Appl-EffCW-med-ElecDHW-ElecCDryer-Tier3-Front | DEER2016 | D16v1 | 2015-05-16 | Any | SFm | 2007 | CZ10 | rDXHP | Each | 1 | 974 | None | 452 | 0.0601 | 0 | 253 | 0.0336 | 0 | 452 | 0.0601 | 0 | 253 | 0.0336 | 0 |  |  | 1 |  | RE-Appl-EffCW-med-ElecDHW-ElecCDryer-Tier3-FrontAnySFm2007CZ10rDXHP
RE-Appl-EffCW-med-ElecDHW-ElecCDryer-Tier3-Front | DEER2016 | D16v1 | 2015-05-16 | Any | SFm | 2007 | CZ10 | rNCEH | Each | 1 | 974 | None | 443 | 0.0592 | 0 | 254 | 0.0333 | 0 | 443 | 0.0592 | 0 | 254 | 0.0333 | 0 |  |  | 1 |  | RE-Appl-EffCW-med-ElecDHW-ElecCDryer-Tier3-FrontAnySFm2007CZ10rNCEH
RE-Appl-EffCW-med-ElecDHW-ElecCDryer-Tier3-Front | DEER2016 | D16v1 | 2015-05-16 | Any | SFm | 2007 | CZ10 | rNCGF | Each | 1 | 974 | None | 439 | 0.0593 | 0.306 | 244 | 0.0334 | 0.99 | 439 | 0.0593 | 0.306 | 244 | 0.0334 | 0.99 |  |  | 1 |  | RE-Appl-EffCW-med-ElecDHW-ElecCDryer-Tier3-FrontAnySFm2007CZ10rNCGF
RE-Appl-EffCW-med-ElecDHW-ElecCDryer-Tier3-Front | DEER2016 | D16v1 | 2015-05-16 | Any | SFm | 2007 | CZ11 | rDXGF | Each | 1 | 974 | None | 447 | 0.0641 | -0.292 | 246 | 0.0383 | 0.537 | 447 | 0.0641 | -0.292 | 246 | 0.0383 | 0.537 |  |  | 1 |  | RE-Appl-EffCW-med-ElecDHW-ElecCDryer-Tier3-FrontAnySFm2007CZ11rDXGF
RE-Appl-EffCW-med-ElecDHW-ElecCDryer-Tier3-Front | DEER2016 | D16v1 | 2015-05-16 | Any | SFm | 2007 | CZ11 | rDXHP | Each | 1 | 974 | None | 441 | 0.0625 | 0 | 245 | 0.0341 | 0 | 441 | 0.0625 | 0 | 245 | 0.0341 | 0 |  |  | 1 |  | RE-Appl-EffCW-med-ElecDHW-ElecCDryer-Tier3-FrontAnySFm2007CZ11rDXHP
RE-Appl-EffCW-med-ElecDHW-ElecCDryer-Tier3-Front | DEER2016 | D16v1 | 2015-05-16 | Any | SFm | 2007 | CZ11 | rNCEH | Each | 1 | 974 | None | 438 | 0.0592 | 0 | 250 | 0.0333 | 0 | 438 | 0.0592 | 0 | 250 | 0.0333 | 0 |  |  | 1 |  | RE-Appl-EffCW-med-ElecDHW-ElecCDryer-Tier3-FrontAnySFm2007CZ11rNCEH
RE-Appl-EffCW-med-ElecDHW-ElecCDryer-Tier3-Front | DEER2016 | D16v1 | 2015-05-16 | Any | SFm | 2007 | CZ11 | rNCGF | Each | 1 | 974 | None | 440 | 0.0592 | -0.307 | 244 | 0.0333 | 0.543 | 440 | 0.0592 | -0.307 | 244 | 0.0333 | 0.543 |  |  | 1 |  | RE-Appl-EffCW-med-ElecDHW-ElecCDryer-Tier3-FrontAnySFm2007CZ11rNCGF
RE-Appl-EffCW-med-ElecDHW-ElecCDryer-Tier3-Front | DEER2016 | D16v1 | 2015-05-16 | Any | SFm | 2007 | CZ12 | rDXGF | Each | 1 | 974 | None | 451 | 0.0668 | -0.138 | 246 | 0.0382 | 0.687 | 451 | 0.0668 | -0.138 | 246 | 0.0382 | 0.687 |  |  | 1 |  | RE-Appl-EffCW-med-ElecDHW-ElecCDryer-Tier3-FrontAnySFm2007CZ12rDXGF
RE-Appl-EffCW-med-ElecDHW-ElecCDryer-Tier3-Front | DEER2016 | D16v1 | 2015-05-16 | Any | SFm | 2007 | CZ12 | rDXHP | Each | 1 | 974 | None | 447 | 0.0622 | 0 | 249 | 0.0309 | 0 | 447 | 0.0622 | 0 | 249 | 0.0309 | 0 |  |  | 1 |  | RE-Appl-EffCW-med-ElecDHW-ElecCDryer-Tier3-FrontAnySFm2007CZ12rDXHP
RE-Appl-EffCW-med-ElecDHW-ElecCDryer-Tier3-Front | DEER2016 | D16v1 | 2015-05-16 | Any | SFm | 2007 | CZ12 | rNCEH | Each | 1 | 974 | None | 443 | 0.0602 | 0 | 252 | 0.0335 | 0 | 443 | 0.0602 | 0 | 252 | 0.0335 | 0 |  |  | 1 |  | RE-Appl-EffCW-med-ElecDHW-ElecCDryer-Tier3-FrontAnySFm2007CZ12rNCEH
RE-Appl-EffCW-med-ElecDHW-ElecCDryer-Tier3-Front | DEER2016 | D16v1 | 2015-05-16 | Any | SFm | 2007 | CZ12 | rNCGF | Each | 1 | 974 | None | 444 | 0.0602 | -0.196 | 245 | 0.0335 | 0.636 | 444 | 0.0602 | -0.196 | 245 | 0.0335 | 0.636 |  |  | 1 |  | RE-Appl-EffCW-med-ElecDHW-ElecCDryer-Tier3-FrontAnySFm2007CZ12rNCGF
RE-Appl-EffCW-med-ElecDHW-ElecCDryer-Tier3-Front | DEER2016 | D16v1 | 2015-05-16 | Any | SFm | 2007 | CZ13 | rDXGF | Each | 1 | 974 | None | 447 | 0.0641 | -0.468 | 244 | 0.0355 | 0.458 | 447 | 0.0641 | -0.468 | 244 | 0.0355 | 0.458 |  |  | 1 |  | RE-Appl-EffCW-med-ElecDHW-ElecCDryer-Tier3-FrontAnySFm2007CZ13rDXGF
RE-Appl-EffCW-med-ElecDHW-ElecCDryer-Tier3-Front | DEER2016 | D16v1 | 2015-05-16 | Any | SFm | 2007 | CZ13 | rDXHP | Each | 1 | 974 | None | 440 | 0.0622 | 0 | 244 | 0.0335 | 0 | 440 | 0.0622 | 0 | 244 | 0.0335 | 0 |  |  | 1 |  | RE-Appl-EffCW-med-ElecDHW-ElecCDryer-Tier3-FrontAnySFm2007CZ13rDXHP
RE-Appl-EffCW-med-ElecDHW-ElecCDryer-Tier3-Front | DEER2016 | D16v1 | 2015-05-16 | Any | SFm | 2007 | CZ13 | rNCEH | Each | 1 | 974 | None | 433 | 0.059 | 0 | 248 | 0.0333 | 0 | 433 | 0.059 | 0 | 248 | 0.0333 | 0 |  |  | 1 |  | RE-Appl-EffCW-med-ElecDHW-ElecCDryer-Tier3-FrontAnySFm2007CZ13rNCEH
RE-Appl-EffCW-med-ElecDHW-ElecCDryer-Tier3-Front | DEER2016 | D16v1 | 2015-05-16 | Any | SFm | 2007 | CZ13 | rNCGF | Each | 1 | 974 | None | 439 | 0.059 | -0.517 | 243 | 0.0333 | 0.412 | 439 | 0.059 | -0.517 | 243 | 0.0333 | 0.412 |  |  | 1 |  | RE-Appl-EffCW-med-ElecDHW-ElecCDryer-Tier3-FrontAnySFm2007CZ13rNCGF
RE-Appl-EffCW-med-ElecDHW-ElecCDryer-Tier3-Front | DEER2016 | D16v1 | 2015-05-16 | Any | SFm | 2007 | CZ14 | rDXGF | Each | 1 | 1080 | None | 448 | 0.0611 | -0.03 | 245 | 0.0347 | 0.61 | 448 | 0.0611 | -0.03 | 245 | 0.0347 | 0.61 |  |  | 1 |  | RE-Appl-EffCW-med-ElecDHW-ElecCDryer-Tier3-FrontAnySFm2007CZ14rDXGF
RE-Appl-EffCW-med-ElecDHW-ElecCDryer-Tier3-Front | DEER2016 | D16v1 | 2015-05-16 | Any | SFm | 2007 | CZ14 | rDXHP | Each | 1 | 1080 | None | 445 | 0.06 | 0 | 247 | 0.0337 | 0 | 445 | 0.06 | 0 | 247 | 0.0337 | 0 |  |  | 1 |  | RE-Appl-EffCW-med-ElecDHW-ElecCDryer-Tier3-FrontAnySFm2007CZ14rDXHP
RE-Appl-EffCW-med-ElecDHW-ElecCDryer-Tier3-Front | DEER2016 | D16v1 | 2015-05-16 | Any | SFm | 2007 | CZ14 | rNCEH | Each | 1 | 1080 | None | 440 | 0.0585 | 0 | 249 | 0.0332 | 0 | 440 | 0.0585 | 0 | 249 | 0.0332 | 0 |  |  | 1 |  | RE-Appl-EffCW-med-ElecDHW-ElecCDryer-Tier3-FrontAnySFm2007CZ14rNCEH
RE-Appl-EffCW-med-ElecDHW-ElecCDryer-Tier3-Front | DEER2016 | D16v1 | 2015-05-16 | Any | SFm | 2007 | CZ14 | rNCGF | Each | 1 | 1080 | None | 441 | 0.0585 | -0.031 | 244 | 0.0332 | 0.626 | 441 | 0.0585 | -0.031 | 244 | 0.0332 | 0.626 |  |  | 1 |  | RE-Appl-EffCW-med-ElecDHW-ElecCDryer-Tier3-FrontAnySFm2007CZ14rNCGF
RE-Appl-EffCW-med-ElecDHW-ElecCDryer-Tier3-Front | DEER2016 | D16v1 | 2015-05-16 | Any | SFm | 2007 | CZ15 | rDXGF | Each | 1 | 1080 | None | 428 | 0.0598 | 0.516 | 241 | 0.0334 | 0.736 | 428 | 0.0598 | 0.516 | 241 | 0.0334 | 0.736 |  |  | 1 |  | RE-Appl-EffCW-med-ElecDHW-ElecCDryer-Tier3-FrontAnySFm2007CZ15rDXGF
RE-Appl-EffCW-med-ElecDHW-ElecCDryer-Tier3-Front | DEER2016 | D16v1 | 2015-05-16 | Any | SFm | 2007 | CZ15 | rDXHP | Each | 1 | 1080 | None | 432 | 0.0599 | 0 | 247 | 0.0343 | 0 | 432 | 0.0599 | 0 | 247 | 0.0343 | 0 |  |  | 1 |  | RE-Appl-EffCW-med-ElecDHW-ElecCDryer-Tier3-FrontAnySFm2007CZ15rDXHP
RE-Appl-EffCW-med-ElecDHW-ElecCDryer-Tier3-Front | DEER2016 | D16v1 | 2015-05-16 | Any | SFm | 2007 | CZ15 | rNCEH | Each | 1 | 1080 | None | 423 | 0.0556 | 0 | 245 | 0.0326 | 0 | 423 | 0.0556 | 0 | 245 | 0.0326 | 0 |  |  | 1 |  | RE-Appl-EffCW-med-ElecDHW-ElecCDryer-Tier3-FrontAnySFm2007CZ15rNCEH
RE-Appl-EffCW-med-ElecDHW-ElecCDryer-Tier3-Front | DEER2016 | D16v1 | 2015-05-16 | Any | SFm | 2007 | CZ15 | rNCGF | Each | 1 | 1080 | None | 419 | 0.0556 | 0.41 | 240 | 0.0326 | 0.665 | 419 | 0.0556 | 0.41 | 240 | 0.0326 | 0.665 |  |  | 1 |  | RE-Appl-EffCW-med-ElecDHW-ElecCDryer-Tier3-FrontAnySFm2007CZ15rNCGF
RE-Appl-EffCW-med-ElecDHW-ElecCDryer-Tier3-Front | DEER2016 | D16v1 | 2015-05-16 | Any | SFm | 2007 | CZ16 | rDXGF | Each | 1 | 1150 | None | 466 | 0.0921 | 0.762 | 251 | 0.061 | 0.587 | 466 | 0.0921 | 0.762 | 251 | 0.061 | 0.587 |  |  | 1 |  | RE-Appl-EffCW-med-ElecDHW-ElecCDryer-Tier3-FrontAnySFm2007CZ16rDXGF
RE-Appl-EffCW-med-ElecDHW-ElecCDryer-Tier3-Front | DEER2016 | D16v1 | 2015-05-16 | Any | SFm | 2007 | CZ16 | rDXHP | Each | 1 | 1150 | None | 467 | 0.0475 | 0 | 250 | 0.0401 | 0 | 467 | 0.0475 | 0 | 250 | 0.0401 | 0 |  |  | 1 |  | RE-Appl-EffCW-med-ElecDHW-ElecCDryer-Tier3-FrontAnySFm2007CZ16rDXHP
RE-Appl-EffCW-med-ElecDHW-ElecCDryer-Tier3-Front | DEER2016 | D16v1 | 2015-05-16 | Any | SFm | 2007 | CZ16 | rNCEH | Each | 1 | 1150 | None | 468 | 0.0621 | 0 | 253 | 0.0339 | 0 | 468 | 0.0621 | 0 | 253 | 0.0339 | 0 |  |  | 1 |  | RE-Appl-EffCW-med-ElecDHW-ElecCDryer-Tier3-FrontAnySFm2007CZ16rNCEH
RE-Appl-EffCW-med-ElecDHW-ElecCDryer-Tier3-Front | DEER2016 | D16v1 | 2015-05-16 | Any | SFm | 2007 | CZ16 | rNCGF | Each | 1 | 1150 | None | 460 | 0.0622 | 0.776 | 247 | 0.034 | 0.596 | 460 | 0.0622 | 0.776 | 247 | 0.034 | 0.596 |  |  | 1 |  | RE-Appl-EffCW-med-ElecDHW-ElecCDryer-Tier3-FrontAnySFm2007CZ16rNCGF
RE-Appl-EffCW-med-ElecDHW-ElecCDryer-Tier3-Front | DEER2016 | D16v1 | 2015-05-16 | Any | SFm | 2011 | CZ01 | rDXGF | Each | 1 | 1150 | None | 461 | 0.0649 | 0.946 | 248 | 0.0339 | 0.72 | 461 | 0.0649 | 0.946 | 248 | 0.0339 | 0.72 |  |  | 1 |  | RE-Appl-EffCW-med-ElecDHW-ElecCDryer-Tier3-FrontAnySFm2011CZ01rDXGF
RE-Appl-EffCW-med-ElecDHW-ElecCDryer-Tier3-Front | DEER2016 | D16v1 | 2015-05-16 | Any | SFm | 2011 | CZ01 | rDXHP | Each | 1 | 1150 | None | 470 | 0.0592 | 0 | 253 | 0.0305 | 0 | 470 | 0.0592 | 0 | 253 | 0.0305 | 0 |  |  | 1 |  | RE-Appl-EffCW-med-ElecDHW-ElecCDryer-Tier3-FrontAnySFm2011CZ01rDXHP
RE-Appl-EffCW-med-ElecDHW-ElecCDryer-Tier3-Front | DEER2016 | D16v1 | 2015-05-16 | Any | SFm | 2011 | CZ01 | rNCEH | Each | 1 | 1150 | None | 472 | 0.063 | 0 | 255 | 0.034 | 0 | 472 | 0.063 | 0 | 255 | 0.034 | 0 |  |  | 1 |  | RE-Appl-EffCW-med-ElecDHW-ElecCDryer-Tier3-FrontAnySFm2011CZ01rNCEH
RE-Appl-EffCW-med-ElecDHW-ElecCDryer-Tier3-Front | DEER2016 | D16v1 | 2015-05-16 | Any | SFm | 2011 | CZ01 | rNCGF | Each | 1 | 1150 | None | 461 | 0.0632 | 0.903 | 247 | 0.0341 | 0.697 | 461 | 0.0632 | 0.903 | 247 | 0.0341 | 0.697 |  |  | 1 |  | RE-Appl-EffCW-med-ElecDHW-ElecCDryer-Tier3-FrontAnySFm2011CZ01rNCGF
RE-Appl-EffCW-med-ElecDHW-ElecCDryer-Tier3-Front | DEER2016 | D16v1 | 2015-05-16 | Any | SFm | 2011 | CZ02 | rDXGF | Each | 1 | 974 | None | 456 | 0.0674 | -0.28 | 248 | 0.0346 | 0.81 | 456 | 0.0674 | -0.28 | 248 | 0.0346 | 0.81 |  |  | 1 |  | RE-Appl-EffCW-med-ElecDHW-ElecCDryer-Tier3-FrontAnySFm2011CZ02rDXGF
RE-Appl-EffCW-med-ElecDHW-ElecCDryer-Tier3-Front | DEER2016 | D16v1 | 2015-05-16 | Any | SFm | 2011 | CZ02 | rDXHP | Each | 1 | 974 | None | 451 | 0.0709 | 0 | 251 | 0.0368 | 0 | 451 | 0.0709 | 0 | 251 | 0.0368 | 0 |  |  | 1 |  | RE-Appl-EffCW-med-ElecDHW-ElecCDryer-Tier3-FrontAnySFm2011CZ02rDXHP
RE-Appl-EffCW-med-ElecDHW-ElecCDryer-Tier3-Front | DEER2016 | D16v1 | 2015-05-16 | Any | SFm | 2011 | CZ02 | rNCEH | Each | 1 | 974 | None | 448 | 0.0615 | 0 | 254 | 0.0338 | 0 | 448 | 0.0615 | 0 | 254 | 0.0338 | 0 |  |  | 1 |  | RE-Appl-EffCW-med-ElecDHW-ElecCDryer-Tier3-FrontAnySFm2011CZ02rNCEH
RE-Appl-EffCW-med-ElecDHW-ElecCDryer-Tier3-Front | DEER2016 | D16v1 | 2015-05-16 | Any | SFm | 2011 | CZ02 | rNCGF | Each | 1 | 974 | None | 450 | 0.0615 | -0.378 | 246 | 0.0338 | 0.735 | 450 | 0.0615 | -0.378 | 246 | 0.0338 | 0.735 |  |  | 1 |  | RE-Appl-EffCW-med-ElecDHW-ElecCDryer-Tier3-FrontAnySFm2011CZ02rNCGF
RE-Appl-EffCW-med-ElecDHW-ElecCDryer-Tier3-Front | DEER2016 | D16v1 | 2015-05-16 | Any | SFm | 2011 | CZ03 | rDXGF | Each | 1 | 1150 | None | 452 | 0.0521 | 0.514 | 247 | 0.00353 | 0.378 | 452 | 0.0521 | 0.514 | 247 | 0.00353 | 0.378 |  |  | 1 |  | RE-Appl-EffCW-med-ElecDHW-ElecCDryer-Tier3-FrontAnySFm2011CZ03rDXGF
RE-Appl-EffCW-med-ElecDHW-ElecCDryer-Tier3-Front | DEER2016 | D16v1 | 2015-05-16 | Any | SFm | 2011 | CZ03 | rDXHP | Each | 1 | 1150 | None | 454 | 0.0569 | 0 | 248 | 0.0338 | 0 | 454 | 0.0569 | 0 | 248 | 0.0338 | 0 |  |  | 1 |  | RE-Appl-EffCW-med-ElecDHW-ElecCDryer-Tier3-FrontAnySFm2011CZ03rDXHP
RE-Appl-EffCW-med-ElecDHW-ElecCDryer-Tier3-Front | DEER2016 | D16v1 | 2015-05-16 | Any | SFm | 2011 | CZ03 | rNCEH | Each | 1 | 1150 | None | 456 | 0.0618 | 0 | 249 | 0.0338 | 0 | 456 | 0.0618 | 0 | 249 | 0.0338 | 0 |  |  | 1 |  | RE-Appl-EffCW-med-ElecDHW-ElecCDryer-Tier3-FrontAnySFm2011CZ03rNCEH
RE-Appl-EffCW-med-ElecDHW-ElecCDryer-Tier3-Front | DEER2016 | D16v1 | 2015-05-16 | Any | SFm | 2011 | CZ03 | rNCGF | Each | 1 | 1150 | None | 451 | 0.0618 | 0.467 | 245 | 0.0338 | 0.368 | 451 | 0.0618 | 0.467 | 245 | 0.0338 | 0.368 |  |  | 1 |  | RE-Appl-EffCW-med-ElecDHW-ElecCDryer-Tier3-FrontAnySFm2011CZ03rNCGF
RE-Appl-EffCW-med-ElecDHW-ElecCDryer-Tier3-Front | DEER2016 | D16v1 | 2015-05-16 | Any | SFm | 2011 | CZ04 | rDXGF | Each | 1 | 1150 | None | 448 | 0.0619 | 0.711 | 246 | 0.0351 | 0.532 | 448 | 0.0619 | 0.711 | 246 | 0.0351 | 0.532 |  |  | 1 |  | RE-Appl-EffCW-med-ElecDHW-ElecCDryer-Tier3-FrontAnySFm2011CZ04rDXGF
RE-Appl-EffCW-med-ElecDHW-ElecCDryer-Tier3-Front | DEER2016 | D16v1 | 2015-05-16 | Any | SFm | 2011 | CZ04 | rDXHP | Each | 1 | 1150 | None | 455 | 0.0632 | 0 | 249 | 0.0352 | 0 | 455 | 0.0632 | 0 | 249 | 0.0352 | 0 |  |  | 1 |  | RE-Appl-EffCW-med-ElecDHW-ElecCDryer-Tier3-FrontAnySFm2011CZ04rDXHP
RE-Appl-EffCW-med-ElecDHW-ElecCDryer-Tier3-Front | DEER2016 | D16v1 | 2015-05-16 | Any | SFm | 2011 | CZ04 | rNCEH | Each | 1 | 1150 | None | 456 | 0.0605 | 0 | 252 | 0.0336 | 0 | 456 | 0.0605 | 0 | 252 | 0.0336 | 0 |  |  | 1 |  | RE-Appl-EffCW-med-ElecDHW-ElecCDryer-Tier3-FrontAnySFm2011CZ04rNCEH
RE-Appl-EffCW-med-ElecDHW-ElecCDryer-Tier3-Front | DEER2016 | D16v1 | 2015-05-16 | Any | SFm | 2011 | CZ04 | rNCGF | Each | 1 | 1150 | None | 447 | 0.0605 | 0.663 | 245 | 0.0335 | 0.508 | 447 | 0.0605 | 0.663 | 245 | 0.0335 | 0.508 |  |  | 1 |  | RE-Appl-EffCW-med-ElecDHW-ElecCDryer-Tier3-FrontAnySFm2011CZ04rNCGF
RE-Appl-EffCW-med-ElecDHW-ElecCDryer-Tier3-Front | DEER2016 | D16v1 | 2015-05-16 | Any | SFm | 2011 | CZ05 | rDXGF | Each | 1 | 1150 | None | 455 | 0.0657 | 1.49 | 247 | 0.036 | 1.04 | 455 | 0.0657 | 1.49 | 247 | 0.036 | 1.04 |  |  | 1 |  | RE-Appl-EffCW-med-ElecDHW-ElecCDryer-Tier3-FrontAnySFm2011CZ05rDXGF
RE-Appl-EffCW-med-ElecDHW-ElecCDryer-Tier3-Front | DEER2016 | D16v1 | 2015-05-16 | Any | SFm | 2011 | CZ05 | rDXHP | Each | 1 | 1150 | None | 463 | 0.062 | 0 | 253 | 0.0345 | 0 | 463 | 0.062 | 0 | 253 | 0.0345 | 0 |  |  | 1 |  | RE-Appl-EffCW-med-ElecDHW-ElecCDryer-Tier3-FrontAnySFm2011CZ05rDXHP
RE-Appl-EffCW-med-ElecDHW-ElecCDryer-Tier3-Front | DEER2016 | D16v1 | 2015-05-16 | Any | SFm | 2011 | CZ05 | rNCEH | Each | 1 | 1150 | None | 471 | 0.0619 | 0 | 259 | 0.0338 | 0 | 471 | 0.0619 | 0 | 259 | 0.0338 | 0 |  |  | 1 |  | RE-Appl-EffCW-med-ElecDHW-ElecCDryer-Tier3-FrontAnySFm2011CZ05rNCEH
RE-Appl-EffCW-med-ElecDHW-ElecCDryer-Tier3-Front | DEER2016 | D16v1 | 2015-05-16 | Any | SFm | 2011 | CZ05 | rNCGF | Each | 1 | 1150 | None | 454 | 0.0619 | 1.4 | 246 | 0.0339 | 1.05 | 454 | 0.0619 | 1.4 | 246 | 0.0339 | 1.05 |  |  | 1 |  | RE-Appl-EffCW-med-ElecDHW-ElecCDryer-Tier3-FrontAnySFm2011CZ05rNCGF
RE-Appl-EffCW-med-ElecDHW-ElecCDryer-Tier3-Front | DEER2016 | D16v1 | 2015-05-16 | Any | SFm | 2011 | CZ06 | rDXGF | Each | 1 | 1200 | None | 448 | 0.0879 | 1.34 | 247 | 0.0402 | 1.1 | 448 | 0.0879 | 1.34 | 247 | 0.0402 | 1.1 |  |  | 1 |  | RE-Appl-EffCW-med-ElecDHW-ElecCDryer-Tier3-FrontAnySFm2011CZ06rDXGF
RE-Appl-EffCW-med-ElecDHW-ElecCDryer-Tier3-Front | DEER2016 | D16v1 | 2015-05-16 | Any | SFm | 2011 | CZ06 | rDXHP | Each | 1 | 1200 | None | 456 | 0.041 | 0 | 251 | 0.0125 | 0 | 456 | 0.041 | 0 | 251 | 0.0125 | 0 |  |  | 1 |  | RE-Appl-EffCW-med-ElecDHW-ElecCDryer-Tier3-FrontAnySFm2011CZ06rDXHP
RE-Appl-EffCW-med-ElecDHW-ElecCDryer-Tier3-Front | DEER2016 | D16v1 | 2015-05-16 | Any | SFm | 2011 | CZ06 | rNCEH | Each | 1 | 1200 | None | 454 | 0.0603 | 0 | 253 | 0.0335 | 0 | 454 | 0.0603 | 0 | 253 | 0.0335 | 0 |  |  | 1 |  | RE-Appl-EffCW-med-ElecDHW-ElecCDryer-Tier3-FrontAnySFm2011CZ06rNCEH
RE-Appl-EffCW-med-ElecDHW-ElecCDryer-Tier3-Front | DEER2016 | D16v1 | 2015-05-16 | Any | SFm | 2011 | CZ06 | rNCGF | Each | 1 | 1200 | None | 444 | 0.0603 | 1.15 | 244 | 0.0335 | 1.04 | 444 | 0.0603 | 1.15 | 244 | 0.0335 | 1.04 |  |  | 1 |  | RE-Appl-EffCW-med-ElecDHW-ElecCDryer-Tier3-FrontAnySFm2011CZ06rNCGF
RE-Appl-EffCW-med-ElecDHW-ElecCDryer-Tier3-Front | DEER2016 | D16v1 | 2015-05-16 | Any | SFm | 2011 | CZ07 | rDXGF | Each | 1 | 1200 | None | 449 | 0.0297 | 1.19 | 248 | 0.0371 | 1.01 | 449 | 0.0297 | 1.19 | 248 | 0.0371 | 1.01 |  |  | 1 |  | RE-Appl-EffCW-med-ElecDHW-ElecCDryer-Tier3-FrontAnySFm2011CZ07rDXGF
RE-Appl-EffCW-med-ElecDHW-ElecCDryer-Tier3-Front | DEER2016 | D16v1 | 2015-05-16 | Any | SFm | 2011 | CZ07 | rDXHP | Each | 1 | 1200 | None | 457 | 0.0785 | 0 | 254 | 0.000337 | 0 | 457 | 0.0785 | 0 | 254 | 0.000337 | 0 |  |  | 1 |  | RE-Appl-EffCW-med-ElecDHW-ElecCDryer-Tier3-FrontAnySFm2011CZ07rDXHP
RE-Appl-EffCW-med-ElecDHW-ElecCDryer-Tier3-Front | DEER2016 | D16v1 | 2015-05-16 | Any | SFm | 2011 | CZ07 | rNCEH | Each | 1 | 1200 | None | 451 | 0.0603 | 0 | 251 | 0.0335 | 0 | 451 | 0.0603 | 0 | 251 | 0.0335 | 0 |  |  | 1 |  | RE-Appl-EffCW-med-ElecDHW-ElecCDryer-Tier3-FrontAnySFm2011CZ07rNCEH
RE-Appl-EffCW-med-ElecDHW-ElecCDryer-Tier3-Front | DEER2016 | D16v1 | 2015-05-16 | Any | SFm | 2011 | CZ07 | rNCGF | Each | 1 | 1200 | None | 442 | 0.0602 | 0.851 | 244 | 0.0334 | 0.758 | 442 | 0.0602 | 0.851 | 244 | 0.0334 | 0.758 |  |  | 1 |  | RE-Appl-EffCW-med-ElecDHW-ElecCDryer-Tier3-FrontAnySFm2011CZ07rNCGF
RE-Appl-EffCW-med-ElecDHW-ElecCDryer-Tier3-Front | DEER2016 | D16v1 | 2015-05-16 | Any | SFm | 2011 | CZ08 | rDXGF | Each | 1 | 1200 | None | 449 | 0.0608 | 1.13 | 248 | 0.0342 | 0.966 | 449 | 0.0608 | 1.13 | 248 | 0.0342 | 0.966 |  |  | 1 |  | RE-Appl-EffCW-med-ElecDHW-ElecCDryer-Tier3-FrontAnySFm2011CZ08rDXGF
RE-Appl-EffCW-med-ElecDHW-ElecCDryer-Tier3-Front | DEER2016 | D16v1 | 2015-05-16 | Any | SFm | 2011 | CZ08 | rDXHP | Each | 1 | 1200 | None | 462 | 0.0595 | 0 | 257 | 0.0327 | 0 | 462 | 0.0595 | 0 | 257 | 0.0327 | 0 |  |  | 1 |  | RE-Appl-EffCW-med-ElecDHW-ElecCDryer-Tier3-FrontAnySFm2011CZ08rDXHP
RE-Appl-EffCW-med-ElecDHW-ElecCDryer-Tier3-Front | DEER2016 | D16v1 | 2015-05-16 | Any | SFm | 2011 | CZ08 | rNCEH | Each | 1 | 1200 | None | 449 | 0.0598 | 0 | 251 | 0.0334 | 0 | 449 | 0.0598 | 0 | 251 | 0.0334 | 0 |  |  | 1 |  | RE-Appl-EffCW-med-ElecDHW-ElecCDryer-Tier3-FrontAnySFm2011CZ08rNCEH
RE-Appl-EffCW-med-ElecDHW-ElecCDryer-Tier3-Front | DEER2016 | D16v1 | 2015-05-16 | Any | SFm | 2011 | CZ08 | rNCGF | Each | 1 | 1200 | None | 440 | 0.0598 | 0.858 | 243 | 0.0336 | 0.737 | 440 | 0.0598 | 0.858 | 243 | 0.0336 | 0.737 |  |  | 1 |  | RE-Appl-EffCW-med-ElecDHW-ElecCDryer-Tier3-FrontAnySFm2011CZ08rNCGF
RE-Appl-EffCW-med-ElecDHW-ElecCDryer-Tier3-Front | DEER2016 | D16v1 | 2015-05-16 | Any | SFm | 2011 | CZ09 | rDXGF | Each | 1 | 1210 | None | 446 | 0.0618 | 1.17 | 244 | 0.035 | 0.846 | 446 | 0.0618 | 1.17 | 244 | 0.035 | 0.846 |  |  | 1 |  | RE-Appl-EffCW-med-ElecDHW-ElecCDryer-Tier3-FrontAnySFm2011CZ09rDXGF
RE-Appl-EffCW-med-ElecDHW-ElecCDryer-Tier3-Front | DEER2016 | D16v1 | 2015-05-16 | Any | SFm | 2011 | CZ09 | rDXHP | Each | 1 | 1210 | None | 448 | 0.0587 | 0 | 250 | 0.0332 | 0 | 448 | 0.0587 | 0 | 250 | 0.0332 | 0 |  |  | 1 |  | RE-Appl-EffCW-med-ElecDHW-ElecCDryer-Tier3-FrontAnySFm2011CZ09rDXHP
RE-Appl-EffCW-med-ElecDHW-ElecCDryer-Tier3-Front | DEER2016 | D16v1 | 2015-05-16 | Any | SFm | 2011 | CZ09 | rNCEH | Each | 1 | 1210 | None | 451 | 0.0595 | 0 | 251 | 0.0334 | 0 | 451 | 0.0595 | 0 | 251 | 0.0334 | 0 |  |  | 1 |  | RE-Appl-EffCW-med-ElecDHW-ElecCDryer-Tier3-FrontAnySFm2011CZ09rNCEH
RE-Appl-EffCW-med-ElecDHW-ElecCDryer-Tier3-Front | DEER2016 | D16v1 | 2015-05-16 | Any | SFm | 2011 | CZ09 | rNCGF | Each | 1 | 1210 | None | 440 | 0.0595 | 0.962 | 244 | 0.0334 | 0.69 | 440 | 0.0595 | 0.962 | 244 | 0.0334 | 0.69 |  |  | 1 |  | RE-Appl-EffCW-med-ElecDHW-ElecCDryer-Tier3-FrontAnySFm2011CZ09rNCGF
RE-Appl-EffCW-med-ElecDHW-ElecCDryer-Tier3-Front | DEER2016 | D16v1 | 2015-05-16 | Any | SFm | 2011 | CZ10 | rDXGF | Each | 1 | 974 | None | 450 | 0.0622 | 0.594 | 249 | 0.0359 | 1.13 | 450 | 0.0622 | 0.594 | 249 | 0.0359 | 1.13 |  |  | 1 |  | RE-Appl-EffCW-med-ElecDHW-ElecCDryer-Tier3-FrontAnySFm2011CZ10rDXGF
RE-Appl-EffCW-med-ElecDHW-ElecCDryer-Tier3-Front | DEER2016 | D16v1 | 2015-05-16 | Any | SFm | 2011 | CZ10 | rDXHP | Each | 1 | 974 | None | 452 | 0.0609 | 0 | 253 | 0.0333 | 0 | 452 | 0.0609 | 0 | 253 | 0.0333 | 0 |  |  | 1 |  | RE-Appl-EffCW-med-ElecDHW-ElecCDryer-Tier3-FrontAnySFm2011CZ10rDXHP
RE-Appl-EffCW-med-ElecDHW-ElecCDryer-Tier3-Front | DEER2016 | D16v1 | 2015-05-16 | Any | SFm | 2011 | CZ10 | rNCEH | Each | 1 | 974 | None | 443 | 0.0592 | 0 | 254 | 0.0333 | 0 | 443 | 0.0592 | 0 | 254 | 0.0333 | 0 |  |  | 1 |  | RE-Appl-EffCW-med-ElecDHW-ElecCDryer-Tier3-FrontAnySFm2011CZ10rNCEH
RE-Appl-EffCW-med-ElecDHW-ElecCDryer-Tier3-Front | DEER2016 | D16v1 | 2015-05-16 | Any | SFm | 2011 | CZ10 | rNCGF | Each | 1 | 974 | None | 439 | 0.0593 | 0.276 | 244 | 0.0333 | 0.939 | 439 | 0.0593 | 0.276 | 244 | 0.0333 | 0.939 |  |  | 1 |  | RE-Appl-EffCW-med-ElecDHW-ElecCDryer-Tier3-FrontAnySFm2011CZ10rNCGF
RE-Appl-EffCW-med-ElecDHW-ElecCDryer-Tier3-Front | DEER2016 | D16v1 | 2015-05-16 | Any | SFm | 2011 | CZ11 | rDXGF | Each | 1 | 974 | None | 446 | 0.0657 | -0.233 | 243 | 0.0372 | 0.549 | 446 | 0.0657 | -0.233 | 243 | 0.0372 | 0.549 |  |  | 1 |  | RE-Appl-EffCW-med-ElecDHW-ElecCDryer-Tier3-FrontAnySFm2011CZ11rDXGF
RE-Appl-EffCW-med-ElecDHW-ElecCDryer-Tier3-Front | DEER2016 | D16v1 | 2015-05-16 | Any | SFm | 2011 | CZ11 | rDXHP | Each | 1 | 974 | None | 443 | 0.0612 | 0 | 246 | 0.034 | 0 | 443 | 0.0612 | 0 | 246 | 0.034 | 0 |  |  | 1 |  | RE-Appl-EffCW-med-ElecDHW-ElecCDryer-Tier3-FrontAnySFm2011CZ11rDXHP
RE-Appl-EffCW-med-ElecDHW-ElecCDryer-Tier3-Front | DEER2016 | D16v1 | 2015-05-16 | Any | SFm | 2011 | CZ11 | rNCEH | Each | 1 | 974 | None | 438 | 0.0592 | 0 | 249 | 0.0333 | 0 | 438 | 0.0592 | 0 | 249 | 0.0333 | 0 |  |  | 1 |  | RE-Appl-EffCW-med-ElecDHW-ElecCDryer-Tier3-FrontAnySFm2011CZ11rNCEH
RE-Appl-EffCW-med-ElecDHW-ElecCDryer-Tier3-Front | DEER2016 | D16v1 | 2015-05-16 | Any | SFm | 2011 | CZ11 | rNCGF | Each | 1 | 974 | None | 440 | 0.0592 | -0.271 | 244 | 0.0333 | 0.528 | 440 | 0.0592 | -0.271 | 244 | 0.0333 | 0.528 |  |  | 1 |  | RE-Appl-EffCW-med-ElecDHW-ElecCDryer-Tier3-FrontAnySFm2011CZ11rNCGF
RE-Appl-EffCW-med-ElecDHW-ElecCDryer-Tier3-Front | DEER2016 | D16v1 | 2015-05-16 | Any | SFm | 2011 | CZ12 | rDXGF | Each | 1 | 974 | None | 452 | 0.0648 | -0.082 | 247 | 0.0372 | 0.671 | 452 | 0.0648 | -0.082 | 247 | 0.0372 | 0.671 |  |  | 1 |  | RE-Appl-EffCW-med-ElecDHW-ElecCDryer-Tier3-FrontAnySFm2011CZ12rDXGF
RE-Appl-EffCW-med-ElecDHW-ElecCDryer-Tier3-Front | DEER2016 | D16v1 | 2015-05-16 | Any | SFm | 2011 | CZ12 | rDXHP | Each | 1 | 974 | None | 448 | 0.0673 | 0 | 249 | 0.0369 | 0 | 448 | 0.0673 | 0 | 249 | 0.0369 | 0 |  |  | 1 |  | RE-Appl-EffCW-med-ElecDHW-ElecCDryer-Tier3-FrontAnySFm2011CZ12rDXHP
RE-Appl-EffCW-med-ElecDHW-ElecCDryer-Tier3-Front | DEER2016 | D16v1 | 2015-05-16 | Any | SFm | 2011 | CZ12 | rNCEH | Each | 1 | 974 | None | 444 | 0.0602 | 0 | 252 | 0.0335 | 0 | 444 | 0.0602 | 0 | 252 | 0.0335 | 0 |  |  | 1 |  | RE-Appl-EffCW-med-ElecDHW-ElecCDryer-Tier3-FrontAnySFm2011CZ12rNCEH
RE-Appl-EffCW-med-ElecDHW-ElecCDryer-Tier3-Front | DEER2016 | D16v1 | 2015-05-16 | Any | SFm | 2011 | CZ12 | rNCGF | Each | 1 | 974 | None | 444 | 0.0603 | -0.15 | 245 | 0.0335 | 0.632 | 444 | 0.0603 | -0.15 | 245 | 0.0335 | 0.632 |  |  | 1 |  | RE-Appl-EffCW-med-ElecDHW-ElecCDryer-Tier3-FrontAnySFm2011CZ12rNCGF
RE-Appl-EffCW-med-ElecDHW-ElecCDryer-Tier3-Front | DEER2016 | D16v1 | 2015-05-16 | Any | SFm | 2011 | CZ13 | rDXGF | Each | 1 | 974 | None | 446 | 0.0642 | -0.454 | 245 | 0.0354 | 0.43 | 446 | 0.0642 | -0.454 | 245 | 0.0354 | 0.43 |  |  | 1 |  | RE-Appl-EffCW-med-ElecDHW-ElecCDryer-Tier3-FrontAnySFm2011CZ13rDXGF
RE-Appl-EffCW-med-ElecDHW-ElecCDryer-Tier3-Front | DEER2016 | D16v1 | 2015-05-16 | Any | SFm | 2011 | CZ13 | rDXHP | Each | 1 | 974 | None | 440 | 0.0622 | 0 | 244 | 0.0334 | 0 | 440 | 0.0622 | 0 | 244 | 0.0334 | 0 |  |  | 1 |  | RE-Appl-EffCW-med-ElecDHW-ElecCDryer-Tier3-FrontAnySFm2011CZ13rDXHP
RE-Appl-EffCW-med-ElecDHW-ElecCDryer-Tier3-Front | DEER2016 | D16v1 | 2015-05-16 | Any | SFm | 2011 | CZ13 | rNCEH | Each | 1 | 974 | None | 434 | 0.059 | 0 | 248 | 0.0333 | 0 | 434 | 0.059 | 0 | 248 | 0.0333 | 0 |  |  | 1 |  | RE-Appl-EffCW-med-ElecDHW-ElecCDryer-Tier3-FrontAnySFm2011CZ13rNCEH
RE-Appl-EffCW-med-ElecDHW-ElecCDryer-Tier3-Front | DEER2016 | D16v1 | 2015-05-16 | Any | SFm | 2011 | CZ13 | rNCGF | Each | 1 | 974 | None | 439 | 0.059 | -0.507 | 243 | 0.0333 | 0.401 | 439 | 0.059 | -0.507 | 243 | 0.0333 | 0.401 |  |  | 1 |  | RE-Appl-EffCW-med-ElecDHW-ElecCDryer-Tier3-FrontAnySFm2011CZ13rNCGF
RE-Appl-EffCW-med-ElecDHW-ElecCDryer-Tier3-Front | DEER2016 | D16v1 | 2015-05-16 | Any | SFm | 2011 | CZ14 | rDXGF | Each | 1 | 1080 | None | 453 | 0.0629 | 0.016 | 249 | 0.0357 | 0.595 | 453 | 0.0629 | 0.016 | 249 | 0.0357 | 0.595 |  |  | 1 |  | RE-Appl-EffCW-med-ElecDHW-ElecCDryer-Tier3-FrontAnySFm2011CZ14rDXGF
RE-Appl-EffCW-med-ElecDHW-ElecCDryer-Tier3-Front | DEER2016 | D16v1 | 2015-05-16 | Any | SFm | 2011 | CZ14 | rDXHP | Each | 1 | 1080 | None | 445 | 0.0601 | 0 | 245 | 0.0335 | 0 | 445 | 0.0601 | 0 | 245 | 0.0335 | 0 |  |  | 1 |  | RE-Appl-EffCW-med-ElecDHW-ElecCDryer-Tier3-FrontAnySFm2011CZ14rDXHP
RE-Appl-EffCW-med-ElecDHW-ElecCDryer-Tier3-Front | DEER2016 | D16v1 | 2015-05-16 | Any | SFm | 2011 | CZ14 | rNCEH | Each | 1 | 1080 | None | 440 | 0.0585 | 0 | 249 | 0.0332 | 0 | 440 | 0.0585 | 0 | 249 | 0.0332 | 0 |  |  | 1 |  | RE-Appl-EffCW-med-ElecDHW-ElecCDryer-Tier3-FrontAnySFm2011CZ14rNCEH
RE-Appl-EffCW-med-ElecDHW-ElecCDryer-Tier3-Front | DEER2016 | D16v1 | 2015-05-16 | Any | SFm | 2011 | CZ14 | rNCGF | Each | 1 | 1080 | None | 441 | 0.0585 | -0.011 | 244 | 0.0332 | 0.582 | 441 | 0.0585 | -0.011 | 244 | 0.0332 | 0.582 |  |  | 1 |  | RE-Appl-EffCW-med-ElecDHW-ElecCDryer-Tier3-FrontAnySFm2011CZ14rNCGF
RE-Appl-EffCW-med-ElecDHW-ElecCDryer-Tier3-Front | DEER2016 | D16v1 | 2015-05-16 | Any | SFm | 2011 | CZ15 | rDXGF | Each | 1 | 1080 | None | 428 | 0.0614 | 0.412 | 241 | 0.0352 | 0.616 | 428 | 0.0614 | 0.412 | 241 | 0.0352 | 0.616 |  |  | 1 |  | RE-Appl-EffCW-med-ElecDHW-ElecCDryer-Tier3-FrontAnySFm2011CZ15rDXGF
RE-Appl-EffCW-med-ElecDHW-ElecCDryer-Tier3-Front | DEER2016 | D16v1 | 2015-05-16 | Any | SFm | 2011 | CZ15 | rDXHP | Each | 1 | 1080 | None | 432 | 0.0608 | 0 | 246 | 0.0353 | 0 | 432 | 0.0608 | 0 | 246 | 0.0353 | 0 |  |  | 1 |  | RE-Appl-EffCW-med-ElecDHW-ElecCDryer-Tier3-FrontAnySFm2011CZ15rDXHP
RE-Appl-EffCW-med-ElecDHW-ElecCDryer-Tier3-Front | DEER2016 | D16v1 | 2015-05-16 | Any | SFm | 2011 | CZ15 | rNCEH | Each | 1 | 1080 | None | 422 | 0.0556 | 0 | 245 | 0.0326 | 0 | 422 | 0.0556 | 0 | 245 | 0.0326 | 0 |  |  | 1 |  | RE-Appl-EffCW-med-ElecDHW-ElecCDryer-Tier3-FrontAnySFm2011CZ15rNCEH
RE-Appl-EffCW-med-ElecDHW-ElecCDryer-Tier3-Front | DEER2016 | D16v1 | 2015-05-16 | Any | SFm | 2011 | CZ15 | rNCGF | Each | 1 | 1080 | None | 419 | 0.0556 | 0.296 | 240 | 0.0326 | 0.501 | 419 | 0.0556 | 0.296 | 240 | 0.0326 | 0.501 |  |  | 1 |  | RE-Appl-EffCW-med-ElecDHW-ElecCDryer-Tier3-FrontAnySFm2011CZ15rNCGF
RE-Appl-EffCW-med-ElecDHW-ElecCDryer-Tier3-Front | DEER2016 | D16v1 | 2015-05-16 | Any | SFm | 2011 | CZ16 | rDXGF | Each | 1 | 1150 | None | 462 | 0.0672 | 0.675 | 248 | 0.0374 | 0.511 | 462 | 0.0672 | 0.675 | 248 | 0.0374 | 0.511 |  |  | 1 |  | RE-Appl-EffCW-med-ElecDHW-ElecCDryer-Tier3-FrontAnySFm2011CZ16rDXGF
RE-Appl-EffCW-med-ElecDHW-ElecCDryer-Tier3-Front | DEER2016 | D16v1 | 2015-05-16 | Any | SFm | 2011 | CZ16 | rDXHP | Each | 1 | 1150 | None | 464 | 0.0566 | 0 | 255 | 0.0356 | 0 | 464 | 0.0566 | 0 | 255 | 0.0356 | 0 |  |  | 1 |  | RE-Appl-EffCW-med-ElecDHW-ElecCDryer-Tier3-FrontAnySFm2011CZ16rDXHP
RE-Appl-EffCW-med-ElecDHW-ElecCDryer-Tier3-Front | DEER2016 | D16v1 | 2015-05-16 | Any | SFm | 2011 | CZ16 | rNCEH | Each | 1 | 1150 | None | 467 | 0.0621 | 0 | 252 | 0.0339 | 0 | 467 | 0.0621 | 0 | 252 | 0.0339 | 0 |  |  | 1 |  | RE-Appl-EffCW-med-ElecDHW-ElecCDryer-Tier3-FrontAnySFm2011CZ16rNCEH
RE-Appl-EffCW-med-ElecDHW-ElecCDryer-Tier3-Front | DEER2016 | D16v1 | 2015-05-16 | Any | SFm | 2011 | CZ16 | rNCGF | Each | 1 | 1150 | None | 460 | 0.062 | 0.641 | 247 | 0.0339 | 0.505 | 460 | 0.062 | 0.641 | 247 | 0.0339 | 0.505 |  |  | 1 |  | RE-Appl-EffCW-med-ElecDHW-ElecCDryer-Tier3-FrontAnySFm2011CZ16rNCGF
RE-Appl-EffCW-med-ElecDHW-ElecCDryer-Tier3-Front | DEER2016 | D16v1 | 2015-05-16 | Any | SFm | 2014 | CZ01 | rDXGF | Each | 1 | 1150 | None | 462 | 0.0594 | 0.942 | 248 | 0.0322 | 0.68 | 462 | 0.0594 | 0.942 | 248 | 0.0322 | 0.68 |  |  | 1 |  | RE-Appl-EffCW-med-ElecDHW-ElecCDryer-Tier3-FrontAnySFm2014CZ01rDXGF
RE-Appl-EffCW-med-ElecDHW-ElecCDryer-Tier3-Front | DEER2016 | D16v1 | 2015-05-16 | Any | SFm | 2014 | CZ01 | rDXHP | Each | 1 | 1150 | None | 468 | 0.0648 | 0 | 253 | 0.0406 | 0 | 468 | 0.0648 | 0 | 253 | 0.0406 | 0 |  |  | 1 |  | RE-Appl-EffCW-med-ElecDHW-ElecCDryer-Tier3-FrontAnySFm2014CZ01rDXHP
RE-Appl-EffCW-med-ElecDHW-ElecCDryer-Tier3-Front | DEER2016 | D16v1 | 2015-05-16 | Any | SFm | 2014 | CZ01 | rNCEH | Each | 1 | 1150 | None | 471 | 0.063 | 0 | 254 | 0.034 | 0 | 471 | 0.063 | 0 | 254 | 0.034 | 0 |  |  | 1 |  | RE-Appl-EffCW-med-ElecDHW-ElecCDryer-Tier3-FrontAnySFm2014CZ01rNCEH
RE-Appl-EffCW-med-ElecDHW-ElecCDryer-Tier3-Front | DEER2016 | D16v1 | 2015-05-16 | Any | SFm | 2014 | CZ01 | rNCGF | Each | 1 | 1150 | None | 461 | 0.063 | 0.883 | 247 | 0.034 | 0.648 | 461 | 0.063 | 0.883 | 247 | 0.034 | 0.648 |  |  | 1 |  | RE-Appl-EffCW-med-ElecDHW-ElecCDryer-Tier3-FrontAnySFm2014CZ01rNCGF
RE-Appl-EffCW-med-ElecDHW-ElecCDryer-Tier3-Front | DEER2016 | D16v1 | 2015-05-16 | Any | SFm | 2014 | CZ02 | rDXGF | Each | 1 | 974 | None | 454 | 0.0719 | -0.39 | 247 | 0.0392 | 0.748 | 454 | 0.0719 | -0.39 | 247 | 0.0392 | 0.748 |  |  | 1 |  | RE-Appl-EffCW-med-ElecDHW-ElecCDryer-Tier3-FrontAnySFm2014CZ02rDXGF
RE-Appl-EffCW-med-ElecDHW-ElecCDryer-Tier3-Front | DEER2016 | D16v1 | 2015-05-16 | Any | SFm | 2014 | CZ02 | rDXHP | Each | 1 | 974 | None | 449 | 0.0712 | 0 | 250 | 0.0357 | 0 | 449 | 0.0712 | 0 | 250 | 0.0357 | 0 |  |  | 1 |  | RE-Appl-EffCW-med-ElecDHW-ElecCDryer-Tier3-FrontAnySFm2014CZ02rDXHP
RE-Appl-EffCW-med-ElecDHW-ElecCDryer-Tier3-Front | DEER2016 | D16v1 | 2015-05-16 | Any | SFm | 2014 | CZ02 | rNCEH | Each | 1 | 974 | None | 447 | 0.0615 | 0 | 253 | 0.0338 | 0 | 447 | 0.0615 | 0 | 253 | 0.0338 | 0 |  |  | 1 |  | RE-Appl-EffCW-med-ElecDHW-ElecCDryer-Tier3-FrontAnySFm2014CZ02rNCEH
RE-Appl-EffCW-med-ElecDHW-ElecCDryer-Tier3-Front | DEER2016 | D16v1 | 2015-05-16 | Any | SFm | 2014 | CZ02 | rNCGF | Each | 1 | 974 | None | 450 | 0.0615 | -0.404 | 246 | 0.0338 | 0.726 | 450 | 0.0615 | -0.404 | 246 | 0.0338 | 0.726 |  |  | 1 |  | RE-Appl-EffCW-med-ElecDHW-ElecCDryer-Tier3-FrontAnySFm2014CZ02rNCGF
RE-Appl-EffCW-med-ElecDHW-ElecCDryer-Tier3-Front | DEER2016 | D16v1 | 2015-05-16 | Any | SFm | 2014 | CZ03 | rDXGF | Each | 1 | 1150 | None | 453 | 0.0714 | 0.423 | 248 | 0.0447 | 0.346 | 453 | 0.0714 | 0.423 | 248 | 0.0447 | 0.346 |  |  | 1 |  | RE-Appl-EffCW-med-ElecDHW-ElecCDryer-Tier3-FrontAnySFm2014CZ03rDXGF
RE-Appl-EffCW-med-ElecDHW-ElecCDryer-Tier3-Front | DEER2016 | D16v1 | 2015-05-16 | Any | SFm | 2014 | CZ03 | rDXHP | Each | 1 | 1150 | None | 456 | 0.0498 | 0 | 251 | 0.0371 | 0 | 456 | 0.0498 | 0 | 251 | 0.0371 | 0 |  |  | 1 |  | RE-Appl-EffCW-med-ElecDHW-ElecCDryer-Tier3-FrontAnySFm2014CZ03rDXHP
RE-Appl-EffCW-med-ElecDHW-ElecCDryer-Tier3-Front | DEER2016 | D16v1 | 2015-05-16 | Any | SFm | 2014 | CZ03 | rNCEH | Each | 1 | 1150 | None | 454 | 0.0618 | 0 | 248 | 0.0338 | 0 | 454 | 0.0618 | 0 | 248 | 0.0338 | 0 |  |  | 1 |  | RE-Appl-EffCW-med-ElecDHW-ElecCDryer-Tier3-FrontAnySFm2014CZ03rNCEH
RE-Appl-EffCW-med-ElecDHW-ElecCDryer-Tier3-Front | DEER2016 | D16v1 | 2015-05-16 | Any | SFm | 2014 | CZ03 | rNCGF | Each | 1 | 1150 | None | 451 | 0.0618 | 0.345 | 245 | 0.0337 | 0.269 | 451 | 0.0618 | 0.345 | 245 | 0.0337 | 0.269 |  |  | 1 |  | RE-Appl-EffCW-med-ElecDHW-ElecCDryer-Tier3-FrontAnySFm2014CZ03rNCGF
RE-Appl-EffCW-med-ElecDHW-ElecCDryer-Tier3-Front | DEER2016 | D16v1 | 2015-05-16 | Any | SFm | 2014 | CZ04 | rDXGF | Each | 1 | 1150 | None | 447 | 0.0644 | 0.604 | 246 | 0.0369 | 0.454 | 447 | 0.0644 | 0.604 | 246 | 0.0369 | 0.454 |  |  | 1 |  | RE-Appl-EffCW-med-ElecDHW-ElecCDryer-Tier3-FrontAnySFm2014CZ04rDXGF
RE-Appl-EffCW-med-ElecDHW-ElecCDryer-Tier3-Front | DEER2016 | D16v1 | 2015-05-16 | Any | SFm | 2014 | CZ04 | rDXHP | Each | 1 | 1150 | None | 453 | 0.0602 | 0 | 247 | 0.0368 | 0 | 453 | 0.0602 | 0 | 247 | 0.0368 | 0 |  |  | 1 |  | RE-Appl-EffCW-med-ElecDHW-ElecCDryer-Tier3-FrontAnySFm2014CZ04rDXHP
RE-Appl-EffCW-med-ElecDHW-ElecCDryer-Tier3-Front | DEER2016 | D16v1 | 2015-05-16 | Any | SFm | 2014 | CZ04 | rNCEH | Each | 1 | 1150 | None | 455 | 0.0605 | 0 | 251 | 0.0336 | 0 | 455 | 0.0605 | 0 | 251 | 0.0336 | 0 |  |  | 1 |  | RE-Appl-EffCW-med-ElecDHW-ElecCDryer-Tier3-FrontAnySFm2014CZ04rNCEH
RE-Appl-EffCW-med-ElecDHW-ElecCDryer-Tier3-Front | DEER2016 | D16v1 | 2015-05-16 | Any | SFm | 2014 | CZ04 | rNCGF | Each | 1 | 1150 | None | 447 | 0.0605 | 0.592 | 245 | 0.0336 | 0.431 | 447 | 0.0605 | 0.592 | 245 | 0.0336 | 0.431 |  |  | 1 |  | RE-Appl-EffCW-med-ElecDHW-ElecCDryer-Tier3-FrontAnySFm2014CZ04rNCGF
RE-Appl-EffCW-med-ElecDHW-ElecCDryer-Tier3-Front | DEER2016 | D16v1 | 2015-05-16 | Any | SFm | 2014 | CZ05 | rDXGF | Each | 1 | 1150 | None | 455 | 0.0589 | 1.71 | 248 | 0.045 | 1.24 | 455 | 0.0589 | 1.71 | 248 | 0.045 | 1.24 |  |  | 1 |  | RE-Appl-EffCW-med-ElecDHW-ElecCDryer-Tier3-FrontAnySFm2014CZ05rDXGF
RE-Appl-EffCW-med-ElecDHW-ElecCDryer-Tier3-Front | DEER2016 | D16v1 | 2015-05-16 | Any | SFm | 2014 | CZ05 | rDXHP | Each | 1 | 1150 | None | 467 | 0.0732 | 0 | 257 | 0.0416 | 0 | 467 | 0.0732 | 0 | 257 | 0.0416 | 0 |  |  | 1 |  | RE-Appl-EffCW-med-ElecDHW-ElecCDryer-Tier3-FrontAnySFm2014CZ05rDXHP
RE-Appl-EffCW-med-ElecDHW-ElecCDryer-Tier3-Front | DEER2016 | D16v1 | 2015-05-16 | Any | SFm | 2014 | CZ05 | rNCEH | Each | 1 | 1150 | None | 464 | 0.0619 | 0 | 254 | 0.0338 | 0 | 464 | 0.0619 | 0 | 254 | 0.0338 | 0 |  |  | 1 |  | RE-Appl-EffCW-med-ElecDHW-ElecCDryer-Tier3-FrontAnySFm2014CZ05rNCEH
RE-Appl-EffCW-med-ElecDHW-ElecCDryer-Tier3-Front | DEER2016 | D16v1 | 2015-05-16 | Any | SFm | 2014 | CZ05 | rNCGF | Each | 1 | 1150 | None | 453 | 0.0618 | 1.34 | 246 | 0.0338 | 0.99 | 453 | 0.0618 | 1.34 | 246 | 0.0338 | 0.99 |  |  | 1 |  | RE-Appl-EffCW-med-ElecDHW-ElecCDryer-Tier3-FrontAnySFm2014CZ05rNCGF
RE-Appl-EffCW-med-ElecDHW-ElecCDryer-Tier3-Front | DEER2016 | D16v1 | 2015-05-16 | Any | SFm | 2014 | CZ06 | rDXGF | Each | 1 | 1200 | None | 444 | 0.045 | 1.12 | 243 | 0.0371 | 0.964 | 444 | 0.045 | 1.12 | 243 | 0.0371 | 0.964 |  |  | 1 |  | RE-Appl-EffCW-med-ElecDHW-ElecCDryer-Tier3-FrontAnySFm2014CZ06rDXGF
RE-Appl-EffCW-med-ElecDHW-ElecCDryer-Tier3-Front | DEER2016 | D16v1 | 2015-05-16 | Any | SFm | 2014 | CZ06 | rDXHP | Each | 1 | 1200 | None | 454 | 0.0466 | 0 | 252 | 0.0165 | 0 | 454 | 0.0466 | 0 | 252 | 0.0165 | 0 |  |  | 1 |  | RE-Appl-EffCW-med-ElecDHW-ElecCDryer-Tier3-FrontAnySFm2014CZ06rDXHP
RE-Appl-EffCW-med-ElecDHW-ElecCDryer-Tier3-Front | DEER2016 | D16v1 | 2015-05-16 | Any | SFm | 2014 | CZ06 | rNCEH | Each | 1 | 1200 | None | 453 | 0.0603 | 0 | 252 | 0.0335 | 0 | 453 | 0.0603 | 0 | 252 | 0.0335 | 0 |  |  | 1 |  | RE-Appl-EffCW-med-ElecDHW-ElecCDryer-Tier3-FrontAnySFm2014CZ06rNCEH
RE-Appl-EffCW-med-ElecDHW-ElecCDryer-Tier3-Front | DEER2016 | D16v1 | 2015-05-16 | Any | SFm | 2014 | CZ06 | rNCGF | Each | 1 | 1200 | None | 443 | 0.0602 | 1.03 | 244 | 0.0334 | 0.883 | 443 | 0.0602 | 1.03 | 244 | 0.0334 | 0.883 |  |  | 1 |  | RE-Appl-EffCW-med-ElecDHW-ElecCDryer-Tier3-FrontAnySFm2014CZ06rNCGF
RE-Appl-EffCW-med-ElecDHW-ElecCDryer-Tier3-Front | DEER2016 | D16v1 | 2015-05-16 | Any | SFm | 2014 | CZ07 | rDXGF | Each | 1 | 1200 | None | 450 | 0.0229 | 0.833 | 250 | 0.0717 | 0.68 | 450 | 0.0229 | 0.833 | 250 | 0.0717 | 0.68 |  |  | 1 |  | RE-Appl-EffCW-med-ElecDHW-ElecCDryer-Tier3-FrontAnySFm2014CZ07rDXGF
RE-Appl-EffCW-med-ElecDHW-ElecCDryer-Tier3-Front | DEER2016 | D16v1 | 2015-05-16 | Any | SFm | 2014 | CZ07 | rDXHP | Each | 1 | 1200 | None | 454 | 0.132 | 0 | 253 | 0.082 | 0 | 454 | 0.132 | 0 | 253 | 0.082 | 0 |  |  | 1 |  | RE-Appl-EffCW-med-ElecDHW-ElecCDryer-Tier3-FrontAnySFm2014CZ07rDXHP
RE-Appl-EffCW-med-ElecDHW-ElecCDryer-Tier3-Front | DEER2016 | D16v1 | 2015-05-16 | Any | SFm | 2014 | CZ07 | rNCEH | Each | 1 | 1200 | None | 449 | 0.0603 | 0 | 250 | 0.0335 | 0 | 449 | 0.0603 | 0 | 250 | 0.0335 | 0 |  |  | 1 |  | RE-Appl-EffCW-med-ElecDHW-ElecCDryer-Tier3-FrontAnySFm2014CZ07rNCEH
RE-Appl-EffCW-med-ElecDHW-ElecCDryer-Tier3-Front | DEER2016 | D16v1 | 2015-05-16 | Any | SFm | 2014 | CZ07 | rNCGF | Each | 1 | 1200 | None | 442 | 0.0603 | 0.726 | 244 | 0.0334 | 0.661 | 442 | 0.0603 | 0.726 | 244 | 0.0334 | 0.661 |  |  | 1 |  | RE-Appl-EffCW-med-ElecDHW-ElecCDryer-Tier3-FrontAnySFm2014CZ07rNCGF
RE-Appl-EffCW-med-ElecDHW-ElecCDryer-Tier3-Front | DEER2016 | D16v1 | 2015-05-16 | Any | SFm | 2014 | CZ08 | rDXGF | Each | 1 | 1200 | None | 445 | 0.0627 | 0.983 | 240 | 0.0358 | 0.833 | 445 | 0.0627 | 0.983 | 240 | 0.0358 | 0.833 |  |  | 1 |  | RE-Appl-EffCW-med-ElecDHW-ElecCDryer-Tier3-FrontAnySFm2014CZ08rDXGF
RE-Appl-EffCW-med-ElecDHW-ElecCDryer-Tier3-Front | DEER2016 | D16v1 | 2015-05-16 | Any | SFm | 2014 | CZ08 | rDXHP | Each | 1 | 1200 | None | 449 | 0.0596 | 0 | 249 | 0.0326 | 0 | 449 | 0.0596 | 0 | 249 | 0.0326 | 0 |  |  | 1 |  | RE-Appl-EffCW-med-ElecDHW-ElecCDryer-Tier3-FrontAnySFm2014CZ08rDXHP
RE-Appl-EffCW-med-ElecDHW-ElecCDryer-Tier3-Front | DEER2016 | D16v1 | 2015-05-16 | Any | SFm | 2014 | CZ08 | rNCEH | Each | 1 | 1200 | None | 447 | 0.0598 | 0 | 250 | 0.0334 | 0 | 447 | 0.0598 | 0 | 250 | 0.0334 | 0 |  |  | 1 |  | RE-Appl-EffCW-med-ElecDHW-ElecCDryer-Tier3-FrontAnySFm2014CZ08rNCEH
RE-Appl-EffCW-med-ElecDHW-ElecCDryer-Tier3-Front | DEER2016 | D16v1 | 2015-05-16 | Any | SFm | 2014 | CZ08 | rNCGF | Each | 1 | 1200 | None | 440 | 0.0599 | 0.681 | 243 | 0.0334 | 0.579 | 440 | 0.0599 | 0.681 | 243 | 0.0334 | 0.579 |  |  | 1 |  | RE-Appl-EffCW-med-ElecDHW-ElecCDryer-Tier3-FrontAnySFm2014CZ08rNCGF
RE-Appl-EffCW-med-ElecDHW-ElecCDryer-Tier3-Front | DEER2016 | D16v1 | 2015-05-16 | Any | SFm | 2014 | CZ09 | rDXGF | Each | 1 | 1210 | None | 446 | 0.0652 | 0.935 | 247 | 0.0365 | 0.671 | 446 | 0.0652 | 0.935 | 247 | 0.0365 | 0.671 |  |  | 1 |  | RE-Appl-EffCW-med-ElecDHW-ElecCDryer-Tier3-FrontAnySFm2014CZ09rDXGF
RE-Appl-EffCW-med-ElecDHW-ElecCDryer-Tier3-Front | DEER2016 | D16v1 | 2015-05-16 | Any | SFm | 2014 | CZ09 | rDXHP | Each | 1 | 1210 | None | 448 | 0.0617 | 0 | 249 | 0.0336 | 0 | 448 | 0.0617 | 0 | 249 | 0.0336 | 0 |  |  | 1 |  | RE-Appl-EffCW-med-ElecDHW-ElecCDryer-Tier3-FrontAnySFm2014CZ09rDXHP
RE-Appl-EffCW-med-ElecDHW-ElecCDryer-Tier3-Front | DEER2016 | D16v1 | 2015-05-16 | Any | SFm | 2014 | CZ09 | rNCEH | Each | 1 | 1210 | None | 449 | 0.0595 | 0 | 251 | 0.0334 | 0 | 449 | 0.0595 | 0 | 251 | 0.0334 | 0 |  |  | 1 |  | RE-Appl-EffCW-med-ElecDHW-ElecCDryer-Tier3-FrontAnySFm2014CZ09rNCEH
RE-Appl-EffCW-med-ElecDHW-ElecCDryer-Tier3-Front | DEER2016 | D16v1 | 2015-05-16 | Any | SFm | 2014 | CZ09 | rNCGF | Each | 1 | 1210 | None | 440 | 0.0596 | 0.736 | 244 | 0.0333 | 0.526 | 440 | 0.0596 | 0.736 | 244 | 0.0333 | 0.526 |  |  | 1 |  | RE-Appl-EffCW-med-ElecDHW-ElecCDryer-Tier3-FrontAnySFm2014CZ09rNCGF
RE-Appl-EffCW-med-ElecDHW-ElecCDryer-Tier3-Front | DEER2016 | D16v1 | 2015-05-16 | Any | SFm | 2014 | CZ10 | rDXGF | Each | 1 | 974 | None | 451 | 0.0644 | 0.438 | 249 | 0.0363 | 0.986 | 451 | 0.0644 | 0.438 | 249 | 0.0363 | 0.986 |  |  | 1 |  | RE-Appl-EffCW-med-ElecDHW-ElecCDryer-Tier3-FrontAnySFm2014CZ10rDXGF
RE-Appl-EffCW-med-ElecDHW-ElecCDryer-Tier3-Front | DEER2016 | D16v1 | 2015-05-16 | Any | SFm | 2014 | CZ10 | rDXHP | Each | 1 | 974 | None | 450 | 0.0599 | 0 | 252 | 0.0319 | 0 | 450 | 0.0599 | 0 | 252 | 0.0319 | 0 |  |  | 1 |  | RE-Appl-EffCW-med-ElecDHW-ElecCDryer-Tier3-FrontAnySFm2014CZ10rDXHP
RE-Appl-EffCW-med-ElecDHW-ElecCDryer-Tier3-Front | DEER2016 | D16v1 | 2015-05-16 | Any | SFm | 2014 | CZ10 | rNCEH | Each | 1 | 974 | None | 442 | 0.0592 | 0 | 253 | 0.0333 | 0 | 442 | 0.0592 | 0 | 253 | 0.0333 | 0 |  |  | 1 |  | RE-Appl-EffCW-med-ElecDHW-ElecCDryer-Tier3-FrontAnySFm2014CZ10rNCEH
RE-Appl-EffCW-med-ElecDHW-ElecCDryer-Tier3-Front | DEER2016 | D16v1 | 2015-05-16 | Any | SFm | 2014 | CZ10 | rNCGF | Each | 1 | 974 | None | 439 | 0.0592 | 0.209 | 244 | 0.0333 | 0.861 | 439 | 0.0592 | 0.209 | 244 | 0.0333 | 0.861 |  |  | 1 |  | RE-Appl-EffCW-med-ElecDHW-ElecCDryer-Tier3-FrontAnySFm2014CZ10rNCGF
RE-Appl-EffCW-med-ElecDHW-ElecCDryer-Tier3-Front | DEER2016 | D16v1 | 2015-05-16 | Any | SFm | 2014 | CZ11 | rDXGF | Each | 1 | 974 | None | 448 | 0.0642 | -0.37 | 245 | 0.0346 | 0.458 | 448 | 0.0642 | -0.37 | 245 | 0.0346 | 0.458 |  |  | 1 |  | RE-Appl-EffCW-med-ElecDHW-ElecCDryer-Tier3-FrontAnySFm2014CZ11rDXGF
RE-Appl-EffCW-med-ElecDHW-ElecCDryer-Tier3-Front | DEER2016 | D16v1 | 2015-05-16 | Any | SFm | 2014 | CZ11 | rDXHP | Each | 1 | 974 | None | 441 | 0.0654 | 0 | 245 | 0.0344 | 0 | 441 | 0.0654 | 0 | 245 | 0.0344 | 0 |  |  | 1 |  | RE-Appl-EffCW-med-ElecDHW-ElecCDryer-Tier3-FrontAnySFm2014CZ11rDXHP
RE-Appl-EffCW-med-ElecDHW-ElecCDryer-Tier3-Front | DEER2016 | D16v1 | 2015-05-16 | Any | SFm | 2014 | CZ11 | rNCEH | Each | 1 | 974 | None | 438 | 0.0592 | 0 | 249 | 0.0333 | 0 | 438 | 0.0592 | 0 | 249 | 0.0333 | 0 |  |  | 1 |  | RE-Appl-EffCW-med-ElecDHW-ElecCDryer-Tier3-FrontAnySFm2014CZ11rNCEH
RE-Appl-EffCW-med-ElecDHW-ElecCDryer-Tier3-Front | DEER2016 | D16v1 | 2015-05-16 | Any | SFm | 2014 | CZ11 | rNCGF | Each | 1 | 974 | None | 440 | 0.0592 | -0.383 | 244 | 0.0333 | 0.444 | 440 | 0.0592 | -0.383 | 244 | 0.0333 | 0.444 |  |  | 1 |  | RE-Appl-EffCW-med-ElecDHW-ElecCDryer-Tier3-FrontAnySFm2014CZ11rNCGF
RE-Appl-EffCW-med-ElecDHW-ElecCDryer-Tier3-Front | DEER2016 | D16v1 | 2015-05-16 | Any | SFm | 2014 | CZ12 | rDXGF | Each | 1 | 974 | None | 451 | 0.0646 | -0.143 | 246 | 0.0323 | 0.647 | 451 | 0.0646 | -0.143 | 246 | 0.0323 | 0.647 |  |  | 1 |  | RE-Appl-EffCW-med-ElecDHW-ElecCDryer-Tier3-FrontAnySFm2014CZ12rDXGF
RE-Appl-EffCW-med-ElecDHW-ElecCDryer-Tier3-Front | DEER2016 | D16v1 | 2015-05-16 | Any | SFm | 2014 | CZ12 | rDXHP | Each | 1 | 974 | None | 448 | 0.0657 | 0 | 250 | 0.036 | 0 | 448 | 0.0657 | 0 | 250 | 0.036 | 0 |  |  | 1 |  | RE-Appl-EffCW-med-ElecDHW-ElecCDryer-Tier3-FrontAnySFm2014CZ12rDXHP
RE-Appl-EffCW-med-ElecDHW-ElecCDryer-Tier3-Front | DEER2016 | D16v1 | 2015-05-16 | Any | SFm | 2014 | CZ12 | rNCEH | Each | 1 | 974 | None | 443 | 0.0602 | 0 | 251 | 0.0335 | 0 | 443 | 0.0602 | 0 | 251 | 0.0335 | 0 |  |  | 1 |  | RE-Appl-EffCW-med-ElecDHW-ElecCDryer-Tier3-FrontAnySFm2014CZ12rNCEH
RE-Appl-EffCW-med-ElecDHW-ElecCDryer-Tier3-Front | DEER2016 | D16v1 | 2015-05-16 | Any | SFm | 2014 | CZ12 | rNCGF | Each | 1 | 974 | None | 444 | 0.0602 | -0.18 | 245 | 0.0335 | 0.6 | 444 | 0.0602 | -0.18 | 245 | 0.0335 | 0.6 |  |  | 1 |  | RE-Appl-EffCW-med-ElecDHW-ElecCDryer-Tier3-FrontAnySFm2014CZ12rNCGF
RE-Appl-EffCW-med-ElecDHW-ElecCDryer-Tier3-Front | DEER2016 | D16v1 | 2015-05-16 | Any | SFm | 2014 | CZ13 | rDXGF | Each | 1 | 974 | None | 449 | 0.0646 | -0.49 | 245 | 0.0358 | 0.399 | 449 | 0.0646 | -0.49 | 245 | 0.0358 | 0.399 |  |  | 1 |  | RE-Appl-EffCW-med-ElecDHW-ElecCDryer-Tier3-FrontAnySFm2014CZ13rDXGF
RE-Appl-EffCW-med-ElecDHW-ElecCDryer-Tier3-Front | DEER2016 | D16v1 | 2015-05-16 | Any | SFm | 2014 | CZ13 | rDXHP | Each | 1 | 974 | None | 438 | 0.0624 | 0 | 243 | 0.0333 | 0 | 438 | 0.0624 | 0 | 243 | 0.0333 | 0 |  |  | 1 |  | RE-Appl-EffCW-med-ElecDHW-ElecCDryer-Tier3-FrontAnySFm2014CZ13rDXHP
RE-Appl-EffCW-med-ElecDHW-ElecCDryer-Tier3-Front | DEER2016 | D16v1 | 2015-05-16 | Any | SFm | 2014 | CZ13 | rNCEH | Each | 1 | 974 | None | 433 | 0.059 | 0 | 247 | 0.0333 | 0 | 433 | 0.059 | 0 | 247 | 0.0333 | 0 |  |  | 1 |  | RE-Appl-EffCW-med-ElecDHW-ElecCDryer-Tier3-FrontAnySFm2014CZ13rNCEH
RE-Appl-EffCW-med-ElecDHW-ElecCDryer-Tier3-Front | DEER2016 | D16v1 | 2015-05-16 | Any | SFm | 2014 | CZ13 | rNCGF | Each | 1 | 974 | None | 439 | 0.059 | -0.54 | 243 | 0.0333 | 0.354 | 439 | 0.059 | -0.54 | 243 | 0.0333 | 0.354 |  |  | 1 |  | RE-Appl-EffCW-med-ElecDHW-ElecCDryer-Tier3-FrontAnySFm2014CZ13rNCGF
RE-Appl-EffCW-med-ElecDHW-ElecCDryer-Tier3-Front | DEER2016 | D16v1 | 2015-05-16 | Any | SFm | 2014 | CZ14 | rDXGF | Each | 1 | 1080 | None | 450 | 0.0633 | -0.027 | 245 | 0.0364 | 0.579 | 450 | 0.0633 | -0.027 | 245 | 0.0364 | 0.579 |  |  | 1 |  | RE-Appl-EffCW-med-ElecDHW-ElecCDryer-Tier3-FrontAnySFm2014CZ14rDXGF
RE-Appl-EffCW-med-ElecDHW-ElecCDryer-Tier3-Front | DEER2016 | D16v1 | 2015-05-16 | Any | SFm | 2014 | CZ14 | rDXHP | Each | 1 | 1080 | None | 441 | 0.0624 | 0 | 243 | 0.0348 | 0 | 441 | 0.0624 | 0 | 243 | 0.0348 | 0 |  |  | 1 |  | RE-Appl-EffCW-med-ElecDHW-ElecCDryer-Tier3-FrontAnySFm2014CZ14rDXHP
RE-Appl-EffCW-med-ElecDHW-ElecCDryer-Tier3-Front | DEER2016 | D16v1 | 2015-05-16 | Any | SFm | 2014 | CZ14 | rNCEH | Each | 1 | 1080 | None | 439 | 0.0585 | 0 | 248 | 0.0332 | 0 | 439 | 0.0585 | 0 | 248 | 0.0332 | 0 |  |  | 1 |  | RE-Appl-EffCW-med-ElecDHW-ElecCDryer-Tier3-FrontAnySFm2014CZ14rNCEH
RE-Appl-EffCW-med-ElecDHW-ElecCDryer-Tier3-Front | DEER2016 | D16v1 | 2015-05-16 | Any | SFm | 2014 | CZ14 | rNCGF | Each | 1 | 1080 | None | 441 | 0.0585 | -0.042 | 244 | 0.0332 | 0.597 | 441 | 0.0585 | -0.042 | 244 | 0.0332 | 0.597 |  |  | 1 |  | RE-Appl-EffCW-med-ElecDHW-ElecCDryer-Tier3-FrontAnySFm2014CZ14rNCGF
RE-Appl-EffCW-med-ElecDHW-ElecCDryer-Tier3-Front | DEER2016 | D16v1 | 2015-05-16 | Any | SFm | 2014 | CZ15 | rDXGF | Each | 1 | 1080 | None | 428 | 0.0611 | 0.421 | 241 | 0.0355 | 0.624 | 428 | 0.0611 | 0.421 | 241 | 0.0355 | 0.624 |  |  | 1 |  | RE-Appl-EffCW-med-ElecDHW-ElecCDryer-Tier3-FrontAnySFm2014CZ15rDXGF
RE-Appl-EffCW-med-ElecDHW-ElecCDryer-Tier3-Front | DEER2016 | D16v1 | 2015-05-16 | Any | SFm | 2014 | CZ15 | rDXHP | Each | 1 | 1080 | None | 430 | 0.0615 | 0 | 246 | 0.0358 | 0 | 430 | 0.0615 | 0 | 246 | 0.0358 | 0 |  |  | 1 |  | RE-Appl-EffCW-med-ElecDHW-ElecCDryer-Tier3-FrontAnySFm2014CZ15rDXHP
RE-Appl-EffCW-med-ElecDHW-ElecCDryer-Tier3-Front | DEER2016 | D16v1 | 2015-05-16 | Any | SFm | 2014 | CZ15 | rNCEH | Each | 1 | 1080 | None | 422 | 0.0556 | 0 | 244 | 0.0326 | 0 | 422 | 0.0556 | 0 | 244 | 0.0326 | 0 |  |  | 1 |  | RE-Appl-EffCW-med-ElecDHW-ElecCDryer-Tier3-FrontAnySFm2014CZ15rNCEH
RE-Appl-EffCW-med-ElecDHW-ElecCDryer-Tier3-Front | DEER2016 | D16v1 | 2015-05-16 | Any | SFm | 2014 | CZ15 | rNCGF | Each | 1 | 1080 | None | 419 | 0.0556 | 0.323 | 239 | 0.0326 | 0.554 | 419 | 0.0556 | 0.323 | 239 | 0.0326 | 0.554 |  |  | 1 |  | RE-Appl-EffCW-med-ElecDHW-ElecCDryer-Tier3-FrontAnySFm2014CZ15rNCGF
RE-Appl-EffCW-med-ElecDHW-ElecCDryer-Tier3-Front | DEER2016 | D16v1 | 2015-05-16 | Any | SFm | 2014 | CZ16 | rDXGF | Each | 1 | 1150 | None | 460 | 0.0659 | 0.358 | 246 | 0.0346 | 0.284 | 460 | 0.0659 | 0.358 | 246 | 0.0346 | 0.284 |  |  | 1 |  | RE-Appl-EffCW-med-ElecDHW-ElecCDryer-Tier3-FrontAnySFm2014CZ16rDXGF
RE-Appl-EffCW-med-ElecDHW-ElecCDryer-Tier3-Front | DEER2016 | D16v1 | 2015-05-16 | Any | SFm | 2014 | CZ16 | rDXHP | Each | 1 | 1150 | None | 465 | 0.0618 | 0 | 251 | 0.0325 | 0 | 465 | 0.0618 | 0 | 251 | 0.0325 | 0 |  |  | 1 |  | RE-Appl-EffCW-med-ElecDHW-ElecCDryer-Tier3-FrontAnySFm2014CZ16rDXHP
RE-Appl-EffCW-med-ElecDHW-ElecCDryer-Tier3-Front | DEER2016 | D16v1 | 2015-05-16 | Any | SFm | 2014 | CZ16 | rNCEH | Each | 1 | 1150 | None | 467 | 0.0621 | 0 | 253 | 0.0339 | 0 | 467 | 0.0621 | 0 | 253 | 0.0339 | 0 |  |  | 1 |  | RE-Appl-EffCW-med-ElecDHW-ElecCDryer-Tier3-FrontAnySFm2014CZ16rNCEH
RE-Appl-EffCW-med-ElecDHW-ElecCDryer-Tier3-Front | DEER2016 | D16v1 | 2015-05-16 | Any | SFm | 2014 | CZ16 | rNCGF | Each | 1 | 1150 | None | 460 | 0.0621 | 0.372 | 247 | 0.0339 | 0.27 | 460 | 0.0621 | 0.372 | 247 | 0.0339 | 0.27 |  |  | 1 |  | RE-Appl-EffCW-med-ElecDHW-ElecCDryer-Tier3-FrontAnySFm2014CZ16rNCGF
RE-Appl-EffCW-med-ElecDHW-ElecCDryer-Tier3-Front | DEER2016 | D16v1 | 2015-05-14 08:08 | PGE | DMo | Ex | CZ01 | rWtd | Each | 1 | 606 | None | 369 | 0.0491 | 0.826 | 199 | 0.0281 | 1.2 | 369 | 0.0491 | 0.826 | 199 | 0.0281 | 1.2 |  |  | 2 |  | RE-Appl-EffCW-med-ElecDHW-ElecCDryer-Tier3-FrontPGEDMoExCZ01rWtd
RE-Appl-EffCW-med-ElecDHW-ElecCDryer-Tier3-Front | DEER2016 | D16v1 | 2015-05-14 08:08 | PGE | DMo | Ex | CZ02 | rWtd | Each | 1 | 606 | None | 365 | 0.0535 | 0.721 | 200 | 0.0289 | 1.08 | 365 | 0.0535 | 0.721 | 200 | 0.0289 | 1.08 |  |  | 2 |  | RE-Appl-EffCW-med-ElecDHW-ElecCDryer-Tier3-FrontPGEDMoExCZ02rWtd
RE-Appl-EffCW-med-ElecDHW-ElecCDryer-Tier3-Front | DEER2016 | D16v1 | 2015-05-14 08:08 | PGE | DMo | Ex | CZ03 | rWtd | Each | 1 | 606 | None | 365 | 0.053 | 0.966 | 199 | 0.0298 | 1.26 | 365 | 0.053 | 0.966 | 199 | 0.0298 | 1.26 |  |  | 2 |  | RE-Appl-EffCW-med-ElecDHW-ElecCDryer-Tier3-FrontPGEDMoExCZ03rWtd
RE-Appl-EffCW-med-ElecDHW-ElecCDryer-Tier3-Front | DEER2016 | D16v1 | 2015-05-14 08:08 | PGE | DMo | Ex | CZ04 | rWtd | Each | 1 | 608 | None | 362 | 0.0511 | 0.417 | 197 | 0.0276 | 0.75 | 362 | 0.0511 | 0.417 | 197 | 0.0276 | 0.75 |  |  | 2 |  | RE-Appl-EffCW-med-ElecDHW-ElecCDryer-Tier3-FrontPGEDMoExCZ04rWtd
RE-Appl-EffCW-med-ElecDHW-ElecCDryer-Tier3-Front | DEER2016 | D16v1 | 2015-05-14 08:08 | PGE | DMo | Ex | CZ05 | rWtd | Each | 1 | 607 | None | 364 | 0.0493 | 1.13 | 199 | 0.0266 | 1.46 | 364 | 0.0493 | 1.13 | 199 | 0.0266 | 1.46 |  |  | 2 |  | RE-Appl-EffCW-med-ElecDHW-ElecCDryer-Tier3-FrontPGEDMoExCZ05rWtd
RE-Appl-EffCW-med-ElecDHW-ElecCDryer-Tier3-Front | DEER2016 | D16v1 | 2015-05-14 08:08 | PGE | DMo | Ex | CZ11 | rWtd | Each | 1 | 610 | None | 358 | 0.0515 | 0.306 | 197 | 0.0288 | 0.66 | 358 | 0.0515 | 0.306 | 197 | 0.0288 | 0.66 |  |  | 2 |  | RE-Appl-EffCW-med-ElecDHW-ElecCDryer-Tier3-FrontPGEDMoExCZ11rWtd
RE-Appl-EffCW-med-ElecDHW-ElecCDryer-Tier3-Front | DEER2016 | D16v1 | 2015-05-14 08:08 | PGE | DMo | Ex | CZ12 | rWtd | Each | 1 | 606 | None | 358 | 0.0534 | 0.37 | 197 | 0.0289 | 0.77 | 358 | 0.0534 | 0.37 | 197 | 0.0289 | 0.77 |  |  | 2 |  | RE-Appl-EffCW-med-ElecDHW-ElecCDryer-Tier3-FrontPGEDMoExCZ12rWtd
RE-Appl-EffCW-med-ElecDHW-ElecCDryer-Tier3-Front | DEER2016 | D16v1 | 2015-05-14 08:08 | PGE | DMo | Ex | CZ13 | rWtd | Each | 1 | 604 | None | 358 | 0.0494 | 0.313 | 198 | 0.0269 | 0.704 | 358 | 0.0494 | 0.313 | 198 | 0.0269 | 0.704 |  |  | 2 |  | RE-Appl-EffCW-med-ElecDHW-ElecCDryer-Tier3-FrontPGEDMoExCZ13rWtd
RE-Appl-EffCW-med-ElecDHW-ElecCDryer-Tier3-Front | DEER2016 | D16v1 | 2015-05-14 08:08 | PGE | DMo | Ex | CZ16 | rWtd | Each | 1 | 614 | None | 372 | 0.0521 | 0.139 | 200 | 0.0281 | 0.644 | 372 | 0.0521 | 0.139 | 200 | 0.0281 | 0.644 |  |  | 2 |  | RE-Appl-EffCW-med-ElecDHW-ElecCDryer-Tier3-FrontPGEDMoExCZ16rWtd
RE-Appl-EffCW-med-ElecDHW-ElecCDryer-Tier3-Front | DEER2016 | D16v1 | 2015-05-14 08:08 | PGE | DMo | Ex | IOU | rWtd | Each | 1 | 608 | None | 361 | 0.0516 | 0.464 | 198 | 0.0283 | 0.833 | 361 | 0.0516 | 0.464 | 198 | 0.0283 | 0.833 |  |  | 2 |  | RE-Appl-EffCW-med-ElecDHW-ElecCDryer-Tier3-FrontPGEDMoExIOUrWtd
RE-Appl-EffCW-med-ElecDHW-ElecCDryer-Tier3-Front | DEER2016 | D16v1 | 2015-05-14 08:08 | PGE | DMo | MH00 | CZ01 | rWtd | Each | 1 | 621 | None | 368 | 0.0516 | 0.169 | 198 | 0.0272 | 0.552 | 368 | 0.0516 | 0.169 | 198 | 0.0272 | 0.552 |  |  | 2 |  | RE-Appl-EffCW-med-ElecDHW-ElecCDryer-Tier3-FrontPGEDMoMH00CZ01rWtd
RE-Appl-EffCW-med-ElecDHW-ElecCDryer-Tier3-Front | DEER2016 | D16v1 | 2015-05-14 08:08 | PGE | DMo | MH00 | CZ02 | rWtd | Each | 1 | 621 | None | 366 | 0.0563 | 0.158 | 199 | 0.0317 | 0.535 | 366 | 0.0563 | 0.158 | 199 | 0.0317 | 0.535 |  |  | 2 |  | RE-Appl-EffCW-med-ElecDHW-ElecCDryer-Tier3-FrontPGEDMoMH00CZ02rWtd
RE-Appl-EffCW-med-ElecDHW-ElecCDryer-Tier3-Front | DEER2016 | D16v1 | 2015-05-14 08:08 | PGE | DMo | MH00 | CZ03 | rWtd | Each | 1 | 621 | None | 363 | 0.0539 | 0.356 | 199 | 0.0302 | 0.689 | 363 | 0.0539 | 0.356 | 199 | 0.0302 | 0.689 |  |  | 2 |  | RE-Appl-EffCW-med-ElecDHW-ElecCDryer-Tier3-FrontPGEDMoMH00CZ03rWtd
RE-Appl-EffCW-med-ElecDHW-ElecCDryer-Tier3-Front | DEER2016 | D16v1 | 2015-05-14 08:08 | PGE | DMo | MH00 | CZ04 | rWtd | Each | 1 | 621 | None | 363 | 0.0503 | 0.409 | 199 | 0.0266 | 0.634 | 363 | 0.0503 | 0.409 | 199 | 0.0266 | 0.634 |  |  | 2 |  | RE-Appl-EffCW-med-ElecDHW-ElecCDryer-Tier3-FrontPGEDMoMH00CZ04rWtd
RE-Appl-EffCW-med-ElecDHW-ElecCDryer-Tier3-Front | DEER2016 | D16v1 | 2015-05-14 08:08 | PGE | DMo | MH00 | CZ05 | rWtd | Each | 1 | 621 | None | 363 | 0.0505 | 0.653 | 198 | 0.0279 | 0.983 | 363 | 0.0505 | 0.653 | 198 | 0.0279 | 0.983 |  |  | 2 |  | RE-Appl-EffCW-med-ElecDHW-ElecCDryer-Tier3-FrontPGEDMoMH00CZ05rWtd
RE-Appl-EffCW-med-ElecDHW-ElecCDryer-Tier3-Front | DEER2016 | D16v1 | 2015-05-14 08:08 | PGE | DMo | MH00 | CZ11 | rWtd | Each | 1 | 621 | None | 360 | 0.0527 | 0.134 | 199 | 0.0298 | 0.496 | 360 | 0.0527 | 0.134 | 199 | 0.0298 | 0.496 |  |  | 2 |  | RE-Appl-EffCW-med-ElecDHW-ElecCDryer-Tier3-FrontPGEDMoMH00CZ11rWtd
RE-Appl-EffCW-med-ElecDHW-ElecCDryer-Tier3-Front | DEER2016 | D16v1 | 2015-05-14 08:08 | PGE | DMo | MH00 | CZ12 | rWtd | Each | 1 | 621 | None | 363 | 0.0541 | 0.242 | 200 | 0.0302 | 0.616 | 363 | 0.0541 | 0.242 | 200 | 0.0302 | 0.616 |  |  | 2 |  | RE-Appl-EffCW-med-ElecDHW-ElecCDryer-Tier3-FrontPGEDMoMH00CZ12rWtd
RE-Appl-EffCW-med-ElecDHW-ElecCDryer-Tier3-Front | DEER2016 | D16v1 | 2015-05-14 08:08 | PGE | DMo | MH00 | CZ13 | rWtd | Each | 1 | 621 | None | 360 | 0.0534 | 0.0128 | 199 | 0.03 | 0.374 | 360 | 0.0534 | 0.0128 | 199 | 0.03 | 0.374 |  |  | 2 |  | RE-Appl-EffCW-med-ElecDHW-ElecCDryer-Tier3-FrontPGEDMoMH00CZ13rWtd
RE-Appl-EffCW-med-ElecDHW-ElecCDryer-Tier3-Front | DEER2016 | D16v1 | 2015-05-14 08:08 | PGE | DMo | MH00 | CZ16 | rWtd | Each | 1 | 621 | None | 372 | 0.0524 | 0.0396 | 201 | 0.0286 | 0.415 | 372 | 0.0524 | 0.0396 | 201 | 0.0286 | 0.415 |  |  | 2 |  | RE-Appl-EffCW-med-ElecDHW-ElecCDryer-Tier3-FrontPGEDMoMH00CZ16rWtd
RE-Appl-EffCW-med-ElecDHW-ElecCDryer-Tier3-Front | DEER2016 | D16v1 | 2015-05-14 08:08 | PGE | DMo | MH06 | CZ01 | rWtd | Each | 1 | 621 | None | 368 | 0.0498 | 0.303 | 198 | 0.0262 | 0.692 | 368 | 0.0498 | 0.303 | 198 | 0.0262 | 0.692 |  |  | 2 |  | RE-Appl-EffCW-med-ElecDHW-ElecCDryer-Tier3-FrontPGEDMoMH06CZ01rWtd
RE-Appl-EffCW-med-ElecDHW-ElecCDryer-Tier3-Front | DEER2016 | D16v1 | 2015-05-14 08:08 | PGE | DMo | MH06 | CZ02 | rWtd | Each | 1 | 621 | None | 367 | 0.0529 | 0.425 | 200 | 0.0296 | 0.762 | 367 | 0.0529 | 0.425 | 200 | 0.0296 | 0.762 |  |  | 2 |  | RE-Appl-EffCW-med-ElecDHW-ElecCDryer-Tier3-FrontPGEDMoMH06CZ02rWtd
RE-Appl-EffCW-med-ElecDHW-ElecCDryer-Tier3-Front | DEER2016 | D16v1 | 2015-05-14 08:08 | PGE | DMo | MH06 | CZ03 | rWtd | Each | 1 | 621 | None | 362 | 0.0488 | -0.0261 | 197 | 0.0259 | 0.453 | 362 | 0.0488 | -0.0261 | 197 | 0.0259 | 0.453 |  |  | 2 |  | RE-Appl-EffCW-med-ElecDHW-ElecCDryer-Tier3-FrontPGEDMoMH06CZ03rWtd
RE-Appl-EffCW-med-ElecDHW-ElecCDryer-Tier3-Front | DEER2016 | D16v1 | 2015-05-14 08:08 | PGE | DMo | MH06 | CZ04 | rWtd | Each | 1 | 621 | None | 363 | 0.0509 | 0.403 | 199 | 0.0284 | 0.65 | 363 | 0.0509 | 0.403 | 199 | 0.0284 | 0.65 |  |  | 2 |  | RE-Appl-EffCW-med-ElecDHW-ElecCDryer-Tier3-FrontPGEDMoMH06CZ04rWtd
RE-Appl-EffCW-med-ElecDHW-ElecCDryer-Tier3-Front | DEER2016 | D16v1 | 2015-05-14 08:08 | PGE | DMo | MH06 | CZ05 | rWtd | Each | 1 | 621 | None | 363 | 0.0493 | 0.606 | 198 | 0.0275 | 0.935 | 363 | 0.0493 | 0.606 | 198 | 0.0275 | 0.935 |  |  | 2 |  | RE-Appl-EffCW-med-ElecDHW-ElecCDryer-Tier3-FrontPGEDMoMH06CZ05rWtd
RE-Appl-EffCW-med-ElecDHW-ElecCDryer-Tier3-Front | DEER2016 | D16v1 | 2015-05-14 08:08 | PGE | DMo | MH06 | CZ11 | rWtd | Each | 1 | 621 | None | 358 | 0.0503 | 0.0276 | 198 | 0.0284 | 0.386 | 358 | 0.0503 | 0.0276 | 198 | 0.0284 | 0.386 |  |  | 2 |  | RE-Appl-EffCW-med-ElecDHW-ElecCDryer-Tier3-FrontPGEDMoMH06CZ11rWtd
RE-Appl-EffCW-med-ElecDHW-ElecCDryer-Tier3-Front | DEER2016 | D16v1 | 2015-05-14 08:08 | PGE | DMo | MH06 | CZ12 | rWtd | Each | 1 | 621 | None | 363 | 0.052 | 0.318 | 199 | 0.0276 | 0.723 | 363 | 0.052 | 0.318 | 199 | 0.0276 | 0.723 |  |  | 2 |  | RE-Appl-EffCW-med-ElecDHW-ElecCDryer-Tier3-FrontPGEDMoMH06CZ12rWtd
RE-Appl-EffCW-med-ElecDHW-ElecCDryer-Tier3-Front | DEER2016 | D16v1 | 2015-05-14 08:08 | PGE | DMo | MH06 | CZ13 | rWtd | Each | 1 | 621 | None | 359 | 0.051 | -0.166 | 199 | 0.0288 | 0.24 | 359 | 0.051 | -0.166 | 199 | 0.0288 | 0.24 |  |  | 2 |  | RE-Appl-EffCW-med-ElecDHW-ElecCDryer-Tier3-FrontPGEDMoMH06CZ13rWtd
RE-Appl-EffCW-med-ElecDHW-ElecCDryer-Tier3-Front | DEER2016 | D16v1 | 2015-05-14 08:08 | PGE | DMo | MH06 | CZ16 | rWtd | Each | 1 | 621 | None | 371 | 0.052 | 0.0171 | 201 | 0.0283 | 0.413 | 371 | 0.052 | 0.0171 | 201 | 0.0283 | 0.413 |  |  | 2 |  | RE-Appl-EffCW-med-ElecDHW-ElecCDryer-Tier3-FrontPGEDMoMH06CZ16rWtd
RE-Appl-EffCW-med-ElecDHW-ElecCDryer-Tier3-Front | DEER2016 | D16v1 | 2015-05-14 08:08 | PGE | DMo | MH72 | CZ01 | rWtd | Each | 1 | 598 | None | 369 | 0.0499 | 1.11 | 200 | 0.0289 | 1.45 | 369 | 0.0499 | 1.11 | 200 | 0.0289 | 1.45 |  |  | 2 |  | RE-Appl-EffCW-med-ElecDHW-ElecCDryer-Tier3-FrontPGEDMoMH72CZ01rWtd
RE-Appl-EffCW-med-ElecDHW-ElecCDryer-Tier3-Front | DEER2016 | D16v1 | 2015-05-14 08:08 | PGE | DMo | MH72 | CZ02 | rWtd | Each | 1 | 598 | None | 365 | 0.0529 | 0.928 | 200 | 0.0282 | 1.26 | 365 | 0.0529 | 0.928 | 200 | 0.0282 | 1.26 |  |  | 2 |  | RE-Appl-EffCW-med-ElecDHW-ElecCDryer-Tier3-FrontPGEDMoMH72CZ02rWtd
RE-Appl-EffCW-med-ElecDHW-ElecCDryer-Tier3-Front | DEER2016 | D16v1 | 2015-05-14 08:08 | PGE | DMo | MH72 | CZ03 | rWtd | Each | 1 | 598 | None | 364 | 0.0531 | 1.14 | 199 | 0.0301 | 1.42 | 364 | 0.0531 | 1.14 | 199 | 0.0301 | 1.42 |  |  | 2 |  | RE-Appl-EffCW-med-ElecDHW-ElecCDryer-Tier3-FrontPGEDMoMH72CZ03rWtd
RE-Appl-EffCW-med-ElecDHW-ElecCDryer-Tier3-Front | DEER2016 | D16v1 | 2015-05-14 08:08 | PGE | DMo | MH72 | CZ04 | rWtd | Each | 1 | 598 | None | 361 | 0.0506 | 0.535 | 197 | 0.0274 | 0.863 | 361 | 0.0506 | 0.535 | 197 | 0.0274 | 0.863 |  |  | 2 |  | RE-Appl-EffCW-med-ElecDHW-ElecCDryer-Tier3-FrontPGEDMoMH72CZ04rWtd
RE-Appl-EffCW-med-ElecDHW-ElecCDryer-Tier3-Front | DEER2016 | D16v1 | 2015-05-14 08:08 | PGE | DMo | MH72 | CZ05 | rWtd | Each | 1 | 598 | None | 364 | 0.0489 | 1.46 | 199 | 0.0262 | 1.75 | 364 | 0.0489 | 1.46 | 199 | 0.0262 | 1.75 |  |  | 2 |  | RE-Appl-EffCW-med-ElecDHW-ElecCDryer-Tier3-FrontPGEDMoMH72CZ05rWtd
RE-Appl-EffCW-med-ElecDHW-ElecCDryer-Tier3-Front | DEER2016 | D16v1 | 2015-05-14 08:08 | PGE | DMo | MH72 | CZ11 | rWtd | Each | 1 | 598 | None | 356 | 0.0506 | 0.599 | 195 | 0.0278 | 0.911 | 356 | 0.0506 | 0.599 | 195 | 0.0278 | 0.911 |  |  | 2 |  | RE-Appl-EffCW-med-ElecDHW-ElecCDryer-Tier3-FrontPGEDMoMH72CZ11rWtd
RE-Appl-EffCW-med-ElecDHW-ElecCDryer-Tier3-Front | DEER2016 | D16v1 | 2015-05-14 08:08 | PGE | DMo | MH72 | CZ12 | rWtd | Each | 1 | 598 | None | 356 | 0.0532 | 0.589 | 195 | 0.0285 | 0.968 | 356 | 0.0532 | 0.589 | 195 | 0.0285 | 0.968 |  |  | 2 |  | RE-Appl-EffCW-med-ElecDHW-ElecCDryer-Tier3-FrontPGEDMoMH72CZ12rWtd
RE-Appl-EffCW-med-ElecDHW-ElecCDryer-Tier3-Front | DEER2016 | D16v1 | 2015-05-14 08:08 | PGE | DMo | MH72 | CZ13 | rWtd | Each | 1 | 598 | None | 358 | 0.0502 | 0.414 | 198 | 0.0277 | 0.809 | 358 | 0.0502 | 0.414 | 198 | 0.0277 | 0.809 |  |  | 2 |  | RE-Appl-EffCW-med-ElecDHW-ElecCDryer-Tier3-FrontPGEDMoMH72CZ13rWtd
RE-Appl-EffCW-med-ElecDHW-ElecCDryer-Tier3-Front | DEER2016 | D16v1 | 2015-05-14 08:08 | PGE | DMo | MH72 | CZ16 | rWtd | Each | 1 | 598 | None | 371 | 0.0516 | 0.637 | 200 | 0.0279 | 1.07 | 371 | 0.0516 | 0.637 | 200 | 0.0279 | 1.07 |  |  | 2 |  | RE-Appl-EffCW-med-ElecDHW-ElecCDryer-Tier3-FrontPGEDMoMH72CZ16rWtd
RE-Appl-EffCW-med-ElecDHW-ElecCDryer-Tier3-Front | DEER2016 | D16v1 | 2015-05-14 08:08 | PGE | DMo | MH85 | CZ01 | rWtd | Each | 1 | 621 | None | 368 | 0.0476 | 0.281 | 198 | 0.0267 | 0.701 | 368 | 0.0476 | 0.281 | 198 | 0.0267 | 0.701 |  |  | 2 |  | RE-Appl-EffCW-med-ElecDHW-ElecCDryer-Tier3-FrontPGEDMoMH85CZ01rWtd
RE-Appl-EffCW-med-ElecDHW-ElecCDryer-Tier3-Front | DEER2016 | D16v1 | 2015-05-14 08:08 | PGE | DMo | MH85 | CZ02 | rWtd | Each | 1 | 621 | None | 365 | 0.054 | 0.363 | 200 | 0.0297 | 0.768 | 365 | 0.054 | 0.363 | 200 | 0.0297 | 0.768 |  |  | 2 |  | RE-Appl-EffCW-med-ElecDHW-ElecCDryer-Tier3-FrontPGEDMoMH85CZ02rWtd
RE-Appl-EffCW-med-ElecDHW-ElecCDryer-Tier3-Front | DEER2016 | D16v1 | 2015-05-14 08:08 | PGE | DMo | MH85 | CZ03 | rWtd | Each | 1 | 621 | None | 366 | 0.0527 | 0.656 | 200 | 0.0292 | 0.97 | 366 | 0.0527 | 0.656 | 200 | 0.0292 | 0.97 |  |  | 2 |  | RE-Appl-EffCW-med-ElecDHW-ElecCDryer-Tier3-FrontPGEDMoMH85CZ03rWtd
RE-Appl-EffCW-med-ElecDHW-ElecCDryer-Tier3-Front | DEER2016 | D16v1 | 2015-05-14 08:08 | PGE | DMo | MH85 | CZ04 | rWtd | Each | 1 | 621 | None | 365 | 0.0532 | 0.0834 | 196 | 0.0289 | 0.563 | 365 | 0.0532 | 0.0834 | 196 | 0.0289 | 0.563 |  |  | 2 |  | RE-Appl-EffCW-med-ElecDHW-ElecCDryer-Tier3-FrontPGEDMoMH85CZ04rWtd
RE-Appl-EffCW-med-ElecDHW-ElecCDryer-Tier3-Front | DEER2016 | D16v1 | 2015-05-14 08:08 | PGE | DMo | MH85 | CZ05 | rWtd | Each | 1 | 621 | None | 363 | 0.0498 | 0.556 | 198 | 0.0272 | 0.97 | 363 | 0.0498 | 0.556 | 198 | 0.0272 | 0.97 |  |  | 2 |  | RE-Appl-EffCW-med-ElecDHW-ElecCDryer-Tier3-FrontPGEDMoMH85CZ05rWtd
RE-Appl-EffCW-med-ElecDHW-ElecCDryer-Tier3-Front | DEER2016 | D16v1 | 2015-05-14 08:08 | PGE | DMo | MH85 | CZ11 | rWtd | Each | 1 | 621 | None | 361 | 0.0523 | 0.031 | 199 | 0.0298 | 0.425 | 361 | 0.0523 | 0.031 | 199 | 0.0298 | 0.425 |  |  | 2 |  | RE-Appl-EffCW-med-ElecDHW-ElecCDryer-Tier3-FrontPGEDMoMH85CZ11rWtd
RE-Appl-EffCW-med-ElecDHW-ElecCDryer-Tier3-Front | DEER2016 | D16v1 | 2015-05-14 08:08 | PGE | DMo | MH85 | CZ12 | rWtd | Each | 1 | 621 | None | 361 | 0.0538 | -0.0637 | 198 | 0.0294 | 0.385 | 361 | 0.0538 | -0.0637 | 198 | 0.0294 | 0.385 |  |  | 2 |  | RE-Appl-EffCW-med-ElecDHW-ElecCDryer-Tier3-FrontPGEDMoMH85CZ12rWtd
RE-Appl-EffCW-med-ElecDHW-ElecCDryer-Tier3-Front | DEER2016 | D16v1 | 2015-05-14 08:08 | PGE | DMo | MH85 | CZ13 | rWtd | Each | 1 | 621 | None | 358 | 0.0461 | 0.0449 | 199 | 0.0238 | 0.422 | 358 | 0.0461 | 0.0449 | 199 | 0.0238 | 0.422 |  |  | 2 |  | RE-Appl-EffCW-med-ElecDHW-ElecCDryer-Tier3-FrontPGEDMoMH85CZ13rWtd
RE-Appl-EffCW-med-ElecDHW-ElecCDryer-Tier3-Front | DEER2016 | D16v1 | 2015-05-14 08:08 | PGE | DMo | MH85 | CZ16 | rWtd | Each | 1 | 621 | None | 372 | 0.0523 | -0.0887 | 200 | 0.0281 | 0.455 | 372 | 0.0523 | -0.0887 | 200 | 0.0281 | 0.455 |  |  | 2 |  | RE-Appl-EffCW-med-ElecDHW-ElecCDryer-Tier3-FrontPGEDMoMH85CZ16rWtd
RE-Appl-EffCW-med-ElecDHW-ElecCDryer-Tier3-Front | DEER2016 | D16v1 | 2015-05-14 08:08 | PGE | MFm | 1975 | CZ01 | rWtd | Each | 1 | 474 | None | 371 | 0.051 | -0.189 | 201 | 0.0275 | 0.588 | 371 | 0.051 | -0.189 | 201 | 0.0275 | 0.588 |  |  | 2 |  | RE-Appl-EffCW-med-ElecDHW-ElecCDryer-Tier3-FrontPGEMFm1975CZ01rWtd
RE-Appl-EffCW-med-ElecDHW-ElecCDryer-Tier3-Front | DEER2016 | D16v1 | 2015-05-14 08:08 | PGE | MFm | 1975 | CZ02 | rWtd | Each | 1 | 474 | None | 365 | 0.0521 | 0.151 | 200 | 0.0284 | 0.617 | 365 | 0.0521 | 0.151 | 200 | 0.0284 | 0.617 |  |  | 2 |  | RE-Appl-EffCW-med-ElecDHW-ElecCDryer-Tier3-FrontPGEMFm1975CZ02rWtd
RE-Appl-EffCW-med-ElecDHW-ElecCDryer-Tier3-Front | DEER2016 | D16v1 | 2015-05-14 08:08 | PGE | MFm | 1975 | CZ03 | rWtd | Each | 1 | 474 | None | 364 | 0.0501 | 0.203 | 200 | 0.0275 | 0.726 | 364 | 0.0501 | 0.203 | 200 | 0.0275 | 0.726 |  |  | 2 |  | RE-Appl-EffCW-med-ElecDHW-ElecCDryer-Tier3-FrontPGEMFm1975CZ03rWtd
RE-Appl-EffCW-med-ElecDHW-ElecCDryer-Tier3-Front | DEER2016 | D16v1 | 2015-05-14 08:08 | PGE | MFm | 1975 | CZ04 | rWtd | Each | 1 | 474 | None | 362 | 0.0514 | 0.167 | 199 | 0.0286 | 0.545 | 362 | 0.0514 | 0.167 | 199 | 0.0286 | 0.545 |  |  | 2 |  | RE-Appl-EffCW-med-ElecDHW-ElecCDryer-Tier3-FrontPGEMFm1975CZ04rWtd
RE-Appl-EffCW-med-ElecDHW-ElecCDryer-Tier3-Front | DEER2016 | D16v1 | 2015-05-14 08:08 | PGE | MFm | 1975 | CZ05 | rWtd | Each | 1 | 474 | None | 366 | 0.0507 | 0.227 | 200 | 0.0272 | 0.796 | 366 | 0.0507 | 0.227 | 200 | 0.0272 | 0.796 |  |  | 2 |  | RE-Appl-EffCW-med-ElecDHW-ElecCDryer-Tier3-FrontPGEMFm1975CZ05rWtd
RE-Appl-EffCW-med-ElecDHW-ElecCDryer-Tier3-Front | DEER2016 | D16v1 | 2015-05-14 08:08 | PGE | MFm | 1975 | CZ11 | rWtd | Each | 1 | 487 | None | 358 | 0.0506 | 0.374 | 198 | 0.0283 | 0.38 | 358 | 0.0506 | 0.374 | 198 | 0.0283 | 0.38 |  |  | 2 |  | RE-Appl-EffCW-med-ElecDHW-ElecCDryer-Tier3-FrontPGEMFm1975CZ11rWtd
RE-Appl-EffCW-med-ElecDHW-ElecCDryer-Tier3-Front | DEER2016 | D16v1 | 2015-05-14 08:08 | PGE | MFm | 1975 | CZ12 | rWtd | Each | 1 | 487 | None | 361 | 0.0523 | 0.665 | 199 | 0.0288 | 0.616 | 361 | 0.0523 | 0.665 | 199 | 0.0288 | 0.616 |  |  | 2 |  | RE-Appl-EffCW-med-ElecDHW-ElecCDryer-Tier3-FrontPGEMFm1975CZ12rWtd
RE-Appl-EffCW-med-ElecDHW-ElecCDryer-Tier3-Front | DEER2016 | D16v1 | 2015-05-14 08:08 | PGE | MFm | 1975 | CZ13 | rWtd | Each | 1 | 487 | None | 356 | 0.0502 | 0.399 | 197 | 0.0285 | 0.399 | 356 | 0.0502 | 0.399 | 197 | 0.0285 | 0.399 |  |  | 2 |  | RE-Appl-EffCW-med-ElecDHW-ElecCDryer-Tier3-FrontPGEMFm1975CZ13rWtd
RE-Appl-EffCW-med-ElecDHW-ElecCDryer-Tier3-Front | DEER2016 | D16v1 | 2015-05-14 08:08 | PGE | MFm | 1975 | CZ16 | rWtd | Each | 1 | 474 | None | 373 | 0.0535 | -0.317 | 200 | 0.0283 | 0.299 | 373 | 0.0535 | -0.317 | 200 | 0.0283 | 0.299 |  |  | 2 |  | RE-Appl-EffCW-med-ElecDHW-ElecCDryer-Tier3-FrontPGEMFm1975CZ16rWtd
RE-Appl-EffCW-med-ElecDHW-ElecCDryer-Tier3-Front | DEER2016 | D16v1 | 2015-05-14 08:08 | PGE | MFm | 1985 | CZ01 | rWtd | Each | 1 | 512 | None | 373 | 0.0509 | 0.627 | 201 | 0.0275 | 0.489 | 373 | 0.0509 | 0.627 | 201 | 0.0275 | 0.489 |  |  | 2 |  | RE-Appl-EffCW-med-ElecDHW-ElecCDryer-Tier3-FrontPGEMFm1985CZ01rWtd
RE-Appl-EffCW-med-ElecDHW-ElecCDryer-Tier3-Front | DEER2016 | D16v1 | 2015-05-14 08:08 | PGE | MFm | 1985 | CZ02 | rWtd | Each | 1 | 512 | None | 366 | 0.0524 | 0.458 | 199 | 0.0293 | 0.353 | 366 | 0.0524 | 0.458 | 199 | 0.0293 | 0.353 |  |  | 2 |  | RE-Appl-EffCW-med-ElecDHW-ElecCDryer-Tier3-FrontPGEMFm1985CZ02rWtd
RE-Appl-EffCW-med-ElecDHW-ElecCDryer-Tier3-Front | DEER2016 | D16v1 | 2015-05-14 08:08 | PGE | MFm | 1985 | CZ03 | rWtd | Each | 1 | 512 | None | 365 | 0.0502 | 0.575 | 199 | 0.0276 | 0.447 | 365 | 0.0502 | 0.575 | 199 | 0.0276 | 0.447 |  |  | 2 |  | RE-Appl-EffCW-med-ElecDHW-ElecCDryer-Tier3-FrontPGEMFm1985CZ03rWtd
RE-Appl-EffCW-med-ElecDHW-ElecCDryer-Tier3-Front | DEER2016 | D16v1 | 2015-05-14 08:08 | PGE | MFm | 1985 | CZ04 | rWtd | Each | 1 | 512 | None | 362 | 0.0499 | 0.479 | 199 | 0.0281 | 0.374 | 362 | 0.0499 | 0.479 | 199 | 0.0281 | 0.374 |  |  | 2 |  | RE-Appl-EffCW-med-ElecDHW-ElecCDryer-Tier3-FrontPGEMFm1985CZ04rWtd
RE-Appl-EffCW-med-ElecDHW-ElecCDryer-Tier3-Front | DEER2016 | D16v1 | 2015-05-14 08:08 | PGE | MFm | 1985 | CZ05 | rWtd | Each | 1 | 512 | None | 368 | 0.0499 | 0.693 | 200 | 0.0275 | 0.514 | 368 | 0.0499 | 0.693 | 200 | 0.0275 | 0.514 |  |  | 2 |  | RE-Appl-EffCW-med-ElecDHW-ElecCDryer-Tier3-FrontPGEMFm1985CZ05rWtd
RE-Appl-EffCW-med-ElecDHW-ElecCDryer-Tier3-Front | DEER2016 | D16v1 | 2015-05-14 08:08 | PGE | MFm | 1985 | CZ11 | rWtd | Each | 1 | 512 | None | 359 | 0.0518 | 0.151 | 199 | 0.0292 | 0.126 | 359 | 0.0518 | 0.151 | 199 | 0.0292 | 0.126 |  |  | 2 |  | RE-Appl-EffCW-med-ElecDHW-ElecCDryer-Tier3-FrontPGEMFm1985CZ11rWtd
RE-Appl-EffCW-med-ElecDHW-ElecCDryer-Tier3-Front | DEER2016 | D16v1 | 2015-05-14 08:08 | PGE | MFm | 1985 | CZ12 | rWtd | Each | 1 | 512 | None | 362 | 0.0544 | 0.29 | 199 | 0.0299 | 0.233 | 362 | 0.0544 | 0.29 | 199 | 0.0299 | 0.233 |  |  | 2 |  | RE-Appl-EffCW-med-ElecDHW-ElecCDryer-Tier3-FrontPGEMFm1985CZ12rWtd
RE-Appl-EffCW-med-ElecDHW-ElecCDryer-Tier3-Front | DEER2016 | D16v1 | 2015-05-14 08:08 | PGE | MFm | 1985 | CZ13 | rWtd | Each | 1 | 512 | None | 358 | 0.0508 | 0.17 | 199 | 0.0295 | 0.144 | 358 | 0.0508 | 0.17 | 199 | 0.0295 | 0.144 |  |  | 2 |  | RE-Appl-EffCW-med-ElecDHW-ElecCDryer-Tier3-FrontPGEMFm1985CZ13rWtd
RE-Appl-EffCW-med-ElecDHW-ElecCDryer-Tier3-Front | DEER2016 | D16v1 | 2015-05-14 08:08 | PGE | MFm | 1985 | CZ16 | rWtd | Each | 1 | 512 | None | 375 | 0.0517 | 0.0529 | 202 | 0.0287 | 0.0634 | 375 | 0.0517 | 0.0529 | 202 | 0.0287 | 0.0634 |  |  | 2 |  | RE-Appl-EffCW-med-ElecDHW-ElecCDryer-Tier3-FrontPGEMFm1985CZ16rWtd
RE-Appl-EffCW-med-ElecDHW-ElecCDryer-Tier3-Front | DEER2016 | D16v1 | 2015-05-14 08:08 | PGE | MFm | 1996 | CZ01 | rWtd | Each | 1 | 432 | None | 372 | 0.0509 | 0.391 | 200 | 0.0275 | 0.453 | 372 | 0.0509 | 0.391 | 200 | 0.0275 | 0.453 |  |  | 2 |  | RE-Appl-EffCW-med-ElecDHW-ElecCDryer-Tier3-FrontPGEMFm1996CZ01rWtd
RE-Appl-EffCW-med-ElecDHW-ElecCDryer-Tier3-Front | DEER2016 | D16v1 | 2015-05-14 08:08 | PGE | MFm | 1996 | CZ02 | rWtd | Each | 1 | 432 | None | 365 | 0.0518 | 0.307 | 199 | 0.0288 | 0.326 | 365 | 0.0518 | 0.307 | 199 | 0.0288 | 0.326 |  |  | 2 |  | RE-Appl-EffCW-med-ElecDHW-ElecCDryer-Tier3-FrontPGEMFm1996CZ02rWtd
RE-Appl-EffCW-med-ElecDHW-ElecCDryer-Tier3-Front | DEER2016 | D16v1 | 2015-05-14 08:08 | PGE | MFm | 1996 | CZ03 | rWtd | Each | 1 | 432 | None | 365 | 0.05 | 0.467 | 199 | 0.0275 | 0.449 | 365 | 0.05 | 0.467 | 199 | 0.0275 | 0.449 |  |  | 2 |  | RE-Appl-EffCW-med-ElecDHW-ElecCDryer-Tier3-FrontPGEMFm1996CZ03rWtd
RE-Appl-EffCW-med-ElecDHW-ElecCDryer-Tier3-Front | DEER2016 | D16v1 | 2015-05-14 08:08 | PGE | MFm | 1996 | CZ04 | rWtd | Each | 1 | 432 | None | 362 | 0.0512 | 0.314 | 198 | 0.0285 | 0.312 | 362 | 0.0512 | 0.314 | 198 | 0.0285 | 0.312 |  |  | 2 |  | RE-Appl-EffCW-med-ElecDHW-ElecCDryer-Tier3-FrontPGEMFm1996CZ04rWtd
RE-Appl-EffCW-med-ElecDHW-ElecCDryer-Tier3-Front | DEER2016 | D16v1 | 2015-05-14 08:08 | PGE | MFm | 1996 | CZ05 | rWtd | Each | 1 | 432 | None | 367 | 0.05 | 0.518 | 199 | 0.0274 | 0.496 | 367 | 0.05 | 0.518 | 199 | 0.0274 | 0.496 |  |  | 2 |  | RE-Appl-EffCW-med-ElecDHW-ElecCDryer-Tier3-FrontPGEMFm1996CZ05rWtd
RE-Appl-EffCW-med-ElecDHW-ElecCDryer-Tier3-Front | DEER2016 | D16v1 | 2015-05-14 08:08 | PGE | MFm | 1996 | CZ11 | rWtd | Each | 1 | 456 | None | 358 | 0.0501 | 0.0672 | 197 | 0.0284 | 0.13 | 358 | 0.0501 | 0.0672 | 197 | 0.0284 | 0.13 |  |  | 2 |  | RE-Appl-EffCW-med-ElecDHW-ElecCDryer-Tier3-FrontPGEMFm1996CZ11rWtd
RE-Appl-EffCW-med-ElecDHW-ElecCDryer-Tier3-Front | DEER2016 | D16v1 | 2015-05-14 08:08 | PGE | MFm | 1996 | CZ12 | rWtd | Each | 1 | 456 | None | 361 | 0.0552 | 0.213 | 198 | 0.0326 | 0.267 | 361 | 0.0552 | 0.213 | 198 | 0.0326 | 0.267 |  |  | 2 |  | RE-Appl-EffCW-med-ElecDHW-ElecCDryer-Tier3-FrontPGEMFm1996CZ12rWtd
RE-Appl-EffCW-med-ElecDHW-ElecCDryer-Tier3-Front | DEER2016 | D16v1 | 2015-05-14 08:08 | PGE | MFm | 1996 | CZ13 | rWtd | Each | 1 | 456 | None | 357 | 0.0506 | 0.158 | 197 | 0.0292 | 0.209 | 357 | 0.0506 | 0.158 | 197 | 0.0292 | 0.209 |  |  | 2 |  | RE-Appl-EffCW-med-ElecDHW-ElecCDryer-Tier3-FrontPGEMFm1996CZ13rWtd
RE-Appl-EffCW-med-ElecDHW-ElecCDryer-Tier3-Front | DEER2016 | D16v1 | 2015-05-14 08:08 | PGE | MFm | 1996 | CZ16 | rWtd | Each | 1 | 432 | None | 376 | 0.0525 | 0.156 | 203 | 0.0293 | 0.243 | 376 | 0.0525 | 0.156 | 203 | 0.0293 | 0.243 |  |  | 2 |  | RE-Appl-EffCW-med-ElecDHW-ElecCDryer-Tier3-FrontPGEMFm1996CZ16rWtd
RE-Appl-EffCW-med-ElecDHW-ElecCDryer-Tier3-Front | DEER2016 | D16v1 | 2015-05-14 08:08 | PGE | MFm | 2003 | CZ01 | rWtd | Each | 1 | 441 | None | 372 | 0.0509 | 0.265 | 201 | 0.0275 | 0.733 | 372 | 0.0509 | 0.265 | 201 | 0.0275 | 0.733 |  |  | 2 |  | RE-Appl-EffCW-med-ElecDHW-ElecCDryer-Tier3-FrontPGEMFm2003CZ01rWtd
RE-Appl-EffCW-med-ElecDHW-ElecCDryer-Tier3-Front | DEER2016 | D16v1 | 2015-05-14 08:08 | PGE | MFm | 2003 | CZ02 | rWtd | Each | 1 | 474 | None | 363 | 0.0531 | -0.267 | 198 | 0.0285 | 0.21 | 363 | 0.0531 | -0.267 | 198 | 0.0285 | 0.21 |  |  | 2 |  | RE-Appl-EffCW-med-ElecDHW-ElecCDryer-Tier3-FrontPGEMFm2003CZ02rWtd
RE-Appl-EffCW-med-ElecDHW-ElecCDryer-Tier3-Front | DEER2016 | D16v1 | 2015-05-14 08:08 | PGE | MFm | 2003 | CZ03 | rWtd | Each | 1 | 441 | None | 363 | 0.0504 | -0.141 | 199 | 0.0275 | 0.446 | 363 | 0.0504 | -0.141 | 199 | 0.0275 | 0.446 |  |  | 2 |  | RE-Appl-EffCW-med-ElecDHW-ElecCDryer-Tier3-FrontPGEMFm2003CZ03rWtd
RE-Appl-EffCW-med-ElecDHW-ElecCDryer-Tier3-Front | DEER2016 | D16v1 | 2015-05-14 08:08 | PGE | MFm | 2003 | CZ04 | rWtd | Each | 1 | 441 | None | 362 | 0.0511 | -0.308 | 198 | 0.0283 | 0.0856 | 362 | 0.0511 | -0.308 | 198 | 0.0283 | 0.0856 |  |  | 2 |  | RE-Appl-EffCW-med-ElecDHW-ElecCDryer-Tier3-FrontPGEMFm2003CZ04rWtd
RE-Appl-EffCW-med-ElecDHW-ElecCDryer-Tier3-Front | DEER2016 | D16v1 | 2015-05-14 08:08 | PGE | MFm | 2003 | CZ05 | rWtd | Each | 1 | 441 | None | 366 | 0.0513 | 0.0843 | 199 | 0.0283 | 0.568 | 366 | 0.0513 | 0.0843 | 199 | 0.0283 | 0.568 |  |  | 2 |  | RE-Appl-EffCW-med-ElecDHW-ElecCDryer-Tier3-FrontPGEMFm2003CZ05rWtd
RE-Appl-EffCW-med-ElecDHW-ElecCDryer-Tier3-Front | DEER2016 | D16v1 | 2015-05-14 08:08 | PGE | MFm | 2003 | CZ11 | rWtd | Each | 1 | 474 | None | 362 | 0.0499 | -0.0586 | 199 | 0.0276 | 0.323 | 362 | 0.0499 | -0.0586 | 199 | 0.0276 | 0.323 |  |  | 2 |  | RE-Appl-EffCW-med-ElecDHW-ElecCDryer-Tier3-FrontPGEMFm2003CZ11rWtd
RE-Appl-EffCW-med-ElecDHW-ElecCDryer-Tier3-Front | DEER2016 | D16v1 | 2015-05-14 08:08 | PGE | MFm | 2003 | CZ12 | rWtd | Each | 1 | 474 | None | 362 | 0.0545 | -0.0767 | 198 | 0.0295 | 0.298 | 362 | 0.0545 | -0.0767 | 198 | 0.0295 | 0.298 |  |  | 2 |  | RE-Appl-EffCW-med-ElecDHW-ElecCDryer-Tier3-FrontPGEMFm2003CZ12rWtd
RE-Appl-EffCW-med-ElecDHW-ElecCDryer-Tier3-Front | DEER2016 | D16v1 | 2015-05-14 08:08 | PGE | MFm | 2003 | CZ13 | rWtd | Each | 1 | 474 | None | 360 | 0.0509 | 0.0233 | 197 | 0.0283 | 0.332 | 360 | 0.0509 | 0.0233 | 197 | 0.0283 | 0.332 |  |  | 2 |  | RE-Appl-EffCW-med-ElecDHW-ElecCDryer-Tier3-FrontPGEMFm2003CZ13rWtd
RE-Appl-EffCW-med-ElecDHW-ElecCDryer-Tier3-Front | DEER2016 | D16v1 | 2015-05-14 08:08 | PGE | MFm | 2003 | CZ16 | rWtd | Each | 1 | 441 | None | 375 | 0.0519 | -0.251 | 202 | 0.0281 | 0.253 | 375 | 0.0519 | -0.251 | 202 | 0.0281 | 0.253 |  |  | 2 |  | RE-Appl-EffCW-med-ElecDHW-ElecCDryer-Tier3-FrontPGEMFm2003CZ16rWtd
RE-Appl-EffCW-med-ElecDHW-ElecCDryer-Tier3-Front | DEER2016 | D16v1 | 2015-05-14 08:08 | PGE | MFm | 2007 | CZ01 | rWtd | Each | 1 | 441 | None | 371 | 0.0509 | -0.216 | 200 | 0.0275 | 0.461 | 371 | 0.0509 | -0.216 | 200 | 0.0275 | 0.461 |  |  | 2 |  | RE-Appl-EffCW-med-ElecDHW-ElecCDryer-Tier3-FrontPGEMFm2007CZ01rWtd
RE-Appl-EffCW-med-ElecDHW-ElecCDryer-Tier3-Front | DEER2016 | D16v1 | 2015-05-14 08:08 | PGE | MFm | 2007 | CZ02 | rWtd | Each | 1 | 474 | None | 365 | 0.0519 | 0.122 | 199 | 0.028 | 0.516 | 365 | 0.0519 | 0.122 | 199 | 0.028 | 0.516 |  |  | 2 |  | RE-Appl-EffCW-med-ElecDHW-ElecCDryer-Tier3-FrontPGEMFm2007CZ02rWtd
RE-Appl-EffCW-med-ElecDHW-ElecCDryer-Tier3-Front | DEER2016 | D16v1 | 2015-05-14 08:08 | PGE | MFm | 2007 | CZ03 | rWtd | Each | 1 | 441 | None | 364 | 0.0501 | -0.0431 | 199 | 0.0274 | 0.472 | 364 | 0.0501 | -0.0431 | 199 | 0.0274 | 0.472 |  |  | 2 |  | RE-Appl-EffCW-med-ElecDHW-ElecCDryer-Tier3-FrontPGEMFm2007CZ03rWtd
RE-Appl-EffCW-med-ElecDHW-ElecCDryer-Tier3-Front | DEER2016 | D16v1 | 2015-05-14 08:08 | PGE | MFm | 2007 | CZ04 | rWtd | Each | 1 | 441 | None | 362 | 0.0507 | -0.222 | 198 | 0.0282 | 0.16 | 362 | 0.0507 | -0.222 | 198 | 0.0282 | 0.16 |  |  | 2 |  | RE-Appl-EffCW-med-ElecDHW-ElecCDryer-Tier3-FrontPGEMFm2007CZ04rWtd
RE-Appl-EffCW-med-ElecDHW-ElecCDryer-Tier3-Front | DEER2016 | D16v1 | 2015-05-14 08:08 | PGE | MFm | 2007 | CZ05 | rWtd | Each | 1 | 441 | None | 366 | 0.0503 | 0.156 | 199 | 0.0274 | 0.555 | 366 | 0.0503 | 0.156 | 199 | 0.0274 | 0.555 |  |  | 2 |  | RE-Appl-EffCW-med-ElecDHW-ElecCDryer-Tier3-FrontPGEMFm2007CZ05rWtd
RE-Appl-EffCW-med-ElecDHW-ElecCDryer-Tier3-Front | DEER2016 | D16v1 | 2015-05-14 08:08 | PGE | MFm | 2007 | CZ11 | rWtd | Each | 1 | 474 | None | 362 | 0.0495 | 0.217 | 199 | 0.0273 | 0.483 | 362 | 0.0495 | 0.217 | 199 | 0.0273 | 0.483 |  |  | 2 |  | RE-Appl-EffCW-med-ElecDHW-ElecCDryer-Tier3-FrontPGEMFm2007CZ11rWtd
RE-Appl-EffCW-med-ElecDHW-ElecCDryer-Tier3-Front | DEER2016 | D16v1 | 2015-05-14 08:08 | PGE | MFm | 2007 | CZ12 | rWtd | Each | 1 | 474 | None | 364 | 0.0513 | 0.118 | 199 | 0.0283 | 0.433 | 364 | 0.0513 | 0.118 | 199 | 0.0283 | 0.433 |  |  | 2 |  | RE-Appl-EffCW-med-ElecDHW-ElecCDryer-Tier3-FrontPGEMFm2007CZ12rWtd
RE-Appl-EffCW-med-ElecDHW-ElecCDryer-Tier3-Front | DEER2016 | D16v1 | 2015-05-14 08:08 | PGE | MFm | 2007 | CZ13 | rWtd | Each | 1 | 474 | None | 360 | 0.0497 | -0.0328 | 198 | 0.0278 | 0.301 | 360 | 0.0497 | -0.0328 | 198 | 0.0278 | 0.301 |  |  | 2 |  | RE-Appl-EffCW-med-ElecDHW-ElecCDryer-Tier3-FrontPGEMFm2007CZ13rWtd
RE-Appl-EffCW-med-ElecDHW-ElecCDryer-Tier3-Front | DEER2016 | D16v1 | 2015-05-14 08:08 | PGE | MFm | 2007 | CZ16 | rWtd | Each | 1 | 441 | None | 377 | 0.0519 | -0.0445 | 203 | 0.0282 | 0.391 | 377 | 0.0519 | -0.0445 | 203 | 0.0282 | 0.391 |  |  | 2 |  | RE-Appl-EffCW-med-ElecDHW-ElecCDryer-Tier3-FrontPGEMFm2007CZ16rWtd
RE-Appl-EffCW-med-ElecDHW-ElecCDryer-Tier3-Front | DEER2016 | D16v1 | 2015-05-14 08:08 | PGE | MFm | 2011 | CZ01 | rWtd | Each | 1 | 441 | None | 371 | 0.0508 | -0.0429 | 200 | 0.0275 | 0.481 | 371 | 0.0508 | -0.0429 | 200 | 0.0275 | 0.481 |  |  | 2 |  | RE-Appl-EffCW-med-ElecDHW-ElecCDryer-Tier3-FrontPGEMFm2011CZ01rWtd
RE-Appl-EffCW-med-ElecDHW-ElecCDryer-Tier3-Front | DEER2016 | D16v1 | 2015-05-14 08:08 | PGE | MFm | 2011 | CZ02 | rWtd | Each | 1 | 474 | None | 364 | 0.0517 | 0.133 | 199 | 0.0282 | 0.484 | 364 | 0.0517 | 0.133 | 199 | 0.0282 | 0.484 |  |  | 2 |  | RE-Appl-EffCW-med-ElecDHW-ElecCDryer-Tier3-FrontPGEMFm2011CZ02rWtd
RE-Appl-EffCW-med-ElecDHW-ElecCDryer-Tier3-Front | DEER2016 | D16v1 | 2015-05-14 08:08 | PGE | MFm | 2011 | CZ03 | rWtd | Each | 1 | 441 | None | 364 | 0.05 | 0.0401 | 199 | 0.0274 | 0.464 | 364 | 0.05 | 0.0401 | 199 | 0.0274 | 0.464 |  |  | 2 |  | RE-Appl-EffCW-med-ElecDHW-ElecCDryer-Tier3-FrontPGEMFm2011CZ03rWtd
RE-Appl-EffCW-med-ElecDHW-ElecCDryer-Tier3-Front | DEER2016 | D16v1 | 2015-05-14 08:08 | PGE | MFm | 2011 | CZ04 | rWtd | Each | 1 | 441 | None | 362 | 0.0508 | -0.162 | 198 | 0.0281 | 0.142 | 362 | 0.0508 | -0.162 | 198 | 0.0281 | 0.142 |  |  | 2 |  | RE-Appl-EffCW-med-ElecDHW-ElecCDryer-Tier3-FrontPGEMFm2011CZ04rWtd
RE-Appl-EffCW-med-ElecDHW-ElecCDryer-Tier3-Front | DEER2016 | D16v1 | 2015-05-14 08:08 | PGE | MFm | 2011 | CZ05 | rWtd | Each | 1 | 441 | None | 366 | 0.0508 | 0.111 | 199 | 0.0277 | 0.503 | 366 | 0.0508 | 0.111 | 199 | 0.0277 | 0.503 |  |  | 2 |  | RE-Appl-EffCW-med-ElecDHW-ElecCDryer-Tier3-FrontPGEMFm2011CZ05rWtd
RE-Appl-EffCW-med-ElecDHW-ElecCDryer-Tier3-Front | DEER2016 | D16v1 | 2015-05-14 08:08 | PGE | MFm | 2011 | CZ11 | rWtd | Each | 1 | 474 | None | 362 | 0.0498 | 0.235 | 199 | 0.0273 | 0.47 | 362 | 0.0498 | 0.235 | 199 | 0.0273 | 0.47 |  |  | 2 |  | RE-Appl-EffCW-med-ElecDHW-ElecCDryer-Tier3-FrontPGEMFm2011CZ11rWtd
RE-Appl-EffCW-med-ElecDHW-ElecCDryer-Tier3-Front | DEER2016 | D16v1 | 2015-05-14 08:08 | PGE | MFm | 2011 | CZ12 | rWtd | Each | 1 | 474 | None | 364 | 0.0511 | 0.13 | 200 | 0.0281 | 0.407 | 364 | 0.0511 | 0.13 | 200 | 0.0281 | 0.407 |  |  | 2 |  | RE-Appl-EffCW-med-ElecDHW-ElecCDryer-Tier3-FrontPGEMFm2011CZ12rWtd
RE-Appl-EffCW-med-ElecDHW-ElecCDryer-Tier3-Front | DEER2016 | D16v1 | 2015-05-14 08:08 | PGE | MFm | 2011 | CZ13 | rWtd | Each | 1 | 474 | None | 360 | 0.0498 | 0.00718 | 198 | 0.0278 | 0.297 | 360 | 0.0498 | 0.00718 | 198 | 0.0278 | 0.297 |  |  | 2 |  | RE-Appl-EffCW-med-ElecDHW-ElecCDryer-Tier3-FrontPGEMFm2011CZ13rWtd
RE-Appl-EffCW-med-ElecDHW-ElecCDryer-Tier3-Front | DEER2016 | D16v1 | 2015-05-14 08:08 | PGE | MFm | 2011 | CZ16 | rWtd | Each | 1 | 441 | None | 377 | 0.0518 | 0.0165 | 202 | 0.0282 | 0.407 | 377 | 0.0518 | 0.0165 | 202 | 0.0282 | 0.407 |  |  | 2 |  | RE-Appl-EffCW-med-ElecDHW-ElecCDryer-Tier3-FrontPGEMFm2011CZ16rWtd
RE-Appl-EffCW-med-ElecDHW-ElecCDryer-Tier3-Front | DEER2016 | D16v1 | 2015-05-14 08:08 | PGE | MFm | 2014 | CZ01 | rWtd | Each | 1 | 441 | None | 371 | 0.051 | -0.0185 | 200 | 0.0276 | 0.547 | 371 | 0.051 | -0.0185 | 200 | 0.0276 | 0.547 |  |  | 2 |  | RE-Appl-EffCW-med-ElecDHW-ElecCDryer-Tier3-FrontPGEMFm2014CZ01rWtd
RE-Appl-EffCW-med-ElecDHW-ElecCDryer-Tier3-Front | DEER2016 | D16v1 | 2015-05-14 08:08 | PGE | MFm | 2014 | CZ02 | rWtd | Each | 1 | 474 | None | 365 | 0.0523 | 0.116 | 199 | 0.028 | 0.426 | 365 | 0.0523 | 0.116 | 199 | 0.028 | 0.426 |  |  | 2 |  | RE-Appl-EffCW-med-ElecDHW-ElecCDryer-Tier3-FrontPGEMFm2014CZ02rWtd
RE-Appl-EffCW-med-ElecDHW-ElecCDryer-Tier3-Front | DEER2016 | D16v1 | 2015-05-14 08:08 | PGE | MFm | 2014 | CZ03 | rWtd | Each | 1 | 441 | None | 364 | 0.0499 | 0.122 | 199 | 0.0274 | 0.436 | 364 | 0.0499 | 0.122 | 199 | 0.0274 | 0.436 |  |  | 2 |  | RE-Appl-EffCW-med-ElecDHW-ElecCDryer-Tier3-FrontPGEMFm2014CZ03rWtd
RE-Appl-EffCW-med-ElecDHW-ElecCDryer-Tier3-Front | DEER2016 | D16v1 | 2015-05-14 08:08 | PGE | MFm | 2014 | CZ04 | rWtd | Each | 1 | 441 | None | 362 | 0.051 | -0.161 | 198 | 0.0283 | 0.106 | 362 | 0.051 | -0.161 | 198 | 0.0283 | 0.106 |  |  | 2 |  | RE-Appl-EffCW-med-ElecDHW-ElecCDryer-Tier3-FrontPGEMFm2014CZ04rWtd
RE-Appl-EffCW-med-ElecDHW-ElecCDryer-Tier3-Front | DEER2016 | D16v1 | 2015-05-14 08:08 | PGE | MFm | 2014 | CZ05 | rWtd | Each | 1 | 441 | None | 366 | 0.0502 | 0.256 | 199 | 0.0277 | 0.447 | 366 | 0.0502 | 0.256 | 199 | 0.0277 | 0.447 |  |  | 2 |  | RE-Appl-EffCW-med-ElecDHW-ElecCDryer-Tier3-FrontPGEMFm2014CZ05rWtd
RE-Appl-EffCW-med-ElecDHW-ElecCDryer-Tier3-Front | DEER2016 | D16v1 | 2015-05-14 08:08 | PGE | MFm | 2014 | CZ11 | rWtd | Each | 1 | 474 | None | 362 | 0.0498 | 0.197 | 198 | 0.0279 | 0.431 | 362 | 0.0498 | 0.197 | 198 | 0.0279 | 0.431 |  |  | 2 |  | RE-Appl-EffCW-med-ElecDHW-ElecCDryer-Tier3-FrontPGEMFm2014CZ11rWtd
RE-Appl-EffCW-med-ElecDHW-ElecCDryer-Tier3-Front | DEER2016 | D16v1 | 2015-05-14 08:08 | PGE | MFm | 2014 | CZ12 | rWtd | Each | 1 | 474 | None | 364 | 0.051 | 0.111 | 199 | 0.0283 | 0.377 | 364 | 0.051 | 0.111 | 199 | 0.0283 | 0.377 |  |  | 2 |  | RE-Appl-EffCW-med-ElecDHW-ElecCDryer-Tier3-FrontPGEMFm2014CZ12rWtd
RE-Appl-EffCW-med-ElecDHW-ElecCDryer-Tier3-Front | DEER2016 | D16v1 | 2015-05-14 08:08 | PGE | MFm | 2014 | CZ13 | rWtd | Each | 1 | 474 | None | 360 | 0.0495 | -0.0214 | 198 | 0.0272 | 0.267 | 360 | 0.0495 | -0.0214 | 198 | 0.0272 | 0.267 |  |  | 2 |  | RE-Appl-EffCW-med-ElecDHW-ElecCDryer-Tier3-FrontPGEMFm2014CZ13rWtd
RE-Appl-EffCW-med-ElecDHW-ElecCDryer-Tier3-Front | DEER2016 | D16v1 | 2015-05-14 08:08 | PGE | MFm | 2014 | CZ16 | rWtd | Each | 1 | 441 | None | 376 | 0.0521 | -0.132 | 202 | 0.028 | 0.328 | 376 | 0.0521 | -0.132 | 202 | 0.028 | 0.328 |  |  | 2 |  | RE-Appl-EffCW-med-ElecDHW-ElecCDryer-Tier3-FrontPGEMFm2014CZ16rWtd
RE-Appl-EffCW-med-ElecDHW-ElecCDryer-Tier3-Front | DEER2016 | D16v1 | 2015-05-14 08:08 | PGE | MFm | Ex | CZ01 | rWtd | Each | 1 | 456 | None | 372 | 0.0509 | 0.0637 | 201 | 0.0275 | 0.557 | 372 | 0.0509 | 0.0637 | 201 | 0.0275 | 0.557 |  |  | 2 |  | RE-Appl-EffCW-med-ElecDHW-ElecCDryer-Tier3-FrontPGEMFmExCZ01rWtd
RE-Appl-EffCW-med-ElecDHW-ElecCDryer-Tier3-Front | DEER2016 | D16v1 | 2015-05-14 08:08 | PGE | MFm | Ex | CZ02 | rWtd | Each | 1 | 478 | None | 365 | 0.0522 | 0.232 | 199 | 0.0287 | 0.455 | 365 | 0.0522 | 0.232 | 199 | 0.0287 | 0.455 |  |  | 2 |  | RE-Appl-EffCW-med-ElecDHW-ElecCDryer-Tier3-FrontPGEMFmExCZ02rWtd
RE-Appl-EffCW-med-ElecDHW-ElecCDryer-Tier3-Front | DEER2016 | D16v1 | 2015-05-14 08:08 | PGE | MFm | Ex | CZ03 | rWtd | Each | 1 | 477 | None | 364 | 0.0501 | 0.268 | 199 | 0.0275 | 0.648 | 364 | 0.0501 | 0.268 | 199 | 0.0275 | 0.648 |  |  | 2 |  | RE-Appl-EffCW-med-ElecDHW-ElecCDryer-Tier3-FrontPGEMFmExCZ03rWtd
RE-Appl-EffCW-med-ElecDHW-ElecCDryer-Tier3-Front | DEER2016 | D16v1 | 2015-05-14 08:08 | PGE | MFm | Ex | CZ04 | rWtd | Each | 1 | 480 | None | 362 | 0.0509 | 0.252 | 199 | 0.0284 | 0.435 | 362 | 0.0509 | 0.252 | 199 | 0.0284 | 0.435 |  |  | 2 |  | RE-Appl-EffCW-med-ElecDHW-ElecCDryer-Tier3-FrontPGEMFmExCZ04rWtd
RE-Appl-EffCW-med-ElecDHW-ElecCDryer-Tier3-Front | DEER2016 | D16v1 | 2015-05-14 08:08 | PGE | MFm | Ex | CZ05 | rWtd | Each | 1 | 468 | None | 367 | 0.0504 | 0.358 | 200 | 0.0273 | 0.684 | 367 | 0.0504 | 0.358 | 200 | 0.0273 | 0.684 |  |  | 2 |  | RE-Appl-EffCW-med-ElecDHW-ElecCDryer-Tier3-FrontPGEMFmExCZ05rWtd
RE-Appl-EffCW-med-ElecDHW-ElecCDryer-Tier3-Front | DEER2016 | D16v1 | 2015-05-14 08:08 | PGE | MFm | Ex | CZ11 | rWtd | Each | 1 | 499 | None | 359 | 0.0512 | 0.249 | 198 | 0.0287 | 0.246 | 359 | 0.0512 | 0.249 | 198 | 0.0287 | 0.246 |  |  | 2 |  | RE-Appl-EffCW-med-ElecDHW-ElecCDryer-Tier3-FrontPGEMFmExCZ11rWtd
RE-Appl-EffCW-med-ElecDHW-ElecCDryer-Tier3-Front | DEER2016 | D16v1 | 2015-05-14 08:08 | PGE | MFm | Ex | CZ12 | rWtd | Each | 1 | 495 | None | 362 | 0.0535 | 0.405 | 199 | 0.0296 | 0.391 | 362 | 0.0535 | 0.405 | 199 | 0.0296 | 0.391 |  |  | 2 |  | RE-Appl-EffCW-med-ElecDHW-ElecCDryer-Tier3-FrontPGEMFmExCZ12rWtd
RE-Appl-EffCW-med-ElecDHW-ElecCDryer-Tier3-Front | DEER2016 | D16v1 | 2015-05-14 08:08 | PGE | MFm | Ex | CZ13 | rWtd | Each | 1 | 493 | None | 357 | 0.0504 | 0.299 | 197 | 0.0288 | 0.301 | 357 | 0.0504 | 0.299 | 197 | 0.0288 | 0.301 |  |  | 2 |  | RE-Appl-EffCW-med-ElecDHW-ElecCDryer-Tier3-FrontPGEMFmExCZ13rWtd
RE-Appl-EffCW-med-ElecDHW-ElecCDryer-Tier3-Front | DEER2016 | D16v1 | 2015-05-14 08:08 | PGE | MFm | Ex | CZ16 | rWtd | Each | 1 | 501 | None | 374 | 0.0522 | -0.0543 | 201 | 0.0286 | 0.132 | 374 | 0.0522 | -0.0543 | 201 | 0.0286 | 0.132 |  |  | 2 |  | RE-Appl-EffCW-med-ElecDHW-ElecCDryer-Tier3-FrontPGEMFmExCZ16rWtd
RE-Appl-EffCW-med-ElecDHW-ElecCDryer-Tier3-Front | DEER2016 | D16v1 | 2015-05-14 08:08 | PGE | MFm | Ex | IOU | rWtd | Each | 1 | 483 | None | 363 | 0.0511 | 0.291 | 199 | 0.0283 | 0.509 | 363 | 0.0511 | 0.291 | 199 | 0.0283 | 0.509 |  |  | 2 |  | RE-Appl-EffCW-med-ElecDHW-ElecCDryer-Tier3-FrontPGEMFmExIOUrWtd
RE-Appl-EffCW-med-ElecDHW-ElecCDryer-Tier3-Front | DEER2016 | D16v1 | 2015-05-14 08:08 | PGE | SFm | 1975 | CZ01 | rWtd | Each | 1 | 796 | None | 462 | 0.063 | 0.894 | 249 | 0.034 | 0.969 | 462 | 0.063 | 0.894 | 249 | 0.034 | 0.969 |  |  | 2 |  | RE-Appl-EffCW-med-ElecDHW-ElecCDryer-Tier3-FrontPGESFm1975CZ01rWtd
RE-Appl-EffCW-med-ElecDHW-ElecCDryer-Tier3-Front | DEER2016 | D16v1 | 2015-05-14 08:08 | PGE | SFm | 1975 | CZ02 | rWtd | Each | 1 | 796 | None | 452 | 0.0658 | 0.704 | 246 | 0.0356 | 0.792 | 452 | 0.0658 | 0.704 | 246 | 0.0356 | 0.792 |  |  | 2 |  | RE-Appl-EffCW-med-ElecDHW-ElecCDryer-Tier3-FrontPGESFm1975CZ02rWtd
RE-Appl-EffCW-med-ElecDHW-ElecCDryer-Tier3-Front | DEER2016 | D16v1 | 2015-05-14 08:08 | PGE | SFm | 1975 | CZ03 | rWtd | Each | 1 | 796 | None | 453 | 0.0636 | 1.08 | 247 | 0.0352 | 1.09 | 453 | 0.0636 | 1.08 | 247 | 0.0352 | 1.09 |  |  | 2 |  | RE-Appl-EffCW-med-ElecDHW-ElecCDryer-Tier3-FrontPGESFm1975CZ03rWtd
RE-Appl-EffCW-med-ElecDHW-ElecCDryer-Tier3-Front | DEER2016 | D16v1 | 2015-05-14 08:08 | PGE | SFm | 1975 | CZ04 | rWtd | Each | 1 | 796 | None | 447 | 0.0637 | 0.192 | 245 | 0.0351 | 0.357 | 447 | 0.0637 | 0.192 | 245 | 0.0351 | 0.357 |  |  | 2 |  | RE-Appl-EffCW-med-ElecDHW-ElecCDryer-Tier3-FrontPGESFm1975CZ04rWtd
RE-Appl-EffCW-med-ElecDHW-ElecCDryer-Tier3-Front | DEER2016 | D16v1 | 2015-05-14 08:08 | PGE | SFm | 1975 | CZ05 | rWtd | Each | 1 | 796 | None | 455 | 0.062 | 1.23 | 248 | 0.0334 | 1.22 | 455 | 0.062 | 1.23 | 248 | 0.0334 | 1.22 |  |  | 2 |  | RE-Appl-EffCW-med-ElecDHW-ElecCDryer-Tier3-FrontPGESFm1975CZ05rWtd
RE-Appl-EffCW-med-ElecDHW-ElecCDryer-Tier3-Front | DEER2016 | D16v1 | 2015-05-14 08:08 | PGE | SFm | 1975 | CZ11 | rWtd | Each | 1 | 764 | None | 447 | 0.0703 | 0.245 | 246 | 0.0385 | 0.711 | 447 | 0.0703 | 0.245 | 246 | 0.0385 | 0.711 |  |  | 2 |  | RE-Appl-EffCW-med-ElecDHW-ElecCDryer-Tier3-FrontPGESFm1975CZ11rWtd
RE-Appl-EffCW-med-ElecDHW-ElecCDryer-Tier3-Front | DEER2016 | D16v1 | 2015-05-14 08:08 | PGE | SFm | 1975 | CZ12 | rWtd | Each | 1 | 764 | None | 449 | 0.0705 | -0.0135 | 248 | 0.0398 | 0.6 | 449 | 0.0705 | -0.0135 | 248 | 0.0398 | 0.6 |  |  | 2 |  | RE-Appl-EffCW-med-ElecDHW-ElecCDryer-Tier3-FrontPGESFm1975CZ12rWtd
RE-Appl-EffCW-med-ElecDHW-ElecCDryer-Tier3-Front | DEER2016 | D16v1 | 2015-05-14 08:08 | PGE | SFm | 1975 | CZ13 | rWtd | Each | 1 | 764 | None | 447 | 0.0679 | -0.0843 | 247 | 0.038 | 0.509 | 447 | 0.0679 | -0.0843 | 247 | 0.038 | 0.509 |  |  | 2 |  | RE-Appl-EffCW-med-ElecDHW-ElecCDryer-Tier3-FrontPGESFm1975CZ13rWtd
RE-Appl-EffCW-med-ElecDHW-ElecCDryer-Tier3-Front | DEER2016 | D16v1 | 2015-05-14 08:08 | PGE | SFm | 1975 | CZ16 | rWtd | Each | 1 | 796 | None | 468 | 0.0608 | 0.625 | 254 | 0.0352 | 0.692 | 468 | 0.0608 | 0.625 | 254 | 0.0352 | 0.692 |  |  | 2 |  | RE-Appl-EffCW-med-ElecDHW-ElecCDryer-Tier3-FrontPGESFm1975CZ16rWtd
RE-Appl-EffCW-med-ElecDHW-ElecCDryer-Tier3-Front | DEER2016 | D16v1 | 2015-05-14 08:08 | PGE | SFm | 1985 | CZ01 | rWtd | Each | 1 | 952 | None | 461 | 0.0631 | -0.241 | 248 | 0.0341 | 0.327 | 461 | 0.0631 | -0.241 | 248 | 0.0341 | 0.327 |  |  | 2 |  | RE-Appl-EffCW-med-ElecDHW-ElecCDryer-Tier3-FrontPGESFm1985CZ01rWtd
RE-Appl-EffCW-med-ElecDHW-ElecCDryer-Tier3-Front | DEER2016 | D16v1 | 2015-05-14 08:08 | PGE | SFm | 1985 | CZ02 | rWtd | Each | 1 | 952 | None | 453 | 0.0668 | 0.282 | 247 | 0.036 | 0.778 | 453 | 0.0668 | 0.282 | 247 | 0.036 | 0.778 |  |  | 2 |  | RE-Appl-EffCW-med-ElecDHW-ElecCDryer-Tier3-FrontPGESFm1985CZ02rWtd
RE-Appl-EffCW-med-ElecDHW-ElecCDryer-Tier3-Front | DEER2016 | D16v1 | 2015-05-14 08:08 | PGE | SFm | 1985 | CZ03 | rWtd | Each | 1 | 952 | None | 453 | 0.0632 | 0.839 | 247 | 0.0341 | 1.23 | 453 | 0.0632 | 0.839 | 247 | 0.0341 | 1.23 |  |  | 2 |  | RE-Appl-EffCW-med-ElecDHW-ElecCDryer-Tier3-FrontPGESFm1985CZ03rWtd
RE-Appl-EffCW-med-ElecDHW-ElecCDryer-Tier3-Front | DEER2016 | D16v1 | 2015-05-14 08:08 | PGE | SFm | 1985 | CZ04 | rWtd | Each | 1 | 952 | None | 447 | 0.0642 | -0.216 | 246 | 0.0352 | 0.33 | 447 | 0.0642 | -0.216 | 246 | 0.0352 | 0.33 |  |  | 2 |  | RE-Appl-EffCW-med-ElecDHW-ElecCDryer-Tier3-FrontPGESFm1985CZ04rWtd
RE-Appl-EffCW-med-ElecDHW-ElecCDryer-Tier3-Front | DEER2016 | D16v1 | 2015-05-14 08:08 | PGE | SFm | 1985 | CZ05 | rWtd | Each | 1 | 952 | None | 454 | 0.0628 | 0.356 | 247 | 0.0352 | 0.96 | 454 | 0.0628 | 0.356 | 247 | 0.0352 | 0.96 |  |  | 2 |  | RE-Appl-EffCW-med-ElecDHW-ElecCDryer-Tier3-FrontPGESFm1985CZ05rWtd
RE-Appl-EffCW-med-ElecDHW-ElecCDryer-Tier3-Front | DEER2016 | D16v1 | 2015-05-14 08:08 | PGE | SFm | 1985 | CZ11 | rWtd | Each | 1 | 852 | None | 447 | 0.0687 | -0.26 | 244 | 0.037 | 0.598 | 447 | 0.0687 | -0.26 | 244 | 0.037 | 0.598 |  |  | 2 |  | RE-Appl-EffCW-med-ElecDHW-ElecCDryer-Tier3-FrontPGESFm1985CZ11rWtd
RE-Appl-EffCW-med-ElecDHW-ElecCDryer-Tier3-Front | DEER2016 | D16v1 | 2015-05-14 08:08 | PGE | SFm | 1985 | CZ12 | rWtd | Each | 1 | 852 | None | 448 | 0.072 | -0.338 | 244 | 0.0389 | 0.558 | 448 | 0.072 | -0.338 | 244 | 0.0389 | 0.558 |  |  | 2 |  | RE-Appl-EffCW-med-ElecDHW-ElecCDryer-Tier3-FrontPGESFm1985CZ12rWtd
RE-Appl-EffCW-med-ElecDHW-ElecCDryer-Tier3-Front | DEER2016 | D16v1 | 2015-05-14 08:08 | PGE | SFm | 1985 | CZ13 | rWtd | Each | 1 | 852 | None | 445 | 0.0668 | -0.216 | 244 | 0.0368 | 0.591 | 445 | 0.0668 | -0.216 | 244 | 0.0368 | 0.591 |  |  | 2 |  | RE-Appl-EffCW-med-ElecDHW-ElecCDryer-Tier3-FrontPGESFm1985CZ13rWtd
RE-Appl-EffCW-med-ElecDHW-ElecCDryer-Tier3-Front | DEER2016 | D16v1 | 2015-05-14 08:08 | PGE | SFm | 1985 | CZ16 | rWtd | Each | 1 | 952 | None | 462 | 0.066 | -0.292 | 248 | 0.0349 | 0.316 | 462 | 0.066 | -0.292 | 248 | 0.0349 | 0.316 |  |  | 2 |  | RE-Appl-EffCW-med-ElecDHW-ElecCDryer-Tier3-FrontPGESFm1985CZ16rWtd
RE-Appl-EffCW-med-ElecDHW-ElecCDryer-Tier3-Front | DEER2016 | D16v1 | 2015-05-14 08:08 | PGE | SFm | 1996 | CZ01 | rWtd | Each | 1 | 1100 | None | 460 | 0.0631 | -0.732 | 248 | 0.0341 | 0.337 | 460 | 0.0631 | -0.732 | 248 | 0.0341 | 0.337 |  |  | 2 |  | RE-Appl-EffCW-med-ElecDHW-ElecCDryer-Tier3-FrontPGESFm1996CZ01rWtd
RE-Appl-EffCW-med-ElecDHW-ElecCDryer-Tier3-Front | DEER2016 | D16v1 | 2015-05-14 08:08 | PGE | SFm | 1996 | CZ02 | rWtd | Each | 1 | 1100 | None | 451 | 0.0668 | -0.66 | 246 | 0.036 | 0.387 | 451 | 0.0668 | -0.66 | 246 | 0.036 | 0.387 |  |  | 2 |  | RE-Appl-EffCW-med-ElecDHW-ElecCDryer-Tier3-FrontPGESFm1996CZ02rWtd
RE-Appl-EffCW-med-ElecDHW-ElecCDryer-Tier3-Front | DEER2016 | D16v1 | 2015-05-14 08:08 | PGE | SFm | 1996 | CZ03 | rWtd | Each | 1 | 1100 | None | 451 | 0.0608 | -0.464 | 246 | 0.0327 | 0.738 | 451 | 0.0608 | -0.464 | 246 | 0.0327 | 0.738 |  |  | 2 |  | RE-Appl-EffCW-med-ElecDHW-ElecCDryer-Tier3-FrontPGESFm1996CZ03rWtd
RE-Appl-EffCW-med-ElecDHW-ElecCDryer-Tier3-Front | DEER2016 | D16v1 | 2015-05-14 08:08 | PGE | SFm | 1996 | CZ04 | rWtd | Each | 1 | 1100 | None | 452 | 0.0627 | -0.208 | 247 | 0.0331 | 0.607 | 452 | 0.0627 | -0.208 | 247 | 0.0331 | 0.607 |  |  | 2 |  | RE-Appl-EffCW-med-ElecDHW-ElecCDryer-Tier3-FrontPGESFm1996CZ04rWtd
RE-Appl-EffCW-med-ElecDHW-ElecCDryer-Tier3-Front | DEER2016 | D16v1 | 2015-05-14 08:08 | PGE | SFm | 1996 | CZ05 | rWtd | Each | 1 | 1100 | None | 454 | 0.0637 | -0.0593 | 248 | 0.0346 | 1.29 | 454 | 0.0637 | -0.0593 | 248 | 0.0346 | 1.29 |  |  | 2 |  | RE-Appl-EffCW-med-ElecDHW-ElecCDryer-Tier3-FrontPGESFm1996CZ05rWtd
RE-Appl-EffCW-med-ElecDHW-ElecCDryer-Tier3-Front | DEER2016 | D16v1 | 2015-05-14 08:08 | PGE | SFm | 1996 | CZ11 | rWtd | Each | 1 | 1020 | None | 446 | 0.0674 | 0.127 | 246 | 0.0386 | 0.369 | 446 | 0.0674 | 0.127 | 246 | 0.0386 | 0.369 |  |  | 2 |  | RE-Appl-EffCW-med-ElecDHW-ElecCDryer-Tier3-FrontPGESFm1996CZ11rWtd
RE-Appl-EffCW-med-ElecDHW-ElecCDryer-Tier3-Front | DEER2016 | D16v1 | 2015-05-14 08:08 | PGE | SFm | 1996 | CZ12 | rWtd | Each | 1 | 1020 | None | 450 | 0.0625 | 0.105 | 249 | 0.029 | 0.377 | 450 | 0.0625 | 0.105 | 249 | 0.029 | 0.377 |  |  | 2 |  | RE-Appl-EffCW-med-ElecDHW-ElecCDryer-Tier3-FrontPGESFm1996CZ12rWtd
RE-Appl-EffCW-med-ElecDHW-ElecCDryer-Tier3-Front | DEER2016 | D16v1 | 2015-05-14 08:08 | PGE | SFm | 1996 | CZ13 | rWtd | Each | 1 | 1020 | None | 448 | 0.0649 | -0.0261 | 249 | 0.0366 | 0.255 | 448 | 0.0649 | -0.0261 | 249 | 0.0366 | 0.255 |  |  | 2 |  | RE-Appl-EffCW-med-ElecDHW-ElecCDryer-Tier3-FrontPGESFm1996CZ13rWtd
RE-Appl-EffCW-med-ElecDHW-ElecCDryer-Tier3-Front | DEER2016 | D16v1 | 2015-05-14 08:08 | PGE | SFm | 1996 | CZ16 | rWtd | Each | 1 | 1100 | None | 465 | 0.07 | -0.512 | 247 | 0.0342 | 0.374 | 465 | 0.07 | -0.512 | 247 | 0.0342 | 0.374 |  |  | 2 |  | RE-Appl-EffCW-med-ElecDHW-ElecCDryer-Tier3-FrontPGESFm1996CZ16rWtd
RE-Appl-EffCW-med-ElecDHW-ElecCDryer-Tier3-Front | DEER2016 | D16v1 | 2015-05-14 08:08 | PGE | SFm | 2003 | CZ01 | rWtd | Each | 1 | 1150 | None | 462 | 0.063 | 0.797 | 248 | 0.0341 | 0.571 | 462 | 0.063 | 0.797 | 248 | 0.0341 | 0.571 |  |  | 2 |  | RE-Appl-EffCW-med-ElecDHW-ElecCDryer-Tier3-FrontPGESFm2003CZ01rWtd
RE-Appl-EffCW-med-ElecDHW-ElecCDryer-Tier3-Front | DEER2016 | D16v1 | 2015-05-14 08:08 | PGE | SFm | 2003 | CZ02 | rWtd | Each | 1 | 974 | None | 453 | 0.0661 | 0.0281 | 248 | 0.0361 | 0.964 | 453 | 0.0661 | 0.0281 | 248 | 0.0361 | 0.964 |  |  | 2 |  | RE-Appl-EffCW-med-ElecDHW-ElecCDryer-Tier3-FrontPGESFm2003CZ02rWtd
RE-Appl-EffCW-med-ElecDHW-ElecCDryer-Tier3-Front | DEER2016 | D16v1 | 2015-05-14 08:08 | PGE | SFm | 2003 | CZ03 | rWtd | Each | 1 | 1150 | None | 452 | 0.0593 | 1.37 | 246 | 0.032 | 0.98 | 452 | 0.0593 | 1.37 | 246 | 0.032 | 0.98 |  |  | 2 |  | RE-Appl-EffCW-med-ElecDHW-ElecCDryer-Tier3-FrontPGESFm2003CZ03rWtd
RE-Appl-EffCW-med-ElecDHW-ElecCDryer-Tier3-Front | DEER2016 | D16v1 | 2015-05-14 08:08 | PGE | SFm | 2003 | CZ04 | rWtd | Each | 1 | 1150 | None | 449 | 0.0633 | 1 | 246 | 0.0357 | 0.722 | 449 | 0.0633 | 1 | 246 | 0.0357 | 0.722 |  |  | 2 |  | RE-Appl-EffCW-med-ElecDHW-ElecCDryer-Tier3-FrontPGESFm2003CZ04rWtd
RE-Appl-EffCW-med-ElecDHW-ElecCDryer-Tier3-Front | DEER2016 | D16v1 | 2015-05-14 08:08 | PGE | SFm | 2003 | CZ05 | rWtd | Each | 1 | 1150 | None | 455 | 0.0638 | 1.4 | 247 | 0.0371 | 0.97 | 455 | 0.0638 | 1.4 | 247 | 0.0371 | 0.97 |  |  | 2 |  | RE-Appl-EffCW-med-ElecDHW-ElecCDryer-Tier3-FrontPGESFm2003CZ05rWtd
RE-Appl-EffCW-med-ElecDHW-ElecCDryer-Tier3-Front | DEER2016 | D16v1 | 2015-05-14 08:08 | PGE | SFm | 2003 | CZ11 | rWtd | Each | 1 | 974 | None | 448 | 0.0649 | -0.352 | 246 | 0.0356 | 0.485 | 448 | 0.0649 | -0.352 | 246 | 0.0356 | 0.485 |  |  | 2 |  | RE-Appl-EffCW-med-ElecDHW-ElecCDryer-Tier3-FrontPGESFm2003CZ11rWtd
RE-Appl-EffCW-med-ElecDHW-ElecCDryer-Tier3-Front | DEER2016 | D16v1 | 2015-05-14 08:08 | PGE | SFm | 2003 | CZ12 | rWtd | Each | 1 | 974 | None | 450 | 0.0682 | -0.374 | 246 | 0.0381 | 0.512 | 450 | 0.0682 | -0.374 | 246 | 0.0381 | 0.512 |  |  | 2 |  | RE-Appl-EffCW-med-ElecDHW-ElecCDryer-Tier3-FrontPGESFm2003CZ12rWtd
RE-Appl-EffCW-med-ElecDHW-ElecCDryer-Tier3-Front | DEER2016 | D16v1 | 2015-05-14 08:08 | PGE | SFm | 2003 | CZ13 | rWtd | Each | 1 | 974 | None | 447 | 0.0656 | -0.347 | 246 | 0.0382 | 0.448 | 447 | 0.0656 | -0.347 | 246 | 0.0382 | 0.448 |  |  | 2 |  | RE-Appl-EffCW-med-ElecDHW-ElecCDryer-Tier3-FrontPGESFm2003CZ13rWtd
RE-Appl-EffCW-med-ElecDHW-ElecCDryer-Tier3-Front | DEER2016 | D16v1 | 2015-05-14 08:08 | PGE | SFm | 2003 | CZ16 | rWtd | Each | 1 | 1150 | None | 463 | 0.0759 | 0.724 | 248 | 0.0387 | 0.557 | 463 | 0.0759 | 0.724 | 248 | 0.0387 | 0.557 |  |  | 2 |  | RE-Appl-EffCW-med-ElecDHW-ElecCDryer-Tier3-FrontPGESFm2003CZ16rWtd
RE-Appl-EffCW-med-ElecDHW-ElecCDryer-Tier3-Front | DEER2016 | D16v1 | 2015-05-14 08:08 | PGE | SFm | 2007 | CZ01 | rWtd | Each | 1 | 1150 | None | 462 | 0.0632 | 0.99 | 248 | 0.0341 | 0.777 | 462 | 0.0632 | 0.99 | 248 | 0.0341 | 0.777 |  |  | 2 |  | RE-Appl-EffCW-med-ElecDHW-ElecCDryer-Tier3-FrontPGESFm2007CZ01rWtd
RE-Appl-EffCW-med-ElecDHW-ElecCDryer-Tier3-Front | DEER2016 | D16v1 | 2015-05-14 08:08 | PGE | SFm | 2007 | CZ02 | rWtd | Each | 1 | 974 | None | 452 | 0.0635 | -0.351 | 247 | 0.0335 | 0.835 | 452 | 0.0635 | -0.351 | 247 | 0.0335 | 0.835 |  |  | 2 |  | RE-Appl-EffCW-med-ElecDHW-ElecCDryer-Tier3-FrontPGESFm2007CZ02rWtd
RE-Appl-EffCW-med-ElecDHW-ElecCDryer-Tier3-Front | DEER2016 | D16v1 | 2015-05-14 08:08 | PGE | SFm | 2007 | CZ03 | rWtd | Each | 1 | 1150 | None | 452 | 0.0593 | 0.571 | 246 | 0.0316 | 0.464 | 452 | 0.0593 | 0.571 | 246 | 0.0316 | 0.464 |  |  | 2 |  | RE-Appl-EffCW-med-ElecDHW-ElecCDryer-Tier3-FrontPGESFm2007CZ03rWtd
RE-Appl-EffCW-med-ElecDHW-ElecCDryer-Tier3-Front | DEER2016 | D16v1 | 2015-05-14 08:08 | PGE | SFm | 2007 | CZ04 | rWtd | Each | 1 | 1150 | None | 448 | 0.0623 | 0.72 | 245 | 0.0351 | 0.521 | 448 | 0.0623 | 0.72 | 245 | 0.0351 | 0.521 |  |  | 2 |  | RE-Appl-EffCW-med-ElecDHW-ElecCDryer-Tier3-FrontPGESFm2007CZ04rWtd
RE-Appl-EffCW-med-ElecDHW-ElecCDryer-Tier3-Front | DEER2016 | D16v1 | 2015-05-14 08:08 | PGE | SFm | 2007 | CZ05 | rWtd | Each | 1 | 1150 | None | 455 | 0.0629 | 1.79 | 247 | 0.0342 | 1.31 | 455 | 0.0629 | 1.79 | 247 | 0.0342 | 1.31 |  |  | 2 |  | RE-Appl-EffCW-med-ElecDHW-ElecCDryer-Tier3-FrontPGESFm2007CZ05rWtd
RE-Appl-EffCW-med-ElecDHW-ElecCDryer-Tier3-Front | DEER2016 | D16v1 | 2015-05-14 08:08 | PGE | SFm | 2007 | CZ11 | rWtd | Each | 1 | 974 | None | 446 | 0.0636 | -0.277 | 246 | 0.0377 | 0.508 | 446 | 0.0636 | -0.277 | 246 | 0.0377 | 0.508 |  |  | 2 |  | RE-Appl-EffCW-med-ElecDHW-ElecCDryer-Tier3-FrontPGESFm2007CZ11rWtd
RE-Appl-EffCW-med-ElecDHW-ElecCDryer-Tier3-Front | DEER2016 | D16v1 | 2015-05-14 08:08 | PGE | SFm | 2007 | CZ12 | rWtd | Each | 1 | 974 | None | 450 | 0.0657 | -0.138 | 246 | 0.0373 | 0.643 | 450 | 0.0657 | -0.138 | 246 | 0.0373 | 0.643 |  |  | 2 |  | RE-Appl-EffCW-med-ElecDHW-ElecCDryer-Tier3-FrontPGESFm2007CZ12rWtd
RE-Appl-EffCW-med-ElecDHW-ElecCDryer-Tier3-Front | DEER2016 | D16v1 | 2015-05-14 08:08 | PGE | SFm | 2007 | CZ13 | rWtd | Each | 1 | 974 | None | 446 | 0.0638 | -0.444 | 244 | 0.0353 | 0.431 | 446 | 0.0638 | -0.444 | 244 | 0.0353 | 0.431 |  |  | 2 |  | RE-Appl-EffCW-med-ElecDHW-ElecCDryer-Tier3-FrontPGESFm2007CZ13rWtd
RE-Appl-EffCW-med-ElecDHW-ElecCDryer-Tier3-Front | DEER2016 | D16v1 | 2015-05-14 08:08 | PGE | SFm | 2007 | CZ16 | rWtd | Each | 1 | 1150 | None | 463 | 0.0771 | 0.727 | 250 | 0.048 | 0.559 | 463 | 0.0771 | 0.727 | 250 | 0.048 | 0.559 |  |  | 2 |  | RE-Appl-EffCW-med-ElecDHW-ElecCDryer-Tier3-FrontPGESFm2007CZ16rWtd
RE-Appl-EffCW-med-ElecDHW-ElecCDryer-Tier3-Front | DEER2016 | D16v1 | 2015-05-14 08:08 | PGE | SFm | 2011 | CZ01 | rWtd | Each | 1 | 1150 | None | 462 | 0.0632 | 0.854 | 248 | 0.0341 | 0.659 | 462 | 0.0632 | 0.854 | 248 | 0.0341 | 0.659 |  |  | 2 |  | RE-Appl-EffCW-med-ElecDHW-ElecCDryer-Tier3-FrontPGESFm2011CZ01rWtd
RE-Appl-EffCW-med-ElecDHW-ElecCDryer-Tier3-Front | DEER2016 | D16v1 | 2015-05-14 08:08 | PGE | SFm | 2011 | CZ02 | rWtd | Each | 1 | 974 | None | 452 | 0.0638 | -0.322 | 247 | 0.0342 | 0.722 | 452 | 0.0638 | -0.322 | 247 | 0.0342 | 0.722 |  |  | 2 |  | RE-Appl-EffCW-med-ElecDHW-ElecCDryer-Tier3-FrontPGESFm2011CZ02rWtd
RE-Appl-EffCW-med-ElecDHW-ElecCDryer-Tier3-Front | DEER2016 | D16v1 | 2015-05-14 08:08 | PGE | SFm | 2011 | CZ03 | rWtd | Each | 1 | 1150 | None | 451 | 0.0606 | 0.447 | 246 | 0.0302 | 0.349 | 451 | 0.0606 | 0.447 | 246 | 0.0302 | 0.349 |  |  | 2 |  | RE-Appl-EffCW-med-ElecDHW-ElecCDryer-Tier3-FrontPGESFm2011CZ03rWtd
RE-Appl-EffCW-med-ElecDHW-ElecCDryer-Tier3-Front | DEER2016 | D16v1 | 2015-05-14 08:08 | PGE | SFm | 2011 | CZ04 | rWtd | Each | 1 | 1150 | None | 448 | 0.0612 | 0.65 | 245 | 0.0343 | 0.492 | 448 | 0.0612 | 0.65 | 245 | 0.0343 | 0.492 |  |  | 2 |  | RE-Appl-EffCW-med-ElecDHW-ElecCDryer-Tier3-FrontPGESFm2011CZ04rWtd
RE-Appl-EffCW-med-ElecDHW-ElecCDryer-Tier3-Front | DEER2016 | D16v1 | 2015-05-14 08:08 | PGE | SFm | 2011 | CZ05 | rWtd | Each | 1 | 1150 | None | 455 | 0.0626 | 1.34 | 247 | 0.0343 | 0.993 | 455 | 0.0626 | 1.34 | 247 | 0.0343 | 0.993 |  |  | 2 |  | RE-Appl-EffCW-med-ElecDHW-ElecCDryer-Tier3-FrontPGESFm2011CZ05rWtd
RE-Appl-EffCW-med-ElecDHW-ElecCDryer-Tier3-Front | DEER2016 | D16v1 | 2015-05-14 08:08 | PGE | SFm | 2011 | CZ11 | rWtd | Each | 1 | 974 | None | 445 | 0.065 | -0.223 | 244 | 0.0367 | 0.518 | 445 | 0.065 | -0.223 | 244 | 0.0367 | 0.518 |  |  | 2 |  | RE-Appl-EffCW-med-ElecDHW-ElecCDryer-Tier3-FrontPGESFm2011CZ11rWtd
RE-Appl-EffCW-med-ElecDHW-ElecCDryer-Tier3-Front | DEER2016 | D16v1 | 2015-05-14 08:08 | PGE | SFm | 2011 | CZ12 | rWtd | Each | 1 | 974 | None | 450 | 0.0643 | -0.0858 | 247 | 0.0367 | 0.63 | 450 | 0.0643 | -0.0858 | 247 | 0.0367 | 0.63 |  |  | 2 |  | RE-Appl-EffCW-med-ElecDHW-ElecCDryer-Tier3-FrontPGESFm2011CZ12rWtd
RE-Appl-EffCW-med-ElecDHW-ElecCDryer-Tier3-Front | DEER2016 | D16v1 | 2015-05-14 08:08 | PGE | SFm | 2011 | CZ13 | rWtd | Each | 1 | 974 | None | 445 | 0.0639 | -0.431 | 245 | 0.0352 | 0.405 | 445 | 0.0639 | -0.431 | 245 | 0.0352 | 0.405 |  |  | 2 |  | RE-Appl-EffCW-med-ElecDHW-ElecCDryer-Tier3-FrontPGESFm2011CZ13rWtd
RE-Appl-EffCW-med-ElecDHW-ElecCDryer-Tier3-Front | DEER2016 | D16v1 | 2015-05-14 08:08 | PGE | SFm | 2011 | CZ16 | rWtd | Each | 1 | 1150 | None | 461 | 0.0645 | 0.624 | 248 | 0.0357 | 0.481 | 461 | 0.0645 | 0.624 | 248 | 0.0357 | 0.481 |  |  | 2 |  | RE-Appl-EffCW-med-ElecDHW-ElecCDryer-Tier3-FrontPGESFm2011CZ16rWtd
RE-Appl-EffCW-med-ElecDHW-ElecCDryer-Tier3-Front | DEER2016 | D16v1 | 2015-05-14 08:08 | PGE | SFm | 2014 | CZ01 | rWtd | Each | 1 | 1150 | None | 461 | 0.063 | 0.836 | 248 | 0.034 | 0.613 | 461 | 0.063 | 0.836 | 248 | 0.034 | 0.613 |  |  | 2 |  | RE-Appl-EffCW-med-ElecDHW-ElecCDryer-Tier3-FrontPGESFm2014CZ01rWtd
RE-Appl-EffCW-med-ElecDHW-ElecCDryer-Tier3-Front | DEER2016 | D16v1 | 2015-05-14 08:08 | PGE | SFm | 2014 | CZ02 | rWtd | Each | 1 | 974 | None | 452 | 0.0655 | -0.377 | 247 | 0.0358 | 0.694 | 452 | 0.0655 | -0.377 | 247 | 0.0358 | 0.694 |  |  | 2 |  | RE-Appl-EffCW-med-ElecDHW-ElecCDryer-Tier3-FrontPGESFm2014CZ02rWtd
RE-Appl-EffCW-med-ElecDHW-ElecCDryer-Tier3-Front | DEER2016 | D16v1 | 2015-05-14 08:08 | PGE | SFm | 2014 | CZ03 | rWtd | Each | 1 | 1150 | None | 451 | 0.0628 | 0.335 | 246 | 0.035 | 0.263 | 451 | 0.0628 | 0.335 | 246 | 0.035 | 0.263 |  |  | 2 |  | RE-Appl-EffCW-med-ElecDHW-ElecCDryer-Tier3-FrontPGESFm2014CZ03rWtd
RE-Appl-EffCW-med-ElecDHW-ElecCDryer-Tier3-Front | DEER2016 | D16v1 | 2015-05-14 08:08 | PGE | SFm | 2014 | CZ04 | rWtd | Each | 1 | 1150 | None | 447 | 0.0623 | 0.565 | 245 | 0.0352 | 0.418 | 447 | 0.0623 | 0.565 | 245 | 0.0352 | 0.418 |  |  | 2 |  | RE-Appl-EffCW-med-ElecDHW-ElecCDryer-Tier3-FrontPGESFm2014CZ04rWtd
RE-Appl-EffCW-med-ElecDHW-ElecCDryer-Tier3-Front | DEER2016 | D16v1 | 2015-05-14 08:08 | PGE | SFm | 2014 | CZ05 | rWtd | Each | 1 | 1150 | None | 454 | 0.0614 | 1.33 | 247 | 0.036 | 0.983 | 454 | 0.0614 | 1.33 | 247 | 0.036 | 0.983 |  |  | 2 |  | RE-Appl-EffCW-med-ElecDHW-ElecCDryer-Tier3-FrontPGESFm2014CZ05rWtd
RE-Appl-EffCW-med-ElecDHW-ElecCDryer-Tier3-Front | DEER2016 | D16v1 | 2015-05-14 08:08 | PGE | SFm | 2014 | CZ11 | rWtd | Each | 1 | 974 | None | 447 | 0.0639 | -0.351 | 245 | 0.0345 | 0.432 | 447 | 0.0639 | -0.351 | 245 | 0.0345 | 0.432 |  |  | 2 |  | RE-Appl-EffCW-med-ElecDHW-ElecCDryer-Tier3-FrontPGESFm2014CZ11rWtd
RE-Appl-EffCW-med-ElecDHW-ElecCDryer-Tier3-Front | DEER2016 | D16v1 | 2015-05-14 08:08 | PGE | SFm | 2014 | CZ12 | rWtd | Each | 1 | 974 | None | 450 | 0.0641 | -0.14 | 246 | 0.0326 | 0.606 | 450 | 0.0641 | -0.14 | 246 | 0.0326 | 0.606 |  |  | 2 |  | RE-Appl-EffCW-med-ElecDHW-ElecCDryer-Tier3-FrontPGESFm2014CZ12rWtd
RE-Appl-EffCW-med-ElecDHW-ElecCDryer-Tier3-Front | DEER2016 | D16v1 | 2015-05-14 08:08 | PGE | SFm | 2014 | CZ13 | rWtd | Each | 1 | 974 | None | 448 | 0.0642 | -0.465 | 245 | 0.0356 | 0.376 | 448 | 0.0642 | -0.465 | 245 | 0.0356 | 0.376 |  |  | 2 |  | RE-Appl-EffCW-med-ElecDHW-ElecCDryer-Tier3-FrontPGESFm2014CZ13rWtd
RE-Appl-EffCW-med-ElecDHW-ElecCDryer-Tier3-Front | DEER2016 | D16v1 | 2015-05-14 08:08 | PGE | SFm | 2014 | CZ16 | rWtd | Each | 1 | 1150 | None | 460 | 0.0641 | 0.345 | 247 | 0.0342 | 0.263 | 460 | 0.0641 | 0.345 | 247 | 0.0342 | 0.263 |  |  | 2 |  | RE-Appl-EffCW-med-ElecDHW-ElecCDryer-Tier3-FrontPGESFm2014CZ16rWtd
RE-Appl-EffCW-med-ElecDHW-ElecCDryer-Tier3-Front | DEER2016 | D16v1 | 2015-05-14 08:08 | PGE | SFm | Ex | CZ01 | rWtd | Each | 1 | 982 | None | 461 | 0.0631 | 0.371 | 248 | 0.0341 | 0.638 | 461 | 0.0631 | 0.371 | 248 | 0.0341 | 0.638 |  |  | 2 |  | RE-Appl-EffCW-med-ElecDHW-ElecCDryer-Tier3-FrontPGESFmExCZ01rWtd
RE-Appl-EffCW-med-ElecDHW-ElecCDryer-Tier3-Front | DEER2016 | D16v1 | 2015-05-14 08:08 | PGE | SFm | Ex | CZ02 | rWtd | Each | 1 | 867 | None | 452 | 0.0661 | 0.459 | 246 | 0.0357 | 0.769 | 452 | 0.0661 | 0.459 | 246 | 0.0357 | 0.769 |  |  | 2 |  | RE-Appl-EffCW-med-ElecDHW-ElecCDryer-Tier3-FrontPGESFmExCZ02rWtd
RE-Appl-EffCW-med-ElecDHW-ElecCDryer-Tier3-Front | DEER2016 | D16v1 | 2015-05-14 08:08 | PGE | SFm | Ex | CZ03 | rWtd | Each | 1 | 859 | None | 452 | 0.0632 | 0.915 | 247 | 0.0347 | 1.06 | 452 | 0.0632 | 0.915 | 247 | 0.0347 | 1.06 |  |  | 2 |  | RE-Appl-EffCW-med-ElecDHW-ElecCDryer-Tier3-FrontPGESFmExCZ03rWtd
RE-Appl-EffCW-med-ElecDHW-ElecCDryer-Tier3-Front | DEER2016 | D16v1 | 2015-05-14 08:08 | PGE | SFm | Ex | CZ04 | rWtd | Each | 1 | 862 | None | 447 | 0.0636 | 0.165 | 246 | 0.035 | 0.387 | 447 | 0.0636 | 0.165 | 246 | 0.035 | 0.387 |  |  | 2 |  | RE-Appl-EffCW-med-ElecDHW-ElecCDryer-Tier3-FrontPGESFmExCZ04rWtd
RE-Appl-EffCW-med-ElecDHW-ElecCDryer-Tier3-Front | DEER2016 | D16v1 | 2015-05-14 08:08 | PGE | SFm | Ex | CZ05 | rWtd | Each | 1 | 884 | None | 455 | 0.0624 | 0.93 | 247 | 0.034 | 1.18 | 455 | 0.0624 | 0.93 | 247 | 0.034 | 1.18 |  |  | 2 |  | RE-Appl-EffCW-med-ElecDHW-ElecCDryer-Tier3-FrontPGESFmExCZ05rWtd
RE-Appl-EffCW-med-ElecDHW-ElecCDryer-Tier3-Front | DEER2016 | D16v1 | 2015-05-14 08:08 | PGE | SFm | Ex | CZ11 | rWtd | Each | 1 | 860 | None | 447 | 0.0684 | -0.00265 | 245 | 0.0377 | 0.594 | 447 | 0.0684 | -0.00265 | 245 | 0.0377 | 0.594 |  |  | 2 |  | RE-Appl-EffCW-med-ElecDHW-ElecCDryer-Tier3-FrontPGESFmExCZ11rWtd
RE-Appl-EffCW-med-ElecDHW-ElecCDryer-Tier3-Front | DEER2016 | D16v1 | 2015-05-14 08:08 | PGE | SFm | Ex | CZ12 | rWtd | Each | 1 | 847 | None | 449 | 0.0693 | -0.108 | 247 | 0.0378 | 0.558 | 449 | 0.0693 | -0.108 | 247 | 0.0378 | 0.558 |  |  | 2 |  | RE-Appl-EffCW-med-ElecDHW-ElecCDryer-Tier3-FrontPGESFmExCZ12rWtd
RE-Appl-EffCW-med-ElecDHW-ElecCDryer-Tier3-Front | DEER2016 | D16v1 | 2015-05-14 08:08 | PGE | SFm | Ex | CZ13 | rWtd | Each | 1 | 852 | None | 447 | 0.0667 | -0.15 | 246 | 0.0373 | 0.48 | 447 | 0.0667 | -0.15 | 246 | 0.0373 | 0.48 |  |  | 2 |  | RE-Appl-EffCW-med-ElecDHW-ElecCDryer-Tier3-FrontPGESFmExCZ13rWtd
RE-Appl-EffCW-med-ElecDHW-ElecCDryer-Tier3-Front | DEER2016 | D16v1 | 2015-05-14 08:08 | PGE | SFm | Ex | CZ16 | rWtd | Each | 1 | 898 | None | 465 | 0.0641 | 0.147 | 251 | 0.0351 | 0.511 | 465 | 0.0641 | 0.147 | 251 | 0.0351 | 0.511 |  |  | 2 |  | RE-Appl-EffCW-med-ElecDHW-ElecCDryer-Tier3-FrontPGESFmExCZ16rWtd
RE-Appl-EffCW-med-ElecDHW-ElecCDryer-Tier3-Front | DEER2016 | D16v1 | 2015-05-14 08:08 | PGE | SFm | Ex | IOU | rWtd | Each | 1 | 859 | None | 450 | 0.0659 | 0.276 | 247 | 0.0362 | 0.687 | 450 | 0.0659 | 0.276 | 247 | 0.0362 | 0.687 |  |  | 2 |  | RE-Appl-EffCW-med-ElecDHW-ElecCDryer-Tier3-FrontPGESFmExIOUrWtd
RE-Appl-EffCW-med-ElecDHW-ElecCDryer-Tier3-Front | DEER2016 | D16v1 | 2015-05-14 08:08 | SCE | DMo | Ex | CZ06 | rWtd | Each | 1 | 610 | None | 358 | 0.0495 | 1.13 | 198 | 0.0275 | 1.21 | 358 | 0.0495 | 1.13 | 198 | 0.0275 | 1.21 |  |  | 2 |  | RE-Appl-EffCW-med-ElecDHW-ElecCDryer-Tier3-FrontSCEDMoExCZ06rWtd
RE-Appl-EffCW-med-ElecDHW-ElecCDryer-Tier3-Front | DEER2016 | D16v1 | 2015-05-14 08:08 | SCE | DMo | Ex | CZ08 | rWtd | Each | 1 | 607 | None | 361 | 0.0502 | 0.962 | 200 | 0.0276 | 1.09 | 361 | 0.0502 | 0.962 | 200 | 0.0276 | 1.09 |  |  | 2 |  | RE-Appl-EffCW-med-ElecDHW-ElecCDryer-Tier3-FrontSCEDMoExCZ08rWtd
RE-Appl-EffCW-med-ElecDHW-ElecCDryer-Tier3-Front | DEER2016 | D16v1 | 2015-05-14 08:08 | SCE | DMo | Ex | CZ09 | rWtd | Each | 1 | 608 | None | 362 | 0.0509 | 0.855 | 201 | 0.0282 | 1.01 | 362 | 0.0509 | 0.855 | 201 | 0.0282 | 1.01 |  |  | 2 |  | RE-Appl-EffCW-med-ElecDHW-ElecCDryer-Tier3-FrontSCEDMoExCZ09rWtd
RE-Appl-EffCW-med-ElecDHW-ElecCDryer-Tier3-Front | DEER2016 | D16v1 | 2015-05-14 08:08 | SCE | DMo | Ex | CZ10 | rWtd | Each | 1 | 610 | None | 363 | 0.0517 | 0.768 | 200 | 0.0287 | 1 | 363 | 0.0517 | 0.768 | 200 | 0.0287 | 1 |  |  | 2 |  | RE-Appl-EffCW-med-ElecDHW-ElecCDryer-Tier3-FrontSCEDMoExCZ10rWtd
RE-Appl-EffCW-med-ElecDHW-ElecCDryer-Tier3-Front | DEER2016 | D16v1 | 2015-05-14 08:08 | SCE | DMo | Ex | CZ13 | rWtd | Each | 1 | 604 | None | 358 | 0.0493 | 0.316 | 199 | 0.0267 | 0.706 | 358 | 0.0493 | 0.316 | 199 | 0.0267 | 0.706 |  |  | 2 |  | RE-Appl-EffCW-med-ElecDHW-ElecCDryer-Tier3-FrontSCEDMoExCZ13rWtd
RE-Appl-EffCW-med-ElecDHW-ElecCDryer-Tier3-Front | DEER2016 | D16v1 | 2015-05-14 08:08 | SCE | DMo | Ex | CZ14 | rWtd | Each | 1 | 608 | None | 364 | 0.0512 | 0.507 | 200 | 0.0288 | 0.794 | 364 | 0.0512 | 0.507 | 200 | 0.0288 | 0.794 |  |  | 2 |  | RE-Appl-EffCW-med-ElecDHW-ElecCDryer-Tier3-FrontSCEDMoExCZ14rWtd
RE-Appl-EffCW-med-ElecDHW-ElecCDryer-Tier3-Front | DEER2016 | D16v1 | 2015-05-14 08:08 | SCE | DMo | Ex | CZ15 | rWtd | Each | 1 | 612 | None | 349 | 0.0488 | 0.659 | 196 | 0.0283 | 0.724 | 349 | 0.0488 | 0.659 | 196 | 0.0283 | 0.724 |  |  | 2 |  | RE-Appl-EffCW-med-ElecDHW-ElecCDryer-Tier3-FrontSCEDMoExCZ15rWtd
RE-Appl-EffCW-med-ElecDHW-ElecCDryer-Tier3-Front | DEER2016 | D16v1 | 2015-05-14 08:08 | SCE | DMo | Ex | CZ16 | rWtd | Each | 1 | 613 | None | 375 | 0.0538 | 0.175 | 202 | 0.0287 | 0.667 | 375 | 0.0538 | 0.175 | 202 | 0.0287 | 0.667 |  |  | 2 |  | RE-Appl-EffCW-med-ElecDHW-ElecCDryer-Tier3-FrontSCEDMoExCZ16rWtd
RE-Appl-EffCW-med-ElecDHW-ElecCDryer-Tier3-Front | DEER2016 | D16v1 | 2015-05-14 08:08 | SCE | DMo | Ex | IOU | rWtd | Each | 1 | 609 | None | 362 | 0.051 | 0.77 | 200 | 0.0282 | 0.981 | 362 | 0.051 | 0.77 | 200 | 0.0282 | 0.981 |  |  | 2 |  | RE-Appl-EffCW-med-ElecDHW-ElecCDryer-Tier3-FrontSCEDMoExIOUrWtd
RE-Appl-EffCW-med-ElecDHW-ElecCDryer-Tier3-Front | DEER2016 | D16v1 | 2015-05-14 08:08 | SCE | DMo | MH00 | CZ05 | rWtd | Each | 1 | 621 | None | 368 | 0.0522 | 0.826 | 201 | 0.0286 | 1.11 | 368 | 0.0522 | 0.826 | 201 | 0.0286 | 1.11 |  |  | 2 |  | RE-Appl-EffCW-med-ElecDHW-ElecCDryer-Tier3-FrontSCEDMoMH00CZ05rWtd
RE-Appl-EffCW-med-ElecDHW-ElecCDryer-Tier3-Front | DEER2016 | D16v1 | 2015-05-14 08:08 | SCE | DMo | MH00 | CZ06 | rWtd | Each | 1 | 621 | None | 358 | 0.0488 | 0.965 | 197 | 0.0267 | 1.07 | 358 | 0.0488 | 0.965 | 197 | 0.0267 | 1.07 |  |  | 2 |  | RE-Appl-EffCW-med-ElecDHW-ElecCDryer-Tier3-FrontSCEDMoMH00CZ06rWtd
RE-Appl-EffCW-med-ElecDHW-ElecCDryer-Tier3-Front | DEER2016 | D16v1 | 2015-05-14 08:08 | SCE | DMo | MH00 | CZ08 | rWtd | Each | 1 | 621 | None | 369 | 0.0518 | 0.845 | 203 | 0.0286 | 0.894 | 369 | 0.0518 | 0.845 | 203 | 0.0286 | 0.894 |  |  | 2 |  | RE-Appl-EffCW-med-ElecDHW-ElecCDryer-Tier3-FrontSCEDMoMH00CZ08rWtd
RE-Appl-EffCW-med-ElecDHW-ElecCDryer-Tier3-Front | DEER2016 | D16v1 | 2015-05-14 08:08 | SCE | DMo | MH00 | CZ09 | rWtd | Each | 1 | 621 | None | 361 | 0.0515 | 0.656 | 200 | 0.0289 | 0.783 | 361 | 0.0515 | 0.656 | 200 | 0.0289 | 0.783 |  |  | 2 |  | RE-Appl-EffCW-med-ElecDHW-ElecCDryer-Tier3-FrontSCEDMoMH00CZ09rWtd
RE-Appl-EffCW-med-ElecDHW-ElecCDryer-Tier3-Front | DEER2016 | D16v1 | 2015-05-14 08:08 | SCE | DMo | MH00 | CZ10 | rWtd | Each | 1 | 621 | None | 364 | 0.0531 | 0.761 | 202 | 0.0298 | 0.87 | 364 | 0.0531 | 0.761 | 202 | 0.0298 | 0.87 |  |  | 2 |  | RE-Appl-EffCW-med-ElecDHW-ElecCDryer-Tier3-FrontSCEDMoMH00CZ10rWtd
RE-Appl-EffCW-med-ElecDHW-ElecCDryer-Tier3-Front | DEER2016 | D16v1 | 2015-05-14 08:08 | SCE | DMo | MH00 | CZ13 | rWtd | Each | 1 | 621 | None | 360 | 0.0538 | 0.021 | 200 | 0.0303 | 0.378 | 360 | 0.0538 | 0.021 | 200 | 0.0303 | 0.378 |  |  | 2 |  | RE-Appl-EffCW-med-ElecDHW-ElecCDryer-Tier3-FrontSCEDMoMH00CZ13rWtd
RE-Appl-EffCW-med-ElecDHW-ElecCDryer-Tier3-Front | DEER2016 | D16v1 | 2015-05-14 08:08 | SCE | DMo | MH00 | CZ14 | rWtd | Each | 1 | 621 | None | 366 | 0.0519 | 0.283 | 203 | 0.0299 | 0.55 | 366 | 0.0519 | 0.283 | 203 | 0.0299 | 0.55 |  |  | 2 |  | RE-Appl-EffCW-med-ElecDHW-ElecCDryer-Tier3-FrontSCEDMoMH00CZ14rWtd
RE-Appl-EffCW-med-ElecDHW-ElecCDryer-Tier3-Front | DEER2016 | D16v1 | 2015-05-14 08:08 | SCE | DMo | MH00 | CZ15 | rWtd | Each | 1 | 621 | None | 353 | 0.0487 | 0.552 | 200 | 0.0284 | 0.645 | 353 | 0.0487 | 0.552 | 200 | 0.0284 | 0.645 |  |  | 2 |  | RE-Appl-EffCW-med-ElecDHW-ElecCDryer-Tier3-FrontSCEDMoMH00CZ15rWtd
RE-Appl-EffCW-med-ElecDHW-ElecCDryer-Tier3-Front | DEER2016 | D16v1 | 2015-05-14 08:08 | SCE | DMo | MH00 | CZ16 | rWtd | Each | 1 | 621 | None | 377 | 0.0544 | 0.0429 | 203 | 0.0297 | 0.416 | 377 | 0.0544 | 0.0429 | 203 | 0.0297 | 0.416 |  |  | 2 |  | RE-Appl-EffCW-med-ElecDHW-ElecCDryer-Tier3-FrontSCEDMoMH00CZ16rWtd
RE-Appl-EffCW-med-ElecDHW-ElecCDryer-Tier3-Front | DEER2016 | D16v1 | 2015-05-14 08:08 | SCE | DMo | MH06 | CZ05 | rWtd | Each | 1 | 621 | None | 367 | 0.0473 | 0.766 | 201 | 0.0285 | 1.03 | 367 | 0.0473 | 0.766 | 201 | 0.0285 | 1.03 |  |  | 2 |  | RE-Appl-EffCW-med-ElecDHW-ElecCDryer-Tier3-FrontSCEDMoMH06CZ05rWtd
RE-Appl-EffCW-med-ElecDHW-ElecCDryer-Tier3-Front | DEER2016 | D16v1 | 2015-05-14 08:08 | SCE | DMo | MH06 | CZ06 | rWtd | Each | 1 | 621 | None | 357 | 0.0492 | 0.894 | 197 | 0.0272 | 0.948 | 357 | 0.0492 | 0.894 | 197 | 0.0272 | 0.948 |  |  | 2 |  | RE-Appl-EffCW-med-ElecDHW-ElecCDryer-Tier3-FrontSCEDMoMH06CZ06rWtd
RE-Appl-EffCW-med-ElecDHW-ElecCDryer-Tier3-Front | DEER2016 | D16v1 | 2015-05-14 08:08 | SCE | DMo | MH06 | CZ08 | rWtd | Each | 1 | 621 | None | 362 | 0.05 | 0.889 | 204 | 0.0276 | 0.929 | 362 | 0.05 | 0.889 | 204 | 0.0276 | 0.929 |  |  | 2 |  | RE-Appl-EffCW-med-ElecDHW-ElecCDryer-Tier3-FrontSCEDMoMH06CZ08rWtd
RE-Appl-EffCW-med-ElecDHW-ElecCDryer-Tier3-Front | DEER2016 | D16v1 | 2015-05-14 08:08 | SCE | DMo | MH06 | CZ09 | rWtd | Each | 1 | 621 | None | 360 | 0.0503 | 0.742 | 201 | 0.0281 | 0.842 | 360 | 0.0503 | 0.742 | 201 | 0.0281 | 0.842 |  |  | 2 |  | RE-Appl-EffCW-med-ElecDHW-ElecCDryer-Tier3-FrontSCEDMoMH06CZ09rWtd
RE-Appl-EffCW-med-ElecDHW-ElecCDryer-Tier3-Front | DEER2016 | D16v1 | 2015-05-14 08:08 | SCE | DMo | MH06 | CZ10 | rWtd | Each | 1 | 621 | None | 366 | 0.0494 | 1.02 | 203 | 0.0278 | 1.08 | 366 | 0.0494 | 1.02 | 203 | 0.0278 | 1.08 |  |  | 2 |  | RE-Appl-EffCW-med-ElecDHW-ElecCDryer-Tier3-FrontSCEDMoMH06CZ10rWtd
RE-Appl-EffCW-med-ElecDHW-ElecCDryer-Tier3-Front | DEER2016 | D16v1 | 2015-05-14 08:08 | SCE | DMo | MH06 | CZ13 | rWtd | Each | 1 | 621 | None | 359 | 0.0513 | -0.157 | 199 | 0.0289 | 0.246 | 359 | 0.0513 | -0.157 | 199 | 0.0289 | 0.246 |  |  | 2 |  | RE-Appl-EffCW-med-ElecDHW-ElecCDryer-Tier3-FrontSCEDMoMH06CZ13rWtd
RE-Appl-EffCW-med-ElecDHW-ElecCDryer-Tier3-Front | DEER2016 | D16v1 | 2015-05-14 08:08 | SCE | DMo | MH06 | CZ14 | rWtd | Each | 1 | 621 | None | 363 | 0.0472 | 0.0959 | 200 | 0.0268 | 0.426 | 363 | 0.0472 | 0.0959 | 200 | 0.0268 | 0.426 |  |  | 2 |  | RE-Appl-EffCW-med-ElecDHW-ElecCDryer-Tier3-FrontSCEDMoMH06CZ14rWtd
RE-Appl-EffCW-med-ElecDHW-ElecCDryer-Tier3-Front | DEER2016 | D16v1 | 2015-05-14 08:08 | SCE | DMo | MH06 | CZ15 | rWtd | Each | 1 | 621 | None | 349 | 0.0478 | 0.577 | 198 | 0.0278 | 0.669 | 349 | 0.0478 | 0.577 | 198 | 0.0278 | 0.669 |  |  | 2 |  | RE-Appl-EffCW-med-ElecDHW-ElecCDryer-Tier3-FrontSCEDMoMH06CZ15rWtd
RE-Appl-EffCW-med-ElecDHW-ElecCDryer-Tier3-Front | DEER2016 | D16v1 | 2015-05-14 08:08 | SCE | DMo | MH06 | CZ16 | rWtd | Each | 1 | 621 | None | 375 | 0.0537 | 0.0131 | 203 | 0.0293 | 0.41 | 375 | 0.0537 | 0.0131 | 203 | 0.0293 | 0.41 |  |  | 2 |  | RE-Appl-EffCW-med-ElecDHW-ElecCDryer-Tier3-FrontSCEDMoMH06CZ16rWtd
RE-Appl-EffCW-med-ElecDHW-ElecCDryer-Tier3-Front | DEER2016 | D16v1 | 2015-05-14 08:08 | SCE | DMo | MH72 | CZ05 | rWtd | Each | 1 | 598 | None | 369 | 0.0473 | 1.56 | 202 | 0.0226 | 1.83 | 369 | 0.0473 | 1.56 | 202 | 0.0226 | 1.83 |  |  | 2 |  | RE-Appl-EffCW-med-ElecDHW-ElecCDryer-Tier3-FrontSCEDMoMH72CZ05rWtd
RE-Appl-EffCW-med-ElecDHW-ElecCDryer-Tier3-Front | DEER2016 | D16v1 | 2015-05-14 08:08 | SCE | DMo | MH72 | CZ06 | rWtd | Each | 1 | 598 | None | 359 | 0.05 | 1.29 | 197 | 0.0282 | 1.37 | 359 | 0.05 | 1.29 | 197 | 0.0282 | 1.37 |  |  | 2 |  | RE-Appl-EffCW-med-ElecDHW-ElecCDryer-Tier3-FrontSCEDMoMH72CZ06rWtd
RE-Appl-EffCW-med-ElecDHW-ElecCDryer-Tier3-Front | DEER2016 | D16v1 | 2015-05-14 08:08 | SCE | DMo | MH72 | CZ08 | rWtd | Each | 1 | 598 | None | 361 | 0.0497 | 0.849 | 200 | 0.0271 | 1.05 | 361 | 0.0497 | 0.849 | 200 | 0.0271 | 1.05 |  |  | 2 |  | RE-Appl-EffCW-med-ElecDHW-ElecCDryer-Tier3-FrontSCEDMoMH72CZ08rWtd
RE-Appl-EffCW-med-ElecDHW-ElecCDryer-Tier3-Front | DEER2016 | D16v1 | 2015-05-14 08:08 | SCE | DMo | MH72 | CZ09 | rWtd | Each | 1 | 598 | None | 362 | 0.0506 | 0.843 | 200 | 0.0278 | 1.05 | 362 | 0.0506 | 0.843 | 200 | 0.0278 | 1.05 |  |  | 2 |  | RE-Appl-EffCW-med-ElecDHW-ElecCDryer-Tier3-FrontSCEDMoMH72CZ09rWtd
RE-Appl-EffCW-med-ElecDHW-ElecCDryer-Tier3-Front | DEER2016 | D16v1 | 2015-05-14 08:08 | SCE | DMo | MH72 | CZ10 | rWtd | Each | 1 | 598 | None | 362 | 0.0512 | 0.831 | 199 | 0.028 | 1.08 | 362 | 0.0512 | 0.831 | 199 | 0.028 | 1.08 |  |  | 2 |  | RE-Appl-EffCW-med-ElecDHW-ElecCDryer-Tier3-FrontSCEDMoMH72CZ10rWtd
RE-Appl-EffCW-med-ElecDHW-ElecCDryer-Tier3-Front | DEER2016 | D16v1 | 2015-05-14 08:08 | SCE | DMo | MH72 | CZ13 | rWtd | Each | 1 | 598 | None | 358 | 0.0505 | 0.416 | 199 | 0.0278 | 0.811 | 358 | 0.0505 | 0.416 | 199 | 0.0278 | 0.811 |  |  | 2 |  | RE-Appl-EffCW-med-ElecDHW-ElecCDryer-Tier3-FrontSCEDMoMH72CZ13rWtd
RE-Appl-EffCW-med-ElecDHW-ElecCDryer-Tier3-Front | DEER2016 | D16v1 | 2015-05-14 08:08 | SCE | DMo | MH72 | CZ14 | rWtd | Each | 1 | 598 | None | 361 | 0.0513 | 0.824 | 197 | 0.0285 | 1.05 | 361 | 0.0513 | 0.824 | 197 | 0.0285 | 1.05 |  |  | 2 |  | RE-Appl-EffCW-med-ElecDHW-ElecCDryer-Tier3-FrontSCEDMoMH72CZ14rWtd
RE-Appl-EffCW-med-ElecDHW-ElecCDryer-Tier3-Front | DEER2016 | D16v1 | 2015-05-14 08:08 | SCE | DMo | MH72 | CZ15 | rWtd | Each | 1 | 598 | None | 346 | 0.0481 | 0.872 | 194 | 0.0277 | 0.895 | 346 | 0.0481 | 0.872 | 194 | 0.0277 | 0.895 |  |  | 2 |  | RE-Appl-EffCW-med-ElecDHW-ElecCDryer-Tier3-FrontSCEDMoMH72CZ15rWtd
RE-Appl-EffCW-med-ElecDHW-ElecCDryer-Tier3-Front | DEER2016 | D16v1 | 2015-05-14 08:08 | SCE | DMo | MH72 | CZ16 | rWtd | Each | 1 | 598 | None | 374 | 0.0529 | 0.649 | 201 | 0.0284 | 1.07 | 374 | 0.0529 | 0.649 | 201 | 0.0284 | 1.07 |  |  | 2 |  | RE-Appl-EffCW-med-ElecDHW-ElecCDryer-Tier3-FrontSCEDMoMH72CZ16rWtd
RE-Appl-EffCW-med-ElecDHW-ElecCDryer-Tier3-Front | DEER2016 | D16v1 | 2015-05-14 08:08 | SCE | DMo | MH85 | CZ05 | rWtd | Each | 1 | 621 | None | 370 | 0.052 | 0.711 | 202 | 0.0283 | 1.07 | 370 | 0.052 | 0.711 | 202 | 0.0283 | 1.07 |  |  | 2 |  | RE-Appl-EffCW-med-ElecDHW-ElecCDryer-Tier3-FrontSCEDMoMH85CZ05rWtd
RE-Appl-EffCW-med-ElecDHW-ElecCDryer-Tier3-Front | DEER2016 | D16v1 | 2015-05-14 08:08 | SCE | DMo | MH85 | CZ06 | rWtd | Each | 1 | 621 | None | 359 | 0.0492 | 1.01 | 199 | 0.0273 | 1.07 | 359 | 0.0492 | 1.01 | 199 | 0.0273 | 1.07 |  |  | 2 |  | RE-Appl-EffCW-med-ElecDHW-ElecCDryer-Tier3-FrontSCEDMoMH85CZ06rWtd
RE-Appl-EffCW-med-ElecDHW-ElecCDryer-Tier3-Front | DEER2016 | D16v1 | 2015-05-14 08:08 | SCE | DMo | MH85 | CZ08 | rWtd | Each | 1 | 621 | None | 360 | 0.0509 | 1.25 | 199 | 0.0285 | 1.27 | 360 | 0.0509 | 1.25 | 199 | 0.0285 | 1.27 |  |  | 2 |  | RE-Appl-EffCW-med-ElecDHW-ElecCDryer-Tier3-FrontSCEDMoMH85CZ08rWtd
RE-Appl-EffCW-med-ElecDHW-ElecCDryer-Tier3-Front | DEER2016 | D16v1 | 2015-05-14 08:08 | SCE | DMo | MH85 | CZ09 | rWtd | Each | 1 | 621 | None | 365 | 0.0513 | 1 | 204 | 0.0287 | 1.08 | 365 | 0.0513 | 1 | 204 | 0.0287 | 1.08 |  |  | 2 |  | RE-Appl-EffCW-med-ElecDHW-ElecCDryer-Tier3-FrontSCEDMoMH85CZ09rWtd
RE-Appl-EffCW-med-ElecDHW-ElecCDryer-Tier3-Front | DEER2016 | D16v1 | 2015-05-14 08:08 | SCE | DMo | MH85 | CZ10 | rWtd | Each | 1 | 621 | None | 364 | 0.0522 | 0.706 | 201 | 0.0294 | 0.932 | 364 | 0.0522 | 0.706 | 201 | 0.0294 | 0.932 |  |  | 2 |  | RE-Appl-EffCW-med-ElecDHW-ElecCDryer-Tier3-FrontSCEDMoMH85CZ10rWtd
RE-Appl-EffCW-med-ElecDHW-ElecCDryer-Tier3-Front | DEER2016 | D16v1 | 2015-05-14 08:08 | SCE | DMo | MH85 | CZ13 | rWtd | Each | 1 | 621 | None | 359 | 0.0461 | 0.049 | 199 | 0.0237 | 0.425 | 359 | 0.0461 | 0.049 | 199 | 0.0237 | 0.425 |  |  | 2 |  | RE-Appl-EffCW-med-ElecDHW-ElecCDryer-Tier3-FrontSCEDMoMH85CZ13rWtd
RE-Appl-EffCW-med-ElecDHW-ElecCDryer-Tier3-Front | DEER2016 | D16v1 | 2015-05-14 08:08 | SCE | DMo | MH85 | CZ14 | rWtd | Each | 1 | 621 | None | 368 | 0.0511 | 0.0909 | 204 | 0.0291 | 0.462 | 368 | 0.0511 | 0.0909 | 204 | 0.0291 | 0.462 |  |  | 2 |  | RE-Appl-EffCW-med-ElecDHW-ElecCDryer-Tier3-FrontSCEDMoMH85CZ14rWtd
RE-Appl-EffCW-med-ElecDHW-ElecCDryer-Tier3-Front | DEER2016 | D16v1 | 2015-05-14 08:08 | SCE | DMo | MH85 | CZ15 | rWtd | Each | 1 | 621 | None | 351 | 0.0498 | 0.501 | 197 | 0.029 | 0.593 | 351 | 0.0498 | 0.501 | 197 | 0.029 | 0.593 |  |  | 2 |  | RE-Appl-EffCW-med-ElecDHW-ElecCDryer-Tier3-FrontSCEDMoMH85CZ15rWtd
RE-Appl-EffCW-med-ElecDHW-ElecCDryer-Tier3-Front | DEER2016 | D16v1 | 2015-05-14 08:08 | SCE | DMo | MH85 | CZ16 | rWtd | Each | 1 | 621 | None | 376 | 0.0542 | -0.0648 | 202 | 0.0289 | 0.468 | 376 | 0.0542 | -0.0648 | 202 | 0.0289 | 0.468 |  |  | 2 |  | RE-Appl-EffCW-med-ElecDHW-ElecCDryer-Tier3-FrontSCEDMoMH85CZ16rWtd
RE-Appl-EffCW-med-ElecDHW-ElecCDryer-Tier3-Front | DEER2016 | D16v1 | 2015-05-14 08:08 | SCE | MFm | 1975 | CZ05 | rWtd | Each | 1 | 474 | None | 366 | 0.05 | 0.246 | 199 | 0.0273 | 0.899 | 366 | 0.05 | 0.246 | 199 | 0.0273 | 0.899 |  |  | 2 |  | RE-Appl-EffCW-med-ElecDHW-ElecCDryer-Tier3-FrontSCEMFm1975CZ05rWtd
RE-Appl-EffCW-med-ElecDHW-ElecCDryer-Tier3-Front | DEER2016 | D16v1 | 2015-05-14 08:08 | SCE | MFm | 1975 | CZ06 | rWtd | Each | 1 | 465 | None | 360 | 0.0496 | 0.316 | 199 | 0.0275 | 0.561 | 360 | 0.0496 | 0.316 | 199 | 0.0275 | 0.561 |  |  | 2 |  | RE-Appl-EffCW-med-ElecDHW-ElecCDryer-Tier3-FrontSCEMFm1975CZ06rWtd
RE-Appl-EffCW-med-ElecDHW-ElecCDryer-Tier3-Front | DEER2016 | D16v1 | 2015-05-14 08:08 | SCE | MFm | 1975 | CZ08 | rWtd | Each | 1 | 465 | None | 359 | 0.0515 | 0.221 | 199 | 0.0283 | 0.495 | 359 | 0.0515 | 0.221 | 199 | 0.0283 | 0.495 |  |  | 2 |  | RE-Appl-EffCW-med-ElecDHW-ElecCDryer-Tier3-FrontSCEMFm1975CZ08rWtd
RE-Appl-EffCW-med-ElecDHW-ElecCDryer-Tier3-Front | DEER2016 | D16v1 | 2015-05-14 08:08 | SCE | MFm | 1975 | CZ09 | rWtd | Each | 1 | 544 | None | 358 | 0.0503 | 0.557 | 198 | 0.0287 | 0.414 | 358 | 0.0503 | 0.557 | 198 | 0.0287 | 0.414 |  |  | 2 |  | RE-Appl-EffCW-med-ElecDHW-ElecCDryer-Tier3-FrontSCEMFm1975CZ09rWtd
RE-Appl-EffCW-med-ElecDHW-ElecCDryer-Tier3-Front | DEER2016 | D16v1 | 2015-05-14 08:08 | SCE | MFm | 1975 | CZ10 | rWtd | Each | 1 | 544 | None | 358 | 0.0514 | 0.629 | 199 | 0.029 | 0.472 | 358 | 0.0514 | 0.629 | 199 | 0.029 | 0.472 |  |  | 2 |  | RE-Appl-EffCW-med-ElecDHW-ElecCDryer-Tier3-FrontSCEMFm1975CZ10rWtd
RE-Appl-EffCW-med-ElecDHW-ElecCDryer-Tier3-Front | DEER2016 | D16v1 | 2015-05-14 08:08 | SCE | MFm | 1975 | CZ13 | rWtd | Each | 1 | 487 | None | 356 | 0.0501 | 0.395 | 197 | 0.0284 | 0.396 | 356 | 0.0501 | 0.395 | 197 | 0.0284 | 0.396 |  |  | 2 |  | RE-Appl-EffCW-med-ElecDHW-ElecCDryer-Tier3-FrontSCEMFm1975CZ13rWtd
RE-Appl-EffCW-med-ElecDHW-ElecCDryer-Tier3-Front | DEER2016 | D16v1 | 2015-05-14 08:08 | SCE | MFm | 1975 | CZ14 | rWtd | Each | 1 | 634 | None | 367 | 0.051 | -0.14 | 202 | 0.029 | 0.155 | 367 | 0.051 | -0.14 | 202 | 0.029 | 0.155 |  |  | 2 |  | RE-Appl-EffCW-med-ElecDHW-ElecCDryer-Tier3-FrontSCEMFm1975CZ14rWtd
RE-Appl-EffCW-med-ElecDHW-ElecCDryer-Tier3-Front | DEER2016 | D16v1 | 2015-05-14 08:08 | SCE | MFm | 1975 | CZ15 | rWtd | Each | 1 | 634 | None | 349 | 0.0492 | 0.168 | 197 | 0.0285 | 0.244 | 349 | 0.0492 | 0.168 | 197 | 0.0285 | 0.244 |  |  | 2 |  | RE-Appl-EffCW-med-ElecDHW-ElecCDryer-Tier3-FrontSCEMFm1975CZ15rWtd
RE-Appl-EffCW-med-ElecDHW-ElecCDryer-Tier3-Front | DEER2016 | D16v1 | 2015-05-14 08:08 | SCE | MFm | 1975 | CZ16 | rWtd | Each | 1 | 474 | None | 373 | 0.0537 | -0.316 | 200 | 0.0283 | 0.3 | 373 | 0.0537 | -0.316 | 200 | 0.0283 | 0.3 |  |  | 2 |  | RE-Appl-EffCW-med-ElecDHW-ElecCDryer-Tier3-FrontSCEMFm1975CZ16rWtd
RE-Appl-EffCW-med-ElecDHW-ElecCDryer-Tier3-Front | DEER2016 | D16v1 | 2015-05-14 08:08 | SCE | MFm | 1985 | CZ05 | rWtd | Each | 1 | 512 | None | 366 | 0.05 | 0.767 | 199 | 0.0273 | 0.566 | 366 | 0.05 | 0.767 | 199 | 0.0273 | 0.566 |  |  | 2 |  | RE-Appl-EffCW-med-ElecDHW-ElecCDryer-Tier3-FrontSCEMFm1985CZ05rWtd
RE-Appl-EffCW-med-ElecDHW-ElecCDryer-Tier3-Front | DEER2016 | D16v1 | 2015-05-14 08:08 | SCE | MFm | 1985 | CZ06 | rWtd | Each | 1 | 578 | None | 359 | 0.0513 | 0.515 | 199 | 0.0291 | 0.282 | 359 | 0.0513 | 0.515 | 199 | 0.0291 | 0.282 |  |  | 2 |  | RE-Appl-EffCW-med-ElecDHW-ElecCDryer-Tier3-FrontSCEMFm1985CZ06rWtd
RE-Appl-EffCW-med-ElecDHW-ElecCDryer-Tier3-Front | DEER2016 | D16v1 | 2015-05-14 08:08 | SCE | MFm | 1985 | CZ08 | rWtd | Each | 1 | 578 | None | 358 | 0.0503 | 0.477 | 199 | 0.028 | 0.265 | 358 | 0.0503 | 0.477 | 199 | 0.028 | 0.265 |  |  | 2 |  | RE-Appl-EffCW-med-ElecDHW-ElecCDryer-Tier3-FrontSCEMFm1985CZ08rWtd
RE-Appl-EffCW-med-ElecDHW-ElecCDryer-Tier3-Front | DEER2016 | D16v1 | 2015-05-14 08:08 | SCE | MFm | 1985 | CZ09 | rWtd | Each | 1 | 648 | None | 359 | 0.05 | 0.715 | 197 | 0.0276 | 0.863 | 359 | 0.05 | 0.715 | 197 | 0.0276 | 0.863 |  |  | 2 |  | RE-Appl-EffCW-med-ElecDHW-ElecCDryer-Tier3-FrontSCEMFm1985CZ09rWtd
RE-Appl-EffCW-med-ElecDHW-ElecCDryer-Tier3-Front | DEER2016 | D16v1 | 2015-05-14 08:08 | SCE | MFm | 1985 | CZ10 | rWtd | Each | 1 | 648 | None | 358 | 0.0505 | 0.733 | 197 | 0.0277 | 0.886 | 358 | 0.0505 | 0.733 | 197 | 0.0277 | 0.886 |  |  | 2 |  | RE-Appl-EffCW-med-ElecDHW-ElecCDryer-Tier3-FrontSCEMFm1985CZ10rWtd
RE-Appl-EffCW-med-ElecDHW-ElecCDryer-Tier3-Front | DEER2016 | D16v1 | 2015-05-14 08:08 | SCE | MFm | 1985 | CZ13 | rWtd | Each | 1 | 512 | None | 358 | 0.0506 | 0.164 | 198 | 0.0293 | 0.139 | 358 | 0.0506 | 0.164 | 198 | 0.0293 | 0.139 |  |  | 2 |  | RE-Appl-EffCW-med-ElecDHW-ElecCDryer-Tier3-FrontSCEMFm1985CZ13rWtd
RE-Appl-EffCW-med-ElecDHW-ElecCDryer-Tier3-Front | DEER2016 | D16v1 | 2015-05-14 08:08 | SCE | MFm | 1985 | CZ14 | rWtd | Each | 1 | 630 | None | 367 | 0.0515 | -0.0953 | 203 | 0.0294 | 0.173 | 367 | 0.0515 | -0.0953 | 203 | 0.0294 | 0.173 |  |  | 2 |  | RE-Appl-EffCW-med-ElecDHW-ElecCDryer-Tier3-FrontSCEMFm1985CZ14rWtd
RE-Appl-EffCW-med-ElecDHW-ElecCDryer-Tier3-Front | DEER2016 | D16v1 | 2015-05-14 08:08 | SCE | MFm | 1985 | CZ15 | rWtd | Each | 1 | 630 | None | 349 | 0.049 | 0.179 | 198 | 0.0285 | 0.244 | 349 | 0.049 | 0.179 | 198 | 0.0285 | 0.244 |  |  | 2 |  | RE-Appl-EffCW-med-ElecDHW-ElecCDryer-Tier3-FrontSCEMFm1985CZ15rWtd
RE-Appl-EffCW-med-ElecDHW-ElecCDryer-Tier3-Front | DEER2016 | D16v1 | 2015-05-14 08:08 | SCE | MFm | 1985 | CZ16 | rWtd | Each | 1 | 512 | None | 375 | 0.0518 | 0.0555 | 202 | 0.0288 | 0.0653 | 375 | 0.0518 | 0.0555 | 202 | 0.0288 | 0.0653 |  |  | 2 |  | RE-Appl-EffCW-med-ElecDHW-ElecCDryer-Tier3-FrontSCEMFm1985CZ16rWtd
RE-Appl-EffCW-med-ElecDHW-ElecCDryer-Tier3-Front | DEER2016 | D16v1 | 2015-05-14 08:08 | SCE | MFm | 1996 | CZ05 | rWtd | Each | 1 | 432 | None | 366 | 0.05 | 0.584 | 199 | 0.0273 | 0.56 | 366 | 0.05 | 0.584 | 199 | 0.0273 | 0.56 |  |  | 2 |  | RE-Appl-EffCW-med-ElecDHW-ElecCDryer-Tier3-FrontSCEMFm1996CZ05rWtd
RE-Appl-EffCW-med-ElecDHW-ElecCDryer-Tier3-Front | DEER2016 | D16v1 | 2015-05-14 08:08 | SCE | MFm | 1996 | CZ06 | rWtd | Each | 1 | 518 | None | 359 | 0.0499 | 0.193 | 198 | 0.0278 | 0.4 | 359 | 0.0499 | 0.193 | 198 | 0.0278 | 0.4 |  |  | 2 |  | RE-Appl-EffCW-med-ElecDHW-ElecCDryer-Tier3-FrontSCEMFm1996CZ06rWtd
RE-Appl-EffCW-med-ElecDHW-ElecCDryer-Tier3-Front | DEER2016 | D16v1 | 2015-05-14 08:08 | SCE | MFm | 1996 | CZ08 | rWtd | Each | 1 | 518 | None | 359 | 0.0503 | 0.145 | 198 | 0.0278 | 0.317 | 359 | 0.0503 | 0.145 | 198 | 0.0278 | 0.317 |  |  | 2 |  | RE-Appl-EffCW-med-ElecDHW-ElecCDryer-Tier3-FrontSCEMFm1996CZ08rWtd
RE-Appl-EffCW-med-ElecDHW-ElecCDryer-Tier3-Front | DEER2016 | D16v1 | 2015-05-14 08:08 | SCE | MFm | 1996 | CZ09 | rWtd | Each | 1 | 487 | None | 359 | 0.0497 | 0.66 | 198 | 0.0279 | 0.572 | 359 | 0.0497 | 0.66 | 198 | 0.0279 | 0.572 |  |  | 2 |  | RE-Appl-EffCW-med-ElecDHW-ElecCDryer-Tier3-FrontSCEMFm1996CZ09rWtd
RE-Appl-EffCW-med-ElecDHW-ElecCDryer-Tier3-Front | DEER2016 | D16v1 | 2015-05-14 08:08 | SCE | MFm | 1996 | CZ10 | rWtd | Each | 1 | 487 | None | 357 | 0.0514 | 0.533 | 198 | 0.029 | 0.471 | 357 | 0.0514 | 0.533 | 198 | 0.029 | 0.471 |  |  | 2 |  | RE-Appl-EffCW-med-ElecDHW-ElecCDryer-Tier3-FrontSCEMFm1996CZ10rWtd
RE-Appl-EffCW-med-ElecDHW-ElecCDryer-Tier3-Front | DEER2016 | D16v1 | 2015-05-14 08:08 | SCE | MFm | 1996 | CZ13 | rWtd | Each | 1 | 456 | None | 357 | 0.0504 | 0.155 | 197 | 0.0291 | 0.207 | 357 | 0.0504 | 0.155 | 197 | 0.0291 | 0.207 |  |  | 2 |  | RE-Appl-EffCW-med-ElecDHW-ElecCDryer-Tier3-FrontSCEMFm1996CZ13rWtd
RE-Appl-EffCW-med-ElecDHW-ElecCDryer-Tier3-Front | DEER2016 | D16v1 | 2015-05-14 08:08 | SCE | MFm | 1996 | CZ14 | rWtd | Each | 1 | 480 | None | 366 | 0.049 | 0.308 | 203 | 0.0281 | 0.23 | 366 | 0.049 | 0.308 | 203 | 0.0281 | 0.23 |  |  | 2 |  | RE-Appl-EffCW-med-ElecDHW-ElecCDryer-Tier3-FrontSCEMFm1996CZ14rWtd
RE-Appl-EffCW-med-ElecDHW-ElecCDryer-Tier3-Front | DEER2016 | D16v1 | 2015-05-14 08:08 | SCE | MFm | 1996 | CZ15 | rWtd | Each | 1 | 480 | None | 345 | 0.0487 | 0.0823 | 198 | 0.0292 | 0.0627 | 345 | 0.0487 | 0.0823 | 198 | 0.0292 | 0.0627 |  |  | 2 |  | RE-Appl-EffCW-med-ElecDHW-ElecCDryer-Tier3-FrontSCEMFm1996CZ15rWtd
RE-Appl-EffCW-med-ElecDHW-ElecCDryer-Tier3-Front | DEER2016 | D16v1 | 2015-05-14 08:08 | SCE | MFm | 1996 | CZ16 | rWtd | Each | 1 | 432 | None | 376 | 0.0526 | 0.163 | 203 | 0.0294 | 0.248 | 376 | 0.0526 | 0.163 | 203 | 0.0294 | 0.248 |  |  | 2 |  | RE-Appl-EffCW-med-ElecDHW-ElecCDryer-Tier3-FrontSCEMFm1996CZ16rWtd
RE-Appl-EffCW-med-ElecDHW-ElecCDryer-Tier3-Front | DEER2016 | D16v1 | 2015-05-14 08:08 | SCE | MFm | 2003 | CZ05 | rWtd | Each | 1 | 441 | None | 366 | 0.05 | 0.087 | 199 | 0.0273 | 0.648 | 366 | 0.05 | 0.087 | 199 | 0.0273 | 0.648 |  |  | 2 |  | RE-Appl-EffCW-med-ElecDHW-ElecCDryer-Tier3-FrontSCEMFm2003CZ05rWtd
RE-Appl-EffCW-med-ElecDHW-ElecCDryer-Tier3-Front | DEER2016 | D16v1 | 2015-05-14 08:08 | SCE | MFm | 2003 | CZ06 | rWtd | Each | 1 | 538 | None | 359 | 0.0487 | 0.599 | 198 | 0.0266 | 0.802 | 359 | 0.0487 | 0.599 | 198 | 0.0266 | 0.802 |  |  | 2 |  | RE-Appl-EffCW-med-ElecDHW-ElecCDryer-Tier3-FrontSCEMFm2003CZ06rWtd
RE-Appl-EffCW-med-ElecDHW-ElecCDryer-Tier3-Front | DEER2016 | D16v1 | 2015-05-14 08:08 | SCE | MFm | 2003 | CZ08 | rWtd | Each | 1 | 538 | None | 357 | 0.0491 | 0.433 | 197 | 0.0274 | 0.625 | 357 | 0.0491 | 0.433 | 197 | 0.0274 | 0.625 |  |  | 2 |  | RE-Appl-EffCW-med-ElecDHW-ElecCDryer-Tier3-FrontSCEMFm2003CZ08rWtd
RE-Appl-EffCW-med-ElecDHW-ElecCDryer-Tier3-Front | DEER2016 | D16v1 | 2015-05-14 08:08 | SCE | MFm | 2003 | CZ09 | rWtd | Each | 1 | 499 | None | 358 | 0.0503 | 0.266 | 197 | 0.0278 | 0.546 | 358 | 0.0503 | 0.266 | 197 | 0.0278 | 0.546 |  |  | 2 |  | RE-Appl-EffCW-med-ElecDHW-ElecCDryer-Tier3-FrontSCEMFm2003CZ09rWtd
RE-Appl-EffCW-med-ElecDHW-ElecCDryer-Tier3-Front | DEER2016 | D16v1 | 2015-05-14 08:08 | SCE | MFm | 2003 | CZ10 | rWtd | Each | 1 | 474 | None | 358 | 0.051 | 0.099 | 197 | 0.0279 | 0.327 | 358 | 0.051 | 0.099 | 197 | 0.0279 | 0.327 |  |  | 2 |  | RE-Appl-EffCW-med-ElecDHW-ElecCDryer-Tier3-FrontSCEMFm2003CZ10rWtd
RE-Appl-EffCW-med-ElecDHW-ElecCDryer-Tier3-Front | DEER2016 | D16v1 | 2015-05-14 08:08 | SCE | MFm | 2003 | CZ13 | rWtd | Each | 1 | 474 | None | 359 | 0.0507 | 0.0211 | 197 | 0.0282 | 0.331 | 359 | 0.0507 | 0.0211 | 197 | 0.0282 | 0.331 |  |  | 2 |  | RE-Appl-EffCW-med-ElecDHW-ElecCDryer-Tier3-FrontSCEMFm2003CZ13rWtd
RE-Appl-EffCW-med-ElecDHW-ElecCDryer-Tier3-Front | DEER2016 | D16v1 | 2015-05-14 08:08 | SCE | MFm | 2003 | CZ14 | rWtd | Each | 1 | 487 | None | 361 | 0.0484 | 0.592 | 199 | 0.0274 | 0.524 | 361 | 0.0484 | 0.592 | 199 | 0.0274 | 0.524 |  |  | 2 |  | RE-Appl-EffCW-med-ElecDHW-ElecCDryer-Tier3-FrontSCEMFm2003CZ14rWtd
RE-Appl-EffCW-med-ElecDHW-ElecCDryer-Tier3-Front | DEER2016 | D16v1 | 2015-05-14 08:08 | SCE | MFm | 2003 | CZ15 | rWtd | Each | 1 | 487 | None | 341 | 0.0472 | 0.216 | 194 | 0.0277 | 0.193 | 341 | 0.0472 | 0.216 | 194 | 0.0277 | 0.193 |  |  | 2 |  | RE-Appl-EffCW-med-ElecDHW-ElecCDryer-Tier3-FrontSCEMFm2003CZ15rWtd
RE-Appl-EffCW-med-ElecDHW-ElecCDryer-Tier3-Front | DEER2016 | D16v1 | 2015-05-14 08:08 | SCE | MFm | 2003 | CZ16 | rWtd | Each | 1 | 441 | None | 376 | 0.052 | -0.246 | 202 | 0.0281 | 0.255 | 376 | 0.052 | -0.246 | 202 | 0.0281 | 0.255 |  |  | 2 |  | RE-Appl-EffCW-med-ElecDHW-ElecCDryer-Tier3-FrontSCEMFm2003CZ16rWtd
RE-Appl-EffCW-med-ElecDHW-ElecCDryer-Tier3-Front | DEER2016 | D16v1 | 2015-05-14 08:08 | SCE | MFm | 2007 | CZ05 | rWtd | Each | 1 | 441 | None | 366 | 0.05 | 0.154 | 199 | 0.0274 | 0.621 | 366 | 0.05 | 0.154 | 199 | 0.0274 | 0.621 |  |  | 2 |  | RE-Appl-EffCW-med-ElecDHW-ElecCDryer-Tier3-FrontSCEMFm2007CZ05rWtd
RE-Appl-EffCW-med-ElecDHW-ElecCDryer-Tier3-Front | DEER2016 | D16v1 | 2015-05-14 08:08 | SCE | MFm | 2007 | CZ06 | rWtd | Each | 1 | 538 | None | 359 | 0.0498 | 0.59 | 198 | 0.0281 | 0.789 | 359 | 0.0498 | 0.59 | 198 | 0.0281 | 0.789 |  |  | 2 |  | RE-Appl-EffCW-med-ElecDHW-ElecCDryer-Tier3-FrontSCEMFm2007CZ06rWtd
RE-Appl-EffCW-med-ElecDHW-ElecCDryer-Tier3-Front | DEER2016 | D16v1 | 2015-05-14 08:08 | SCE | MFm | 2007 | CZ08 | rWtd | Each | 1 | 538 | None | 358 | 0.0493 | 0.489 | 197 | 0.0275 | 0.671 | 358 | 0.0493 | 0.489 | 197 | 0.0275 | 0.671 |  |  | 2 |  | RE-Appl-EffCW-med-ElecDHW-ElecCDryer-Tier3-FrontSCEMFm2007CZ08rWtd
RE-Appl-EffCW-med-ElecDHW-ElecCDryer-Tier3-Front | DEER2016 | D16v1 | 2015-05-14 08:08 | SCE | MFm | 2007 | CZ09 | rWtd | Each | 1 | 499 | None | 357 | 0.0502 | 0.27 | 196 | 0.0279 | 0.503 | 357 | 0.0502 | 0.27 | 196 | 0.0279 | 0.503 |  |  | 2 |  | RE-Appl-EffCW-med-ElecDHW-ElecCDryer-Tier3-FrontSCEMFm2007CZ09rWtd
RE-Appl-EffCW-med-ElecDHW-ElecCDryer-Tier3-Front | DEER2016 | D16v1 | 2015-05-14 08:08 | SCE | MFm | 2007 | CZ10 | rWtd | Each | 1 | 474 | None | 358 | 0.0501 | 0.179 | 197 | 0.0277 | 0.382 | 358 | 0.0501 | 0.179 | 197 | 0.0277 | 0.382 |  |  | 2 |  | RE-Appl-EffCW-med-ElecDHW-ElecCDryer-Tier3-FrontSCEMFm2007CZ10rWtd
RE-Appl-EffCW-med-ElecDHW-ElecCDryer-Tier3-Front | DEER2016 | D16v1 | 2015-05-14 08:08 | SCE | MFm | 2007 | CZ13 | rWtd | Each | 1 | 474 | None | 359 | 0.0496 | -0.0403 | 198 | 0.0277 | 0.296 | 359 | 0.0496 | -0.0403 | 198 | 0.0277 | 0.296 |  |  | 2 |  | RE-Appl-EffCW-med-ElecDHW-ElecCDryer-Tier3-FrontSCEMFm2007CZ13rWtd
RE-Appl-EffCW-med-ElecDHW-ElecCDryer-Tier3-Front | DEER2016 | D16v1 | 2015-05-14 08:08 | SCE | MFm | 2007 | CZ14 | rWtd | Each | 1 | 487 | None | 361 | 0.0485 | 0.589 | 199 | 0.0275 | 0.513 | 361 | 0.0485 | 0.589 | 199 | 0.0275 | 0.513 |  |  | 2 |  | RE-Appl-EffCW-med-ElecDHW-ElecCDryer-Tier3-FrontSCEMFm2007CZ14rWtd
RE-Appl-EffCW-med-ElecDHW-ElecCDryer-Tier3-Front | DEER2016 | D16v1 | 2015-05-14 08:08 | SCE | MFm | 2007 | CZ15 | rWtd | Each | 1 | 487 | None | 340 | 0.0469 | 0.186 | 193 | 0.0276 | 0.165 | 340 | 0.0469 | 0.186 | 193 | 0.0276 | 0.165 |  |  | 2 |  | RE-Appl-EffCW-med-ElecDHW-ElecCDryer-Tier3-FrontSCEMFm2007CZ15rWtd
RE-Appl-EffCW-med-ElecDHW-ElecCDryer-Tier3-Front | DEER2016 | D16v1 | 2015-05-14 08:08 | SCE | MFm | 2007 | CZ16 | rWtd | Each | 1 | 441 | None | 377 | 0.052 | -0.0334 | 203 | 0.0282 | 0.398 | 377 | 0.052 | -0.0334 | 203 | 0.0282 | 0.398 |  |  | 2 |  | RE-Appl-EffCW-med-ElecDHW-ElecCDryer-Tier3-FrontSCEMFm2007CZ16rWtd
RE-Appl-EffCW-med-ElecDHW-ElecCDryer-Tier3-Front | DEER2016 | D16v1 | 2015-05-14 08:08 | SCE | MFm | 2011 | CZ05 | rWtd | Each | 1 | 441 | None | 366 | 0.05 | 0.118 | 199 | 0.0274 | 0.571 | 366 | 0.05 | 0.118 | 199 | 0.0274 | 0.571 |  |  | 2 |  | RE-Appl-EffCW-med-ElecDHW-ElecCDryer-Tier3-FrontSCEMFm2011CZ05rWtd
RE-Appl-EffCW-med-ElecDHW-ElecCDryer-Tier3-Front | DEER2016 | D16v1 | 2015-05-14 08:08 | SCE | MFm | 2011 | CZ06 | rWtd | Each | 1 | 538 | None | 359 | 0.0493 | 0.507 | 198 | 0.0273 | 0.706 | 359 | 0.0493 | 0.507 | 198 | 0.0273 | 0.706 |  |  | 2 |  | RE-Appl-EffCW-med-ElecDHW-ElecCDryer-Tier3-FrontSCEMFm2011CZ06rWtd
RE-Appl-EffCW-med-ElecDHW-ElecCDryer-Tier3-Front | DEER2016 | D16v1 | 2015-05-14 08:08 | SCE | MFm | 2011 | CZ08 | rWtd | Each | 1 | 538 | None | 358 | 0.0492 | 0.421 | 197 | 0.0271 | 0.554 | 358 | 0.0492 | 0.421 | 197 | 0.0271 | 0.554 |  |  | 2 |  | RE-Appl-EffCW-med-ElecDHW-ElecCDryer-Tier3-FrontSCEMFm2011CZ08rWtd
RE-Appl-EffCW-med-ElecDHW-ElecCDryer-Tier3-Front | DEER2016 | D16v1 | 2015-05-14 08:08 | SCE | MFm | 2011 | CZ09 | rWtd | Each | 1 | 499 | None | 357 | 0.0504 | 0.258 | 197 | 0.0281 | 0.435 | 357 | 0.0504 | 0.258 | 197 | 0.0281 | 0.435 |  |  | 2 |  | RE-Appl-EffCW-med-ElecDHW-ElecCDryer-Tier3-FrontSCEMFm2011CZ09rWtd
RE-Appl-EffCW-med-ElecDHW-ElecCDryer-Tier3-Front | DEER2016 | D16v1 | 2015-05-14 08:08 | SCE | MFm | 2011 | CZ10 | rWtd | Each | 1 | 474 | None | 359 | 0.0504 | 0.173 | 197 | 0.028 | 0.336 | 359 | 0.0504 | 0.173 | 197 | 0.028 | 0.336 |  |  | 2 |  | RE-Appl-EffCW-med-ElecDHW-ElecCDryer-Tier3-FrontSCEMFm2011CZ10rWtd
RE-Appl-EffCW-med-ElecDHW-ElecCDryer-Tier3-Front | DEER2016 | D16v1 | 2015-05-14 08:08 | SCE | MFm | 2011 | CZ13 | rWtd | Each | 1 | 474 | None | 360 | 0.0497 | -0.00067 | 198 | 0.0278 | 0.292 | 360 | 0.0497 | -0.00067 | 198 | 0.0278 | 0.292 |  |  | 2 |  | RE-Appl-EffCW-med-ElecDHW-ElecCDryer-Tier3-FrontSCEMFm2011CZ13rWtd
RE-Appl-EffCW-med-ElecDHW-ElecCDryer-Tier3-Front | DEER2016 | D16v1 | 2015-05-14 08:08 | SCE | MFm | 2011 | CZ14 | rWtd | Each | 1 | 487 | None | 362 | 0.0487 | 0.585 | 200 | 0.0275 | 0.507 | 362 | 0.0487 | 0.585 | 200 | 0.0275 | 0.507 |  |  | 2 |  | RE-Appl-EffCW-med-ElecDHW-ElecCDryer-Tier3-FrontSCEMFm2011CZ14rWtd
RE-Appl-EffCW-med-ElecDHW-ElecCDryer-Tier3-Front | DEER2016 | D16v1 | 2015-05-14 08:08 | SCE | MFm | 2011 | CZ15 | rWtd | Each | 1 | 487 | None | 340 | 0.047 | 0.143 | 193 | 0.0277 | 0.127 | 340 | 0.047 | 0.143 | 193 | 0.0277 | 0.127 |  |  | 2 |  | RE-Appl-EffCW-med-ElecDHW-ElecCDryer-Tier3-FrontSCEMFm2011CZ15rWtd
RE-Appl-EffCW-med-ElecDHW-ElecCDryer-Tier3-Front | DEER2016 | D16v1 | 2015-05-14 08:08 | SCE | MFm | 2011 | CZ16 | rWtd | Each | 1 | 441 | None | 377 | 0.0518 | 0.0291 | 203 | 0.0282 | 0.415 | 377 | 0.0518 | 0.0291 | 203 | 0.0282 | 0.415 |  |  | 2 |  | RE-Appl-EffCW-med-ElecDHW-ElecCDryer-Tier3-FrontSCEMFm2011CZ16rWtd
RE-Appl-EffCW-med-ElecDHW-ElecCDryer-Tier3-Front | DEER2016 | D16v1 | 2015-05-14 08:08 | SCE | MFm | 2014 | CZ05 | rWtd | Each | 1 | 441 | None | 366 | 0.05 | 0.266 | 198 | 0.0273 | 0.497 | 366 | 0.05 | 0.266 | 198 | 0.0273 | 0.497 |  |  | 2 |  | RE-Appl-EffCW-med-ElecDHW-ElecCDryer-Tier3-FrontSCEMFm2014CZ05rWtd
RE-Appl-EffCW-med-ElecDHW-ElecCDryer-Tier3-Front | DEER2016 | D16v1 | 2015-05-14 08:08 | SCE | MFm | 2014 | CZ06 | rWtd | Each | 1 | 538 | None | 358 | 0.0504 | 0.444 | 197 | 0.0274 | 0.61 | 358 | 0.0504 | 0.444 | 197 | 0.0274 | 0.61 |  |  | 2 |  | RE-Appl-EffCW-med-ElecDHW-ElecCDryer-Tier3-FrontSCEMFm2014CZ06rWtd
RE-Appl-EffCW-med-ElecDHW-ElecCDryer-Tier3-Front | DEER2016 | D16v1 | 2015-05-14 08:08 | SCE | MFm | 2014 | CZ08 | rWtd | Each | 1 | 538 | None | 358 | 0.0495 | 0.352 | 197 | 0.0273 | 0.453 | 358 | 0.0495 | 0.352 | 197 | 0.0273 | 0.453 |  |  | 2 |  | RE-Appl-EffCW-med-ElecDHW-ElecCDryer-Tier3-FrontSCEMFm2014CZ08rWtd
RE-Appl-EffCW-med-ElecDHW-ElecCDryer-Tier3-Front | DEER2016 | D16v1 | 2015-05-14 08:08 | SCE | MFm | 2014 | CZ09 | rWtd | Each | 1 | 499 | None | 358 | 0.0507 | 0.221 | 196 | 0.0281 | 0.382 | 358 | 0.0507 | 0.221 | 196 | 0.0281 | 0.382 |  |  | 2 |  | RE-Appl-EffCW-med-ElecDHW-ElecCDryer-Tier3-FrontSCEMFm2014CZ09rWtd
RE-Appl-EffCW-med-ElecDHW-ElecCDryer-Tier3-Front | DEER2016 | D16v1 | 2015-05-14 08:08 | SCE | MFm | 2014 | CZ10 | rWtd | Each | 1 | 474 | None | 359 | 0.0507 | 0.134 | 197 | 0.0283 | 0.271 | 359 | 0.0507 | 0.134 | 197 | 0.0283 | 0.271 |  |  | 2 |  | RE-Appl-EffCW-med-ElecDHW-ElecCDryer-Tier3-FrontSCEMFm2014CZ10rWtd
RE-Appl-EffCW-med-ElecDHW-ElecCDryer-Tier3-Front | DEER2016 | D16v1 | 2015-05-14 08:08 | SCE | MFm | 2014 | CZ13 | rWtd | Each | 1 | 474 | None | 360 | 0.0494 | -0.0288 | 198 | 0.0272 | 0.263 | 360 | 0.0494 | -0.0288 | 198 | 0.0272 | 0.263 |  |  | 2 |  | RE-Appl-EffCW-med-ElecDHW-ElecCDryer-Tier3-FrontSCEMFm2014CZ13rWtd
RE-Appl-EffCW-med-ElecDHW-ElecCDryer-Tier3-Front | DEER2016 | D16v1 | 2015-05-14 08:08 | SCE | MFm | 2014 | CZ14 | rWtd | Each | 1 | 487 | None | 361 | 0.0488 | 0.532 | 199 | 0.0277 | 0.464 | 361 | 0.0488 | 0.532 | 199 | 0.0277 | 0.464 |  |  | 2 |  | RE-Appl-EffCW-med-ElecDHW-ElecCDryer-Tier3-FrontSCEMFm2014CZ14rWtd
RE-Appl-EffCW-med-ElecDHW-ElecCDryer-Tier3-Front | DEER2016 | D16v1 | 2015-05-14 08:08 | SCE | MFm | 2014 | CZ15 | rWtd | Each | 1 | 487 | None | 340 | 0.0471 | 0.126 | 193 | 0.0277 | 0.109 | 340 | 0.0471 | 0.126 | 193 | 0.0277 | 0.109 |  |  | 2 |  | RE-Appl-EffCW-med-ElecDHW-ElecCDryer-Tier3-FrontSCEMFm2014CZ15rWtd
RE-Appl-EffCW-med-ElecDHW-ElecCDryer-Tier3-Front | DEER2016 | D16v1 | 2015-05-14 08:08 | SCE | MFm | 2014 | CZ16 | rWtd | Each | 1 | 441 | None | 376 | 0.0523 | -0.124 | 202 | 0.028 | 0.333 | 376 | 0.0523 | -0.124 | 202 | 0.028 | 0.333 |  |  | 2 |  | RE-Appl-EffCW-med-ElecDHW-ElecCDryer-Tier3-FrontSCEMFm2014CZ16rWtd
RE-Appl-EffCW-med-ElecDHW-ElecCDryer-Tier3-Front | DEER2016 | D16v1 | 2015-05-14 08:08 | SCE | MFm | Ex | CZ05 | rWtd | Each | 1 | 474 | None | 366 | 0.05 | 0.246 | 199 | 0.0273 | 0.899 | 366 | 0.05 | 0.246 | 199 | 0.0273 | 0.899 |  |  | 2 |  | RE-Appl-EffCW-med-ElecDHW-ElecCDryer-Tier3-FrontSCEMFmExCZ05rWtd
RE-Appl-EffCW-med-ElecDHW-ElecCDryer-Tier3-Front | DEER2016 | D16v1 | 2015-05-14 08:08 | SCE | MFm | Ex | CZ06 | rWtd | Each | 1 | 502 | None | 360 | 0.0501 | 0.372 | 199 | 0.0279 | 0.486 | 360 | 0.0501 | 0.372 | 199 | 0.0279 | 0.486 |  |  | 2 |  | RE-Appl-EffCW-med-ElecDHW-ElecCDryer-Tier3-FrontSCEMFmExCZ06rWtd
RE-Appl-EffCW-med-ElecDHW-ElecCDryer-Tier3-Front | DEER2016 | D16v1 | 2015-05-14 08:08 | SCE | MFm | Ex | CZ08 | rWtd | Each | 1 | 511 | None | 358 | 0.0509 | 0.315 | 199 | 0.0281 | 0.417 | 358 | 0.0509 | 0.315 | 199 | 0.0281 | 0.417 |  |  | 2 |  | RE-Appl-EffCW-med-ElecDHW-ElecCDryer-Tier3-FrontSCEMFmExCZ08rWtd
RE-Appl-EffCW-med-ElecDHW-ElecCDryer-Tier3-Front | DEER2016 | D16v1 | 2015-05-14 08:08 | SCE | MFm | Ex | CZ09 | rWtd | Each | 1 | 571 | None | 358 | 0.0502 | 0.591 | 198 | 0.0282 | 0.574 | 358 | 0.0502 | 0.591 | 198 | 0.0282 | 0.574 |  |  | 2 |  | RE-Appl-EffCW-med-ElecDHW-ElecCDryer-Tier3-FrontSCEMFmExCZ09rWtd
RE-Appl-EffCW-med-ElecDHW-ElecCDryer-Tier3-Front | DEER2016 | D16v1 | 2015-05-14 08:08 | SCE | MFm | Ex | CZ10 | rWtd | Each | 1 | 586 | None | 358 | 0.051 | 0.666 | 198 | 0.0285 | 0.642 | 358 | 0.051 | 0.666 | 198 | 0.0285 | 0.642 |  |  | 2 |  | RE-Appl-EffCW-med-ElecDHW-ElecCDryer-Tier3-FrontSCEMFmExCZ10rWtd
RE-Appl-EffCW-med-ElecDHW-ElecCDryer-Tier3-Front | DEER2016 | D16v1 | 2015-05-14 08:08 | SCE | MFm | Ex | CZ13 | rWtd | Each | 1 | 490 | None | 357 | 0.0502 | 0.283 | 197 | 0.0287 | 0.299 | 357 | 0.0502 | 0.283 | 197 | 0.0287 | 0.299 |  |  | 2 |  | RE-Appl-EffCW-med-ElecDHW-ElecCDryer-Tier3-FrontSCEMFmExCZ13rWtd
RE-Appl-EffCW-med-ElecDHW-ElecCDryer-Tier3-Front | DEER2016 | D16v1 | 2015-05-14 08:08 | SCE | MFm | Ex | CZ14 | rWtd | Each | 1 | 624 | None | 367 | 0.0512 | -0.0926 | 202 | 0.0292 | 0.169 | 367 | 0.0512 | -0.0926 | 202 | 0.0292 | 0.169 |  |  | 2 |  | RE-Appl-EffCW-med-ElecDHW-ElecCDryer-Tier3-FrontSCEMFmExCZ14rWtd
RE-Appl-EffCW-med-ElecDHW-ElecCDryer-Tier3-Front | DEER2016 | D16v1 | 2015-05-14 08:08 | SCE | MFm | Ex | CZ15 | rWtd | Each | 1 | 621 | None | 349 | 0.049 | 0.166 | 198 | 0.0286 | 0.231 | 349 | 0.049 | 0.166 | 198 | 0.0286 | 0.231 |  |  | 2 |  | RE-Appl-EffCW-med-ElecDHW-ElecCDryer-Tier3-FrontSCEMFmExCZ15rWtd
RE-Appl-EffCW-med-ElecDHW-ElecCDryer-Tier3-Front | DEER2016 | D16v1 | 2015-05-14 08:08 | SCE | MFm | Ex | CZ16 | rWtd | Each | 1 | 491 | None | 374 | 0.0527 | -0.112 | 201 | 0.0286 | 0.182 | 374 | 0.0527 | -0.112 | 201 | 0.0286 | 0.182 |  |  | 2 |  | RE-Appl-EffCW-med-ElecDHW-ElecCDryer-Tier3-FrontSCEMFmExCZ16rWtd
RE-Appl-EffCW-med-ElecDHW-ElecCDryer-Tier3-Front | DEER2016 | D16v1 | 2015-05-14 08:08 | SCE | MFm | Ex | IOU | rWtd | Each | 1 | 535 | None | 359 | 0.0504 | 0.401 | 198 | 0.0281 | 0.476 | 359 | 0.0504 | 0.401 | 198 | 0.0281 | 0.476 |  |  | 2 |  | RE-Appl-EffCW-med-ElecDHW-ElecCDryer-Tier3-FrontSCEMFmExIOUrWtd
RE-Appl-EffCW-med-ElecDHW-ElecCDryer-Tier3-Front | DEER2016 | D16v1 | 2015-05-14 08:08 | SCE | SFm | 1975 | CZ05 | rWtd | Each | 1 | 796 | None | 455 | 0.0622 | 1.24 | 248 | 0.0332 | 1.23 | 455 | 0.0622 | 1.24 | 248 | 0.0332 | 1.23 |  |  | 2 |  | RE-Appl-EffCW-med-ElecDHW-ElecCDryer-Tier3-FrontSCESFm1975CZ05rWtd
RE-Appl-EffCW-med-ElecDHW-ElecCDryer-Tier3-Front | DEER2016 | D16v1 | 2015-05-14 08:08 | SCE | SFm | 1975 | CZ06 | rWtd | Each | 1 | 764 | None | 447 | 0.0625 | 0.928 | 247 | 0.0349 | 1.11 | 447 | 0.0625 | 0.928 | 247 | 0.0349 | 1.11 |  |  | 2 |  | RE-Appl-EffCW-med-ElecDHW-ElecCDryer-Tier3-FrontSCESFm1975CZ06rWtd
RE-Appl-EffCW-med-ElecDHW-ElecCDryer-Tier3-Front | DEER2016 | D16v1 | 2015-05-14 08:08 | SCE | SFm | 1975 | CZ08 | rWtd | Each | 1 | 764 | None | 444 | 0.0625 | 0.272 | 247 | 0.0349 | 0.629 | 444 | 0.0625 | 0.272 | 247 | 0.0349 | 0.629 |  |  | 2 |  | RE-Appl-EffCW-med-ElecDHW-ElecCDryer-Tier3-FrontSCESFm1975CZ08rWtd
RE-Appl-EffCW-med-ElecDHW-ElecCDryer-Tier3-Front | DEER2016 | D16v1 | 2015-05-14 08:08 | SCE | SFm | 1975 | CZ09 | rWtd | Each | 1 | 818 | None | 447 | 0.0637 | 0.321 | 247 | 0.0356 | 0.73 | 447 | 0.0637 | 0.321 | 247 | 0.0356 | 0.73 |  |  | 2 |  | RE-Appl-EffCW-med-ElecDHW-ElecCDryer-Tier3-FrontSCESFm1975CZ09rWtd
RE-Appl-EffCW-med-ElecDHW-ElecCDryer-Tier3-Front | DEER2016 | D16v1 | 2015-05-14 08:08 | SCE | SFm | 1975 | CZ10 | rWtd | Each | 1 | 818 | None | 444 | 0.0663 | 0.311 | 245 | 0.0369 | 0.724 | 444 | 0.0663 | 0.311 | 245 | 0.0369 | 0.724 |  |  | 2 |  | RE-Appl-EffCW-med-ElecDHW-ElecCDryer-Tier3-FrontSCESFm1975CZ10rWtd
RE-Appl-EffCW-med-ElecDHW-ElecCDryer-Tier3-Front | DEER2016 | D16v1 | 2015-05-14 08:08 | SCE | SFm | 1975 | CZ13 | rWtd | Each | 1 | 764 | None | 447 | 0.0681 | -0.0842 | 247 | 0.0381 | 0.509 | 447 | 0.0681 | -0.0842 | 247 | 0.0381 | 0.509 |  |  | 2 |  | RE-Appl-EffCW-med-ElecDHW-ElecCDryer-Tier3-FrontSCESFm1975CZ13rWtd
RE-Appl-EffCW-med-ElecDHW-ElecCDryer-Tier3-Front | DEER2016 | D16v1 | 2015-05-14 08:08 | SCE | SFm | 1975 | CZ14 | rWtd | Each | 1 | 778 | None | 455 | 0.0656 | 0.497 | 247 | 0.0358 | 0.975 | 455 | 0.0656 | 0.497 | 247 | 0.0358 | 0.975 |  |  | 2 |  | RE-Appl-EffCW-med-ElecDHW-ElecCDryer-Tier3-FrontSCESFm1975CZ14rWtd
RE-Appl-EffCW-med-ElecDHW-ElecCDryer-Tier3-Front | DEER2016 | D16v1 | 2015-05-14 08:08 | SCE | SFm | 1975 | CZ15 | rWtd | Each | 1 | 778 | None | 431 | 0.0625 | 0.463 | 242 | 0.0361 | 0.723 | 431 | 0.0625 | 0.463 | 242 | 0.0361 | 0.723 |  |  | 2 |  | RE-Appl-EffCW-med-ElecDHW-ElecCDryer-Tier3-FrontSCESFm1975CZ15rWtd
RE-Appl-EffCW-med-ElecDHW-ElecCDryer-Tier3-Front | DEER2016 | D16v1 | 2015-05-14 08:08 | SCE | SFm | 1975 | CZ16 | rWtd | Each | 1 | 796 | None | 469 | 0.0605 | 0.624 | 255 | 0.0355 | 0.69 | 469 | 0.0605 | 0.624 | 255 | 0.0355 | 0.69 |  |  | 2 |  | RE-Appl-EffCW-med-ElecDHW-ElecCDryer-Tier3-FrontSCESFm1975CZ16rWtd
RE-Appl-EffCW-med-ElecDHW-ElecCDryer-Tier3-Front | DEER2016 | D16v1 | 2015-05-14 08:08 | SCE | SFm | 1985 | CZ05 | rWtd | Each | 1 | 952 | None | 454 | 0.0636 | 0.368 | 247 | 0.0365 | 0.965 | 454 | 0.0636 | 0.368 | 247 | 0.0365 | 0.965 |  |  | 2 |  | RE-Appl-EffCW-med-ElecDHW-ElecCDryer-Tier3-FrontSCESFm1985CZ05rWtd
RE-Appl-EffCW-med-ElecDHW-ElecCDryer-Tier3-Front | DEER2016 | D16v1 | 2015-05-14 08:08 | SCE | SFm | 1985 | CZ06 | rWtd | Each | 1 | 1030 | None | 447 | 0.0706 | 0.577 | 247 | 0.0422 | 0.908 | 447 | 0.0706 | 0.577 | 247 | 0.0422 | 0.908 |  |  | 2 |  | RE-Appl-EffCW-med-ElecDHW-ElecCDryer-Tier3-FrontSCESFm1985CZ06rWtd
RE-Appl-EffCW-med-ElecDHW-ElecCDryer-Tier3-Front | DEER2016 | D16v1 | 2015-05-14 08:08 | SCE | SFm | 1985 | CZ08 | rWtd | Each | 1 | 1030 | None | 446 | 0.0625 | 0.615 | 247 | 0.0349 | 0.946 | 446 | 0.0625 | 0.615 | 247 | 0.0349 | 0.946 |  |  | 2 |  | RE-Appl-EffCW-med-ElecDHW-ElecCDryer-Tier3-FrontSCESFm1985CZ08rWtd
RE-Appl-EffCW-med-ElecDHW-ElecCDryer-Tier3-Front | DEER2016 | D16v1 | 2015-05-14 08:08 | SCE | SFm | 1985 | CZ09 | rWtd | Each | 1 | 906 | None | 448 | 0.0643 | 0.702 | 248 | 0.0362 | 0.866 | 448 | 0.0643 | 0.702 | 248 | 0.0362 | 0.866 |  |  | 2 |  | RE-Appl-EffCW-med-ElecDHW-ElecCDryer-Tier3-FrontSCESFm1985CZ09rWtd
RE-Appl-EffCW-med-ElecDHW-ElecCDryer-Tier3-Front | DEER2016 | D16v1 | 2015-05-14 08:08 | SCE | SFm | 1985 | CZ10 | rWtd | Each | 1 | 906 | None | 447 | 0.0667 | 0.416 | 247 | 0.0378 | 0.698 | 447 | 0.0667 | 0.416 | 247 | 0.0378 | 0.698 |  |  | 2 |  | RE-Appl-EffCW-med-ElecDHW-ElecCDryer-Tier3-FrontSCESFm1985CZ10rWtd
RE-Appl-EffCW-med-ElecDHW-ElecCDryer-Tier3-Front | DEER2016 | D16v1 | 2015-05-14 08:08 | SCE | SFm | 1985 | CZ13 | rWtd | Each | 1 | 852 | None | 446 | 0.067 | -0.216 | 244 | 0.0369 | 0.591 | 446 | 0.067 | -0.216 | 244 | 0.0369 | 0.591 |  |  | 2 |  | RE-Appl-EffCW-med-ElecDHW-ElecCDryer-Tier3-FrontSCESFm1985CZ13rWtd
RE-Appl-EffCW-med-ElecDHW-ElecCDryer-Tier3-Front | DEER2016 | D16v1 | 2015-05-14 08:08 | SCE | SFm | 1985 | CZ14 | rWtd | Each | 1 | 870 | None | 456 | 0.067 | -0.478 | 250 | 0.0377 | 0.27 | 456 | 0.067 | -0.478 | 250 | 0.0377 | 0.27 |  |  | 2 |  | RE-Appl-EffCW-med-ElecDHW-ElecCDryer-Tier3-FrontSCESFm1985CZ14rWtd
RE-Appl-EffCW-med-ElecDHW-ElecCDryer-Tier3-Front | DEER2016 | D16v1 | 2015-05-14 08:08 | SCE | SFm | 1985 | CZ15 | rWtd | Each | 1 | 870 | None | 434 | 0.0642 | -0.147 | 245 | 0.037 | 0.286 | 434 | 0.0642 | -0.147 | 245 | 0.037 | 0.286 |  |  | 2 |  | RE-Appl-EffCW-med-ElecDHW-ElecCDryer-Tier3-FrontSCESFm1985CZ15rWtd
RE-Appl-EffCW-med-ElecDHW-ElecCDryer-Tier3-Front | DEER2016 | D16v1 | 2015-05-14 08:08 | SCE | SFm | 1985 | CZ16 | rWtd | Each | 1 | 952 | None | 463 | 0.0668 | -0.291 | 248 | 0.0351 | 0.315 | 463 | 0.0668 | -0.291 | 248 | 0.0351 | 0.315 |  |  | 2 |  | RE-Appl-EffCW-med-ElecDHW-ElecCDryer-Tier3-FrontSCESFm1985CZ16rWtd
RE-Appl-EffCW-med-ElecDHW-ElecCDryer-Tier3-Front | DEER2016 | D16v1 | 2015-05-14 08:08 | SCE | SFm | 1996 | CZ05 | rWtd | Each | 1 | 1100 | None | 454 | 0.0653 | -0.0444 | 248 | 0.0353 | 1.28 | 454 | 0.0653 | -0.0444 | 248 | 0.0353 | 1.28 |  |  | 2 |  | RE-Appl-EffCW-med-ElecDHW-ElecCDryer-Tier3-FrontSCESFm1996CZ05rWtd
RE-Appl-EffCW-med-ElecDHW-ElecCDryer-Tier3-Front | DEER2016 | D16v1 | 2015-05-14 08:08 | SCE | SFm | 1996 | CZ06 | rWtd | Each | 1 | 1150 | None | 446 | 0.0802 | 0.468 | 248 | 0.0323 | 1.01 | 446 | 0.0802 | 0.468 | 248 | 0.0323 | 1.01 |  |  | 2 |  | RE-Appl-EffCW-med-ElecDHW-ElecCDryer-Tier3-FrontSCESFm1996CZ06rWtd
RE-Appl-EffCW-med-ElecDHW-ElecCDryer-Tier3-Front | DEER2016 | D16v1 | 2015-05-14 08:08 | SCE | SFm | 1996 | CZ08 | rWtd | Each | 1 | 1150 | None | 445 | 0.063 | 0.169 | 247 | 0.0351 | 0.716 | 445 | 0.063 | 0.169 | 247 | 0.0351 | 0.716 |  |  | 2 |  | RE-Appl-EffCW-med-ElecDHW-ElecCDryer-Tier3-FrontSCESFm1996CZ08rWtd
RE-Appl-EffCW-med-ElecDHW-ElecCDryer-Tier3-Front | DEER2016 | D16v1 | 2015-05-14 08:08 | SCE | SFm | 1996 | CZ09 | rWtd | Each | 1 | 1090 | None | 444 | 0.0634 | 0.577 | 246 | 0.0356 | 0.562 | 444 | 0.0634 | 0.577 | 246 | 0.0356 | 0.562 |  |  | 2 |  | RE-Appl-EffCW-med-ElecDHW-ElecCDryer-Tier3-FrontSCESFm1996CZ09rWtd
RE-Appl-EffCW-med-ElecDHW-ElecCDryer-Tier3-Front | DEER2016 | D16v1 | 2015-05-14 08:08 | SCE | SFm | 1996 | CZ10 | rWtd | Each | 1 | 1090 | None | 446 | 0.0621 | 0.677 | 245 | 0.034 | 0.633 | 446 | 0.0621 | 0.677 | 245 | 0.034 | 0.633 |  |  | 2 |  | RE-Appl-EffCW-med-ElecDHW-ElecCDryer-Tier3-FrontSCESFm1996CZ10rWtd
RE-Appl-EffCW-med-ElecDHW-ElecCDryer-Tier3-Front | DEER2016 | D16v1 | 2015-05-14 08:08 | SCE | SFm | 1996 | CZ13 | rWtd | Each | 1 | 1020 | None | 448 | 0.065 | -0.0253 | 249 | 0.0366 | 0.255 | 448 | 0.065 | -0.0253 | 249 | 0.0366 | 0.255 |  |  | 2 |  | RE-Appl-EffCW-med-ElecDHW-ElecCDryer-Tier3-FrontSCESFm1996CZ13rWtd
RE-Appl-EffCW-med-ElecDHW-ElecCDryer-Tier3-Front | DEER2016 | D16v1 | 2015-05-14 08:08 | SCE | SFm | 1996 | CZ14 | rWtd | Each | 1 | 879 | None | 456 | 0.0655 | 0.214 | 252 | 0.0412 | 0.633 | 456 | 0.0655 | 0.214 | 252 | 0.0412 | 0.633 |  |  | 2 |  | RE-Appl-EffCW-med-ElecDHW-ElecCDryer-Tier3-FrontSCESFm1996CZ14rWtd
RE-Appl-EffCW-med-ElecDHW-ElecCDryer-Tier3-Front | DEER2016 | D16v1 | 2015-05-14 08:08 | SCE | SFm | 1996 | CZ15 | rWtd | Each | 1 | 879 | None | 431 | 0.0608 | 0.278 | 243 | 0.0355 | 0.514 | 431 | 0.0608 | 0.278 | 243 | 0.0355 | 0.514 |  |  | 2 |  | RE-Appl-EffCW-med-ElecDHW-ElecCDryer-Tier3-FrontSCESFm1996CZ15rWtd
RE-Appl-EffCW-med-ElecDHW-ElecCDryer-Tier3-Front | DEER2016 | D16v1 | 2015-05-14 08:08 | SCE | SFm | 1996 | CZ16 | rWtd | Each | 1 | 1100 | None | 466 | 0.0717 | -0.509 | 246 | 0.0343 | 0.374 | 466 | 0.0717 | -0.509 | 246 | 0.0343 | 0.374 |  |  | 2 |  | RE-Appl-EffCW-med-ElecDHW-ElecCDryer-Tier3-FrontSCESFm1996CZ16rWtd
RE-Appl-EffCW-med-ElecDHW-ElecCDryer-Tier3-Front | DEER2016 | D16v1 | 2015-05-14 08:08 | SCE | SFm | 2003 | CZ05 | rWtd | Each | 1 | 1150 | None | 455 | 0.0656 | 1.39 | 247 | 0.0403 | 0.99 | 455 | 0.0656 | 1.39 | 247 | 0.0403 | 0.99 |  |  | 2 |  | RE-Appl-EffCW-med-ElecDHW-ElecCDryer-Tier3-FrontSCESFm2003CZ05rWtd
RE-Appl-EffCW-med-ElecDHW-ElecCDryer-Tier3-Front | DEER2016 | D16v1 | 2015-05-14 08:08 | SCE | SFm | 2003 | CZ06 | rWtd | Each | 1 | 1200 | None | 447 | 0.0554 | 1.26 | 247 | 0.034 | 1.07 | 447 | 0.0554 | 1.26 | 247 | 0.034 | 1.07 |  |  | 2 |  | RE-Appl-EffCW-med-ElecDHW-ElecCDryer-Tier3-FrontSCESFm2003CZ06rWtd
RE-Appl-EffCW-med-ElecDHW-ElecCDryer-Tier3-Front | DEER2016 | D16v1 | 2015-05-14 08:08 | SCE | SFm | 2003 | CZ08 | rWtd | Each | 1 | 1200 | None | 447 | 0.0613 | 0.717 | 250 | 0.0331 | 0.661 | 447 | 0.0613 | 0.717 | 250 | 0.0331 | 0.661 |  |  | 2 |  | RE-Appl-EffCW-med-ElecDHW-ElecCDryer-Tier3-FrontSCESFm2003CZ08rWtd
RE-Appl-EffCW-med-ElecDHW-ElecCDryer-Tier3-Front | DEER2016 | D16v1 | 2015-05-14 08:08 | SCE | SFm | 2003 | CZ09 | rWtd | Each | 1 | 1210 | None | 448 | 0.0607 | 0.939 | 250 | 0.0343 | 0.668 | 448 | 0.0607 | 0.939 | 250 | 0.0343 | 0.668 |  |  | 2 |  | RE-Appl-EffCW-med-ElecDHW-ElecCDryer-Tier3-FrontSCESFm2003CZ09rWtd
RE-Appl-EffCW-med-ElecDHW-ElecCDryer-Tier3-Front | DEER2016 | D16v1 | 2015-05-14 08:08 | SCE | SFm | 2003 | CZ10 | rWtd | Each | 1 | 974 | None | 451 | 0.0606 | 0.426 | 247 | 0.0337 | 1.01 | 451 | 0.0606 | 0.426 | 247 | 0.0337 | 1.01 |  |  | 2 |  | RE-Appl-EffCW-med-ElecDHW-ElecCDryer-Tier3-FrontSCESFm2003CZ10rWtd
RE-Appl-EffCW-med-ElecDHW-ElecCDryer-Tier3-Front | DEER2016 | D16v1 | 2015-05-14 08:08 | SCE | SFm | 2003 | CZ13 | rWtd | Each | 1 | 974 | None | 447 | 0.0658 | -0.347 | 246 | 0.0383 | 0.448 | 447 | 0.0658 | -0.347 | 246 | 0.0383 | 0.448 |  |  | 2 |  | RE-Appl-EffCW-med-ElecDHW-ElecCDryer-Tier3-FrontSCESFm2003CZ13rWtd
RE-Appl-EffCW-med-ElecDHW-ElecCDryer-Tier3-Front | DEER2016 | D16v1 | 2015-05-14 08:08 | SCE | SFm | 2003 | CZ14 | rWtd | Each | 1 | 1080 | None | 452 | 0.0592 | 0.337 | 248 | 0.0333 | 0.834 | 452 | 0.0592 | 0.337 | 248 | 0.0333 | 0.834 |  |  | 2 |  | RE-Appl-EffCW-med-ElecDHW-ElecCDryer-Tier3-FrontSCESFm2003CZ14rWtd
RE-Appl-EffCW-med-ElecDHW-ElecCDryer-Tier3-Front | DEER2016 | D16v1 | 2015-05-14 08:08 | SCE | SFm | 2003 | CZ15 | rWtd | Each | 1 | 1080 | None | 428 | 0.0623 | 0.396 | 240 | 0.0359 | 0.636 | 428 | 0.0623 | 0.396 | 240 | 0.0359 | 0.636 |  |  | 2 |  | RE-Appl-EffCW-med-ElecDHW-ElecCDryer-Tier3-FrontSCESFm2003CZ15rWtd
RE-Appl-EffCW-med-ElecDHW-ElecCDryer-Tier3-Front | DEER2016 | D16v1 | 2015-05-14 08:08 | SCE | SFm | 2003 | CZ16 | rWtd | Each | 1 | 1150 | None | 463 | 0.0789 | 0.722 | 249 | 0.0397 | 0.556 | 463 | 0.0789 | 0.722 | 249 | 0.0397 | 0.556 |  |  | 2 |  | RE-Appl-EffCW-med-ElecDHW-ElecCDryer-Tier3-FrontSCESFm2003CZ16rWtd
RE-Appl-EffCW-med-ElecDHW-ElecCDryer-Tier3-Front | DEER2016 | D16v1 | 2015-05-14 08:08 | SCE | SFm | 2007 | CZ05 | rWtd | Each | 1 | 1150 | None | 455 | 0.064 | 1.81 | 248 | 0.0347 | 1.3 | 455 | 0.064 | 1.81 | 248 | 0.0347 | 1.3 |  |  | 2 |  | RE-Appl-EffCW-med-ElecDHW-ElecCDryer-Tier3-FrontSCESFm2007CZ05rWtd
RE-Appl-EffCW-med-ElecDHW-ElecCDryer-Tier3-Front | DEER2016 | D16v1 | 2015-05-14 08:08 | SCE | SFm | 2007 | CZ06 | rWtd | Each | 1 | 1200 | None | 449 | 0.0582 | 1.4 | 248 | 0.0285 | 1.13 | 449 | 0.0582 | 1.4 | 248 | 0.0285 | 1.13 |  |  | 2 |  | RE-Appl-EffCW-med-ElecDHW-ElecCDryer-Tier3-FrontSCESFm2007CZ06rWtd
RE-Appl-EffCW-med-ElecDHW-ElecCDryer-Tier3-Front | DEER2016 | D16v1 | 2015-05-14 08:08 | SCE | SFm | 2007 | CZ08 | rWtd | Each | 1 | 1200 | None | 443 | 0.0616 | 1.07 | 246 | 0.0347 | 0.905 | 443 | 0.0616 | 1.07 | 246 | 0.0347 | 0.905 |  |  | 2 |  | RE-Appl-EffCW-med-ElecDHW-ElecCDryer-Tier3-FrontSCESFm2007CZ08rWtd
RE-Appl-EffCW-med-ElecDHW-ElecCDryer-Tier3-Front | DEER2016 | D16v1 | 2015-05-14 08:08 | SCE | SFm | 2007 | CZ09 | rWtd | Each | 1 | 1210 | None | 445 | 0.0603 | 1.08 | 248 | 0.0341 | 0.795 | 445 | 0.0603 | 1.08 | 248 | 0.0341 | 0.795 |  |  | 2 |  | RE-Appl-EffCW-med-ElecDHW-ElecCDryer-Tier3-FrontSCESFm2007CZ09rWtd
RE-Appl-EffCW-med-ElecDHW-ElecCDryer-Tier3-Front | DEER2016 | D16v1 | 2015-05-14 08:08 | SCE | SFm | 2007 | CZ10 | rWtd | Each | 1 | 974 | None | 451 | 0.0606 | 0.536 | 249 | 0.0335 | 1.1 | 451 | 0.0606 | 0.536 | 249 | 0.0335 | 1.1 |  |  | 2 |  | RE-Appl-EffCW-med-ElecDHW-ElecCDryer-Tier3-FrontSCESFm2007CZ10rWtd
RE-Appl-EffCW-med-ElecDHW-ElecCDryer-Tier3-Front | DEER2016 | D16v1 | 2015-05-14 08:08 | SCE | SFm | 2007 | CZ13 | rWtd | Each | 1 | 974 | None | 446 | 0.0639 | -0.443 | 244 | 0.0353 | 0.432 | 446 | 0.0639 | -0.443 | 244 | 0.0353 | 0.432 |  |  | 2 |  | RE-Appl-EffCW-med-ElecDHW-ElecCDryer-Tier3-FrontSCESFm2007CZ13rWtd
RE-Appl-EffCW-med-ElecDHW-ElecCDryer-Tier3-Front | DEER2016 | D16v1 | 2015-05-14 08:08 | SCE | SFm | 2007 | CZ14 | rWtd | Each | 1 | 1080 | None | 447 | 0.0609 | -0.0284 | 245 | 0.0345 | 0.577 | 447 | 0.0609 | -0.0284 | 245 | 0.0345 | 0.577 |  |  | 2 |  | RE-Appl-EffCW-med-ElecDHW-ElecCDryer-Tier3-FrontSCESFm2007CZ14rWtd
RE-Appl-EffCW-med-ElecDHW-ElecCDryer-Tier3-Front | DEER2016 | D16v1 | 2015-05-14 08:08 | SCE | SFm | 2007 | CZ15 | rWtd | Each | 1 | 1080 | None | 428 | 0.0598 | 0.487 | 241 | 0.0334 | 0.696 | 428 | 0.0598 | 0.487 | 241 | 0.0334 | 0.696 |  |  | 2 |  | RE-Appl-EffCW-med-ElecDHW-ElecCDryer-Tier3-FrontSCESFm2007CZ15rWtd
RE-Appl-EffCW-med-ElecDHW-ElecCDryer-Tier3-Front | DEER2016 | D16v1 | 2015-05-14 08:08 | SCE | SFm | 2007 | CZ16 | rWtd | Each | 1 | 1150 | None | 464 | 0.0804 | 0.725 | 250 | 0.0511 | 0.558 | 464 | 0.0804 | 0.725 | 250 | 0.0511 | 0.558 |  |  | 2 |  | RE-Appl-EffCW-med-ElecDHW-ElecCDryer-Tier3-FrontSCESFm2007CZ16rWtd
RE-Appl-EffCW-med-ElecDHW-ElecCDryer-Tier3-Front | DEER2016 | D16v1 | 2015-05-14 08:08 | SCE | SFm | 2011 | CZ05 | rWtd | Each | 1 | 1150 | None | 455 | 0.0633 | 1.36 | 247 | 0.0346 | 0.99 | 455 | 0.0633 | 1.36 | 247 | 0.0346 | 0.99 |  |  | 2 |  | RE-Appl-EffCW-med-ElecDHW-ElecCDryer-Tier3-FrontSCESFm2011CZ05rWtd
RE-Appl-EffCW-med-ElecDHW-ElecCDryer-Tier3-Front | DEER2016 | D16v1 | 2015-05-14 08:08 | SCE | SFm | 2011 | CZ06 | rWtd | Each | 1 | 1200 | None | 446 | 0.0696 | 1.15 | 245 | 0.0354 | 1 | 446 | 0.0696 | 1.15 | 245 | 0.0354 | 1 |  |  | 2 |  | RE-Appl-EffCW-med-ElecDHW-ElecCDryer-Tier3-FrontSCESFm2011CZ06rWtd
RE-Appl-EffCW-med-ElecDHW-ElecCDryer-Tier3-Front | DEER2016 | D16v1 | 2015-05-14 08:08 | SCE | SFm | 2011 | CZ08 | rWtd | Each | 1 | 1200 | None | 445 | 0.0603 | 0.948 | 246 | 0.0339 | 0.811 | 445 | 0.0603 | 0.948 | 246 | 0.0339 | 0.811 |  |  | 2 |  | RE-Appl-EffCW-med-ElecDHW-ElecCDryer-Tier3-FrontSCESFm2011CZ08rWtd
RE-Appl-EffCW-med-ElecDHW-ElecCDryer-Tier3-Front | DEER2016 | D16v1 | 2015-05-14 08:08 | SCE | SFm | 2011 | CZ09 | rWtd | Each | 1 | 1210 | None | 445 | 0.0613 | 1.07 | 244 | 0.0346 | 0.772 | 445 | 0.0613 | 1.07 | 244 | 0.0346 | 0.772 |  |  | 2 |  | RE-Appl-EffCW-med-ElecDHW-ElecCDryer-Tier3-FrontSCESFm2011CZ09rWtd
RE-Appl-EffCW-med-ElecDHW-ElecCDryer-Tier3-Front | DEER2016 | D16v1 | 2015-05-14 08:08 | SCE | SFm | 2011 | CZ10 | rWtd | Each | 1 | 974 | None | 450 | 0.062 | 0.546 | 249 | 0.0356 | 1.06 | 450 | 0.062 | 0.546 | 249 | 0.0356 | 1.06 |  |  | 2 |  | RE-Appl-EffCW-med-ElecDHW-ElecCDryer-Tier3-FrontSCESFm2011CZ10rWtd
RE-Appl-EffCW-med-ElecDHW-ElecCDryer-Tier3-Front | DEER2016 | D16v1 | 2015-05-14 08:08 | SCE | SFm | 2011 | CZ13 | rWtd | Each | 1 | 974 | None | 446 | 0.064 | -0.43 | 245 | 0.0352 | 0.406 | 446 | 0.064 | -0.43 | 245 | 0.0352 | 0.406 |  |  | 2 |  | RE-Appl-EffCW-med-ElecDHW-ElecCDryer-Tier3-FrontSCESFm2011CZ13rWtd
RE-Appl-EffCW-med-ElecDHW-ElecCDryer-Tier3-Front | DEER2016 | D16v1 | 2015-05-14 08:08 | SCE | SFm | 2011 | CZ14 | rWtd | Each | 1 | 1080 | None | 452 | 0.0625 | 0.0141 | 248 | 0.0355 | 0.562 | 452 | 0.0625 | 0.0141 | 248 | 0.0355 | 0.562 |  |  | 2 |  | RE-Appl-EffCW-med-ElecDHW-ElecCDryer-Tier3-FrontSCESFm2011CZ14rWtd
RE-Appl-EffCW-med-ElecDHW-ElecCDryer-Tier3-Front | DEER2016 | D16v1 | 2015-05-14 08:08 | SCE | SFm | 2011 | CZ15 | rWtd | Each | 1 | 1080 | None | 428 | 0.0613 | 0.389 | 241 | 0.0352 | 0.582 | 428 | 0.0613 | 0.389 | 241 | 0.0352 | 0.582 |  |  | 2 |  | RE-Appl-EffCW-med-ElecDHW-ElecCDryer-Tier3-FrontSCESFm2011CZ15rWtd
RE-Appl-EffCW-med-ElecDHW-ElecCDryer-Tier3-Front | DEER2016 | D16v1 | 2015-05-14 08:08 | SCE | SFm | 2011 | CZ16 | rWtd | Each | 1 | 1150 | None | 461 | 0.0651 | 0.627 | 248 | 0.0361 | 0.481 | 461 | 0.0651 | 0.627 | 248 | 0.0361 | 0.481 |  |  | 2 |  | RE-Appl-EffCW-med-ElecDHW-ElecCDryer-Tier3-FrontSCESFm2011CZ16rWtd
RE-Appl-EffCW-med-ElecDHW-ElecCDryer-Tier3-Front | DEER2016 | D16v1 | 2015-05-14 08:08 | SCE | SFm | 2014 | CZ05 | rWtd | Each | 1 | 1150 | None | 455 | 0.061 | 1.4 | 247 | 0.0381 | 1.03 | 455 | 0.061 | 1.4 | 247 | 0.0381 | 1.03 |  |  | 2 |  | RE-Appl-EffCW-med-ElecDHW-ElecCDryer-Tier3-FrontSCESFm2014CZ05rWtd
RE-Appl-EffCW-med-ElecDHW-ElecCDryer-Tier3-Front | DEER2016 | D16v1 | 2015-05-14 08:08 | SCE | SFm | 2014 | CZ06 | rWtd | Each | 1 | 1200 | None | 444 | 0.0546 | 1.01 | 244 | 0.0344 | 0.864 | 444 | 0.0546 | 1.01 | 244 | 0.0344 | 0.864 |  |  | 2 |  | RE-Appl-EffCW-med-ElecDHW-ElecCDryer-Tier3-FrontSCESFm2014CZ06rWtd
RE-Appl-EffCW-med-ElecDHW-ElecCDryer-Tier3-Front | DEER2016 | D16v1 | 2015-05-14 08:08 | SCE | SFm | 2014 | CZ08 | rWtd | Each | 1 | 1200 | None | 443 | 0.0613 | 0.795 | 242 | 0.0346 | 0.675 | 443 | 0.0613 | 0.795 | 242 | 0.0346 | 0.675 |  |  | 2 |  | RE-Appl-EffCW-med-ElecDHW-ElecCDryer-Tier3-FrontSCESFm2014CZ08rWtd
RE-Appl-EffCW-med-ElecDHW-ElecCDryer-Tier3-Front | DEER2016 | D16v1 | 2015-05-14 08:08 | SCE | SFm | 2014 | CZ09 | rWtd | Each | 1 | 1210 | None | 445 | 0.064 | 0.848 | 247 | 0.0357 | 0.608 | 445 | 0.064 | 0.848 | 247 | 0.0357 | 0.608 |  |  | 2 |  | RE-Appl-EffCW-med-ElecDHW-ElecCDryer-Tier3-FrontSCESFm2014CZ09rWtd
RE-Appl-EffCW-med-ElecDHW-ElecCDryer-Tier3-Front | DEER2016 | D16v1 | 2015-05-14 08:08 | SCE | SFm | 2014 | CZ10 | rWtd | Each | 1 | 974 | None | 450 | 0.0639 | 0.403 | 249 | 0.0359 | 0.926 | 450 | 0.0639 | 0.403 | 249 | 0.0359 | 0.926 |  |  | 2 |  | RE-Appl-EffCW-med-ElecDHW-ElecCDryer-Tier3-FrontSCESFm2014CZ10rWtd
RE-Appl-EffCW-med-ElecDHW-ElecCDryer-Tier3-Front | DEER2016 | D16v1 | 2015-05-14 08:08 | SCE | SFm | 2014 | CZ13 | rWtd | Each | 1 | 974 | None | 448 | 0.0643 | -0.464 | 245 | 0.0356 | 0.377 | 448 | 0.0643 | -0.464 | 245 | 0.0356 | 0.377 |  |  | 2 |  | RE-Appl-EffCW-med-ElecDHW-ElecCDryer-Tier3-FrontSCESFm2014CZ13rWtd
RE-Appl-EffCW-med-ElecDHW-ElecCDryer-Tier3-Front | DEER2016 | D16v1 | 2015-05-14 08:08 | SCE | SFm | 2014 | CZ14 | rWtd | Each | 1 | 1080 | None | 449 | 0.0631 | -0.0261 | 245 | 0.0362 | 0.548 | 449 | 0.0631 | -0.0261 | 245 | 0.0362 | 0.548 |  |  | 2 |  | RE-Appl-EffCW-med-ElecDHW-ElecCDryer-Tier3-FrontSCESFm2014CZ14rWtd
RE-Appl-EffCW-med-ElecDHW-ElecCDryer-Tier3-Front | DEER2016 | D16v1 | 2015-05-14 08:08 | SCE | SFm | 2014 | CZ15 | rWtd | Each | 1 | 1080 | None | 428 | 0.0611 | 0.398 | 241 | 0.0355 | 0.59 | 428 | 0.0611 | 0.398 | 241 | 0.0355 | 0.59 |  |  | 2 |  | RE-Appl-EffCW-med-ElecDHW-ElecCDryer-Tier3-FrontSCESFm2014CZ15rWtd
RE-Appl-EffCW-med-ElecDHW-ElecCDryer-Tier3-Front | DEER2016 | D16v1 | 2015-05-14 08:08 | SCE | SFm | 2014 | CZ16 | rWtd | Each | 1 | 1150 | None | 460 | 0.0645 | 0.343 | 247 | 0.0343 | 0.264 | 460 | 0.0645 | 0.343 | 247 | 0.0343 | 0.264 |  |  | 2 |  | RE-Appl-EffCW-med-ElecDHW-ElecCDryer-Tier3-FrontSCESFm2014CZ16rWtd
RE-Appl-EffCW-med-ElecDHW-ElecCDryer-Tier3-Front | DEER2016 | D16v1 | 2015-05-14 08:08 | SCE | SFm | Ex | CZ05 | rWtd | Each | 1 | 844 | None | 455 | 0.0625 | 1.15 | 247 | 0.0338 | 1.2 | 455 | 0.0625 | 1.15 | 247 | 0.0338 | 1.2 |  |  | 2 |  | RE-Appl-EffCW-med-ElecDHW-ElecCDryer-Tier3-FrontSCESFmExCZ05rWtd
RE-Appl-EffCW-med-ElecDHW-ElecCDryer-Tier3-Front | DEER2016 | D16v1 | 2015-05-14 08:08 | SCE | SFm | Ex | CZ06 | rWtd | Each | 1 | 865 | None | 447 | 0.0643 | 0.89 | 247 | 0.0352 | 1.08 | 447 | 0.0643 | 0.89 | 247 | 0.0352 | 1.08 |  |  | 2 |  | RE-Appl-EffCW-med-ElecDHW-ElecCDryer-Tier3-FrontSCESFmExCZ06rWtd
RE-Appl-EffCW-med-ElecDHW-ElecCDryer-Tier3-Front | DEER2016 | D16v1 | 2015-05-14 08:08 | SCE | SFm | Ex | CZ08 | rWtd | Each | 1 | 834 | None | 444 | 0.0624 | 0.33 | 247 | 0.0349 | 0.667 | 444 | 0.0624 | 0.33 | 247 | 0.0349 | 0.667 |  |  | 2 |  | RE-Appl-EffCW-med-ElecDHW-ElecCDryer-Tier3-FrontSCESFmExCZ08rWtd
RE-Appl-EffCW-med-ElecDHW-ElecCDryer-Tier3-Front | DEER2016 | D16v1 | 2015-05-14 08:08 | SCE | SFm | Ex | CZ09 | rWtd | Each | 1 | 868 | None | 447 | 0.0636 | 0.428 | 247 | 0.0356 | 0.739 | 447 | 0.0636 | 0.428 | 247 | 0.0356 | 0.739 |  |  | 2 |  | RE-Appl-EffCW-med-ElecDHW-ElecCDryer-Tier3-FrontSCESFmExCZ09rWtd
RE-Appl-EffCW-med-ElecDHW-ElecCDryer-Tier3-Front | DEER2016 | D16v1 | 2015-05-14 08:08 | SCE | SFm | Ex | CZ10 | rWtd | Each | 1 | 925 | None | 447 | 0.0647 | 0.44 | 246 | 0.0362 | 0.761 | 447 | 0.0647 | 0.44 | 246 | 0.0362 | 0.761 |  |  | 2 |  | RE-Appl-EffCW-med-ElecDHW-ElecCDryer-Tier3-FrontSCESFmExCZ10rWtd
RE-Appl-EffCW-med-ElecDHW-ElecCDryer-Tier3-Front | DEER2016 | D16v1 | 2015-05-14 08:08 | SCE | SFm | Ex | CZ13 | rWtd | Each | 1 | 868 | None | 447 | 0.0667 | -0.15 | 247 | 0.0373 | 0.461 | 447 | 0.0667 | -0.15 | 247 | 0.0373 | 0.461 |  |  | 2 |  | RE-Appl-EffCW-med-ElecDHW-ElecCDryer-Tier3-FrontSCESFmExCZ13rWtd
RE-Appl-EffCW-med-ElecDHW-ElecCDryer-Tier3-Front | DEER2016 | D16v1 | 2015-05-14 08:08 | SCE | SFm | Ex | CZ14 | rWtd | Each | 1 | 864 | None | 455 | 0.0659 | -0.0962 | 249 | 0.0373 | 0.529 | 455 | 0.0659 | -0.0962 | 249 | 0.0373 | 0.529 |  |  | 2 |  | RE-Appl-EffCW-med-ElecDHW-ElecCDryer-Tier3-FrontSCESFmExCZ14rWtd
RE-Appl-EffCW-med-ElecDHW-ElecCDryer-Tier3-Front | DEER2016 | D16v1 | 2015-05-14 08:08 | SCE | SFm | Ex | CZ15 | rWtd | Each | 1 | 857 | None | 432 | 0.0628 | 0.165 | 243 | 0.0363 | 0.491 | 432 | 0.0628 | 0.165 | 243 | 0.0363 | 0.491 |  |  | 2 |  | RE-Appl-EffCW-med-ElecDHW-ElecCDryer-Tier3-FrontSCESFmExCZ15rWtd
RE-Appl-EffCW-med-ElecDHW-ElecCDryer-Tier3-Front | DEER2016 | D16v1 | 2015-05-14 08:08 | SCE | SFm | Ex | CZ16 | rWtd | Each | 1 | 865 | None | 467 | 0.0633 | 0.362 | 253 | 0.0357 | 0.579 | 467 | 0.0633 | 0.362 | 253 | 0.0357 | 0.579 |  |  | 2 |  | RE-Appl-EffCW-med-ElecDHW-ElecCDryer-Tier3-FrontSCESFmExCZ16rWtd
RE-Appl-EffCW-med-ElecDHW-ElecCDryer-Tier3-Front | DEER2016 | D16v1 | 2015-05-14 08:08 | SCE | SFm | Ex | IOU | rWtd | Each | 1 | 873 | None | 448 | 0.064 | 0.413 | 247 | 0.0357 | 0.744 | 448 | 0.064 | 0.413 | 247 | 0.0357 | 0.744 |  |  | 2 |  | RE-Appl-EffCW-med-ElecDHW-ElecCDryer-Tier3-FrontSCESFmExIOUrWtd
RE-Appl-EffCW-med-ElecDHW-ElecCDryer-Tier3-Front | DEER2016 | D16v1 | 2015-05-14 08:08 | SCG | DMo | Ex | CZ04 | rWtd | Each | 1 | 621 | None | 366 | 0.0541 | 0.0981 | 197 | 0.0293 | 0.58 | 366 | 0.0541 | 0.0981 | 197 | 0.0293 | 0.58 |  |  | 2 |  | RE-Appl-EffCW-med-ElecDHW-ElecCDryer-Tier3-FrontSCGDMoExCZ04rWtd
RE-Appl-EffCW-med-ElecDHW-ElecCDryer-Tier3-Front | DEER2016 | D16v1 | 2015-05-14 08:08 | SCG | DMo | Ex | CZ05 | rWtd | Each | 1 | 612 | None | 365 | 0.0497 | 0.944 | 199 | 0.0267 | 1.29 | 365 | 0.0497 | 0.944 | 199 | 0.0267 | 1.29 |  |  | 2 |  | RE-Appl-EffCW-med-ElecDHW-ElecCDryer-Tier3-FrontSCGDMoExCZ05rWtd
RE-Appl-EffCW-med-ElecDHW-ElecCDryer-Tier3-Front | DEER2016 | D16v1 | 2015-05-14 08:08 | SCG | DMo | Ex | CZ06 | rWtd | Each | 1 | 613 | None | 356 | 0.0488 | 1.04 | 197 | 0.0271 | 1.14 | 356 | 0.0488 | 1.04 | 197 | 0.0271 | 1.14 |  |  | 2 |  | RE-Appl-EffCW-med-ElecDHW-ElecCDryer-Tier3-FrontSCGDMoExCZ06rWtd
RE-Appl-EffCW-med-ElecDHW-ElecCDryer-Tier3-Front | DEER2016 | D16v1 | 2015-05-14 08:08 | SCG | DMo | Ex | CZ08 | rWtd | Each | 1 | 610 | None | 360 | 0.0498 | 0.977 | 199 | 0.0275 | 1.09 | 360 | 0.0498 | 0.977 | 199 | 0.0275 | 1.09 |  |  | 2 |  | RE-Appl-EffCW-med-ElecDHW-ElecCDryer-Tier3-FrontSCGDMoExCZ08rWtd
RE-Appl-EffCW-med-ElecDHW-ElecCDryer-Tier3-Front | DEER2016 | D16v1 | 2015-05-14 08:08 | SCG | DMo | Ex | CZ09 | rWtd | Each | 1 | 609 | None | 361 | 0.0505 | 0.87 | 201 | 0.028 | 1.02 | 361 | 0.0505 | 0.87 | 201 | 0.028 | 1.02 |  |  | 2 |  | RE-Appl-EffCW-med-ElecDHW-ElecCDryer-Tier3-FrontSCGDMoExCZ09rWtd
RE-Appl-EffCW-med-ElecDHW-ElecCDryer-Tier3-Front | DEER2016 | D16v1 | 2015-05-14 08:08 | SCG | DMo | Ex | CZ10 | rWtd | Each | 1 | 610 | None | 363 | 0.0518 | 0.766 | 201 | 0.0288 | 0.999 | 363 | 0.0518 | 0.766 | 201 | 0.0288 | 0.999 |  |  | 2 |  | RE-Appl-EffCW-med-ElecDHW-ElecCDryer-Tier3-FrontSCGDMoExCZ10rWtd
RE-Appl-EffCW-med-ElecDHW-ElecCDryer-Tier3-Front | DEER2016 | D16v1 | 2015-05-14 08:08 | SCG | DMo | Ex | CZ13 | rWtd | Each | 1 | 605 | None | 358 | 0.0492 | 0.31 | 199 | 0.0266 | 0.7 | 358 | 0.0492 | 0.31 | 199 | 0.0266 | 0.7 |  |  | 2 |  | RE-Appl-EffCW-med-ElecDHW-ElecCDryer-Tier3-FrontSCGDMoExCZ13rWtd
RE-Appl-EffCW-med-ElecDHW-ElecCDryer-Tier3-Front | DEER2016 | D16v1 | 2015-05-14 08:08 | SCG | DMo | Ex | CZ14 | rWtd | Each | 1 | 617 | None | 363 | 0.05 | 0.193 | 201 | 0.0284 | 0.547 | 363 | 0.05 | 0.193 | 201 | 0.0284 | 0.547 |  |  | 2 |  | RE-Appl-EffCW-med-ElecDHW-ElecCDryer-Tier3-FrontSCGDMoExCZ14rWtd
RE-Appl-EffCW-med-ElecDHW-ElecCDryer-Tier3-Front | DEER2016 | D16v1 | 2015-05-14 08:08 | SCG | DMo | Ex | CZ15 | rWtd | Each | 1 | 615 | None | 350 | 0.0492 | 0.604 | 196 | 0.0286 | 0.679 | 350 | 0.0492 | 0.604 | 196 | 0.0286 | 0.679 |  |  | 2 |  | RE-Appl-EffCW-med-ElecDHW-ElecCDryer-Tier3-FrontSCGDMoExCZ15rWtd
RE-Appl-EffCW-med-ElecDHW-ElecCDryer-Tier3-Front | DEER2016 | D16v1 | 2015-05-14 08:08 | SCG | DMo | Ex | CZ16 | rWtd | Each | 1 | 621 | None | 376 | 0.0543 | 0.0253 | 203 | 0.0296 | 0.421 | 376 | 0.0543 | 0.0253 | 203 | 0.0296 | 0.421 |  |  | 2 |  | RE-Appl-EffCW-med-ElecDHW-ElecCDryer-Tier3-FrontSCGDMoExCZ16rWtd
RE-Appl-EffCW-med-ElecDHW-ElecCDryer-Tier3-Front | DEER2016 | D16v1 | 2015-05-14 08:08 | SCG | DMo | Ex | IOU | rWtd | Each | 1 | 611 | None | 361 | 0.0506 | 0.788 | 200 | 0.0281 | 0.988 | 361 | 0.0506 | 0.788 | 200 | 0.0281 | 0.988 |  |  | 2 |  | RE-Appl-EffCW-med-ElecDHW-ElecCDryer-Tier3-FrontSCGDMoExIOUrWtd
RE-Appl-EffCW-med-ElecDHW-ElecCDryer-Tier3-Front | DEER2016 | D16v1 | 2015-05-14 08:08 | SCG | DMo | MH00 | CZ04 | rWtd | Each | 1 | 621 | None | 364 | 0.0507 | 0.426 | 200 | 0.0266 | 0.644 | 364 | 0.0507 | 0.426 | 200 | 0.0266 | 0.644 |  |  | 2 |  | RE-Appl-EffCW-med-ElecDHW-ElecCDryer-Tier3-FrontSCGDMoMH00CZ04rWtd
RE-Appl-EffCW-med-ElecDHW-ElecCDryer-Tier3-Front | DEER2016 | D16v1 | 2015-05-14 08:08 | SCG | DMo | MH00 | CZ05 | rWtd | Each | 1 | 621 | None | 364 | 0.0509 | 0.692 | 199 | 0.0281 | 1.01 | 364 | 0.0509 | 0.692 | 199 | 0.0281 | 1.01 |  |  | 2 |  | RE-Appl-EffCW-med-ElecDHW-ElecCDryer-Tier3-FrontSCGDMoMH00CZ05rWtd
RE-Appl-EffCW-med-ElecDHW-ElecCDryer-Tier3-Front | DEER2016 | D16v1 | 2015-05-14 08:08 | SCG | DMo | MH00 | CZ06 | rWtd | Each | 1 | 621 | None | 356 | 0.0482 | 0.933 | 197 | 0.0263 | 1.05 | 356 | 0.0482 | 0.933 | 197 | 0.0263 | 1.05 |  |  | 2 |  | RE-Appl-EffCW-med-ElecDHW-ElecCDryer-Tier3-FrontSCGDMoMH00CZ06rWtd
RE-Appl-EffCW-med-ElecDHW-ElecCDryer-Tier3-Front | DEER2016 | D16v1 | 2015-05-14 08:08 | SCG | DMo | MH00 | CZ08 | rWtd | Each | 1 | 621 | None | 366 | 0.0511 | 0.802 | 202 | 0.0282 | 0.865 | 366 | 0.0511 | 0.802 | 202 | 0.0282 | 0.865 |  |  | 2 |  | RE-Appl-EffCW-med-ElecDHW-ElecCDryer-Tier3-FrontSCGDMoMH00CZ08rWtd
RE-Appl-EffCW-med-ElecDHW-ElecCDryer-Tier3-Front | DEER2016 | D16v1 | 2015-05-14 08:08 | SCG | DMo | MH00 | CZ09 | rWtd | Each | 1 | 621 | None | 360 | 0.0509 | 0.635 | 199 | 0.0285 | 0.772 | 360 | 0.0509 | 0.635 | 199 | 0.0285 | 0.772 |  |  | 2 |  | RE-Appl-EffCW-med-ElecDHW-ElecCDryer-Tier3-FrontSCGDMoMH00CZ09rWtd
RE-Appl-EffCW-med-ElecDHW-ElecCDryer-Tier3-Front | DEER2016 | D16v1 | 2015-05-14 08:08 | SCG | DMo | MH00 | CZ10 | rWtd | Each | 1 | 621 | None | 364 | 0.0531 | 0.763 | 202 | 0.0298 | 0.871 | 364 | 0.0531 | 0.763 | 202 | 0.0298 | 0.871 |  |  | 2 |  | RE-Appl-EffCW-med-ElecDHW-ElecCDryer-Tier3-FrontSCGDMoMH00CZ10rWtd
RE-Appl-EffCW-med-ElecDHW-ElecCDryer-Tier3-Front | DEER2016 | D16v1 | 2015-05-14 08:08 | SCG | DMo | MH00 | CZ13 | rWtd | Each | 1 | 621 | None | 360 | 0.0538 | 0.021 | 200 | 0.0303 | 0.378 | 360 | 0.0538 | 0.021 | 200 | 0.0303 | 0.378 |  |  | 2 |  | RE-Appl-EffCW-med-ElecDHW-ElecCDryer-Tier3-FrontSCGDMoMH00CZ13rWtd
RE-Appl-EffCW-med-ElecDHW-ElecCDryer-Tier3-Front | DEER2016 | D16v1 | 2015-05-14 08:08 | SCG | DMo | MH00 | CZ14 | rWtd | Each | 1 | 621 | None | 363 | 0.0507 | 0.248 | 201 | 0.0291 | 0.53 | 363 | 0.0507 | 0.248 | 201 | 0.0291 | 0.53 |  |  | 2 |  | RE-Appl-EffCW-med-ElecDHW-ElecCDryer-Tier3-FrontSCGDMoMH00CZ14rWtd
RE-Appl-EffCW-med-ElecDHW-ElecCDryer-Tier3-Front | DEER2016 | D16v1 | 2015-05-14 08:08 | SCG | DMo | MH00 | CZ15 | rWtd | Each | 1 | 621 | None | 353 | 0.0487 | 0.552 | 200 | 0.0284 | 0.645 | 353 | 0.0487 | 0.552 | 200 | 0.0284 | 0.645 |  |  | 2 |  | RE-Appl-EffCW-med-ElecDHW-ElecCDryer-Tier3-FrontSCGDMoMH00CZ15rWtd
RE-Appl-EffCW-med-ElecDHW-ElecCDryer-Tier3-Front | DEER2016 | D16v1 | 2015-05-14 08:08 | SCG | DMo | MH00 | CZ16 | rWtd | Each | 1 | 621 | None | 377 | 0.0544 | 0.0429 | 203 | 0.0297 | 0.416 | 377 | 0.0544 | 0.0429 | 203 | 0.0297 | 0.416 |  |  | 2 |  | RE-Appl-EffCW-med-ElecDHW-ElecCDryer-Tier3-FrontSCGDMoMH00CZ16rWtd
RE-Appl-EffCW-med-ElecDHW-ElecCDryer-Tier3-Front | DEER2016 | D16v1 | 2015-05-14 08:08 | SCG | DMo | MH06 | CZ04 | rWtd | Each | 1 | 621 | None | 364 | 0.0514 | 0.431 | 199 | 0.0287 | 0.669 | 364 | 0.0514 | 0.431 | 199 | 0.0287 | 0.669 |  |  | 2 |  | RE-Appl-EffCW-med-ElecDHW-ElecCDryer-Tier3-FrontSCGDMoMH06CZ04rWtd
RE-Appl-EffCW-med-ElecDHW-ElecCDryer-Tier3-Front | DEER2016 | D16v1 | 2015-05-14 08:08 | SCG | DMo | MH06 | CZ05 | rWtd | Each | 1 | 621 | None | 364 | 0.0489 | 0.643 | 199 | 0.0278 | 0.957 | 364 | 0.0489 | 0.643 | 199 | 0.0278 | 0.957 |  |  | 2 |  | RE-Appl-EffCW-med-ElecDHW-ElecCDryer-Tier3-FrontSCGDMoMH06CZ05rWtd
RE-Appl-EffCW-med-ElecDHW-ElecCDryer-Tier3-Front | DEER2016 | D16v1 | 2015-05-14 08:08 | SCG | DMo | MH06 | CZ06 | rWtd | Each | 1 | 621 | None | 356 | 0.0487 | 0.86 | 196 | 0.0269 | 0.922 | 356 | 0.0487 | 0.86 | 196 | 0.0269 | 0.922 |  |  | 2 |  | RE-Appl-EffCW-med-ElecDHW-ElecCDryer-Tier3-FrontSCGDMoMH06CZ06rWtd
RE-Appl-EffCW-med-ElecDHW-ElecCDryer-Tier3-Front | DEER2016 | D16v1 | 2015-05-14 08:08 | SCG | DMo | MH06 | CZ08 | rWtd | Each | 1 | 621 | None | 360 | 0.0495 | 0.831 | 202 | 0.0274 | 0.885 | 360 | 0.0495 | 0.831 | 202 | 0.0274 | 0.885 |  |  | 2 |  | RE-Appl-EffCW-med-ElecDHW-ElecCDryer-Tier3-FrontSCGDMoMH06CZ08rWtd
RE-Appl-EffCW-med-ElecDHW-ElecCDryer-Tier3-Front | DEER2016 | D16v1 | 2015-05-14 08:08 | SCG | DMo | MH06 | CZ09 | rWtd | Each | 1 | 621 | None | 358 | 0.0498 | 0.711 | 201 | 0.0278 | 0.823 | 358 | 0.0498 | 0.711 | 201 | 0.0278 | 0.823 |  |  | 2 |  | RE-Appl-EffCW-med-ElecDHW-ElecCDryer-Tier3-FrontSCGDMoMH06CZ09rWtd
RE-Appl-EffCW-med-ElecDHW-ElecCDryer-Tier3-Front | DEER2016 | D16v1 | 2015-05-14 08:08 | SCG | DMo | MH06 | CZ10 | rWtd | Each | 1 | 621 | None | 366 | 0.0494 | 1.02 | 203 | 0.0278 | 1.08 | 366 | 0.0494 | 1.02 | 203 | 0.0278 | 1.08 |  |  | 2 |  | RE-Appl-EffCW-med-ElecDHW-ElecCDryer-Tier3-FrontSCGDMoMH06CZ10rWtd
RE-Appl-EffCW-med-ElecDHW-ElecCDryer-Tier3-Front | DEER2016 | D16v1 | 2015-05-14 08:08 | SCG | DMo | MH06 | CZ13 | rWtd | Each | 1 | 621 | None | 359 | 0.0513 | -0.157 | 199 | 0.0289 | 0.246 | 359 | 0.0513 | -0.157 | 199 | 0.0289 | 0.246 |  |  | 2 |  | RE-Appl-EffCW-med-ElecDHW-ElecCDryer-Tier3-FrontSCGDMoMH06CZ13rWtd
RE-Appl-EffCW-med-ElecDHW-ElecCDryer-Tier3-Front | DEER2016 | D16v1 | 2015-05-14 08:08 | SCG | DMo | MH06 | CZ14 | rWtd | Each | 1 | 621 | None | 360 | 0.0472 | 0.0429 | 199 | 0.0268 | 0.389 | 360 | 0.0472 | 0.0429 | 199 | 0.0268 | 0.389 |  |  | 2 |  | RE-Appl-EffCW-med-ElecDHW-ElecCDryer-Tier3-FrontSCGDMoMH06CZ14rWtd
RE-Appl-EffCW-med-ElecDHW-ElecCDryer-Tier3-Front | DEER2016 | D16v1 | 2015-05-14 08:08 | SCG | DMo | MH06 | CZ15 | rWtd | Each | 1 | 621 | None | 349 | 0.0478 | 0.577 | 198 | 0.0278 | 0.669 | 349 | 0.0478 | 0.577 | 198 | 0.0278 | 0.669 |  |  | 2 |  | RE-Appl-EffCW-med-ElecDHW-ElecCDryer-Tier3-FrontSCGDMoMH06CZ15rWtd
RE-Appl-EffCW-med-ElecDHW-ElecCDryer-Tier3-Front | DEER2016 | D16v1 | 2015-05-14 08:08 | SCG | DMo | MH06 | CZ16 | rWtd | Each | 1 | 621 | None | 375 | 0.0537 | 0.0131 | 203 | 0.0293 | 0.41 | 375 | 0.0537 | 0.0131 | 203 | 0.0293 | 0.41 |  |  | 2 |  | RE-Appl-EffCW-med-ElecDHW-ElecCDryer-Tier3-FrontSCGDMoMH06CZ16rWtd
RE-Appl-EffCW-med-ElecDHW-ElecCDryer-Tier3-Front | DEER2016 | D16v1 | 2015-05-14 08:08 | SCG | DMo | MH72 | CZ04 | rWtd | Each | 1 | 598 | None | 361 | 0.0509 | 0.538 | 197 | 0.0275 | 0.863 | 361 | 0.0509 | 0.538 | 197 | 0.0275 | 0.863 |  |  | 2 |  | RE-Appl-EffCW-med-ElecDHW-ElecCDryer-Tier3-FrontSCGDMoMH72CZ04rWtd
RE-Appl-EffCW-med-ElecDHW-ElecCDryer-Tier3-Front | DEER2016 | D16v1 | 2015-05-14 08:08 | SCG | DMo | MH72 | CZ05 | rWtd | Each | 1 | 598 | None | 365 | 0.0485 | 1.48 | 200 | 0.0254 | 1.77 | 365 | 0.0485 | 1.48 | 200 | 0.0254 | 1.77 |  |  | 2 |  | RE-Appl-EffCW-med-ElecDHW-ElecCDryer-Tier3-FrontSCGDMoMH72CZ05rWtd
RE-Appl-EffCW-med-ElecDHW-ElecCDryer-Tier3-Front | DEER2016 | D16v1 | 2015-05-14 08:08 | SCG | DMo | MH72 | CZ06 | rWtd | Each | 1 | 598 | None | 357 | 0.0497 | 1.27 | 197 | 0.0281 | 1.36 | 357 | 0.0497 | 1.27 | 197 | 0.0281 | 1.36 |  |  | 2 |  | RE-Appl-EffCW-med-ElecDHW-ElecCDryer-Tier3-FrontSCGDMoMH72CZ06rWtd
RE-Appl-EffCW-med-ElecDHW-ElecCDryer-Tier3-Front | DEER2016 | D16v1 | 2015-05-14 08:08 | SCG | DMo | MH72 | CZ08 | rWtd | Each | 1 | 598 | None | 359 | 0.0493 | 0.831 | 199 | 0.027 | 1.03 | 359 | 0.0493 | 0.831 | 199 | 0.027 | 1.03 |  |  | 2 |  | RE-Appl-EffCW-med-ElecDHW-ElecCDryer-Tier3-FrontSCGDMoMH72CZ08rWtd
RE-Appl-EffCW-med-ElecDHW-ElecCDryer-Tier3-Front | DEER2016 | D16v1 | 2015-05-14 08:08 | SCG | DMo | MH72 | CZ09 | rWtd | Each | 1 | 598 | None | 360 | 0.0502 | 0.824 | 199 | 0.0277 | 1.04 | 360 | 0.0502 | 0.824 | 199 | 0.0277 | 1.04 |  |  | 2 |  | RE-Appl-EffCW-med-ElecDHW-ElecCDryer-Tier3-FrontSCGDMoMH72CZ09rWtd
RE-Appl-EffCW-med-ElecDHW-ElecCDryer-Tier3-Front | DEER2016 | D16v1 | 2015-05-14 08:08 | SCG | DMo | MH72 | CZ10 | rWtd | Each | 1 | 598 | None | 362 | 0.0513 | 0.832 | 199 | 0.028 | 1.08 | 362 | 0.0513 | 0.832 | 199 | 0.028 | 1.08 |  |  | 2 |  | RE-Appl-EffCW-med-ElecDHW-ElecCDryer-Tier3-FrontSCGDMoMH72CZ10rWtd
RE-Appl-EffCW-med-ElecDHW-ElecCDryer-Tier3-Front | DEER2016 | D16v1 | 2015-05-14 08:08 | SCG | DMo | MH72 | CZ13 | rWtd | Each | 1 | 598 | None | 358 | 0.0505 | 0.416 | 199 | 0.0278 | 0.811 | 358 | 0.0505 | 0.416 | 199 | 0.0278 | 0.811 |  |  | 2 |  | RE-Appl-EffCW-med-ElecDHW-ElecCDryer-Tier3-FrontSCGDMoMH72CZ13rWtd
RE-Appl-EffCW-med-ElecDHW-ElecCDryer-Tier3-Front | DEER2016 | D16v1 | 2015-05-14 08:08 | SCG | DMo | MH72 | CZ14 | rWtd | Each | 1 | 598 | None | 359 | 0.0502 | 0.806 | 197 | 0.028 | 1.03 | 359 | 0.0502 | 0.806 | 197 | 0.028 | 1.03 |  |  | 2 |  | RE-Appl-EffCW-med-ElecDHW-ElecCDryer-Tier3-FrontSCGDMoMH72CZ14rWtd
RE-Appl-EffCW-med-ElecDHW-ElecCDryer-Tier3-Front | DEER2016 | D16v1 | 2015-05-14 08:08 | SCG | DMo | MH72 | CZ15 | rWtd | Each | 1 | 598 | None | 346 | 0.0481 | 0.872 | 194 | 0.0277 | 0.895 | 346 | 0.0481 | 0.872 | 194 | 0.0277 | 0.895 |  |  | 2 |  | RE-Appl-EffCW-med-ElecDHW-ElecCDryer-Tier3-FrontSCGDMoMH72CZ15rWtd
RE-Appl-EffCW-med-ElecDHW-ElecCDryer-Tier3-Front | DEER2016 | D16v1 | 2015-05-14 08:08 | SCG | DMo | MH72 | CZ16 | rWtd | Each | 1 | 598 | None | 374 | 0.0529 | 0.649 | 201 | 0.0284 | 1.07 | 374 | 0.0529 | 0.649 | 201 | 0.0284 | 1.07 |  |  | 2 |  | RE-Appl-EffCW-med-ElecDHW-ElecCDryer-Tier3-FrontSCGDMoMH72CZ16rWtd
RE-Appl-EffCW-med-ElecDHW-ElecCDryer-Tier3-Front | DEER2016 | D16v1 | 2015-05-14 08:08 | SCG | DMo | MH85 | CZ04 | rWtd | Each | 1 | 621 | None | 366 | 0.0541 | 0.0981 | 197 | 0.0293 | 0.58 | 366 | 0.0541 | 0.0981 | 197 | 0.0293 | 0.58 |  |  | 2 |  | RE-Appl-EffCW-med-ElecDHW-ElecCDryer-Tier3-FrontSCGDMoMH85CZ04rWtd
RE-Appl-EffCW-med-ElecDHW-ElecCDryer-Tier3-Front | DEER2016 | D16v1 | 2015-05-14 08:08 | SCG | DMo | MH85 | CZ05 | rWtd | Each | 1 | 621 | None | 365 | 0.0503 | 0.592 | 199 | 0.0275 | 0.993 | 365 | 0.0503 | 0.592 | 199 | 0.0275 | 0.993 |  |  | 2 |  | RE-Appl-EffCW-med-ElecDHW-ElecCDryer-Tier3-FrontSCGDMoMH85CZ05rWtd
RE-Appl-EffCW-med-ElecDHW-ElecCDryer-Tier3-Front | DEER2016 | D16v1 | 2015-05-14 08:08 | SCG | DMo | MH85 | CZ06 | rWtd | Each | 1 | 621 | None | 357 | 0.0486 | 0.981 | 197 | 0.0269 | 1.05 | 357 | 0.0486 | 0.981 | 197 | 0.0269 | 1.05 |  |  | 2 |  | RE-Appl-EffCW-med-ElecDHW-ElecCDryer-Tier3-FrontSCGDMoMH85CZ06rWtd
RE-Appl-EffCW-med-ElecDHW-ElecCDryer-Tier3-Front | DEER2016 | D16v1 | 2015-05-14 08:08 | SCG | DMo | MH85 | CZ08 | rWtd | Each | 1 | 621 | None | 359 | 0.0501 | 1.21 | 198 | 0.0279 | 1.24 | 359 | 0.0501 | 1.21 | 198 | 0.0279 | 1.24 |  |  | 2 |  | RE-Appl-EffCW-med-ElecDHW-ElecCDryer-Tier3-FrontSCGDMoMH85CZ08rWtd
RE-Appl-EffCW-med-ElecDHW-ElecCDryer-Tier3-Front | DEER2016 | D16v1 | 2015-05-14 08:08 | SCG | DMo | MH85 | CZ09 | rWtd | Each | 1 | 621 | None | 363 | 0.0508 | 0.978 | 203 | 0.0284 | 1.06 | 363 | 0.0508 | 0.978 | 203 | 0.0284 | 1.06 |  |  | 2 |  | RE-Appl-EffCW-med-ElecDHW-ElecCDryer-Tier3-FrontSCGDMoMH85CZ09rWtd
RE-Appl-EffCW-med-ElecDHW-ElecCDryer-Tier3-Front | DEER2016 | D16v1 | 2015-05-14 08:08 | SCG | DMo | MH85 | CZ10 | rWtd | Each | 1 | 621 | None | 364 | 0.0523 | 0.708 | 201 | 0.0294 | 0.934 | 364 | 0.0523 | 0.708 | 201 | 0.0294 | 0.934 |  |  | 2 |  | RE-Appl-EffCW-med-ElecDHW-ElecCDryer-Tier3-FrontSCGDMoMH85CZ10rWtd
RE-Appl-EffCW-med-ElecDHW-ElecCDryer-Tier3-Front | DEER2016 | D16v1 | 2015-05-14 08:08 | SCG | DMo | MH85 | CZ13 | rWtd | Each | 1 | 621 | None | 359 | 0.0461 | 0.049 | 199 | 0.0237 | 0.425 | 359 | 0.0461 | 0.049 | 199 | 0.0237 | 0.425 |  |  | 2 |  | RE-Appl-EffCW-med-ElecDHW-ElecCDryer-Tier3-FrontSCGDMoMH85CZ13rWtd
RE-Appl-EffCW-med-ElecDHW-ElecCDryer-Tier3-Front | DEER2016 | D16v1 | 2015-05-14 08:08 | SCG | DMo | MH85 | CZ14 | rWtd | Each | 1 | 621 | None | 364 | 0.05 | 0.0633 | 202 | 0.0284 | 0.445 | 364 | 0.05 | 0.0633 | 202 | 0.0284 | 0.445 |  |  | 2 |  | RE-Appl-EffCW-med-ElecDHW-ElecCDryer-Tier3-FrontSCGDMoMH85CZ14rWtd
RE-Appl-EffCW-med-ElecDHW-ElecCDryer-Tier3-Front | DEER2016 | D16v1 | 2015-05-14 08:08 | SCG | DMo | MH85 | CZ15 | rWtd | Each | 1 | 621 | None | 351 | 0.0498 | 0.501 | 197 | 0.029 | 0.593 | 351 | 0.0498 | 0.501 | 197 | 0.029 | 0.593 |  |  | 2 |  | RE-Appl-EffCW-med-ElecDHW-ElecCDryer-Tier3-FrontSCGDMoMH85CZ15rWtd
RE-Appl-EffCW-med-ElecDHW-ElecCDryer-Tier3-Front | DEER2016 | D16v1 | 2015-05-14 08:08 | SCG | DMo | MH85 | CZ16 | rWtd | Each | 1 | 621 | None | 376 | 0.0542 | -0.0648 | 202 | 0.0289 | 0.468 | 376 | 0.0542 | -0.0648 | 202 | 0.0289 | 0.468 |  |  | 2 |  | RE-Appl-EffCW-med-ElecDHW-ElecCDryer-Tier3-FrontSCGDMoMH85CZ16rWtd
RE-Appl-EffCW-med-ElecDHW-ElecCDryer-Tier3-Front | DEER2016 | D16v1 | 2015-05-14 08:08 | SCG | MFm | 1975 | CZ04 | rWtd | Each | 1 | 474 | None | 363 | 0.0538 | 0.201 | 199 | 0.0301 | 0.566 | 363 | 0.0538 | 0.201 | 199 | 0.0301 | 0.566 |  |  | 2 |  | RE-Appl-EffCW-med-ElecDHW-ElecCDryer-Tier3-FrontSCGMFm1975CZ04rWtd
RE-Appl-EffCW-med-ElecDHW-ElecCDryer-Tier3-Front | DEER2016 | D16v1 | 2015-05-14 08:08 | SCG | MFm | 1975 | CZ05 | rWtd | Each | 1 | 474 | None | 366 | 0.05 | 0.216 | 200 | 0.0273 | 0.787 | 366 | 0.05 | 0.216 | 200 | 0.0273 | 0.787 |  |  | 2 |  | RE-Appl-EffCW-med-ElecDHW-ElecCDryer-Tier3-FrontSCGMFm1975CZ05rWtd
RE-Appl-EffCW-med-ElecDHW-ElecCDryer-Tier3-Front | DEER2016 | D16v1 | 2015-05-14 08:08 | SCG | MFm | 1975 | CZ06 | rWtd | Each | 1 | 465 | None | 361 | 0.0499 | 0.333 | 199 | 0.0276 | 0.57 | 361 | 0.0499 | 0.333 | 199 | 0.0276 | 0.57 |  |  | 2 |  | RE-Appl-EffCW-med-ElecDHW-ElecCDryer-Tier3-FrontSCGMFm1975CZ06rWtd
RE-Appl-EffCW-med-ElecDHW-ElecCDryer-Tier3-Front | DEER2016 | D16v1 | 2015-05-14 08:08 | SCG | MFm | 1975 | CZ07 | rWtd | Each | 1 | 465 | None | 358 | 0.0491 | 0.262 | 197 | 0.0291 | 0.414 | 358 | 0.0491 | 0.262 | 197 | 0.0291 | 0.414 |  |  | 2 |  | RE-Appl-EffCW-med-ElecDHW-ElecCDryer-Tier3-FrontSCGMFm1975CZ07rWtd
RE-Appl-EffCW-med-ElecDHW-ElecCDryer-Tier3-Front | DEER2016 | D16v1 | 2015-05-14 08:08 | SCG | MFm | 1975 | CZ08 | rWtd | Each | 1 | 465 | None | 358 | 0.0511 | 0.206 | 198 | 0.0281 | 0.484 | 358 | 0.0511 | 0.206 | 198 | 0.0281 | 0.484 |  |  | 2 |  | RE-Appl-EffCW-med-ElecDHW-ElecCDryer-Tier3-FrontSCGMFm1975CZ08rWtd
RE-Appl-EffCW-med-ElecDHW-ElecCDryer-Tier3-Front | DEER2016 | D16v1 | 2015-05-14 08:08 | SCG | MFm | 1975 | CZ09 | rWtd | Each | 1 | 544 | None | 358 | 0.05 | 0.542 | 198 | 0.0284 | 0.404 | 358 | 0.05 | 0.542 | 198 | 0.0284 | 0.404 |  |  | 2 |  | RE-Appl-EffCW-med-ElecDHW-ElecCDryer-Tier3-FrontSCGMFm1975CZ09rWtd
RE-Appl-EffCW-med-ElecDHW-ElecCDryer-Tier3-Front | DEER2016 | D16v1 | 2015-05-14 08:08 | SCG | MFm | 1975 | CZ10 | rWtd | Each | 1 | 544 | None | 358 | 0.0514 | 0.631 | 199 | 0.0291 | 0.473 | 358 | 0.0514 | 0.631 | 199 | 0.0291 | 0.473 |  |  | 2 |  | RE-Appl-EffCW-med-ElecDHW-ElecCDryer-Tier3-FrontSCGMFm1975CZ10rWtd
RE-Appl-EffCW-med-ElecDHW-ElecCDryer-Tier3-Front | DEER2016 | D16v1 | 2015-05-14 08:08 | SCG | MFm | 1975 | CZ13 | rWtd | Each | 1 | 487 | None | 356 | 0.0501 | 0.396 | 197 | 0.0284 | 0.397 | 356 | 0.0501 | 0.396 | 197 | 0.0284 | 0.397 |  |  | 2 |  | RE-Appl-EffCW-med-ElecDHW-ElecCDryer-Tier3-FrontSCGMFm1975CZ13rWtd
RE-Appl-EffCW-med-ElecDHW-ElecCDryer-Tier3-Front | DEER2016 | D16v1 | 2015-05-14 08:08 | SCG | MFm | 1975 | CZ14 | rWtd | Each | 1 | 634 | None | 367 | 0.051 | -0.14 | 202 | 0.029 | 0.155 | 367 | 0.051 | -0.14 | 202 | 0.029 | 0.155 |  |  | 2 |  | RE-Appl-EffCW-med-ElecDHW-ElecCDryer-Tier3-FrontSCGMFm1975CZ14rWtd
RE-Appl-EffCW-med-ElecDHW-ElecCDryer-Tier3-Front | DEER2016 | D16v1 | 2015-05-14 08:08 | SCG | MFm | 1975 | CZ15 | rWtd | Each | 1 | 634 | None | 349 | 0.0492 | 0.168 | 197 | 0.0285 | 0.245 | 349 | 0.0492 | 0.168 | 197 | 0.0285 | 0.245 |  |  | 2 |  | RE-Appl-EffCW-med-ElecDHW-ElecCDryer-Tier3-FrontSCGMFm1975CZ15rWtd
RE-Appl-EffCW-med-ElecDHW-ElecCDryer-Tier3-Front | DEER2016 | D16v1 | 2015-05-14 08:08 | SCG | MFm | 1975 | CZ16 | rWtd | Each | 1 | 474 | None | 373 | 0.0549 | -0.308 | 200 | 0.0287 | 0.306 | 373 | 0.0549 | -0.308 | 200 | 0.0287 | 0.306 |  |  | 2 |  | RE-Appl-EffCW-med-ElecDHW-ElecCDryer-Tier3-FrontSCGMFm1975CZ16rWtd
RE-Appl-EffCW-med-ElecDHW-ElecCDryer-Tier3-Front | DEER2016 | D16v1 | 2015-05-14 08:08 | SCG | MFm | 1985 | CZ04 | rWtd | Each | 1 | 512 | None | 363 | 0.051 | 0.51 | 199 | 0.0291 | 0.4 | 363 | 0.051 | 0.51 | 199 | 0.0291 | 0.4 |  |  | 2 |  | RE-Appl-EffCW-med-ElecDHW-ElecCDryer-Tier3-FrontSCGMFm1985CZ04rWtd
RE-Appl-EffCW-med-ElecDHW-ElecCDryer-Tier3-Front | DEER2016 | D16v1 | 2015-05-14 08:08 | SCG | MFm | 1985 | CZ05 | rWtd | Each | 1 | 512 | None | 367 | 0.05 | 0.672 | 199 | 0.0273 | 0.496 | 367 | 0.05 | 0.672 | 199 | 0.0273 | 0.496 |  |  | 2 |  | RE-Appl-EffCW-med-ElecDHW-ElecCDryer-Tier3-FrontSCGMFm1985CZ05rWtd
RE-Appl-EffCW-med-ElecDHW-ElecCDryer-Tier3-Front | DEER2016 | D16v1 | 2015-05-14 08:08 | SCG | MFm | 1985 | CZ06 | rWtd | Each | 1 | 578 | None | 360 | 0.0521 | 0.532 | 199 | 0.0296 | 0.294 | 360 | 0.0521 | 0.532 | 199 | 0.0296 | 0.294 |  |  | 2 |  | RE-Appl-EffCW-med-ElecDHW-ElecCDryer-Tier3-FrontSCGMFm1985CZ06rWtd
RE-Appl-EffCW-med-ElecDHW-ElecCDryer-Tier3-Front | DEER2016 | D16v1 | 2015-05-14 08:08 | SCG | MFm | 1985 | CZ07 | rWtd | Each | 1 | 578 | None | 357 | 0.0517 | 0.373 | 198 | 0.0306 | 0.207 | 357 | 0.0517 | 0.373 | 198 | 0.0306 | 0.207 |  |  | 2 |  | RE-Appl-EffCW-med-ElecDHW-ElecCDryer-Tier3-FrontSCGMFm1985CZ07rWtd
RE-Appl-EffCW-med-ElecDHW-ElecCDryer-Tier3-Front | DEER2016 | D16v1 | 2015-05-14 08:08 | SCG | MFm | 1985 | CZ08 | rWtd | Each | 1 | 578 | None | 357 | 0.05 | 0.457 | 199 | 0.0279 | 0.251 | 357 | 0.05 | 0.457 | 199 | 0.0279 | 0.251 |  |  | 2 |  | RE-Appl-EffCW-med-ElecDHW-ElecCDryer-Tier3-FrontSCGMFm1985CZ08rWtd
RE-Appl-EffCW-med-ElecDHW-ElecCDryer-Tier3-Front | DEER2016 | D16v1 | 2015-05-14 08:08 | SCG | MFm | 1985 | CZ09 | rWtd | Each | 1 | 648 | None | 358 | 0.0497 | 0.69 | 197 | 0.0275 | 0.846 | 358 | 0.0497 | 0.69 | 197 | 0.0275 | 0.846 |  |  | 2 |  | RE-Appl-EffCW-med-ElecDHW-ElecCDryer-Tier3-FrontSCGMFm1985CZ09rWtd
RE-Appl-EffCW-med-ElecDHW-ElecCDryer-Tier3-Front | DEER2016 | D16v1 | 2015-05-14 08:08 | SCG | MFm | 1985 | CZ10 | rWtd | Each | 1 | 648 | None | 358 | 0.0505 | 0.735 | 197 | 0.0277 | 0.887 | 358 | 0.0505 | 0.735 | 197 | 0.0277 | 0.887 |  |  | 2 |  | RE-Appl-EffCW-med-ElecDHW-ElecCDryer-Tier3-FrontSCGMFm1985CZ10rWtd
RE-Appl-EffCW-med-ElecDHW-ElecCDryer-Tier3-Front | DEER2016 | D16v1 | 2015-05-14 08:08 | SCG | MFm | 1985 | CZ13 | rWtd | Each | 1 | 512 | None | 358 | 0.0506 | 0.166 | 198 | 0.0293 | 0.141 | 358 | 0.0506 | 0.166 | 198 | 0.0293 | 0.141 |  |  | 2 |  | RE-Appl-EffCW-med-ElecDHW-ElecCDryer-Tier3-FrontSCGMFm1985CZ13rWtd
RE-Appl-EffCW-med-ElecDHW-ElecCDryer-Tier3-Front | DEER2016 | D16v1 | 2015-05-14 08:08 | SCG | MFm | 1985 | CZ14 | rWtd | Each | 1 | 630 | None | 367 | 0.0515 | -0.0953 | 203 | 0.0294 | 0.173 | 367 | 0.0515 | -0.0953 | 203 | 0.0294 | 0.173 |  |  | 2 |  | RE-Appl-EffCW-med-ElecDHW-ElecCDryer-Tier3-FrontSCGMFm1985CZ14rWtd
RE-Appl-EffCW-med-ElecDHW-ElecCDryer-Tier3-Front | DEER2016 | D16v1 | 2015-05-14 08:08 | SCG | MFm | 1985 | CZ15 | rWtd | Each | 1 | 630 | None | 349 | 0.049 | 0.179 | 198 | 0.0285 | 0.244 | 349 | 0.049 | 0.179 | 198 | 0.0285 | 0.244 |  |  | 2 |  | RE-Appl-EffCW-med-ElecDHW-ElecCDryer-Tier3-FrontSCGMFm1985CZ15rWtd
RE-Appl-EffCW-med-ElecDHW-ElecCDryer-Tier3-Front | DEER2016 | D16v1 | 2015-05-14 08:08 | SCG | MFm | 1985 | CZ16 | rWtd | Each | 1 | 512 | None | 377 | 0.0523 | 0.0717 | 203 | 0.0292 | 0.0778 | 377 | 0.0523 | 0.0717 | 203 | 0.0292 | 0.0778 |  |  | 2 |  | RE-Appl-EffCW-med-ElecDHW-ElecCDryer-Tier3-FrontSCGMFm1985CZ16rWtd
RE-Appl-EffCW-med-ElecDHW-ElecCDryer-Tier3-Front | DEER2016 | D16v1 | 2015-05-14 08:08 | SCG | MFm | 1996 | CZ04 | rWtd | Each | 1 | 432 | None | 363 | 0.0535 | 0.337 | 199 | 0.0298 | 0.325 | 363 | 0.0535 | 0.337 | 199 | 0.0298 | 0.325 |  |  | 2 |  | RE-Appl-EffCW-med-ElecDHW-ElecCDryer-Tier3-FrontSCGMFm1996CZ04rWtd
RE-Appl-EffCW-med-ElecDHW-ElecCDryer-Tier3-Front | DEER2016 | D16v1 | 2015-05-14 08:08 | SCG | MFm | 1996 | CZ05 | rWtd | Each | 1 | 432 | None | 367 | 0.05 | 0.511 | 199 | 0.0273 | 0.49 | 367 | 0.05 | 0.511 | 199 | 0.0273 | 0.49 |  |  | 2 |  | RE-Appl-EffCW-med-ElecDHW-ElecCDryer-Tier3-FrontSCGMFm1996CZ05rWtd
RE-Appl-EffCW-med-ElecDHW-ElecCDryer-Tier3-Front | DEER2016 | D16v1 | 2015-05-14 08:08 | SCG | MFm | 1996 | CZ06 | rWtd | Each | 1 | 518 | None | 360 | 0.0503 | 0.211 | 198 | 0.028 | 0.41 | 360 | 0.0503 | 0.211 | 198 | 0.028 | 0.41 |  |  | 2 |  | RE-Appl-EffCW-med-ElecDHW-ElecCDryer-Tier3-FrontSCGMFm1996CZ06rWtd
RE-Appl-EffCW-med-ElecDHW-ElecCDryer-Tier3-Front | DEER2016 | D16v1 | 2015-05-14 08:08 | SCG | MFm | 1996 | CZ07 | rWtd | Each | 1 | 518 | None | 358 | 0.0523 | 0.232 | 197 | 0.0307 | 0.343 | 358 | 0.0523 | 0.232 | 197 | 0.0307 | 0.343 |  |  | 2 |  | RE-Appl-EffCW-med-ElecDHW-ElecCDryer-Tier3-FrontSCGMFm1996CZ07rWtd
RE-Appl-EffCW-med-ElecDHW-ElecCDryer-Tier3-Front | DEER2016 | D16v1 | 2015-05-14 08:08 | SCG | MFm | 1996 | CZ08 | rWtd | Each | 1 | 518 | None | 358 | 0.05 | 0.129 | 198 | 0.0277 | 0.308 | 358 | 0.05 | 0.129 | 198 | 0.0277 | 0.308 |  |  | 2 |  | RE-Appl-EffCW-med-ElecDHW-ElecCDryer-Tier3-FrontSCGMFm1996CZ08rWtd
RE-Appl-EffCW-med-ElecDHW-ElecCDryer-Tier3-Front | DEER2016 | D16v1 | 2015-05-14 08:08 | SCG | MFm | 1996 | CZ09 | rWtd | Each | 1 | 487 | None | 358 | 0.0495 | 0.633 | 198 | 0.0278 | 0.553 | 358 | 0.0495 | 0.633 | 198 | 0.0278 | 0.553 |  |  | 2 |  | RE-Appl-EffCW-med-ElecDHW-ElecCDryer-Tier3-FrontSCGMFm1996CZ09rWtd
RE-Appl-EffCW-med-ElecDHW-ElecCDryer-Tier3-Front | DEER2016 | D16v1 | 2015-05-14 08:08 | SCG | MFm | 1996 | CZ10 | rWtd | Each | 1 | 487 | None | 357 | 0.0514 | 0.534 | 198 | 0.029 | 0.472 | 357 | 0.0514 | 0.534 | 198 | 0.029 | 0.472 |  |  | 2 |  | RE-Appl-EffCW-med-ElecDHW-ElecCDryer-Tier3-FrontSCGMFm1996CZ10rWtd
RE-Appl-EffCW-med-ElecDHW-ElecCDryer-Tier3-Front | DEER2016 | D16v1 | 2015-05-14 08:08 | SCG | MFm | 1996 | CZ13 | rWtd | Each | 1 | 456 | None | 357 | 0.0505 | 0.155 | 197 | 0.0291 | 0.207 | 357 | 0.0505 | 0.155 | 197 | 0.0291 | 0.207 |  |  | 2 |  | RE-Appl-EffCW-med-ElecDHW-ElecCDryer-Tier3-FrontSCGMFm1996CZ13rWtd
RE-Appl-EffCW-med-ElecDHW-ElecCDryer-Tier3-Front | DEER2016 | D16v1 | 2015-05-14 08:08 | SCG | MFm | 1996 | CZ14 | rWtd | Each | 1 | 480 | None | 366 | 0.049 | 0.308 | 203 | 0.0281 | 0.23 | 366 | 0.049 | 0.308 | 203 | 0.0281 | 0.23 |  |  | 2 |  | RE-Appl-EffCW-med-ElecDHW-ElecCDryer-Tier3-FrontSCGMFm1996CZ14rWtd
RE-Appl-EffCW-med-ElecDHW-ElecCDryer-Tier3-Front | DEER2016 | D16v1 | 2015-05-14 08:08 | SCG | MFm | 1996 | CZ15 | rWtd | Each | 1 | 480 | None | 345 | 0.0487 | 0.0823 | 198 | 0.0292 | 0.0627 | 345 | 0.0487 | 0.0823 | 198 | 0.0292 | 0.0627 |  |  | 2 |  | RE-Appl-EffCW-med-ElecDHW-ElecCDryer-Tier3-FrontSCGMFm1996CZ15rWtd
RE-Appl-EffCW-med-ElecDHW-ElecCDryer-Tier3-Front | DEER2016 | D16v1 | 2015-05-14 08:08 | SCG | MFm | 1996 | CZ16 | rWtd | Each | 1 | 432 | None | 378 | 0.0534 | 0.206 | 204 | 0.0301 | 0.279 | 378 | 0.0534 | 0.206 | 204 | 0.0301 | 0.279 |  |  | 2 |  | RE-Appl-EffCW-med-ElecDHW-ElecCDryer-Tier3-FrontSCGMFm1996CZ16rWtd
RE-Appl-EffCW-med-ElecDHW-ElecCDryer-Tier3-Front | DEER2016 | D16v1 | 2015-05-14 08:08 | SCG | MFm | 2003 | CZ04 | rWtd | Each | 1 | 441 | None | 364 | 0.0532 | -0.3 | 199 | 0.0295 | 0.0897 | 364 | 0.0532 | -0.3 | 199 | 0.0295 | 0.0897 |  |  | 2 |  | RE-Appl-EffCW-med-ElecDHW-ElecCDryer-Tier3-FrontSCGMFm2003CZ04rWtd
RE-Appl-EffCW-med-ElecDHW-ElecCDryer-Tier3-Front | DEER2016 | D16v1 | 2015-05-14 08:08 | SCG | MFm | 2003 | CZ05 | rWtd | Each | 1 | 441 | None | 365 | 0.0501 | 0.0767 | 199 | 0.0274 | 0.567 | 365 | 0.0501 | 0.0767 | 199 | 0.0274 | 0.567 |  |  | 2 |  | RE-Appl-EffCW-med-ElecDHW-ElecCDryer-Tier3-FrontSCGMFm2003CZ05rWtd
RE-Appl-EffCW-med-ElecDHW-ElecCDryer-Tier3-Front | DEER2016 | D16v1 | 2015-05-14 08:08 | SCG | MFm | 2003 | CZ06 | rWtd | Each | 1 | 538 | None | 360 | 0.0487 | 0.614 | 198 | 0.0264 | 0.809 | 360 | 0.0487 | 0.614 | 198 | 0.0264 | 0.809 |  |  | 2 |  | RE-Appl-EffCW-med-ElecDHW-ElecCDryer-Tier3-FrontSCGMFm2003CZ06rWtd
RE-Appl-EffCW-med-ElecDHW-ElecCDryer-Tier3-Front | DEER2016 | D16v1 | 2015-05-14 08:08 | SCG | MFm | 2003 | CZ07 | rWtd | Each | 1 | 538 | None | 358 | 0.0527 | 0.402 | 197 | 0.0294 | 0.552 | 358 | 0.0527 | 0.402 | 197 | 0.0294 | 0.552 |  |  | 2 |  | RE-Appl-EffCW-med-ElecDHW-ElecCDryer-Tier3-FrontSCGMFm2003CZ07rWtd
RE-Appl-EffCW-med-ElecDHW-ElecCDryer-Tier3-Front | DEER2016 | D16v1 | 2015-05-14 08:08 | SCG | MFm | 2003 | CZ08 | rWtd | Each | 1 | 538 | None | 357 | 0.049 | 0.422 | 197 | 0.0274 | 0.619 | 357 | 0.049 | 0.422 | 197 | 0.0274 | 0.619 |  |  | 2 |  | RE-Appl-EffCW-med-ElecDHW-ElecCDryer-Tier3-FrontSCGMFm2003CZ08rWtd
RE-Appl-EffCW-med-ElecDHW-ElecCDryer-Tier3-Front | DEER2016 | D16v1 | 2015-05-14 08:08 | SCG | MFm | 2003 | CZ09 | rWtd | Each | 1 | 499 | None | 358 | 0.05 | 0.252 | 197 | 0.0277 | 0.536 | 358 | 0.05 | 0.252 | 197 | 0.0277 | 0.536 |  |  | 2 |  | RE-Appl-EffCW-med-ElecDHW-ElecCDryer-Tier3-FrontSCGMFm2003CZ09rWtd
RE-Appl-EffCW-med-ElecDHW-ElecCDryer-Tier3-Front | DEER2016 | D16v1 | 2015-05-14 08:08 | SCG | MFm | 2003 | CZ10 | rWtd | Each | 1 | 474 | None | 358 | 0.051 | 0.0996 | 197 | 0.0279 | 0.327 | 358 | 0.051 | 0.0996 | 197 | 0.0279 | 0.327 |  |  | 2 |  | RE-Appl-EffCW-med-ElecDHW-ElecCDryer-Tier3-FrontSCGMFm2003CZ10rWtd
RE-Appl-EffCW-med-ElecDHW-ElecCDryer-Tier3-Front | DEER2016 | D16v1 | 2015-05-14 08:08 | SCG | MFm | 2003 | CZ13 | rWtd | Each | 1 | 474 | None | 359 | 0.0508 | 0.0217 | 197 | 0.0282 | 0.332 | 359 | 0.0508 | 0.0217 | 197 | 0.0282 | 0.332 |  |  | 2 |  | RE-Appl-EffCW-med-ElecDHW-ElecCDryer-Tier3-FrontSCGMFm2003CZ13rWtd
RE-Appl-EffCW-med-ElecDHW-ElecCDryer-Tier3-Front | DEER2016 | D16v1 | 2015-05-14 08:08 | SCG | MFm | 2003 | CZ14 | rWtd | Each | 1 | 487 | None | 361 | 0.0484 | 0.592 | 199 | 0.0274 | 0.524 | 361 | 0.0484 | 0.592 | 199 | 0.0274 | 0.524 |  |  | 2 |  | RE-Appl-EffCW-med-ElecDHW-ElecCDryer-Tier3-FrontSCGMFm2003CZ14rWtd
RE-Appl-EffCW-med-ElecDHW-ElecCDryer-Tier3-Front | DEER2016 | D16v1 | 2015-05-14 08:08 | SCG | MFm | 2003 | CZ15 | rWtd | Each | 1 | 487 | None | 341 | 0.0472 | 0.216 | 194 | 0.0277 | 0.193 | 341 | 0.0472 | 0.216 | 194 | 0.0277 | 0.193 |  |  | 2 |  | RE-Appl-EffCW-med-ElecDHW-ElecCDryer-Tier3-FrontSCGMFm2003CZ15rWtd
RE-Appl-EffCW-med-ElecDHW-ElecCDryer-Tier3-Front | DEER2016 | D16v1 | 2015-05-14 08:08 | SCG | MFm | 2003 | CZ16 | rWtd | Each | 1 | 441 | None | 378 | 0.0526 | -0.214 | 202 | 0.0284 | 0.273 | 378 | 0.0526 | -0.214 | 202 | 0.0284 | 0.273 |  |  | 2 |  | RE-Appl-EffCW-med-ElecDHW-ElecCDryer-Tier3-FrontSCGMFm2003CZ16rWtd
RE-Appl-EffCW-med-ElecDHW-ElecCDryer-Tier3-Front | DEER2016 | D16v1 | 2015-05-14 08:08 | SCG | MFm | 2007 | CZ04 | rWtd | Each | 1 | 441 | None | 363 | 0.0524 | -0.199 | 199 | 0.0292 | 0.171 | 363 | 0.0524 | -0.199 | 199 | 0.0292 | 0.171 |  |  | 2 |  | RE-Appl-EffCW-med-ElecDHW-ElecCDryer-Tier3-FrontSCGMFm2007CZ04rWtd
RE-Appl-EffCW-med-ElecDHW-ElecCDryer-Tier3-Front | DEER2016 | D16v1 | 2015-05-14 08:08 | SCG | MFm | 2007 | CZ05 | rWtd | Each | 1 | 441 | None | 366 | 0.05 | 0.136 | 199 | 0.0274 | 0.544 | 366 | 0.05 | 0.136 | 199 | 0.0274 | 0.544 |  |  | 2 |  | RE-Appl-EffCW-med-ElecDHW-ElecCDryer-Tier3-FrontSCGMFm2007CZ05rWtd
RE-Appl-EffCW-med-ElecDHW-ElecCDryer-Tier3-Front | DEER2016 | D16v1 | 2015-05-14 08:08 | SCG | MFm | 2007 | CZ06 | rWtd | Each | 1 | 538 | None | 359 | 0.0501 | 0.61 | 198 | 0.0284 | 0.801 | 359 | 0.0501 | 0.61 | 198 | 0.0284 | 0.801 |  |  | 2 |  | RE-Appl-EffCW-med-ElecDHW-ElecCDryer-Tier3-FrontSCGMFm2007CZ06rWtd
RE-Appl-EffCW-med-ElecDHW-ElecCDryer-Tier3-Front | DEER2016 | D16v1 | 2015-05-14 08:08 | SCG | MFm | 2007 | CZ07 | rWtd | Each | 1 | 538 | None | 357 | 0.05 | 0.333 | 196 | 0.0268 | 0.429 | 357 | 0.05 | 0.333 | 196 | 0.0268 | 0.429 |  |  | 2 |  | RE-Appl-EffCW-med-ElecDHW-ElecCDryer-Tier3-FrontSCGMFm2007CZ07rWtd
RE-Appl-EffCW-med-ElecDHW-ElecCDryer-Tier3-Front | DEER2016 | D16v1 | 2015-05-14 08:08 | SCG | MFm | 2007 | CZ08 | rWtd | Each | 1 | 538 | None | 358 | 0.0492 | 0.468 | 197 | 0.0274 | 0.657 | 358 | 0.0492 | 0.468 | 197 | 0.0274 | 0.657 |  |  | 2 |  | RE-Appl-EffCW-med-ElecDHW-ElecCDryer-Tier3-FrontSCGMFm2007CZ08rWtd
RE-Appl-EffCW-med-ElecDHW-ElecCDryer-Tier3-Front | DEER2016 | D16v1 | 2015-05-14 08:08 | SCG | MFm | 2007 | CZ09 | rWtd | Each | 1 | 499 | None | 357 | 0.0499 | 0.254 | 197 | 0.0278 | 0.495 | 357 | 0.0499 | 0.254 | 197 | 0.0278 | 0.495 |  |  | 2 |  | RE-Appl-EffCW-med-ElecDHW-ElecCDryer-Tier3-FrontSCGMFm2007CZ09rWtd
RE-Appl-EffCW-med-ElecDHW-ElecCDryer-Tier3-Front | DEER2016 | D16v1 | 2015-05-14 08:08 | SCG | MFm | 2007 | CZ10 | rWtd | Each | 1 | 474 | None | 359 | 0.0501 | 0.18 | 197 | 0.0277 | 0.382 | 359 | 0.0501 | 0.18 | 197 | 0.0277 | 0.382 |  |  | 2 |  | RE-Appl-EffCW-med-ElecDHW-ElecCDryer-Tier3-FrontSCGMFm2007CZ10rWtd
RE-Appl-EffCW-med-ElecDHW-ElecCDryer-Tier3-Front | DEER2016 | D16v1 | 2015-05-14 08:08 | SCG | MFm | 2007 | CZ13 | rWtd | Each | 1 | 474 | None | 360 | 0.0496 | -0.0382 | 198 | 0.0278 | 0.297 | 360 | 0.0496 | -0.0382 | 198 | 0.0278 | 0.297 |  |  | 2 |  | RE-Appl-EffCW-med-ElecDHW-ElecCDryer-Tier3-FrontSCGMFm2007CZ13rWtd
RE-Appl-EffCW-med-ElecDHW-ElecCDryer-Tier3-Front | DEER2016 | D16v1 | 2015-05-14 08:08 | SCG | MFm | 2007 | CZ14 | rWtd | Each | 1 | 487 | None | 361 | 0.0485 | 0.589 | 199 | 0.0275 | 0.513 | 361 | 0.0485 | 0.589 | 199 | 0.0275 | 0.513 |  |  | 2 |  | RE-Appl-EffCW-med-ElecDHW-ElecCDryer-Tier3-FrontSCGMFm2007CZ14rWtd
RE-Appl-EffCW-med-ElecDHW-ElecCDryer-Tier3-Front | DEER2016 | D16v1 | 2015-05-14 08:08 | SCG | MFm | 2007 | CZ15 | rWtd | Each | 1 | 487 | None | 340 | 0.0469 | 0.186 | 193 | 0.0276 | 0.166 | 340 | 0.0469 | 0.186 | 193 | 0.0276 | 0.166 |  |  | 2 |  | RE-Appl-EffCW-med-ElecDHW-ElecCDryer-Tier3-FrontSCGMFm2007CZ15rWtd
RE-Appl-EffCW-med-ElecDHW-ElecCDryer-Tier3-Front | DEER2016 | D16v1 | 2015-05-14 08:08 | SCG | MFm | 2007 | CZ16 | rWtd | Each | 1 | 441 | None | 379 | 0.0526 | 0.0376 | 204 | 0.0285 | 0.442 | 379 | 0.0526 | 0.0376 | 204 | 0.0285 | 0.442 |  |  | 2 |  | RE-Appl-EffCW-med-ElecDHW-ElecCDryer-Tier3-FrontSCGMFm2007CZ16rWtd
RE-Appl-EffCW-med-ElecDHW-ElecCDryer-Tier3-Front | DEER2016 | D16v1 | 2015-05-14 08:08 | SCG | MFm | 2011 | CZ04 | rWtd | Each | 1 | 441 | None | 364 | 0.0527 | -0.139 | 199 | 0.029 | 0.153 | 364 | 0.0527 | -0.139 | 199 | 0.029 | 0.153 |  |  | 2 |  | RE-Appl-EffCW-med-ElecDHW-ElecCDryer-Tier3-FrontSCGMFm2011CZ04rWtd
RE-Appl-EffCW-med-ElecDHW-ElecCDryer-Tier3-Front | DEER2016 | D16v1 | 2015-05-14 08:08 | SCG | MFm | 2011 | CZ05 | rWtd | Each | 1 | 441 | None | 366 | 0.0501 | 0.104 | 199 | 0.0274 | 0.5 | 366 | 0.0501 | 0.104 | 199 | 0.0274 | 0.5 |  |  | 2 |  | RE-Appl-EffCW-med-ElecDHW-ElecCDryer-Tier3-FrontSCGMFm2011CZ05rWtd
RE-Appl-EffCW-med-ElecDHW-ElecCDryer-Tier3-Front | DEER2016 | D16v1 | 2015-05-14 08:08 | SCG | MFm | 2011 | CZ06 | rWtd | Each | 1 | 538 | None | 359 | 0.0495 | 0.524 | 198 | 0.0274 | 0.718 | 359 | 0.0495 | 0.524 | 198 | 0.0274 | 0.718 |  |  | 2 |  | RE-Appl-EffCW-med-ElecDHW-ElecCDryer-Tier3-FrontSCGMFm2011CZ06rWtd
RE-Appl-EffCW-med-ElecDHW-ElecCDryer-Tier3-Front | DEER2016 | D16v1 | 2015-05-14 08:08 | SCG | MFm | 2011 | CZ07 | rWtd | Each | 1 | 538 | None | 357 | 0.0511 | 0.221 | 195 | 0.029 | 0.262 | 357 | 0.0511 | 0.221 | 195 | 0.029 | 0.262 |  |  | 2 |  | RE-Appl-EffCW-med-ElecDHW-ElecCDryer-Tier3-FrontSCGMFm2011CZ07rWtd
RE-Appl-EffCW-med-ElecDHW-ElecCDryer-Tier3-Front | DEER2016 | D16v1 | 2015-05-14 08:08 | SCG | MFm | 2011 | CZ08 | rWtd | Each | 1 | 538 | None | 358 | 0.049 | 0.401 | 197 | 0.0271 | 0.539 | 358 | 0.049 | 0.401 | 197 | 0.0271 | 0.539 |  |  | 2 |  | RE-Appl-EffCW-med-ElecDHW-ElecCDryer-Tier3-FrontSCGMFm2011CZ08rWtd
RE-Appl-EffCW-med-ElecDHW-ElecCDryer-Tier3-Front | DEER2016 | D16v1 | 2015-05-14 08:08 | SCG | MFm | 2011 | CZ09 | rWtd | Each | 1 | 499 | None | 357 | 0.0501 | 0.242 | 197 | 0.0279 | 0.425 | 357 | 0.0501 | 0.242 | 197 | 0.0279 | 0.425 |  |  | 2 |  | RE-Appl-EffCW-med-ElecDHW-ElecCDryer-Tier3-FrontSCGMFm2011CZ09rWtd
RE-Appl-EffCW-med-ElecDHW-ElecCDryer-Tier3-Front | DEER2016 | D16v1 | 2015-05-14 08:08 | SCG | MFm | 2011 | CZ10 | rWtd | Each | 1 | 474 | None | 359 | 0.0504 | 0.174 | 197 | 0.0281 | 0.337 | 359 | 0.0504 | 0.174 | 197 | 0.0281 | 0.337 |  |  | 2 |  | RE-Appl-EffCW-med-ElecDHW-ElecCDryer-Tier3-FrontSCGMFm2011CZ10rWtd
RE-Appl-EffCW-med-ElecDHW-ElecCDryer-Tier3-Front | DEER2016 | D16v1 | 2015-05-14 08:08 | SCG | MFm | 2011 | CZ13 | rWtd | Each | 1 | 474 | None | 360 | 0.0497 | 0.00153 | 198 | 0.0278 | 0.294 | 360 | 0.0497 | 0.00153 | 198 | 0.0278 | 0.294 |  |  | 2 |  | RE-Appl-EffCW-med-ElecDHW-ElecCDryer-Tier3-FrontSCGMFm2011CZ13rWtd
RE-Appl-EffCW-med-ElecDHW-ElecCDryer-Tier3-Front | DEER2016 | D16v1 | 2015-05-14 08:08 | SCG | MFm | 2011 | CZ14 | rWtd | Each | 1 | 487 | None | 362 | 0.0487 | 0.585 | 200 | 0.0275 | 0.507 | 362 | 0.0487 | 0.585 | 200 | 0.0275 | 0.507 |  |  | 2 |  | RE-Appl-EffCW-med-ElecDHW-ElecCDryer-Tier3-FrontSCGMFm2011CZ14rWtd
RE-Appl-EffCW-med-ElecDHW-ElecCDryer-Tier3-Front | DEER2016 | D16v1 | 2015-05-14 08:08 | SCG | MFm | 2011 | CZ15 | rWtd | Each | 1 | 487 | None | 340 | 0.047 | 0.143 | 193 | 0.0277 | 0.127 | 340 | 0.047 | 0.143 | 193 | 0.0277 | 0.127 |  |  | 2 |  | RE-Appl-EffCW-med-ElecDHW-ElecCDryer-Tier3-FrontSCGMFm2011CZ15rWtd
RE-Appl-EffCW-med-ElecDHW-ElecCDryer-Tier3-Front | DEER2016 | D16v1 | 2015-05-14 08:08 | SCG | MFm | 2011 | CZ16 | rWtd | Each | 1 | 441 | None | 380 | 0.0524 | 0.109 | 203 | 0.0285 | 0.464 | 380 | 0.0524 | 0.109 | 203 | 0.0285 | 0.464 |  |  | 2 |  | RE-Appl-EffCW-med-ElecDHW-ElecCDryer-Tier3-FrontSCGMFm2011CZ16rWtd
RE-Appl-EffCW-med-ElecDHW-ElecCDryer-Tier3-Front | DEER2016 | D16v1 | 2015-05-14 08:08 | SCG | MFm | 2014 | CZ04 | rWtd | Each | 1 | 441 | None | 364 | 0.0531 | -0.142 | 198 | 0.0294 | 0.115 | 364 | 0.0531 | -0.142 | 198 | 0.0294 | 0.115 |  |  | 2 |  | RE-Appl-EffCW-med-ElecDHW-ElecCDryer-Tier3-FrontSCGMFm2014CZ04rWtd
RE-Appl-EffCW-med-ElecDHW-ElecCDryer-Tier3-Front | DEER2016 | D16v1 | 2015-05-14 08:08 | SCG | MFm | 2014 | CZ05 | rWtd | Each | 1 | 441 | None | 366 | 0.05 | 0.234 | 199 | 0.0274 | 0.436 | 366 | 0.05 | 0.234 | 199 | 0.0274 | 0.436 |  |  | 2 |  | RE-Appl-EffCW-med-ElecDHW-ElecCDryer-Tier3-FrontSCGMFm2014CZ05rWtd
RE-Appl-EffCW-med-ElecDHW-ElecCDryer-Tier3-Front | DEER2016 | D16v1 | 2015-05-14 08:08 | SCG | MFm | 2014 | CZ06 | rWtd | Each | 1 | 538 | None | 359 | 0.0509 | 0.46 | 197 | 0.0275 | 0.622 | 359 | 0.0509 | 0.46 | 197 | 0.0275 | 0.622 |  |  | 2 |  | RE-Appl-EffCW-med-ElecDHW-ElecCDryer-Tier3-FrontSCGMFm2014CZ06rWtd
RE-Appl-EffCW-med-ElecDHW-ElecCDryer-Tier3-Front | DEER2016 | D16v1 | 2015-05-14 08:08 | SCG | MFm | 2014 | CZ07 | rWtd | Each | 1 | 538 | None | 356 | 0.0517 | 0.164 | 195 | 0.0291 | 0.186 | 356 | 0.0517 | 0.164 | 195 | 0.0291 | 0.186 |  |  | 2 |  | RE-Appl-EffCW-med-ElecDHW-ElecCDryer-Tier3-FrontSCGMFm2014CZ07rWtd
RE-Appl-EffCW-med-ElecDHW-ElecCDryer-Tier3-Front | DEER2016 | D16v1 | 2015-05-14 08:08 | SCG | MFm | 2014 | CZ08 | rWtd | Each | 1 | 538 | None | 357 | 0.0494 | 0.333 | 197 | 0.0272 | 0.439 | 357 | 0.0494 | 0.333 | 197 | 0.0272 | 0.439 |  |  | 2 |  | RE-Appl-EffCW-med-ElecDHW-ElecCDryer-Tier3-FrontSCGMFm2014CZ08rWtd
RE-Appl-EffCW-med-ElecDHW-ElecCDryer-Tier3-Front | DEER2016 | D16v1 | 2015-05-14 08:08 | SCG | MFm | 2014 | CZ09 | rWtd | Each | 1 | 499 | None | 357 | 0.0503 | 0.206 | 196 | 0.0279 | 0.371 | 357 | 0.0503 | 0.206 | 196 | 0.0279 | 0.371 |  |  | 2 |  | RE-Appl-EffCW-med-ElecDHW-ElecCDryer-Tier3-FrontSCGMFm2014CZ09rWtd
RE-Appl-EffCW-med-ElecDHW-ElecCDryer-Tier3-Front | DEER2016 | D16v1 | 2015-05-14 08:08 | SCG | MFm | 2014 | CZ10 | rWtd | Each | 1 | 474 | None | 359 | 0.0507 | 0.135 | 197 | 0.0283 | 0.272 | 359 | 0.0507 | 0.135 | 197 | 0.0283 | 0.272 |  |  | 2 |  | RE-Appl-EffCW-med-ElecDHW-ElecCDryer-Tier3-FrontSCGMFm2014CZ10rWtd
RE-Appl-EffCW-med-ElecDHW-ElecCDryer-Tier3-Front | DEER2016 | D16v1 | 2015-05-14 08:08 | SCG | MFm | 2014 | CZ13 | rWtd | Each | 1 | 474 | None | 360 | 0.0494 | -0.0267 | 198 | 0.0272 | 0.264 | 360 | 0.0494 | -0.0267 | 198 | 0.0272 | 0.264 |  |  | 2 |  | RE-Appl-EffCW-med-ElecDHW-ElecCDryer-Tier3-FrontSCGMFm2014CZ13rWtd
RE-Appl-EffCW-med-ElecDHW-ElecCDryer-Tier3-Front | DEER2016 | D16v1 | 2015-05-14 08:08 | SCG | MFm | 2014 | CZ14 | rWtd | Each | 1 | 487 | None | 361 | 0.0488 | 0.532 | 199 | 0.0277 | 0.464 | 361 | 0.0488 | 0.532 | 199 | 0.0277 | 0.464 |  |  | 2 |  | RE-Appl-EffCW-med-ElecDHW-ElecCDryer-Tier3-FrontSCGMFm2014CZ14rWtd
RE-Appl-EffCW-med-ElecDHW-ElecCDryer-Tier3-Front | DEER2016 | D16v1 | 2015-05-14 08:08 | SCG | MFm | 2014 | CZ15 | rWtd | Each | 1 | 487 | None | 340 | 0.0471 | 0.126 | 193 | 0.0277 | 0.109 | 340 | 0.0471 | 0.126 | 193 | 0.0277 | 0.109 |  |  | 2 |  | RE-Appl-EffCW-med-ElecDHW-ElecCDryer-Tier3-FrontSCGMFm2014CZ15rWtd
RE-Appl-EffCW-med-ElecDHW-ElecCDryer-Tier3-Front | DEER2016 | D16v1 | 2015-05-14 08:08 | SCG | MFm | 2014 | CZ16 | rWtd | Each | 1 | 441 | None | 378 | 0.053 | -0.0708 | 202 | 0.0283 | 0.361 | 378 | 0.053 | -0.0708 | 202 | 0.0283 | 0.361 |  |  | 2 |  | RE-Appl-EffCW-med-ElecDHW-ElecCDryer-Tier3-FrontSCGMFm2014CZ16rWtd
RE-Appl-EffCW-med-ElecDHW-ElecCDryer-Tier3-Front | DEER2016 | D16v1 | 2015-05-14 08:08 | SCG | MFm | Ex | CZ04 | rWtd | Each | 1 | 508 | None | 363 | 0.0513 | 0.48 | 199 | 0.0292 | 0.416 | 363 | 0.0513 | 0.48 | 199 | 0.0292 | 0.416 |  |  | 2 |  | RE-Appl-EffCW-med-ElecDHW-ElecCDryer-Tier3-FrontSCGMFmExCZ04rWtd
RE-Appl-EffCW-med-ElecDHW-ElecCDryer-Tier3-Front | DEER2016 | D16v1 | 2015-05-14 08:08 | SCG | MFm | Ex | CZ05 | rWtd | Each | 1 | 464 | None | 366 | 0.05 | 0.372 | 200 | 0.0273 | 0.649 | 366 | 0.05 | 0.372 | 200 | 0.0273 | 0.649 |  |  | 2 |  | RE-Appl-EffCW-med-ElecDHW-ElecCDryer-Tier3-FrontSCGMFmExCZ05rWtd
RE-Appl-EffCW-med-ElecDHW-ElecCDryer-Tier3-Front | DEER2016 | D16v1 | 2015-05-14 08:08 | SCG | MFm | Ex | CZ06 | rWtd | Each | 1 | 511 | None | 360 | 0.0506 | 0.404 | 199 | 0.0282 | 0.488 | 360 | 0.0506 | 0.404 | 199 | 0.0282 | 0.488 |  |  | 2 |  | RE-Appl-EffCW-med-ElecDHW-ElecCDryer-Tier3-FrontSCGMFmExCZ06rWtd
RE-Appl-EffCW-med-ElecDHW-ElecCDryer-Tier3-Front | DEER2016 | D16v1 | 2015-05-14 08:08 | SCG | MFm | Ex | CZ07 | rWtd | Each | 1 | 520 | None | 358 | 0.0504 | 0.316 | 198 | 0.0299 | 0.313 | 358 | 0.0504 | 0.316 | 198 | 0.0299 | 0.313 |  |  | 2 |  | RE-Appl-EffCW-med-ElecDHW-ElecCDryer-Tier3-FrontSCGMFmExCZ07rWtd
RE-Appl-EffCW-med-ElecDHW-ElecCDryer-Tier3-Front | DEER2016 | D16v1 | 2015-05-14 08:08 | SCG | MFm | Ex | CZ08 | rWtd | Each | 1 | 506 | None | 358 | 0.0505 | 0.285 | 198 | 0.0279 | 0.414 | 358 | 0.0505 | 0.285 | 198 | 0.0279 | 0.414 |  |  | 2 |  | RE-Appl-EffCW-med-ElecDHW-ElecCDryer-Tier3-FrontSCGMFmExCZ08rWtd
RE-Appl-EffCW-med-ElecDHW-ElecCDryer-Tier3-Front | DEER2016 | D16v1 | 2015-05-14 08:08 | SCG | MFm | Ex | CZ09 | rWtd | Each | 1 | 561 | None | 358 | 0.0499 | 0.563 | 198 | 0.0282 | 0.497 | 358 | 0.0499 | 0.563 | 198 | 0.0282 | 0.497 |  |  | 2 |  | RE-Appl-EffCW-med-ElecDHW-ElecCDryer-Tier3-FrontSCGMFmExCZ09rWtd
RE-Appl-EffCW-med-ElecDHW-ElecCDryer-Tier3-Front | DEER2016 | D16v1 | 2015-05-14 08:08 | SCG | MFm | Ex | CZ10 | rWtd | Each | 1 | 587 | None | 358 | 0.051 | 0.667 | 198 | 0.0285 | 0.653 | 358 | 0.051 | 0.667 | 198 | 0.0285 | 0.653 |  |  | 2 |  | RE-Appl-EffCW-med-ElecDHW-ElecCDryer-Tier3-FrontSCGMFmExCZ10rWtd
RE-Appl-EffCW-med-ElecDHW-ElecCDryer-Tier3-Front | DEER2016 | D16v1 | 2015-05-14 08:08 | SCG | MFm | Ex | CZ13 | rWtd | Each | 1 | 488 | None | 356 | 0.0502 | 0.336 | 197 | 0.0286 | 0.348 | 356 | 0.0502 | 0.336 | 197 | 0.0286 | 0.348 |  |  | 2 |  | RE-Appl-EffCW-med-ElecDHW-ElecCDryer-Tier3-FrontSCGMFmExCZ13rWtd
RE-Appl-EffCW-med-ElecDHW-ElecCDryer-Tier3-Front | DEER2016 | D16v1 | 2015-05-14 08:08 | SCG | MFm | Ex | CZ14 | rWtd | Each | 1 | 623 | None | 367 | 0.0511 | -0.0929 | 202 | 0.0291 | 0.168 | 367 | 0.0511 | -0.0929 | 202 | 0.0291 | 0.168 |  |  | 2 |  | RE-Appl-EffCW-med-ElecDHW-ElecCDryer-Tier3-FrontSCGMFmExCZ14rWtd
RE-Appl-EffCW-med-ElecDHW-ElecCDryer-Tier3-Front | DEER2016 | D16v1 | 2015-05-14 08:08 | SCG | MFm | Ex | CZ15 | rWtd | Each | 1 | 631 | None | 349 | 0.0491 | 0.172 | 198 | 0.0285 | 0.243 | 349 | 0.0491 | 0.172 | 198 | 0.0285 | 0.243 |  |  | 2 |  | RE-Appl-EffCW-med-ElecDHW-ElecCDryer-Tier3-FrontSCGMFmExCZ15rWtd
RE-Appl-EffCW-med-ElecDHW-ElecCDryer-Tier3-Front | DEER2016 | D16v1 | 2015-05-14 08:08 | SCG | MFm | Ex | CZ16 | rWtd | Each | 1 | 502 | None | 376 | 0.0529 | -0.00524 | 203 | 0.0291 | 0.132 | 376 | 0.0529 | -0.00524 | 203 | 0.0291 | 0.132 |  |  | 2 |  | RE-Appl-EffCW-med-ElecDHW-ElecCDryer-Tier3-FrontSCGMFmExCZ16rWtd
RE-Appl-EffCW-med-ElecDHW-ElecCDryer-Tier3-Front | DEER2016 | D16v1 | 2015-05-14 08:08 | SCG | MFm | Ex | IOU | rWtd | Each | 1 | 540 | None | 358 | 0.0502 | 0.446 | 198 | 0.0282 | 0.469 | 358 | 0.0502 | 0.446 | 198 | 0.0282 | 0.469 |  |  | 2 |  | RE-Appl-EffCW-med-ElecDHW-ElecCDryer-Tier3-FrontSCGMFmExIOUrWtd
RE-Appl-EffCW-med-ElecDHW-ElecCDryer-Tier3-Front | DEER2016 | D16v1 | 2015-05-14 08:08 | SCG | SFm | 1975 | CZ04 | rWtd | Each | 1 | 796 | None | 447 | 0.0671 | 0.184 | 246 | 0.0368 | 0.357 | 447 | 0.0671 | 0.184 | 246 | 0.0368 | 0.357 |  |  | 2 |  | RE-Appl-EffCW-med-ElecDHW-ElecCDryer-Tier3-FrontSCGSFm1975CZ04rWtd
RE-Appl-EffCW-med-ElecDHW-ElecCDryer-Tier3-Front | DEER2016 | D16v1 | 2015-05-14 08:08 | SCG | SFm | 1975 | CZ05 | rWtd | Each | 1 | 796 | None | 455 | 0.0619 | 1.22 | 248 | 0.0335 | 1.22 | 455 | 0.0619 | 1.22 | 248 | 0.0335 | 1.22 |  |  | 2 |  | RE-Appl-EffCW-med-ElecDHW-ElecCDryer-Tier3-FrontSCGSFm1975CZ05rWtd
RE-Appl-EffCW-med-ElecDHW-ElecCDryer-Tier3-Front | DEER2016 | D16v1 | 2015-05-14 08:08 | SCG | SFm | 1975 | CZ06 | rWtd | Each | 1 | 764 | None | 447 | 0.0626 | 0.931 | 247 | 0.035 | 1.12 | 447 | 0.0626 | 0.931 | 247 | 0.035 | 1.12 |  |  | 2 |  | RE-Appl-EffCW-med-ElecDHW-ElecCDryer-Tier3-FrontSCGSFm1975CZ06rWtd
RE-Appl-EffCW-med-ElecDHW-ElecCDryer-Tier3-Front | DEER2016 | D16v1 | 2015-05-14 08:08 | SCG | SFm | 1975 | CZ07 | rWtd | Each | 1 | 764 | None | 444 | 0.0601 | 0.635 | 245 | 0.033 | 0.923 | 444 | 0.0601 | 0.635 | 245 | 0.033 | 0.923 |  |  | 2 |  | RE-Appl-EffCW-med-ElecDHW-ElecCDryer-Tier3-FrontSCGSFm1975CZ07rWtd
RE-Appl-EffCW-med-ElecDHW-ElecCDryer-Tier3-Front | DEER2016 | D16v1 | 2015-05-14 08:08 | SCG | SFm | 1975 | CZ08 | rWtd | Each | 1 | 764 | None | 444 | 0.0623 | 0.269 | 247 | 0.0348 | 0.628 | 444 | 0.0623 | 0.269 | 247 | 0.0348 | 0.628 |  |  | 2 |  | RE-Appl-EffCW-med-ElecDHW-ElecCDryer-Tier3-FrontSCGSFm1975CZ08rWtd
RE-Appl-EffCW-med-ElecDHW-ElecCDryer-Tier3-Front | DEER2016 | D16v1 | 2015-05-14 08:08 | SCG | SFm | 1975 | CZ09 | rWtd | Each | 1 | 818 | None | 447 | 0.0636 | 0.318 | 247 | 0.0355 | 0.728 | 447 | 0.0636 | 0.318 | 247 | 0.0355 | 0.728 |  |  | 2 |  | RE-Appl-EffCW-med-ElecDHW-ElecCDryer-Tier3-FrontSCGSFm1975CZ09rWtd
RE-Appl-EffCW-med-ElecDHW-ElecCDryer-Tier3-Front | DEER2016 | D16v1 | 2015-05-14 08:08 | SCG | SFm | 1975 | CZ10 | rWtd | Each | 1 | 818 | None | 444 | 0.0663 | 0.311 | 245 | 0.0368 | 0.724 | 444 | 0.0663 | 0.311 | 245 | 0.0368 | 0.724 |  |  | 2 |  | RE-Appl-EffCW-med-ElecDHW-ElecCDryer-Tier3-FrontSCGSFm1975CZ10rWtd
RE-Appl-EffCW-med-ElecDHW-ElecCDryer-Tier3-Front | DEER2016 | D16v1 | 2015-05-14 08:08 | SCG | SFm | 1975 | CZ13 | rWtd | Each | 1 | 764 | None | 447 | 0.068 | -0.0842 | 247 | 0.0381 | 0.509 | 447 | 0.068 | -0.0842 | 247 | 0.0381 | 0.509 |  |  | 2 |  | RE-Appl-EffCW-med-ElecDHW-ElecCDryer-Tier3-FrontSCGSFm1975CZ13rWtd
RE-Appl-EffCW-med-ElecDHW-ElecCDryer-Tier3-Front | DEER2016 | D16v1 | 2015-05-14 08:08 | SCG | SFm | 1975 | CZ14 | rWtd | Each | 1 | 778 | None | 456 | 0.0658 | 0.497 | 247 | 0.0359 | 0.975 | 456 | 0.0658 | 0.497 | 247 | 0.0359 | 0.975 |  |  | 2 |  | RE-Appl-EffCW-med-ElecDHW-ElecCDryer-Tier3-FrontSCGSFm1975CZ14rWtd
RE-Appl-EffCW-med-ElecDHW-ElecCDryer-Tier3-Front | DEER2016 | D16v1 | 2015-05-14 08:08 | SCG | SFm | 1975 | CZ15 | rWtd | Each | 1 | 778 | None | 431 | 0.0624 | 0.464 | 242 | 0.0361 | 0.723 | 431 | 0.0624 | 0.464 | 242 | 0.0361 | 0.723 |  |  | 2 |  | RE-Appl-EffCW-med-ElecDHW-ElecCDryer-Tier3-FrontSCGSFm1975CZ15rWtd
RE-Appl-EffCW-med-ElecDHW-ElecCDryer-Tier3-Front | DEER2016 | D16v1 | 2015-05-14 08:08 | SCG | SFm | 1975 | CZ16 | rWtd | Each | 1 | 796 | None | 469 | 0.0606 | 0.624 | 255 | 0.0355 | 0.69 | 469 | 0.0606 | 0.624 | 255 | 0.0355 | 0.69 |  |  | 2 |  | RE-Appl-EffCW-med-ElecDHW-ElecCDryer-Tier3-FrontSCGSFm1975CZ16rWtd
RE-Appl-EffCW-med-ElecDHW-ElecCDryer-Tier3-Front | DEER2016 | D16v1 | 2015-05-14 08:08 | SCG | SFm | 1985 | CZ04 | rWtd | Each | 1 | 952 | None | 448 | 0.068 | -0.201 | 246 | 0.0369 | 0.334 | 448 | 0.068 | -0.201 | 246 | 0.0369 | 0.334 |  |  | 2 |  | RE-Appl-EffCW-med-ElecDHW-ElecCDryer-Tier3-FrontSCGSFm1985CZ04rWtd
RE-Appl-EffCW-med-ElecDHW-ElecCDryer-Tier3-Front | DEER2016 | D16v1 | 2015-05-14 08:08 | SCG | SFm | 1985 | CZ05 | rWtd | Each | 1 | 952 | None | 454 | 0.0625 | 0.351 | 247 | 0.0347 | 0.959 | 454 | 0.0625 | 0.351 | 247 | 0.0347 | 0.959 |  |  | 2 |  | RE-Appl-EffCW-med-ElecDHW-ElecCDryer-Tier3-FrontSCGSFm1985CZ05rWtd
RE-Appl-EffCW-med-ElecDHW-ElecCDryer-Tier3-Front | DEER2016 | D16v1 | 2015-05-14 08:08 | SCG | SFm | 1985 | CZ06 | rWtd | Each | 1 | 1030 | None | 447 | 0.0713 | 0.583 | 247 | 0.0428 | 0.911 | 447 | 0.0713 | 0.583 | 247 | 0.0428 | 0.911 |  |  | 2 |  | RE-Appl-EffCW-med-ElecDHW-ElecCDryer-Tier3-FrontSCGSFm1985CZ06rWtd
RE-Appl-EffCW-med-ElecDHW-ElecCDryer-Tier3-Front | DEER2016 | D16v1 | 2015-05-14 08:08 | SCG | SFm | 1985 | CZ07 | rWtd | Each | 1 | 1030 | None | 445 | 0.0656 | 0.574 | 246 | 0.0376 | 0.906 | 445 | 0.0656 | 0.574 | 246 | 0.0376 | 0.906 |  |  | 2 |  | RE-Appl-EffCW-med-ElecDHW-ElecCDryer-Tier3-FrontSCGSFm1985CZ07rWtd
RE-Appl-EffCW-med-ElecDHW-ElecCDryer-Tier3-Front | DEER2016 | D16v1 | 2015-05-14 08:08 | SCG | SFm | 1985 | CZ08 | rWtd | Each | 1 | 1030 | None | 445 | 0.0623 | 0.604 | 247 | 0.0348 | 0.939 | 445 | 0.0623 | 0.604 | 247 | 0.0348 | 0.939 |  |  | 2 |  | RE-Appl-EffCW-med-ElecDHW-ElecCDryer-Tier3-FrontSCGSFm1985CZ08rWtd
RE-Appl-EffCW-med-ElecDHW-ElecCDryer-Tier3-Front | DEER2016 | D16v1 | 2015-05-14 08:08 | SCG | SFm | 1985 | CZ09 | rWtd | Each | 1 | 906 | None | 448 | 0.0641 | 0.696 | 248 | 0.0361 | 0.861 | 448 | 0.0641 | 0.696 | 248 | 0.0361 | 0.861 |  |  | 2 |  | RE-Appl-EffCW-med-ElecDHW-ElecCDryer-Tier3-FrontSCGSFm1985CZ09rWtd
RE-Appl-EffCW-med-ElecDHW-ElecCDryer-Tier3-Front | DEER2016 | D16v1 | 2015-05-14 08:08 | SCG | SFm | 1985 | CZ10 | rWtd | Each | 1 | 906 | None | 447 | 0.0666 | 0.415 | 247 | 0.0378 | 0.697 | 447 | 0.0666 | 0.415 | 247 | 0.0378 | 0.697 |  |  | 2 |  | RE-Appl-EffCW-med-ElecDHW-ElecCDryer-Tier3-FrontSCGSFm1985CZ10rWtd
RE-Appl-EffCW-med-ElecDHW-ElecCDryer-Tier3-Front | DEER2016 | D16v1 | 2015-05-14 08:08 | SCG | SFm | 1985 | CZ13 | rWtd | Each | 1 | 852 | None | 445 | 0.067 | -0.216 | 244 | 0.0368 | 0.591 | 445 | 0.067 | -0.216 | 244 | 0.0368 | 0.591 |  |  | 2 |  | RE-Appl-EffCW-med-ElecDHW-ElecCDryer-Tier3-FrontSCGSFm1985CZ13rWtd
RE-Appl-EffCW-med-ElecDHW-ElecCDryer-Tier3-Front | DEER2016 | D16v1 | 2015-05-14 08:08 | SCG | SFm | 1985 | CZ14 | rWtd | Each | 1 | 870 | None | 456 | 0.0673 | -0.476 | 250 | 0.0379 | 0.271 | 456 | 0.0673 | -0.476 | 250 | 0.0379 | 0.271 |  |  | 2 |  | RE-Appl-EffCW-med-ElecDHW-ElecCDryer-Tier3-FrontSCGSFm1985CZ14rWtd
RE-Appl-EffCW-med-ElecDHW-ElecCDryer-Tier3-Front | DEER2016 | D16v1 | 2015-05-14 08:08 | SCG | SFm | 1985 | CZ15 | rWtd | Each | 1 | 870 | None | 434 | 0.0642 | -0.147 | 244 | 0.037 | 0.286 | 434 | 0.0642 | -0.147 | 244 | 0.037 | 0.286 |  |  | 2 |  | RE-Appl-EffCW-med-ElecDHW-ElecCDryer-Tier3-FrontSCGSFm1985CZ15rWtd
RE-Appl-EffCW-med-ElecDHW-ElecCDryer-Tier3-Front | DEER2016 | D16v1 | 2015-05-14 08:08 | SCG | SFm | 1985 | CZ16 | rWtd | Each | 1 | 952 | None | 463 | 0.0668 | -0.291 | 248 | 0.0351 | 0.315 | 463 | 0.0668 | -0.291 | 248 | 0.0351 | 0.315 |  |  | 2 |  | RE-Appl-EffCW-med-ElecDHW-ElecCDryer-Tier3-FrontSCGSFm1985CZ16rWtd
RE-Appl-EffCW-med-ElecDHW-ElecCDryer-Tier3-Front | DEER2016 | D16v1 | 2015-05-14 08:08 | SCG | SFm | 1996 | CZ04 | rWtd | Each | 1 | 1100 | None | 458 | 0.0649 | -0.131 | 249 | 0.0327 | 0.672 | 458 | 0.0649 | -0.131 | 249 | 0.0327 | 0.672 |  |  | 2 |  | RE-Appl-EffCW-med-ElecDHW-ElecCDryer-Tier3-FrontSCGSFm1996CZ04rWtd
RE-Appl-EffCW-med-ElecDHW-ElecCDryer-Tier3-Front | DEER2016 | D16v1 | 2015-05-14 08:08 | SCG | SFm | 1996 | CZ05 | rWtd | Each | 1 | 1100 | None | 454 | 0.063 | -0.0647 | 248 | 0.0343 | 1.29 | 454 | 0.063 | -0.0647 | 248 | 0.0343 | 1.29 |  |  | 2 |  | RE-Appl-EffCW-med-ElecDHW-ElecCDryer-Tier3-FrontSCGSFm1996CZ05rWtd
RE-Appl-EffCW-med-ElecDHW-ElecCDryer-Tier3-Front | DEER2016 | D16v1 | 2015-05-14 08:08 | SCG | SFm | 1996 | CZ06 | rWtd | Each | 1 | 1150 | None | 447 | 0.0818 | 0.474 | 248 | 0.0322 | 1.01 | 447 | 0.0818 | 0.474 | 248 | 0.0322 | 1.01 |  |  | 2 |  | RE-Appl-EffCW-med-ElecDHW-ElecCDryer-Tier3-FrontSCGSFm1996CZ06rWtd
RE-Appl-EffCW-med-ElecDHW-ElecCDryer-Tier3-Front | DEER2016 | D16v1 | 2015-05-14 08:08 | SCG | SFm | 1996 | CZ07 | rWtd | Each | 1 | 1150 | None | 444 | 0.0803 | 0.343 | 245 | 0.0451 | 0.879 | 444 | 0.0803 | 0.343 | 245 | 0.0451 | 0.879 |  |  | 2 |  | RE-Appl-EffCW-med-ElecDHW-ElecCDryer-Tier3-FrontSCGSFm1996CZ07rWtd
RE-Appl-EffCW-med-ElecDHW-ElecCDryer-Tier3-Front | DEER2016 | D16v1 | 2015-05-14 08:08 | SCG | SFm | 1996 | CZ08 | rWtd | Each | 1 | 1150 | None | 445 | 0.0628 | 0.154 | 247 | 0.035 | 0.709 | 445 | 0.0628 | 0.154 | 247 | 0.035 | 0.709 |  |  | 2 |  | RE-Appl-EffCW-med-ElecDHW-ElecCDryer-Tier3-FrontSCGSFm1996CZ08rWtd
RE-Appl-EffCW-med-ElecDHW-ElecCDryer-Tier3-Front | DEER2016 | D16v1 | 2015-05-14 08:08 | SCG | SFm | 1996 | CZ09 | rWtd | Each | 1 | 1090 | None | 444 | 0.0632 | 0.573 | 246 | 0.0355 | 0.56 | 444 | 0.0632 | 0.573 | 246 | 0.0355 | 0.56 |  |  | 2 |  | RE-Appl-EffCW-med-ElecDHW-ElecCDryer-Tier3-FrontSCGSFm1996CZ09rWtd
RE-Appl-EffCW-med-ElecDHW-ElecCDryer-Tier3-Front | DEER2016 | D16v1 | 2015-05-14 08:08 | SCG | SFm | 1996 | CZ10 | rWtd | Each | 1 | 1090 | None | 446 | 0.0621 | 0.676 | 245 | 0.034 | 0.632 | 446 | 0.0621 | 0.676 | 245 | 0.034 | 0.632 |  |  | 2 |  | RE-Appl-EffCW-med-ElecDHW-ElecCDryer-Tier3-FrontSCGSFm1996CZ10rWtd
RE-Appl-EffCW-med-ElecDHW-ElecCDryer-Tier3-Front | DEER2016 | D16v1 | 2015-05-14 08:08 | SCG | SFm | 1996 | CZ13 | rWtd | Each | 1 | 1020 | None | 448 | 0.065 | -0.0255 | 249 | 0.0366 | 0.255 | 448 | 0.065 | -0.0255 | 249 | 0.0366 | 0.255 |  |  | 2 |  | RE-Appl-EffCW-med-ElecDHW-ElecCDryer-Tier3-FrontSCGSFm1996CZ13rWtd
RE-Appl-EffCW-med-ElecDHW-ElecCDryer-Tier3-Front | DEER2016 | D16v1 | 2015-05-14 08:08 | SCG | SFm | 1996 | CZ14 | rWtd | Each | 1 | 879 | None | 456 | 0.0658 | 0.216 | 252 | 0.0415 | 0.634 | 456 | 0.0658 | 0.216 | 252 | 0.0415 | 0.634 |  |  | 2 |  | RE-Appl-EffCW-med-ElecDHW-ElecCDryer-Tier3-FrontSCGSFm1996CZ14rWtd
RE-Appl-EffCW-med-ElecDHW-ElecCDryer-Tier3-Front | DEER2016 | D16v1 | 2015-05-14 08:08 | SCG | SFm | 1996 | CZ15 | rWtd | Each | 1 | 879 | None | 431 | 0.0608 | 0.277 | 243 | 0.0355 | 0.513 | 431 | 0.0608 | 0.277 | 243 | 0.0355 | 0.513 |  |  | 2 |  | RE-Appl-EffCW-med-ElecDHW-ElecCDryer-Tier3-FrontSCGSFm1996CZ15rWtd
RE-Appl-EffCW-med-ElecDHW-ElecCDryer-Tier3-Front | DEER2016 | D16v1 | 2015-05-14 08:08 | SCG | SFm | 1996 | CZ16 | rWtd | Each | 1 | 1100 | None | 466 | 0.0716 | -0.509 | 246 | 0.0343 | 0.374 | 466 | 0.0716 | -0.509 | 246 | 0.0343 | 0.374 |  |  | 2 |  | RE-Appl-EffCW-med-ElecDHW-ElecCDryer-Tier3-FrontSCGSFm1996CZ16rWtd
RE-Appl-EffCW-med-ElecDHW-ElecCDryer-Tier3-Front | DEER2016 | D16v1 | 2015-05-14 08:08 | SCG | SFm | 2003 | CZ04 | rWtd | Each | 1 | 1150 | None | 450 | 0.0663 | 1.03 | 246 | 0.0379 | 0.77 | 450 | 0.0663 | 1.03 | 246 | 0.0379 | 0.77 |  |  | 2 |  | RE-Appl-EffCW-med-ElecDHW-ElecCDryer-Tier3-FrontSCGSFm2003CZ04rWtd
RE-Appl-EffCW-med-ElecDHW-ElecCDryer-Tier3-Front | DEER2016 | D16v1 | 2015-05-14 08:08 | SCG | SFm | 2003 | CZ05 | rWtd | Each | 1 | 1150 | None | 454 | 0.0631 | 1.41 | 247 | 0.036 | 0.962 | 454 | 0.0631 | 1.41 | 247 | 0.036 | 0.962 |  |  | 2 |  | RE-Appl-EffCW-med-ElecDHW-ElecCDryer-Tier3-FrontSCGSFm2003CZ05rWtd
RE-Appl-EffCW-med-ElecDHW-ElecCDryer-Tier3-Front | DEER2016 | D16v1 | 2015-05-14 08:08 | SCG | SFm | 2003 | CZ06 | rWtd | Each | 1 | 1200 | None | 448 | 0.055 | 1.27 | 247 | 0.0341 | 1.07 | 448 | 0.055 | 1.27 | 247 | 0.0341 | 1.07 |  |  | 2 |  | RE-Appl-EffCW-med-ElecDHW-ElecCDryer-Tier3-FrontSCGSFm2003CZ06rWtd
RE-Appl-EffCW-med-ElecDHW-ElecCDryer-Tier3-Front | DEER2016 | D16v1 | 2015-05-14 08:08 | SCG | SFm | 2003 | CZ07 | rWtd | Each | 1 | 1200 | None | 445 | 0.0615 | 1.41 | 246 | 0.034 | 1.13 | 445 | 0.0615 | 1.41 | 246 | 0.034 | 1.13 |  |  | 2 |  | RE-Appl-EffCW-med-ElecDHW-ElecCDryer-Tier3-FrontSCGSFm2003CZ07rWtd
RE-Appl-EffCW-med-ElecDHW-ElecCDryer-Tier3-Front | DEER2016 | D16v1 | 2015-05-14 08:08 | SCG | SFm | 2003 | CZ08 | rWtd | Each | 1 | 1200 | None | 446 | 0.0612 | 0.709 | 249 | 0.0332 | 0.655 | 446 | 0.0612 | 0.709 | 249 | 0.0332 | 0.655 |  |  | 2 |  | RE-Appl-EffCW-med-ElecDHW-ElecCDryer-Tier3-FrontSCGSFm2003CZ08rWtd
RE-Appl-EffCW-med-ElecDHW-ElecCDryer-Tier3-Front | DEER2016 | D16v1 | 2015-05-14 08:08 | SCG | SFm | 2003 | CZ09 | rWtd | Each | 1 | 1210 | None | 448 | 0.0606 | 0.935 | 249 | 0.0343 | 0.666 | 448 | 0.0606 | 0.935 | 249 | 0.0343 | 0.666 |  |  | 2 |  | RE-Appl-EffCW-med-ElecDHW-ElecCDryer-Tier3-FrontSCGSFm2003CZ09rWtd
RE-Appl-EffCW-med-ElecDHW-ElecCDryer-Tier3-Front | DEER2016 | D16v1 | 2015-05-14 08:08 | SCG | SFm | 2003 | CZ10 | rWtd | Each | 1 | 974 | None | 451 | 0.0606 | 0.425 | 247 | 0.0337 | 1.01 | 451 | 0.0606 | 0.425 | 247 | 0.0337 | 1.01 |  |  | 2 |  | RE-Appl-EffCW-med-ElecDHW-ElecCDryer-Tier3-FrontSCGSFm2003CZ10rWtd
RE-Appl-EffCW-med-ElecDHW-ElecCDryer-Tier3-Front | DEER2016 | D16v1 | 2015-05-14 08:08 | SCG | SFm | 2003 | CZ13 | rWtd | Each | 1 | 974 | None | 447 | 0.0657 | -0.347 | 246 | 0.0383 | 0.448 | 447 | 0.0657 | -0.347 | 246 | 0.0383 | 0.448 |  |  | 2 |  | RE-Appl-EffCW-med-ElecDHW-ElecCDryer-Tier3-FrontSCGSFm2003CZ13rWtd
RE-Appl-EffCW-med-ElecDHW-ElecCDryer-Tier3-Front | DEER2016 | D16v1 | 2015-05-14 08:08 | SCG | SFm | 2003 | CZ14 | rWtd | Each | 1 | 1080 | None | 453 | 0.0593 | 0.339 | 248 | 0.0333 | 0.835 | 453 | 0.0593 | 0.339 | 248 | 0.0333 | 0.835 |  |  | 2 |  | RE-Appl-EffCW-med-ElecDHW-ElecCDryer-Tier3-FrontSCGSFm2003CZ14rWtd
RE-Appl-EffCW-med-ElecDHW-ElecCDryer-Tier3-Front | DEER2016 | D16v1 | 2015-05-14 08:08 | SCG | SFm | 2003 | CZ15 | rWtd | Each | 1 | 1080 | None | 428 | 0.0622 | 0.396 | 240 | 0.0358 | 0.636 | 428 | 0.0622 | 0.396 | 240 | 0.0358 | 0.636 |  |  | 2 |  | RE-Appl-EffCW-med-ElecDHW-ElecCDryer-Tier3-FrontSCGSFm2003CZ15rWtd
RE-Appl-EffCW-med-ElecDHW-ElecCDryer-Tier3-Front | DEER2016 | D16v1 | 2015-05-14 08:08 | SCG | SFm | 2003 | CZ16 | rWtd | Each | 1 | 1150 | None | 463 | 0.0787 | 0.722 | 249 | 0.0397 | 0.556 | 463 | 0.0787 | 0.722 | 249 | 0.0397 | 0.556 |  |  | 2 |  | RE-Appl-EffCW-med-ElecDHW-ElecCDryer-Tier3-FrontSCGSFm2003CZ16rWtd
RE-Appl-EffCW-med-ElecDHW-ElecCDryer-Tier3-Front | DEER2016 | D16v1 | 2015-05-14 08:08 | SCG | SFm | 2007 | CZ04 | rWtd | Each | 1 | 1150 | None | 448 | 0.0642 | 0.764 | 246 | 0.0366 | 0.562 | 448 | 0.0642 | 0.764 | 246 | 0.0366 | 0.562 |  |  | 2 |  | RE-Appl-EffCW-med-ElecDHW-ElecCDryer-Tier3-FrontSCGSFm2007CZ04rWtd
RE-Appl-EffCW-med-ElecDHW-ElecCDryer-Tier3-Front | DEER2016 | D16v1 | 2015-05-14 08:08 | SCG | SFm | 2007 | CZ05 | rWtd | Each | 1 | 1150 | None | 455 | 0.0626 | 1.78 | 247 | 0.0341 | 1.31 | 455 | 0.0626 | 1.78 | 247 | 0.0341 | 1.31 |  |  | 2 |  | RE-Appl-EffCW-med-ElecDHW-ElecCDryer-Tier3-FrontSCGSFm2007CZ05rWtd
RE-Appl-EffCW-med-ElecDHW-ElecCDryer-Tier3-Front | DEER2016 | D16v1 | 2015-05-14 08:08 | SCG | SFm | 2007 | CZ06 | rWtd | Each | 1 | 1200 | None | 450 | 0.0581 | 1.41 | 248 | 0.0281 | 1.14 | 450 | 0.0581 | 1.41 | 248 | 0.0281 | 1.14 |  |  | 2 |  | RE-Appl-EffCW-med-ElecDHW-ElecCDryer-Tier3-FrontSCGSFm2007CZ06rWtd
RE-Appl-EffCW-med-ElecDHW-ElecCDryer-Tier3-Front | DEER2016 | D16v1 | 2015-05-14 08:08 | SCG | SFm | 2007 | CZ07 | rWtd | Each | 1 | 1200 | None | 444 | 0.0588 | 1.01 | 245 | 0.033 | 0.898 | 444 | 0.0588 | 1.01 | 245 | 0.033 | 0.898 |  |  | 2 |  | RE-Appl-EffCW-med-ElecDHW-ElecCDryer-Tier3-FrontSCGSFm2007CZ07rWtd
RE-Appl-EffCW-med-ElecDHW-ElecCDryer-Tier3-Front | DEER2016 | D16v1 | 2015-05-14 08:08 | SCG | SFm | 2007 | CZ08 | rWtd | Each | 1 | 1200 | None | 443 | 0.0615 | 1.06 | 245 | 0.0346 | 0.9 | 443 | 0.0615 | 1.06 | 245 | 0.0346 | 0.9 |  |  | 2 |  | RE-Appl-EffCW-med-ElecDHW-ElecCDryer-Tier3-FrontSCGSFm2007CZ08rWtd
RE-Appl-EffCW-med-ElecDHW-ElecCDryer-Tier3-Front | DEER2016 | D16v1 | 2015-05-14 08:08 | SCG | SFm | 2007 | CZ09 | rWtd | Each | 1 | 1210 | None | 445 | 0.0603 | 1.08 | 247 | 0.0341 | 0.793 | 445 | 0.0603 | 1.08 | 247 | 0.0341 | 0.793 |  |  | 2 |  | RE-Appl-EffCW-med-ElecDHW-ElecCDryer-Tier3-FrontSCGSFm2007CZ09rWtd
RE-Appl-EffCW-med-ElecDHW-ElecCDryer-Tier3-Front | DEER2016 | D16v1 | 2015-05-14 08:08 | SCG | SFm | 2007 | CZ10 | rWtd | Each | 1 | 974 | None | 451 | 0.0605 | 0.535 | 249 | 0.0335 | 1.1 | 451 | 0.0605 | 0.535 | 249 | 0.0335 | 1.1 |  |  | 2 |  | RE-Appl-EffCW-med-ElecDHW-ElecCDryer-Tier3-FrontSCGSFm2007CZ10rWtd
RE-Appl-EffCW-med-ElecDHW-ElecCDryer-Tier3-Front | DEER2016 | D16v1 | 2015-05-14 08:08 | SCG | SFm | 2007 | CZ13 | rWtd | Each | 1 | 974 | None | 446 | 0.0639 | -0.444 | 244 | 0.0353 | 0.432 | 446 | 0.0639 | -0.444 | 244 | 0.0353 | 0.432 |  |  | 2 |  | RE-Appl-EffCW-med-ElecDHW-ElecCDryer-Tier3-FrontSCGSFm2007CZ13rWtd
RE-Appl-EffCW-med-ElecDHW-ElecCDryer-Tier3-Front | DEER2016 | D16v1 | 2015-05-14 08:08 | SCG | SFm | 2007 | CZ14 | rWtd | Each | 1 | 1080 | None | 447 | 0.061 | -0.0284 | 246 | 0.0346 | 0.577 | 447 | 0.061 | -0.0284 | 246 | 0.0346 | 0.577 |  |  | 2 |  | RE-Appl-EffCW-med-ElecDHW-ElecCDryer-Tier3-FrontSCGSFm2007CZ14rWtd
RE-Appl-EffCW-med-ElecDHW-ElecCDryer-Tier3-Front | DEER2016 | D16v1 | 2015-05-14 08:08 | SCG | SFm | 2007 | CZ15 | rWtd | Each | 1 | 1080 | None | 428 | 0.0597 | 0.486 | 241 | 0.0334 | 0.695 | 428 | 0.0597 | 0.486 | 241 | 0.0334 | 0.695 |  |  | 2 |  | RE-Appl-EffCW-med-ElecDHW-ElecCDryer-Tier3-FrontSCGSFm2007CZ15rWtd
RE-Appl-EffCW-med-ElecDHW-ElecCDryer-Tier3-Front | DEER2016 | D16v1 | 2015-05-14 08:08 | SCG | SFm | 2007 | CZ16 | rWtd | Each | 1 | 1150 | None | 464 | 0.0802 | 0.725 | 250 | 0.0509 | 0.558 | 464 | 0.0802 | 0.725 | 250 | 0.0509 | 0.558 |  |  | 2 |  | RE-Appl-EffCW-med-ElecDHW-ElecCDryer-Tier3-FrontSCGSFm2007CZ16rWtd
RE-Appl-EffCW-med-ElecDHW-ElecCDryer-Tier3-Front | DEER2016 | D16v1 | 2015-05-14 08:08 | SCG | SFm | 2011 | CZ04 | rWtd | Each | 1 | 1150 | None | 449 | 0.062 | 0.672 | 246 | 0.0351 | 0.503 | 449 | 0.062 | 0.672 | 246 | 0.0351 | 0.503 |  |  | 2 |  | RE-Appl-EffCW-med-ElecDHW-ElecCDryer-Tier3-FrontSCGSFm2011CZ04rWtd
RE-Appl-EffCW-med-ElecDHW-ElecCDryer-Tier3-Front | DEER2016 | D16v1 | 2015-05-14 08:08 | SCG | SFm | 2011 | CZ05 | rWtd | Each | 1 | 1150 | None | 455 | 0.0624 | 1.34 | 247 | 0.0341 | 0.993 | 455 | 0.0624 | 1.34 | 247 | 0.0341 | 0.993 |  |  | 2 |  | RE-Appl-EffCW-med-ElecDHW-ElecCDryer-Tier3-FrontSCGSFm2011CZ05rWtd
RE-Appl-EffCW-med-ElecDHW-ElecCDryer-Tier3-Front | DEER2016 | D16v1 | 2015-05-14 08:08 | SCG | SFm | 2011 | CZ06 | rWtd | Each | 1 | 1200 | None | 446 | 0.0703 | 1.16 | 246 | 0.0356 | 1 | 446 | 0.0703 | 1.16 | 246 | 0.0356 | 1 |  |  | 2 |  | RE-Appl-EffCW-med-ElecDHW-ElecCDryer-Tier3-FrontSCGSFm2011CZ06rWtd
RE-Appl-EffCW-med-ElecDHW-ElecCDryer-Tier3-Front | DEER2016 | D16v1 | 2015-05-14 08:08 | SCG | SFm | 2011 | CZ07 | rWtd | Each | 1 | 1200 | None | 444 | 0.0548 | 0.867 | 245 | 0.0337 | 0.763 | 444 | 0.0548 | 0.867 | 245 | 0.0337 | 0.763 |  |  | 2 |  | RE-Appl-EffCW-med-ElecDHW-ElecCDryer-Tier3-FrontSCGSFm2011CZ07rWtd
RE-Appl-EffCW-med-ElecDHW-ElecCDryer-Tier3-Front | DEER2016 | D16v1 | 2015-05-14 08:08 | SCG | SFm | 2011 | CZ08 | rWtd | Each | 1 | 1200 | None | 445 | 0.0603 | 0.936 | 246 | 0.0338 | 0.802 | 445 | 0.0603 | 0.936 | 246 | 0.0338 | 0.802 |  |  | 2 |  | RE-Appl-EffCW-med-ElecDHW-ElecCDryer-Tier3-FrontSCGSFm2011CZ08rWtd
RE-Appl-EffCW-med-ElecDHW-ElecCDryer-Tier3-Front | DEER2016 | D16v1 | 2015-05-14 08:08 | SCG | SFm | 2011 | CZ09 | rWtd | Each | 1 | 1210 | None | 445 | 0.0612 | 1.06 | 244 | 0.0346 | 0.767 | 445 | 0.0612 | 1.06 | 244 | 0.0346 | 0.767 |  |  | 2 |  | RE-Appl-EffCW-med-ElecDHW-ElecCDryer-Tier3-FrontSCGSFm2011CZ09rWtd
RE-Appl-EffCW-med-ElecDHW-ElecCDryer-Tier3-Front | DEER2016 | D16v1 | 2015-05-14 08:08 | SCG | SFm | 2011 | CZ10 | rWtd | Each | 1 | 974 | None | 450 | 0.062 | 0.545 | 249 | 0.0356 | 1.06 | 450 | 0.062 | 0.545 | 249 | 0.0356 | 1.06 |  |  | 2 |  | RE-Appl-EffCW-med-ElecDHW-ElecCDryer-Tier3-FrontSCGSFm2011CZ10rWtd
RE-Appl-EffCW-med-ElecDHW-ElecCDryer-Tier3-Front | DEER2016 | D16v1 | 2015-05-14 08:08 | SCG | SFm | 2011 | CZ13 | rWtd | Each | 1 | 974 | None | 446 | 0.064 | -0.431 | 245 | 0.0352 | 0.406 | 446 | 0.064 | -0.431 | 245 | 0.0352 | 0.406 |  |  | 2 |  | RE-Appl-EffCW-med-ElecDHW-ElecCDryer-Tier3-FrontSCGSFm2011CZ13rWtd
RE-Appl-EffCW-med-ElecDHW-ElecCDryer-Tier3-Front | DEER2016 | D16v1 | 2015-05-14 08:08 | SCG | SFm | 2011 | CZ14 | rWtd | Each | 1 | 1080 | None | 452 | 0.0627 | 0.0149 | 248 | 0.0355 | 0.563 | 452 | 0.0627 | 0.0149 | 248 | 0.0355 | 0.563 |  |  | 2 |  | RE-Appl-EffCW-med-ElecDHW-ElecCDryer-Tier3-FrontSCGSFm2011CZ14rWtd
RE-Appl-EffCW-med-ElecDHW-ElecCDryer-Tier3-Front | DEER2016 | D16v1 | 2015-05-14 08:08 | SCG | SFm | 2011 | CZ15 | rWtd | Each | 1 | 1080 | None | 428 | 0.0612 | 0.388 | 241 | 0.0352 | 0.581 | 428 | 0.0612 | 0.388 | 241 | 0.0352 | 0.581 |  |  | 2 |  | RE-Appl-EffCW-med-ElecDHW-ElecCDryer-Tier3-FrontSCGSFm2011CZ15rWtd
RE-Appl-EffCW-med-ElecDHW-ElecCDryer-Tier3-Front | DEER2016 | D16v1 | 2015-05-14 08:08 | SCG | SFm | 2011 | CZ16 | rWtd | Each | 1 | 1150 | None | 461 | 0.065 | 0.627 | 248 | 0.0361 | 0.481 | 461 | 0.065 | 0.627 | 248 | 0.0361 | 0.481 |  |  | 2 |  | RE-Appl-EffCW-med-ElecDHW-ElecCDryer-Tier3-FrontSCGSFm2011CZ16rWtd
RE-Appl-EffCW-med-ElecDHW-ElecCDryer-Tier3-Front | DEER2016 | D16v1 | 2015-05-14 08:08 | SCG | SFm | 2014 | CZ04 | rWtd | Each | 1 | 1150 | None | 447 | 0.0642 | 0.571 | 246 | 0.0369 | 0.429 | 447 | 0.0642 | 0.571 | 246 | 0.0369 | 0.429 |  |  | 2 |  | RE-Appl-EffCW-med-ElecDHW-ElecCDryer-Tier3-FrontSCGSFm2014CZ04rWtd
RE-Appl-EffCW-med-ElecDHW-ElecCDryer-Tier3-Front | DEER2016 | D16v1 | 2015-05-14 08:08 | SCG | SFm | 2014 | CZ05 | rWtd | Each | 1 | 1150 | None | 454 | 0.0616 | 1.31 | 247 | 0.0353 | 0.967 | 454 | 0.0616 | 1.31 | 247 | 0.0353 | 0.967 |  |  | 2 |  | RE-Appl-EffCW-med-ElecDHW-ElecCDryer-Tier3-FrontSCGSFm2014CZ05rWtd
RE-Appl-EffCW-med-ElecDHW-ElecCDryer-Tier3-Front | DEER2016 | D16v1 | 2015-05-14 08:08 | SCG | SFm | 2014 | CZ06 | rWtd | Each | 1 | 1200 | None | 444 | 0.0541 | 1.01 | 244 | 0.0344 | 0.866 | 444 | 0.0541 | 1.01 | 244 | 0.0344 | 0.866 |  |  | 2 |  | RE-Appl-EffCW-med-ElecDHW-ElecCDryer-Tier3-FrontSCGSFm2014CZ06rWtd
RE-Appl-EffCW-med-ElecDHW-ElecCDryer-Tier3-Front | DEER2016 | D16v1 | 2015-05-14 08:08 | SCG | SFm | 2014 | CZ07 | rWtd | Each | 1 | 1200 | None | 444 | 0.0541 | 0.706 | 245 | 0.041 | 0.629 | 444 | 0.0541 | 0.706 | 245 | 0.041 | 0.629 |  |  | 2 |  | RE-Appl-EffCW-med-ElecDHW-ElecCDryer-Tier3-FrontSCGSFm2014CZ07rWtd
RE-Appl-EffCW-med-ElecDHW-ElecCDryer-Tier3-Front | DEER2016 | D16v1 | 2015-05-14 08:08 | SCG | SFm | 2014 | CZ08 | rWtd | Each | 1 | 1200 | None | 443 | 0.0612 | 0.782 | 242 | 0.0345 | 0.664 | 443 | 0.0612 | 0.782 | 242 | 0.0345 | 0.664 |  |  | 2 |  | RE-Appl-EffCW-med-ElecDHW-ElecCDryer-Tier3-FrontSCGSFm2014CZ08rWtd
RE-Appl-EffCW-med-ElecDHW-ElecCDryer-Tier3-Front | DEER2016 | D16v1 | 2015-05-14 08:08 | SCG | SFm | 2014 | CZ09 | rWtd | Each | 1 | 1210 | None | 445 | 0.0638 | 0.842 | 247 | 0.0356 | 0.604 | 445 | 0.0638 | 0.842 | 247 | 0.0356 | 0.604 |  |  | 2 |  | RE-Appl-EffCW-med-ElecDHW-ElecCDryer-Tier3-FrontSCGSFm2014CZ09rWtd
RE-Appl-EffCW-med-ElecDHW-ElecCDryer-Tier3-Front | DEER2016 | D16v1 | 2015-05-14 08:08 | SCG | SFm | 2014 | CZ10 | rWtd | Each | 1 | 974 | None | 450 | 0.0639 | 0.402 | 249 | 0.0359 | 0.926 | 450 | 0.0639 | 0.402 | 249 | 0.0359 | 0.926 |  |  | 2 |  | RE-Appl-EffCW-med-ElecDHW-ElecCDryer-Tier3-FrontSCGSFm2014CZ10rWtd
RE-Appl-EffCW-med-ElecDHW-ElecCDryer-Tier3-Front | DEER2016 | D16v1 | 2015-05-14 08:08 | SCG | SFm | 2014 | CZ13 | rWtd | Each | 1 | 974 | None | 448 | 0.0643 | -0.465 | 245 | 0.0356 | 0.376 | 448 | 0.0643 | -0.465 | 245 | 0.0356 | 0.376 |  |  | 2 |  | RE-Appl-EffCW-med-ElecDHW-ElecCDryer-Tier3-FrontSCGSFm2014CZ13rWtd
RE-Appl-EffCW-med-ElecDHW-ElecCDryer-Tier3-Front | DEER2016 | D16v1 | 2015-05-14 08:08 | SCG | SFm | 2014 | CZ14 | rWtd | Each | 1 | 1080 | None | 449 | 0.0632 | -0.0256 | 245 | 0.0363 | 0.548 | 449 | 0.0632 | -0.0256 | 245 | 0.0363 | 0.548 |  |  | 2 |  | RE-Appl-EffCW-med-ElecDHW-ElecCDryer-Tier3-FrontSCGSFm2014CZ14rWtd
RE-Appl-EffCW-med-ElecDHW-ElecCDryer-Tier3-Front | DEER2016 | D16v1 | 2015-05-14 08:08 | SCG | SFm | 2014 | CZ15 | rWtd | Each | 1 | 1080 | None | 428 | 0.0611 | 0.397 | 241 | 0.0355 | 0.589 | 428 | 0.0611 | 0.397 | 241 | 0.0355 | 0.589 |  |  | 2 |  | RE-Appl-EffCW-med-ElecDHW-ElecCDryer-Tier3-FrontSCGSFm2014CZ15rWtd
RE-Appl-EffCW-med-ElecDHW-ElecCDryer-Tier3-Front | DEER2016 | D16v1 | 2015-05-14 08:08 | SCG | SFm | 2014 | CZ16 | rWtd | Each | 1 | 1150 | None | 460 | 0.0645 | 0.343 | 247 | 0.0343 | 0.264 | 460 | 0.0645 | 0.343 | 247 | 0.0343 | 0.264 |  |  | 2 |  | RE-Appl-EffCW-med-ElecDHW-ElecCDryer-Tier3-FrontSCGSFm2014CZ16rWtd
RE-Appl-EffCW-med-ElecDHW-ElecCDryer-Tier3-Front | DEER2016 | D16v1 | 2015-05-14 08:08 | SCG | SFm | Ex | CZ04 | rWtd | Each | 1 | 986 | None | 449 | 0.0658 | 0.409 | 246 | 0.0363 | 0.511 | 449 | 0.0658 | 0.409 | 246 | 0.0363 | 0.511 |  |  | 2 |  | RE-Appl-EffCW-med-ElecDHW-ElecCDryer-Tier3-FrontSCGSFmExCZ04rWtd
RE-Appl-EffCW-med-ElecDHW-ElecCDryer-Tier3-Front | DEER2016 | D16v1 | 2015-05-14 08:08 | SCG | SFm | Ex | CZ05 | rWtd | Each | 1 | 893 | None | 455 | 0.0622 | 0.908 | 247 | 0.0339 | 1.18 | 455 | 0.0622 | 0.908 | 247 | 0.0339 | 1.18 |  |  | 2 |  | RE-Appl-EffCW-med-ElecDHW-ElecCDryer-Tier3-FrontSCGSFmExCZ05rWtd
RE-Appl-EffCW-med-ElecDHW-ElecCDryer-Tier3-Front | DEER2016 | D16v1 | 2015-05-14 08:08 | SCG | SFm | Ex | CZ06 | rWtd | Each | 1 | 913 | None | 447 | 0.0656 | 0.876 | 247 | 0.0355 | 1.06 | 447 | 0.0656 | 0.876 | 247 | 0.0355 | 1.06 |  |  | 2 |  | RE-Appl-EffCW-med-ElecDHW-ElecCDryer-Tier3-FrontSCGSFmExCZ06rWtd
RE-Appl-EffCW-med-ElecDHW-ElecCDryer-Tier3-Front | DEER2016 | D16v1 | 2015-05-14 08:08 | SCG | SFm | Ex | CZ07 | rWtd | Each | 1 | 828 | None | 444 | 0.0623 | 0.607 | 245 | 0.0344 | 0.918 | 444 | 0.0623 | 0.607 | 245 | 0.0344 | 0.918 |  |  | 2 |  | RE-Appl-EffCW-med-ElecDHW-ElecCDryer-Tier3-FrontSCGSFmExCZ07rWtd
RE-Appl-EffCW-med-ElecDHW-ElecCDryer-Tier3-Front | DEER2016 | D16v1 | 2015-05-14 08:08 | SCG | SFm | Ex | CZ08 | rWtd | Each | 1 | 832 | None | 444 | 0.0622 | 0.323 | 247 | 0.0348 | 0.664 | 444 | 0.0622 | 0.323 | 247 | 0.0348 | 0.664 |  |  | 2 |  | RE-Appl-EffCW-med-ElecDHW-ElecCDryer-Tier3-FrontSCGSFmExCZ08rWtd
RE-Appl-EffCW-med-ElecDHW-ElecCDryer-Tier3-Front | DEER2016 | D16v1 | 2015-05-14 08:08 | SCG | SFm | Ex | CZ09 | rWtd | Each | 1 | 861 | None | 447 | 0.0635 | 0.406 | 247 | 0.0355 | 0.733 | 447 | 0.0635 | 0.406 | 247 | 0.0355 | 0.733 |  |  | 2 |  | RE-Appl-EffCW-med-ElecDHW-ElecCDryer-Tier3-FrontSCGSFmExCZ09rWtd
RE-Appl-EffCW-med-ElecDHW-ElecCDryer-Tier3-Front | DEER2016 | D16v1 | 2015-05-14 08:08 | SCG | SFm | Ex | CZ10 | rWtd | Each | 1 | 927 | None | 447 | 0.0646 | 0.443 | 246 | 0.0361 | 0.762 | 447 | 0.0646 | 0.443 | 246 | 0.0361 | 0.762 |  |  | 2 |  | RE-Appl-EffCW-med-ElecDHW-ElecCDryer-Tier3-FrontSCGSFmExCZ10rWtd
RE-Appl-EffCW-med-ElecDHW-ElecCDryer-Tier3-Front | DEER2016 | D16v1 | 2015-05-14 08:08 | SCG | SFm | Ex | CZ13 | rWtd | Each | 1 | 873 | None | 447 | 0.0666 | -0.164 | 246 | 0.0373 | 0.461 | 447 | 0.0666 | -0.164 | 246 | 0.0373 | 0.461 |  |  | 2 |  | RE-Appl-EffCW-med-ElecDHW-ElecCDryer-Tier3-FrontSCGSFmExCZ13rWtd
RE-Appl-EffCW-med-ElecDHW-ElecCDryer-Tier3-Front | DEER2016 | D16v1 | 2015-05-14 08:08 | SCG | SFm | Ex | CZ14 | rWtd | Each | 1 | 873 | None | 456 | 0.0663 | -0.168 | 250 | 0.0377 | 0.473 | 456 | 0.0663 | -0.168 | 250 | 0.0377 | 0.473 |  |  | 2 |  | RE-Appl-EffCW-med-ElecDHW-ElecCDryer-Tier3-FrontSCGSFmExCZ14rWtd
RE-Appl-EffCW-med-ElecDHW-ElecCDryer-Tier3-Front | DEER2016 | D16v1 | 2015-05-14 08:08 | SCG | SFm | Ex | CZ15 | rWtd | Each | 1 | 845 | None | 431 | 0.0624 | 0.3 | 243 | 0.0361 | 0.589 | 431 | 0.0624 | 0.3 | 243 | 0.0361 | 0.589 |  |  | 2 |  | RE-Appl-EffCW-med-ElecDHW-ElecCDryer-Tier3-FrontSCGSFmExCZ15rWtd
RE-Appl-EffCW-med-ElecDHW-ElecCDryer-Tier3-Front | DEER2016 | D16v1 | 2015-05-14 08:08 | SCG | SFm | Ex | CZ16 | rWtd | Each | 1 | 855 | None | 467 | 0.0629 | 0.353 | 253 | 0.0355 | 0.577 | 467 | 0.0629 | 0.353 | 253 | 0.0355 | 0.577 |  |  | 2 |  | RE-Appl-EffCW-med-ElecDHW-ElecCDryer-Tier3-FrontSCGSFmExCZ16rWtd
RE-Appl-EffCW-med-ElecDHW-ElecCDryer-Tier3-Front | DEER2016 | D16v1 | 2015-05-14 08:08 | SCG | SFm | Ex | IOU | rWtd | Each | 1 | 880 | None | 447 | 0.064 | 0.45 | 247 | 0.0356 | 0.77 | 447 | 0.064 | 0.45 | 247 | 0.0356 | 0.77 |  |  | 2 |  | RE-Appl-EffCW-med-ElecDHW-ElecCDryer-Tier3-FrontSCGSFmExIOUrWtd
RE-Appl-EffCW-med-ElecDHW-ElecCDryer-Tier3-Front | DEER2016 | D16v1 | 2015-05-14 08:08 | SDG | DMo | Ex | CZ07 | rWtd | Each | 1 | 605 | None | 356 | 0.0478 | 1.02 | 197 | 0.0237 | 1.13 | 356 | 0.0478 | 1.02 | 197 | 0.0237 | 1.13 |  |  | 2 |  | RE-Appl-EffCW-med-ElecDHW-ElecCDryer-Tier3-FrontSDGDMoExCZ07rWtd
RE-Appl-EffCW-med-ElecDHW-ElecCDryer-Tier3-Front | DEER2016 | D16v1 | 2015-05-14 08:08 | SDG | DMo | Ex | CZ08 | rWtd | Each | 1 | 598 | None | 359 | 0.0491 | 0.823 | 199 | 0.0269 | 1.03 | 359 | 0.0491 | 0.823 | 199 | 0.0269 | 1.03 |  |  | 2 |  | RE-Appl-EffCW-med-ElecDHW-ElecCDryer-Tier3-FrontSDGDMoExCZ08rWtd
RE-Appl-EffCW-med-ElecDHW-ElecCDryer-Tier3-Front | DEER2016 | D16v1 | 2015-05-14 08:08 | SDG | DMo | Ex | CZ10 | rWtd | Each | 1 | 609 | None | 361 | 0.0512 | 0.78 | 200 | 0.0284 | 0.996 | 361 | 0.0512 | 0.78 | 200 | 0.0284 | 0.996 |  |  | 2 |  | RE-Appl-EffCW-med-ElecDHW-ElecCDryer-Tier3-FrontSDGDMoExCZ10rWtd
RE-Appl-EffCW-med-ElecDHW-ElecCDryer-Tier3-Front | DEER2016 | D16v1 | 2015-05-14 08:08 | SDG | DMo | Ex | CZ14 | rWtd | Each | 1 | 605 | None | 354 | 0.0475 | 0.524 | 196 | 0.0268 | 0.809 | 354 | 0.0475 | 0.524 | 196 | 0.0268 | 0.809 |  |  | 2 |  | RE-Appl-EffCW-med-ElecDHW-ElecCDryer-Tier3-FrontSDGDMoExCZ14rWtd
RE-Appl-EffCW-med-ElecDHW-ElecCDryer-Tier3-Front | DEER2016 | D16v1 | 2015-05-14 08:08 | SDG | DMo | Ex | IOU | rWtd | Each | 1 | 607 | None | 358 | 0.0494 | 0.896 | 198 | 0.026 | 1.06 | 358 | 0.0494 | 0.896 | 198 | 0.026 | 1.06 |  |  | 2 |  | RE-Appl-EffCW-med-ElecDHW-ElecCDryer-Tier3-FrontSDGDMoExIOUrWtd
RE-Appl-EffCW-med-ElecDHW-ElecCDryer-Tier3-Front | DEER2016 | D16v1 | 2015-05-14 08:08 | SDG | DMo | MH00 | CZ07 | rWtd | Each | 1 | 621 | None | 355 | 0.0613 | 0.895 | 197 | 0.0383 | 0.956 | 355 | 0.0613 | 0.895 | 197 | 0.0383 | 0.956 |  |  | 2 |  | RE-Appl-EffCW-med-ElecDHW-ElecCDryer-Tier3-FrontSDGDMoMH00CZ07rWtd
RE-Appl-EffCW-med-ElecDHW-ElecCDryer-Tier3-Front | DEER2016 | D16v1 | 2015-05-14 08:08 | SDG | DMo | MH00 | CZ08 | rWtd | Each | 1 | 621 | None | 364 | 0.0508 | 0.784 | 201 | 0.0281 | 0.853 | 364 | 0.0508 | 0.784 | 201 | 0.0281 | 0.853 |  |  | 2 |  | RE-Appl-EffCW-med-ElecDHW-ElecCDryer-Tier3-FrontSDGDMoMH00CZ08rWtd
RE-Appl-EffCW-med-ElecDHW-ElecCDryer-Tier3-Front | DEER2016 | D16v1 | 2015-05-14 08:08 | SDG | DMo | MH00 | CZ10 | rWtd | Each | 1 | 621 | None | 362 | 0.0525 | 0.749 | 201 | 0.0295 | 0.863 | 362 | 0.0525 | 0.749 | 201 | 0.0295 | 0.863 |  |  | 2 |  | RE-Appl-EffCW-med-ElecDHW-ElecCDryer-Tier3-FrontSDGDMoMH00CZ10rWtd
RE-Appl-EffCW-med-ElecDHW-ElecCDryer-Tier3-Front | DEER2016 | D16v1 | 2015-05-14 08:08 | SDG | DMo | MH00 | CZ14 | rWtd | Each | 1 | 621 | None | 355 | 0.0478 | 0.162 | 196 | 0.0272 | 0.481 | 355 | 0.0478 | 0.162 | 196 | 0.0272 | 0.481 |  |  | 2 |  | RE-Appl-EffCW-med-ElecDHW-ElecCDryer-Tier3-FrontSDGDMoMH00CZ14rWtd
RE-Appl-EffCW-med-ElecDHW-ElecCDryer-Tier3-Front | DEER2016 | D16v1 | 2015-05-14 08:08 | SDG | DMo | MH00 | CZ15 | rWtd | Each | 1 | 621 | None | 344 | 0.0467 | 0.45 | 196 | 0.0274 | 0.563 | 344 | 0.0467 | 0.45 | 196 | 0.0274 | 0.563 |  |  | 2 |  | RE-Appl-EffCW-med-ElecDHW-ElecCDryer-Tier3-FrontSDGDMoMH00CZ15rWtd
RE-Appl-EffCW-med-ElecDHW-ElecCDryer-Tier3-Front | DEER2016 | D16v1 | 2015-05-14 08:08 | SDG | DMo | MH06 | CZ07 | rWtd | Each | 1 | 621 | None | 357 | 0.0497 | 0.782 | 197 | 0.028 | 0.826 | 357 | 0.0497 | 0.782 | 197 | 0.028 | 0.826 |  |  | 2 |  | RE-Appl-EffCW-med-ElecDHW-ElecCDryer-Tier3-FrontSDGDMoMH06CZ07rWtd
RE-Appl-EffCW-med-ElecDHW-ElecCDryer-Tier3-Front | DEER2016 | D16v1 | 2015-05-14 08:08 | SDG | DMo | MH06 | CZ08 | rWtd | Each | 1 | 621 | None | 360 | 0.0494 | 0.807 | 202 | 0.0274 | 0.867 | 360 | 0.0494 | 0.807 | 202 | 0.0274 | 0.867 |  |  | 2 |  | RE-Appl-EffCW-med-ElecDHW-ElecCDryer-Tier3-FrontSDGDMoMH06CZ08rWtd
RE-Appl-EffCW-med-ElecDHW-ElecCDryer-Tier3-Front | DEER2016 | D16v1 | 2015-05-14 08:08 | SDG | DMo | MH06 | CZ10 | rWtd | Each | 1 | 621 | None | 364 | 0.0492 | 0.984 | 202 | 0.0277 | 1.06 | 364 | 0.0492 | 0.984 | 202 | 0.0277 | 1.06 |  |  | 2 |  | RE-Appl-EffCW-med-ElecDHW-ElecCDryer-Tier3-FrontSDGDMoMH06CZ10rWtd
RE-Appl-EffCW-med-ElecDHW-ElecCDryer-Tier3-Front | DEER2016 | D16v1 | 2015-05-14 08:08 | SDG | DMo | MH06 | CZ14 | rWtd | Each | 1 | 621 | None | 353 | 0.0471 | -0.0881 | 195 | 0.0268 | 0.297 | 353 | 0.0471 | -0.0881 | 195 | 0.0268 | 0.297 |  |  | 2 |  | RE-Appl-EffCW-med-ElecDHW-ElecCDryer-Tier3-FrontSDGDMoMH06CZ14rWtd
RE-Appl-EffCW-med-ElecDHW-ElecCDryer-Tier3-Front | DEER2016 | D16v1 | 2015-05-14 08:08 | SDG | DMo | MH06 | CZ15 | rWtd | Each | 1 | 621 | None | 342 | 0.0462 | 0.464 | 195 | 0.0271 | 0.576 | 342 | 0.0462 | 0.464 | 195 | 0.0271 | 0.576 |  |  | 2 |  | RE-Appl-EffCW-med-ElecDHW-ElecCDryer-Tier3-FrontSDGDMoMH06CZ15rWtd
RE-Appl-EffCW-med-ElecDHW-ElecCDryer-Tier3-Front | DEER2016 | D16v1 | 2015-05-14 08:08 | SDG | DMo | MH72 | CZ07 | rWtd | Each | 1 | 598 | None | 355 | 0.0458 | 1.06 | 196 | 0.0205 | 1.18 | 355 | 0.0458 | 1.06 | 196 | 0.0205 | 1.18 |  |  | 2 |  | RE-Appl-EffCW-med-ElecDHW-ElecCDryer-Tier3-FrontSDGDMoMH72CZ07rWtd
RE-Appl-EffCW-med-ElecDHW-ElecCDryer-Tier3-Front | DEER2016 | D16v1 | 2015-05-14 08:08 | SDG | DMo | MH72 | CZ08 | rWtd | Each | 1 | 598 | None | 359 | 0.0491 | 0.823 | 199 | 0.0269 | 1.03 | 359 | 0.0491 | 0.823 | 199 | 0.0269 | 1.03 |  |  | 2 |  | RE-Appl-EffCW-med-ElecDHW-ElecCDryer-Tier3-FrontSDGDMoMH72CZ08rWtd
RE-Appl-EffCW-med-ElecDHW-ElecCDryer-Tier3-Front | DEER2016 | D16v1 | 2015-05-14 08:08 | SDG | DMo | MH72 | CZ10 | rWtd | Each | 1 | 598 | None | 360 | 0.0508 | 0.822 | 199 | 0.0279 | 1.07 | 360 | 0.0508 | 0.822 | 199 | 0.0279 | 1.07 |  |  | 2 |  | RE-Appl-EffCW-med-ElecDHW-ElecCDryer-Tier3-FrontSDGDMoMH72CZ10rWtd
RE-Appl-EffCW-med-ElecDHW-ElecCDryer-Tier3-Front | DEER2016 | D16v1 | 2015-05-14 08:08 | SDG | DMo | MH72 | CZ14 | rWtd | Each | 1 | 598 | None | 354 | 0.0476 | 0.763 | 196 | 0.0268 | 0.994 | 354 | 0.0476 | 0.763 | 196 | 0.0268 | 0.994 |  |  | 2 |  | RE-Appl-EffCW-med-ElecDHW-ElecCDryer-Tier3-FrontSDGDMoMH72CZ14rWtd
RE-Appl-EffCW-med-ElecDHW-ElecCDryer-Tier3-Front | DEER2016 | D16v1 | 2015-05-14 08:08 | SDG | DMo | MH72 | CZ15 | rWtd | Each | 1 | 598 | None | 341 | 0.0463 | 0.815 | 193 | 0.0269 | 0.853 | 341 | 0.0463 | 0.815 | 193 | 0.0269 | 0.853 |  |  | 2 |  | RE-Appl-EffCW-med-ElecDHW-ElecCDryer-Tier3-FrontSDGDMoMH72CZ15rWtd
RE-Appl-EffCW-med-ElecDHW-ElecCDryer-Tier3-Front | DEER2016 | D16v1 | 2015-05-14 08:08 | SDG | DMo | MH85 | CZ07 | rWtd | Each | 1 | 621 | None | 357 | 0.0497 | 0.978 | 198 | 0.028 | 1.05 | 357 | 0.0497 | 0.978 | 198 | 0.028 | 1.05 |  |  | 2 |  | RE-Appl-EffCW-med-ElecDHW-ElecCDryer-Tier3-FrontSDGDMoMH85CZ07rWtd
RE-Appl-EffCW-med-ElecDHW-ElecCDryer-Tier3-Front | DEER2016 | D16v1 | 2015-05-14 08:08 | SDG | DMo | MH85 | CZ08 | rWtd | Each | 1 | 621 | None | 358 | 0.0498 | 1.19 | 198 | 0.0277 | 1.23 | 358 | 0.0498 | 1.19 | 198 | 0.0277 | 1.23 |  |  | 2 |  | RE-Appl-EffCW-med-ElecDHW-ElecCDryer-Tier3-FrontSDGDMoMH85CZ08rWtd
RE-Appl-EffCW-med-ElecDHW-ElecCDryer-Tier3-Front | DEER2016 | D16v1 | 2015-05-14 08:08 | SDG | DMo | MH85 | CZ10 | rWtd | Each | 1 | 621 | None | 362 | 0.0516 | 0.696 | 201 | 0.029 | 0.92 | 362 | 0.0516 | 0.696 | 201 | 0.029 | 0.92 |  |  | 2 |  | RE-Appl-EffCW-med-ElecDHW-ElecCDryer-Tier3-FrontSDGDMoMH85CZ10rWtd
RE-Appl-EffCW-med-ElecDHW-ElecCDryer-Tier3-Front | DEER2016 | D16v1 | 2015-05-14 08:08 | SDG | DMo | MH85 | CZ14 | rWtd | Each | 1 | 621 | None | 355 | 0.0474 | -0.00509 | 196 | 0.0269 | 0.401 | 355 | 0.0474 | -0.00509 | 196 | 0.0269 | 0.401 |  |  | 2 |  | RE-Appl-EffCW-med-ElecDHW-ElecCDryer-Tier3-FrontSDGDMoMH85CZ14rWtd
RE-Appl-EffCW-med-ElecDHW-ElecCDryer-Tier3-Front | DEER2016 | D16v1 | 2015-05-14 08:08 | SDG | DMo | MH85 | CZ15 | rWtd | Each | 1 | 621 | None | 343 | 0.0471 | 0.439 | 194 | 0.0279 | 0.566 | 343 | 0.0471 | 0.439 | 194 | 0.0279 | 0.566 |  |  | 2 |  | RE-Appl-EffCW-med-ElecDHW-ElecCDryer-Tier3-FrontSDGDMoMH85CZ15rWtd
RE-Appl-EffCW-med-ElecDHW-ElecCDryer-Tier3-Front | DEER2016 | D16v1 | 2015-05-14 08:08 | SDG | MFm | 1975 | CZ06 | rWtd | Each | 1 | 465 | None | 360 | 0.0498 | 0.326 | 199 | 0.0275 | 0.566 | 360 | 0.0498 | 0.326 | 199 | 0.0275 | 0.566 |  |  | 2 |  | RE-Appl-EffCW-med-ElecDHW-ElecCDryer-Tier3-FrontSDGMFm1975CZ06rWtd
RE-Appl-EffCW-med-ElecDHW-ElecCDryer-Tier3-Front | DEER2016 | D16v1 | 2015-05-14 08:08 | SDG | MFm | 1975 | CZ07 | rWtd | Each | 1 | 465 | None | 358 | 0.049 | 0.248 | 197 | 0.0285 | 0.406 | 358 | 0.049 | 0.248 | 197 | 0.0285 | 0.406 |  |  | 2 |  | RE-Appl-EffCW-med-ElecDHW-ElecCDryer-Tier3-FrontSDGMFm1975CZ07rWtd
RE-Appl-EffCW-med-ElecDHW-ElecCDryer-Tier3-Front | DEER2016 | D16v1 | 2015-05-14 08:08 | SDG | MFm | 1975 | CZ08 | rWtd | Each | 1 | 465 | None | 360 | 0.0526 | 0.256 | 199 | 0.0287 | 0.521 | 360 | 0.0526 | 0.256 | 199 | 0.0287 | 0.521 |  |  | 2 |  | RE-Appl-EffCW-med-ElecDHW-ElecCDryer-Tier3-FrontSDGMFm1975CZ08rWtd
RE-Appl-EffCW-med-ElecDHW-ElecCDryer-Tier3-Front | DEER2016 | D16v1 | 2015-05-14 08:08 | SDG | MFm | 1975 | CZ10 | rWtd | Each | 1 | 544 | None | 358 | 0.051 | 0.615 | 199 | 0.0288 | 0.461 | 358 | 0.051 | 0.615 | 199 | 0.0288 | 0.461 |  |  | 2 |  | RE-Appl-EffCW-med-ElecDHW-ElecCDryer-Tier3-FrontSDGMFm1975CZ10rWtd
RE-Appl-EffCW-med-ElecDHW-ElecCDryer-Tier3-Front | DEER2016 | D16v1 | 2015-05-14 08:08 | SDG | MFm | 1975 | CZ14 | rWtd | Each | 1 | 634 | None | 367 | 0.051 | -0.14 | 202 | 0.029 | 0.155 | 367 | 0.051 | -0.14 | 202 | 0.029 | 0.155 |  |  | 2 |  | RE-Appl-EffCW-med-ElecDHW-ElecCDryer-Tier3-FrontSDGMFm1975CZ14rWtd
RE-Appl-EffCW-med-ElecDHW-ElecCDryer-Tier3-Front | DEER2016 | D16v1 | 2015-05-14 08:08 | SDG | MFm | 1975 | CZ15 | rWtd | Each | 1 | 634 | None | 349 | 0.0492 | 0.17 | 198 | 0.0285 | 0.246 | 349 | 0.0492 | 0.17 | 198 | 0.0285 | 0.246 |  |  | 2 |  | RE-Appl-EffCW-med-ElecDHW-ElecCDryer-Tier3-FrontSDGMFm1975CZ15rWtd
RE-Appl-EffCW-med-ElecDHW-ElecCDryer-Tier3-Front | DEER2016 | D16v1 | 2015-05-14 08:08 | SDG | MFm | 1985 | CZ06 | rWtd | Each | 1 | 578 | None | 360 | 0.0518 | 0.525 | 199 | 0.0294 | 0.289 | 360 | 0.0518 | 0.525 | 199 | 0.0294 | 0.289 |  |  | 2 |  | RE-Appl-EffCW-med-ElecDHW-ElecCDryer-Tier3-FrontSDGMFm1985CZ06rWtd
RE-Appl-EffCW-med-ElecDHW-ElecCDryer-Tier3-Front | DEER2016 | D16v1 | 2015-05-14 08:08 | SDG | MFm | 1985 | CZ07 | rWtd | Each | 1 | 578 | None | 357 | 0.0508 | 0.356 | 197 | 0.0295 | 0.192 | 357 | 0.0508 | 0.356 | 197 | 0.0295 | 0.192 |  |  | 2 |  | RE-Appl-EffCW-med-ElecDHW-ElecCDryer-Tier3-FrontSDGMFm1985CZ07rWtd
RE-Appl-EffCW-med-ElecDHW-ElecCDryer-Tier3-Front | DEER2016 | D16v1 | 2015-05-14 08:08 | SDG | MFm | 1985 | CZ08 | rWtd | Each | 1 | 578 | None | 358 | 0.051 | 0.523 | 200 | 0.0283 | 0.296 | 358 | 0.051 | 0.523 | 200 | 0.0283 | 0.296 |  |  | 2 |  | RE-Appl-EffCW-med-ElecDHW-ElecCDryer-Tier3-FrontSDGMFm1985CZ08rWtd
RE-Appl-EffCW-med-ElecDHW-ElecCDryer-Tier3-Front | DEER2016 | D16v1 | 2015-05-14 08:08 | SDG | MFm | 1985 | CZ10 | rWtd | Each | 1 | 648 | None | 358 | 0.0502 | 0.715 | 197 | 0.0276 | 0.871 | 358 | 0.0502 | 0.715 | 197 | 0.0276 | 0.871 |  |  | 2 |  | RE-Appl-EffCW-med-ElecDHW-ElecCDryer-Tier3-FrontSDGMFm1985CZ10rWtd
RE-Appl-EffCW-med-ElecDHW-ElecCDryer-Tier3-Front | DEER2016 | D16v1 | 2015-05-14 08:08 | SDG | MFm | 1985 | CZ14 | rWtd | Each | 1 | 630 | None | 367 | 0.0515 | -0.0953 | 203 | 0.0294 | 0.173 | 367 | 0.0515 | -0.0953 | 203 | 0.0294 | 0.173 |  |  | 2 |  | RE-Appl-EffCW-med-ElecDHW-ElecCDryer-Tier3-FrontSDGMFm1985CZ14rWtd
RE-Appl-EffCW-med-ElecDHW-ElecCDryer-Tier3-Front | DEER2016 | D16v1 | 2015-05-14 08:08 | SDG | MFm | 1985 | CZ15 | rWtd | Each | 1 | 630 | None | 349 | 0.049 | 0.181 | 198 | 0.0286 | 0.246 | 349 | 0.049 | 0.181 | 198 | 0.0286 | 0.246 |  |  | 2 |  | RE-Appl-EffCW-med-ElecDHW-ElecCDryer-Tier3-FrontSDGMFm1985CZ15rWtd
RE-Appl-EffCW-med-ElecDHW-ElecCDryer-Tier3-Front | DEER2016 | D16v1 | 2015-05-14 08:08 | SDG | MFm | 1996 | CZ06 | rWtd | Each | 1 | 518 | None | 360 | 0.0501 | 0.203 | 198 | 0.0279 | 0.406 | 360 | 0.0501 | 0.203 | 198 | 0.0279 | 0.406 |  |  | 2 |  | RE-Appl-EffCW-med-ElecDHW-ElecCDryer-Tier3-FrontSDGMFm1996CZ06rWtd
RE-Appl-EffCW-med-ElecDHW-ElecCDryer-Tier3-Front | DEER2016 | D16v1 | 2015-05-14 08:08 | SDG | MFm | 1996 | CZ07 | rWtd | Each | 1 | 518 | None | 357 | 0.0512 | 0.21 | 197 | 0.0295 | 0.327 | 357 | 0.0512 | 0.21 | 197 | 0.0295 | 0.327 |  |  | 2 |  | RE-Appl-EffCW-med-ElecDHW-ElecCDryer-Tier3-FrontSDGMFm1996CZ07rWtd
RE-Appl-EffCW-med-ElecDHW-ElecCDryer-Tier3-Front | DEER2016 | D16v1 | 2015-05-14 08:08 | SDG | MFm | 1996 | CZ08 | rWtd | Each | 1 | 518 | None | 360 | 0.051 | 0.18 | 199 | 0.0281 | 0.339 | 360 | 0.051 | 0.18 | 199 | 0.0281 | 0.339 |  |  | 2 |  | RE-Appl-EffCW-med-ElecDHW-ElecCDryer-Tier3-FrontSDGMFm1996CZ08rWtd
RE-Appl-EffCW-med-ElecDHW-ElecCDryer-Tier3-Front | DEER2016 | D16v1 | 2015-05-14 08:08 | SDG | MFm | 1996 | CZ10 | rWtd | Each | 1 | 487 | None | 357 | 0.0509 | 0.525 | 198 | 0.0287 | 0.466 | 357 | 0.0509 | 0.525 | 198 | 0.0287 | 0.466 |  |  | 2 |  | RE-Appl-EffCW-med-ElecDHW-ElecCDryer-Tier3-FrontSDGMFm1996CZ10rWtd
RE-Appl-EffCW-med-ElecDHW-ElecCDryer-Tier3-Front | DEER2016 | D16v1 | 2015-05-14 08:08 | SDG | MFm | 1996 | CZ14 | rWtd | Each | 1 | 480 | None | 366 | 0.049 | 0.308 | 203 | 0.0281 | 0.23 | 366 | 0.049 | 0.308 | 203 | 0.0281 | 0.23 |  |  | 2 |  | RE-Appl-EffCW-med-ElecDHW-ElecCDryer-Tier3-FrontSDGMFm1996CZ14rWtd
RE-Appl-EffCW-med-ElecDHW-ElecCDryer-Tier3-Front | DEER2016 | D16v1 | 2015-05-14 08:08 | SDG | MFm | 1996 | CZ15 | rWtd | Each | 1 | 480 | None | 345 | 0.0488 | 0.0828 | 198 | 0.0292 | 0.063 | 345 | 0.0488 | 0.0828 | 198 | 0.0292 | 0.063 |  |  | 2 |  | RE-Appl-EffCW-med-ElecDHW-ElecCDryer-Tier3-FrontSDGMFm1996CZ15rWtd
RE-Appl-EffCW-med-ElecDHW-ElecCDryer-Tier3-Front | DEER2016 | D16v1 | 2015-05-14 08:08 | SDG | MFm | 2003 | CZ06 | rWtd | Each | 1 | 538 | None | 359 | 0.0487 | 0.608 | 198 | 0.0265 | 0.806 | 359 | 0.0487 | 0.608 | 198 | 0.0265 | 0.806 |  |  | 2 |  | RE-Appl-EffCW-med-ElecDHW-ElecCDryer-Tier3-FrontSDGMFm2003CZ06rWtd
RE-Appl-EffCW-med-ElecDHW-ElecCDryer-Tier3-Front | DEER2016 | D16v1 | 2015-05-14 08:08 | SDG | MFm | 2003 | CZ07 | rWtd | Each | 1 | 538 | None | 357 | 0.0514 | 0.394 | 197 | 0.0287 | 0.547 | 357 | 0.0514 | 0.394 | 197 | 0.0287 | 0.547 |  |  | 2 |  | RE-Appl-EffCW-med-ElecDHW-ElecCDryer-Tier3-FrontSDGMFm2003CZ07rWtd
RE-Appl-EffCW-med-ElecDHW-ElecCDryer-Tier3-Front | DEER2016 | D16v1 | 2015-05-14 08:08 | SDG | MFm | 2003 | CZ08 | rWtd | Each | 1 | 538 | None | 358 | 0.0495 | 0.456 | 196 | 0.0276 | 0.64 | 358 | 0.0495 | 0.456 | 196 | 0.0276 | 0.64 |  |  | 2 |  | RE-Appl-EffCW-med-ElecDHW-ElecCDryer-Tier3-FrontSDGMFm2003CZ08rWtd
RE-Appl-EffCW-med-ElecDHW-ElecCDryer-Tier3-Front | DEER2016 | D16v1 | 2015-05-14 08:08 | SDG | MFm | 2003 | CZ10 | rWtd | Each | 1 | 474 | None | 358 | 0.0506 | 0.0938 | 197 | 0.0278 | 0.323 | 358 | 0.0506 | 0.0938 | 197 | 0.0278 | 0.323 |  |  | 2 |  | RE-Appl-EffCW-med-ElecDHW-ElecCDryer-Tier3-FrontSDGMFm2003CZ10rWtd
RE-Appl-EffCW-med-ElecDHW-ElecCDryer-Tier3-Front | DEER2016 | D16v1 | 2015-05-14 08:08 | SDG | MFm | 2003 | CZ14 | rWtd | Each | 1 | 487 | None | 361 | 0.0484 | 0.592 | 199 | 0.0274 | 0.524 | 361 | 0.0484 | 0.592 | 199 | 0.0274 | 0.524 |  |  | 2 |  | RE-Appl-EffCW-med-ElecDHW-ElecCDryer-Tier3-FrontSDGMFm2003CZ14rWtd
RE-Appl-EffCW-med-ElecDHW-ElecCDryer-Tier3-Front | DEER2016 | D16v1 | 2015-05-14 08:08 | SDG | MFm | 2003 | CZ15 | rWtd | Each | 1 | 487 | None | 341 | 0.0472 | 0.216 | 194 | 0.0277 | 0.193 | 341 | 0.0472 | 0.216 | 194 | 0.0277 | 0.193 |  |  | 2 |  | RE-Appl-EffCW-med-ElecDHW-ElecCDryer-Tier3-FrontSDGMFm2003CZ15rWtd
RE-Appl-EffCW-med-ElecDHW-ElecCDryer-Tier3-Front | DEER2016 | D16v1 | 2015-05-14 08:08 | SDG | MFm | 2007 | CZ06 | rWtd | Each | 1 | 538 | None | 359 | 0.0499 | 0.601 | 198 | 0.0282 | 0.796 | 359 | 0.0499 | 0.601 | 198 | 0.0282 | 0.796 |  |  | 2 |  | RE-Appl-EffCW-med-ElecDHW-ElecCDryer-Tier3-FrontSDGMFm2007CZ06rWtd
RE-Appl-EffCW-med-ElecDHW-ElecCDryer-Tier3-Front | DEER2016 | D16v1 | 2015-05-14 08:08 | SDG | MFm | 2007 | CZ07 | rWtd | Each | 1 | 538 | None | 357 | 0.0496 | 0.324 | 196 | 0.0269 | 0.424 | 357 | 0.0496 | 0.324 | 196 | 0.0269 | 0.424 |  |  | 2 |  | RE-Appl-EffCW-med-ElecDHW-ElecCDryer-Tier3-FrontSDGMFm2007CZ07rWtd
RE-Appl-EffCW-med-ElecDHW-ElecCDryer-Tier3-Front | DEER2016 | D16v1 | 2015-05-14 08:08 | SDG | MFm | 2007 | CZ08 | rWtd | Each | 1 | 538 | None | 359 | 0.0497 | 0.535 | 197 | 0.0276 | 0.703 | 359 | 0.0497 | 0.535 | 197 | 0.0276 | 0.703 |  |  | 2 |  | RE-Appl-EffCW-med-ElecDHW-ElecCDryer-Tier3-FrontSDGMFm2007CZ08rWtd
RE-Appl-EffCW-med-ElecDHW-ElecCDryer-Tier3-Front | DEER2016 | D16v1 | 2015-05-14 08:08 | SDG | MFm | 2007 | CZ10 | rWtd | Each | 1 | 474 | None | 358 | 0.0498 | 0.169 | 197 | 0.0276 | 0.375 | 358 | 0.0498 | 0.169 | 197 | 0.0276 | 0.375 |  |  | 2 |  | RE-Appl-EffCW-med-ElecDHW-ElecCDryer-Tier3-FrontSDGMFm2007CZ10rWtd
RE-Appl-EffCW-med-ElecDHW-ElecCDryer-Tier3-Front | DEER2016 | D16v1 | 2015-05-14 08:08 | SDG | MFm | 2007 | CZ14 | rWtd | Each | 1 | 487 | None | 361 | 0.0485 | 0.589 | 199 | 0.0275 | 0.513 | 361 | 0.0485 | 0.589 | 199 | 0.0275 | 0.513 |  |  | 2 |  | RE-Appl-EffCW-med-ElecDHW-ElecCDryer-Tier3-FrontSDGMFm2007CZ14rWtd
RE-Appl-EffCW-med-ElecDHW-ElecCDryer-Tier3-Front | DEER2016 | D16v1 | 2015-05-14 08:08 | SDG | MFm | 2007 | CZ15 | rWtd | Each | 1 | 487 | None | 340 | 0.0469 | 0.187 | 193 | 0.0276 | 0.166 | 340 | 0.0469 | 0.187 | 193 | 0.0276 | 0.166 |  |  | 2 |  | RE-Appl-EffCW-med-ElecDHW-ElecCDryer-Tier3-FrontSDGMFm2007CZ15rWtd
RE-Appl-EffCW-med-ElecDHW-ElecCDryer-Tier3-Front | DEER2016 | D16v1 | 2015-05-14 08:08 | SDG | MFm | 2011 | CZ06 | rWtd | Each | 1 | 538 | None | 359 | 0.0494 | 0.516 | 198 | 0.0274 | 0.713 | 359 | 0.0494 | 0.516 | 198 | 0.0274 | 0.713 |  |  | 2 |  | RE-Appl-EffCW-med-ElecDHW-ElecCDryer-Tier3-FrontSDGMFm2011CZ06rWtd
RE-Appl-EffCW-med-ElecDHW-ElecCDryer-Tier3-Front | DEER2016 | D16v1 | 2015-05-14 08:08 | SDG | MFm | 2011 | CZ07 | rWtd | Each | 1 | 538 | None | 357 | 0.0504 | 0.211 | 196 | 0.0284 | 0.255 | 357 | 0.0504 | 0.211 | 196 | 0.0284 | 0.255 |  |  | 2 |  | RE-Appl-EffCW-med-ElecDHW-ElecCDryer-Tier3-FrontSDGMFm2011CZ07rWtd
RE-Appl-EffCW-med-ElecDHW-ElecCDryer-Tier3-Front | DEER2016 | D16v1 | 2015-05-14 08:08 | SDG | MFm | 2011 | CZ08 | rWtd | Each | 1 | 538 | None | 359 | 0.0495 | 0.465 | 197 | 0.0272 | 0.587 | 359 | 0.0495 | 0.465 | 197 | 0.0272 | 0.587 |  |  | 2 |  | RE-Appl-EffCW-med-ElecDHW-ElecCDryer-Tier3-FrontSDGMFm2011CZ08rWtd
RE-Appl-EffCW-med-ElecDHW-ElecCDryer-Tier3-Front | DEER2016 | D16v1 | 2015-05-14 08:08 | SDG | MFm | 2011 | CZ10 | rWtd | Each | 1 | 474 | None | 358 | 0.0501 | 0.163 | 197 | 0.0279 | 0.328 | 358 | 0.0501 | 0.163 | 197 | 0.0279 | 0.328 |  |  | 2 |  | RE-Appl-EffCW-med-ElecDHW-ElecCDryer-Tier3-FrontSDGMFm2011CZ10rWtd
RE-Appl-EffCW-med-ElecDHW-ElecCDryer-Tier3-Front | DEER2016 | D16v1 | 2015-05-14 08:08 | SDG | MFm | 2011 | CZ14 | rWtd | Each | 1 | 487 | None | 362 | 0.0487 | 0.585 | 200 | 0.0275 | 0.507 | 362 | 0.0487 | 0.585 | 200 | 0.0275 | 0.507 |  |  | 2 |  | RE-Appl-EffCW-med-ElecDHW-ElecCDryer-Tier3-FrontSDGMFm2011CZ14rWtd
RE-Appl-EffCW-med-ElecDHW-ElecCDryer-Tier3-Front | DEER2016 | D16v1 | 2015-05-14 08:08 | SDG | MFm | 2011 | CZ15 | rWtd | Each | 1 | 487 | None | 340 | 0.047 | 0.143 | 193 | 0.0277 | 0.127 | 340 | 0.047 | 0.143 | 193 | 0.0277 | 0.127 |  |  | 2 |  | RE-Appl-EffCW-med-ElecDHW-ElecCDryer-Tier3-FrontSDGMFm2011CZ15rWtd
RE-Appl-EffCW-med-ElecDHW-ElecCDryer-Tier3-Front | DEER2016 | D16v1 | 2015-05-14 08:08 | SDG | MFm | 2014 | CZ06 | rWtd | Each | 1 | 538 | None | 359 | 0.0507 | 0.453 | 197 | 0.0274 | 0.617 | 359 | 0.0507 | 0.453 | 197 | 0.0274 | 0.617 |  |  | 2 |  | RE-Appl-EffCW-med-ElecDHW-ElecCDryer-Tier3-FrontSDGMFm2014CZ06rWtd
RE-Appl-EffCW-med-ElecDHW-ElecCDryer-Tier3-Front | DEER2016 | D16v1 | 2015-05-14 08:08 | SDG | MFm | 2014 | CZ07 | rWtd | Each | 1 | 538 | None | 356 | 0.0507 | 0.156 | 196 | 0.0285 | 0.18 | 356 | 0.0507 | 0.156 | 196 | 0.0285 | 0.18 |  |  | 2 |  | RE-Appl-EffCW-med-ElecDHW-ElecCDryer-Tier3-FrontSDGMFm2014CZ07rWtd
RE-Appl-EffCW-med-ElecDHW-ElecCDryer-Tier3-Front | DEER2016 | D16v1 | 2015-05-14 08:08 | SDG | MFm | 2014 | CZ08 | rWtd | Each | 1 | 538 | None | 359 | 0.05 | 0.394 | 197 | 0.0274 | 0.483 | 359 | 0.05 | 0.394 | 197 | 0.0274 | 0.483 |  |  | 2 |  | RE-Appl-EffCW-med-ElecDHW-ElecCDryer-Tier3-FrontSDGMFm2014CZ08rWtd
RE-Appl-EffCW-med-ElecDHW-ElecCDryer-Tier3-Front | DEER2016 | D16v1 | 2015-05-14 08:08 | SDG | MFm | 2014 | CZ10 | rWtd | Each | 1 | 474 | None | 358 | 0.0503 | 0.126 | 197 | 0.0281 | 0.265 | 358 | 0.0503 | 0.126 | 197 | 0.0281 | 0.265 |  |  | 2 |  | RE-Appl-EffCW-med-ElecDHW-ElecCDryer-Tier3-FrontSDGMFm2014CZ10rWtd
RE-Appl-EffCW-med-ElecDHW-ElecCDryer-Tier3-Front | DEER2016 | D16v1 | 2015-05-14 08:08 | SDG | MFm | 2014 | CZ14 | rWtd | Each | 1 | 487 | None | 361 | 0.0488 | 0.532 | 199 | 0.0277 | 0.464 | 361 | 0.0488 | 0.532 | 199 | 0.0277 | 0.464 |  |  | 2 |  | RE-Appl-EffCW-med-ElecDHW-ElecCDryer-Tier3-FrontSDGMFm2014CZ14rWtd
RE-Appl-EffCW-med-ElecDHW-ElecCDryer-Tier3-Front | DEER2016 | D16v1 | 2015-05-14 08:08 | SDG | MFm | 2014 | CZ15 | rWtd | Each | 1 | 487 | None | 340 | 0.0471 | 0.127 | 193 | 0.0277 | 0.11 | 340 | 0.0471 | 0.127 | 193 | 0.0277 | 0.11 |  |  | 2 |  | RE-Appl-EffCW-med-ElecDHW-ElecCDryer-Tier3-FrontSDGMFm2014CZ15rWtd
RE-Appl-EffCW-med-ElecDHW-ElecCDryer-Tier3-Front | DEER2016 | D16v1 | 2015-05-14 08:08 | SDG | MFm | Ex | CZ06 | rWtd | Each | 1 | 527 | None | 360 | 0.0507 | 0.427 | 199 | 0.0284 | 0.438 | 360 | 0.0507 | 0.427 | 199 | 0.0284 | 0.438 |  |  | 2 |  | RE-Appl-EffCW-med-ElecDHW-ElecCDryer-Tier3-FrontSDGMFmExCZ06rWtd
RE-Appl-EffCW-med-ElecDHW-ElecCDryer-Tier3-Front | DEER2016 | D16v1 | 2015-05-14 08:08 | SDG | MFm | Ex | CZ07 | rWtd | Each | 1 | 516 | None | 357 | 0.0499 | 0.291 | 197 | 0.0289 | 0.322 | 357 | 0.0499 | 0.291 | 197 | 0.0289 | 0.322 |  |  | 2 |  | RE-Appl-EffCW-med-ElecDHW-ElecCDryer-Tier3-FrontSDGMFmExCZ07rWtd
RE-Appl-EffCW-med-ElecDHW-ElecCDryer-Tier3-Front | DEER2016 | D16v1 | 2015-05-14 08:08 | SDG | MFm | Ex | CZ08 | rWtd | Each | 1 | 539 | None | 359 | 0.0506 | 0.378 | 198 | 0.028 | 0.435 | 359 | 0.0506 | 0.378 | 198 | 0.028 | 0.435 |  |  | 2 |  | RE-Appl-EffCW-med-ElecDHW-ElecCDryer-Tier3-FrontSDGMFmExCZ08rWtd
RE-Appl-EffCW-med-ElecDHW-ElecCDryer-Tier3-Front | DEER2016 | D16v1 | 2015-05-14 08:08 | SDG | MFm | Ex | CZ10 | rWtd | Each | 1 | 580 | None | 358 | 0.0506 | 0.612 | 198 | 0.0282 | 0.626 | 358 | 0.0506 | 0.612 | 198 | 0.0282 | 0.626 |  |  | 2 |  | RE-Appl-EffCW-med-ElecDHW-ElecCDryer-Tier3-FrontSDGMFmExCZ10rWtd
RE-Appl-EffCW-med-ElecDHW-ElecCDryer-Tier3-Front | DEER2016 | D16v1 | 2015-05-14 08:08 | SDG | MFm | Ex | CZ14 | rWtd | Each | 1 | 634 | None | 367 | 0.051 | -0.14 | 202 | 0.029 | 0.155 | 367 | 0.051 | -0.14 | 202 | 0.029 | 0.155 |  |  | 2 |  | RE-Appl-EffCW-med-ElecDHW-ElecCDryer-Tier3-FrontSDGMFmExCZ14rWtd
RE-Appl-EffCW-med-ElecDHW-ElecCDryer-Tier3-Front | DEER2016 | D16v1 | 2015-05-14 08:08 | SDG | MFm | Ex | CZ15 | rWtd | Each | 1 | 634 | None | 349 | 0.0492 | 0.17 | 198 | 0.0285 | 0.246 | 349 | 0.0492 | 0.17 | 198 | 0.0285 | 0.246 |  |  | 2 |  | RE-Appl-EffCW-med-ElecDHW-ElecCDryer-Tier3-FrontSDGMFmExCZ15rWtd
RE-Appl-EffCW-med-ElecDHW-ElecCDryer-Tier3-Front | DEER2016 | D16v1 | 2015-05-14 08:08 | SDG | MFm | Ex | IOU | rWtd | Each | 1 | 530 | None | 358 | 0.0501 | 0.368 | 198 | 0.0287 | 0.395 | 358 | 0.0501 | 0.368 | 198 | 0.0287 | 0.395 |  |  | 2 |  | RE-Appl-EffCW-med-ElecDHW-ElecCDryer-Tier3-FrontSDGMFmExIOUrWtd
RE-Appl-EffCW-med-ElecDHW-ElecCDryer-Tier3-Front | DEER2016 | D16v1 | 2015-05-14 08:08 | SDG | SFm | 1975 | CZ06 | rWtd | Each | 1 | 764 | None | 448 | 0.0632 | 0.943 | 248 | 0.0353 | 1.12 | 448 | 0.0632 | 0.943 | 248 | 0.0353 | 1.12 |  |  | 2 |  | RE-Appl-EffCW-med-ElecDHW-ElecCDryer-Tier3-FrontSDGSFm1975CZ06rWtd
RE-Appl-EffCW-med-ElecDHW-ElecCDryer-Tier3-Front | DEER2016 | D16v1 | 2015-05-14 08:08 | SDG | SFm | 1975 | CZ07 | rWtd | Each | 1 | 764 | None | 444 | 0.06 | 0.655 | 246 | 0.0326 | 0.934 | 444 | 0.06 | 0.655 | 246 | 0.0326 | 0.934 |  |  | 2 |  | RE-Appl-EffCW-med-ElecDHW-ElecCDryer-Tier3-FrontSDGSFm1975CZ07rWtd
RE-Appl-EffCW-med-ElecDHW-ElecCDryer-Tier3-Front | DEER2016 | D16v1 | 2015-05-14 08:08 | SDG | SFm | 1975 | CZ08 | rWtd | Each | 1 | 764 | None | 447 | 0.0641 | 0.292 | 249 | 0.0357 | 0.631 | 447 | 0.0641 | 0.292 | 249 | 0.0357 | 0.631 |  |  | 2 |  | RE-Appl-EffCW-med-ElecDHW-ElecCDryer-Tier3-FrontSDGSFm1975CZ08rWtd
RE-Appl-EffCW-med-ElecDHW-ElecCDryer-Tier3-Front | DEER2016 | D16v1 | 2015-05-14 08:08 | SDG | SFm | 1975 | CZ10 | rWtd | Each | 1 | 818 | None | 443 | 0.0647 | 0.311 | 245 | 0.0361 | 0.725 | 443 | 0.0647 | 0.311 | 245 | 0.0361 | 0.725 |  |  | 2 |  | RE-Appl-EffCW-med-ElecDHW-ElecCDryer-Tier3-FrontSDGSFm1975CZ10rWtd
RE-Appl-EffCW-med-ElecDHW-ElecCDryer-Tier3-Front | DEER2016 | D16v1 | 2015-05-14 08:08 | SDG | SFm | 1975 | CZ14 | rWtd | Each | 1 | 778 | None | 452 | 0.0637 | 0.492 | 246 | 0.0351 | 0.978 | 452 | 0.0637 | 0.492 | 246 | 0.0351 | 0.978 |  |  | 2 |  | RE-Appl-EffCW-med-ElecDHW-ElecCDryer-Tier3-FrontSDGSFm1975CZ14rWtd
RE-Appl-EffCW-med-ElecDHW-ElecCDryer-Tier3-Front | DEER2016 | D16v1 | 2015-05-14 08:08 | SDG | SFm | 1975 | CZ15 | rWtd | Each | 1 | 778 | None | 431 | 0.0625 | 0.463 | 242 | 0.0362 | 0.723 | 431 | 0.0625 | 0.463 | 242 | 0.0362 | 0.723 |  |  | 2 |  | RE-Appl-EffCW-med-ElecDHW-ElecCDryer-Tier3-FrontSDGSFm1975CZ15rWtd
RE-Appl-EffCW-med-ElecDHW-ElecCDryer-Tier3-Front | DEER2016 | D16v1 | 2015-05-14 08:08 | SDG | SFm | 1985 | CZ06 | rWtd | Each | 1 | 1030 | None | 448 | 0.0742 | 0.604 | 248 | 0.0452 | 0.922 | 448 | 0.0742 | 0.604 | 248 | 0.0452 | 0.922 |  |  | 2 |  | RE-Appl-EffCW-med-ElecDHW-ElecCDryer-Tier3-FrontSDGSFm1985CZ06rWtd
RE-Appl-EffCW-med-ElecDHW-ElecCDryer-Tier3-Front | DEER2016 | D16v1 | 2015-05-14 08:08 | SDG | SFm | 1985 | CZ07 | rWtd | Each | 1 | 1030 | None | 446 | 0.0689 | 0.603 | 247 | 0.0402 | 0.924 | 446 | 0.0689 | 0.603 | 247 | 0.0402 | 0.924 |  |  | 2 |  | RE-Appl-EffCW-med-ElecDHW-ElecCDryer-Tier3-FrontSDGSFm1985CZ07rWtd
RE-Appl-EffCW-med-ElecDHW-ElecCDryer-Tier3-Front | DEER2016 | D16v1 | 2015-05-14 08:08 | SDG | SFm | 1985 | CZ08 | rWtd | Each | 1 | 1030 | None | 449 | 0.0641 | 0.699 | 249 | 0.0359 | 0.996 | 449 | 0.0641 | 0.699 | 249 | 0.0359 | 0.996 |  |  | 2 |  | RE-Appl-EffCW-med-ElecDHW-ElecCDryer-Tier3-FrontSDGSFm1985CZ08rWtd
RE-Appl-EffCW-med-ElecDHW-ElecCDryer-Tier3-Front | DEER2016 | D16v1 | 2015-05-14 08:08 | SDG | SFm | 1985 | CZ10 | rWtd | Each | 1 | 906 | None | 445 | 0.0649 | 0.395 | 246 | 0.0368 | 0.678 | 445 | 0.0649 | 0.395 | 246 | 0.0368 | 0.678 |  |  | 2 |  | RE-Appl-EffCW-med-ElecDHW-ElecCDryer-Tier3-FrontSDGSFm1985CZ10rWtd
RE-Appl-EffCW-med-ElecDHW-ElecCDryer-Tier3-Front | DEER2016 | D16v1 | 2015-05-14 08:08 | SDG | SFm | 1985 | CZ14 | rWtd | Each | 1 | 870 | None | 452 | 0.0647 | -0.496 | 248 | 0.0365 | 0.261 | 452 | 0.0647 | -0.496 | 248 | 0.0365 | 0.261 |  |  | 2 |  | RE-Appl-EffCW-med-ElecDHW-ElecCDryer-Tier3-FrontSDGSFm1985CZ14rWtd
RE-Appl-EffCW-med-ElecDHW-ElecCDryer-Tier3-Front | DEER2016 | D16v1 | 2015-05-14 08:08 | SDG | SFm | 1985 | CZ15 | rWtd | Each | 1 | 870 | None | 434 | 0.0643 | -0.147 | 245 | 0.0371 | 0.286 | 434 | 0.0643 | -0.147 | 245 | 0.0371 | 0.286 |  |  | 2 |  | RE-Appl-EffCW-med-ElecDHW-ElecCDryer-Tier3-FrontSDGSFm1985CZ15rWtd
RE-Appl-EffCW-med-ElecDHW-ElecCDryer-Tier3-Front | DEER2016 | D16v1 | 2015-05-14 08:08 | SDG | SFm | 1996 | CZ06 | rWtd | Each | 1 | 1150 | None | 447 | 0.0874 | 0.498 | 249 | 0.0319 | 1.02 | 447 | 0.0874 | 0.498 | 249 | 0.0319 | 1.02 |  |  | 2 |  | RE-Appl-EffCW-med-ElecDHW-ElecCDryer-Tier3-FrontSDGSFm1996CZ06rWtd
RE-Appl-EffCW-med-ElecDHW-ElecCDryer-Tier3-Front | DEER2016 | D16v1 | 2015-05-14 08:08 | SDG | SFm | 1996 | CZ07 | rWtd | Each | 1 | 1150 | None | 446 | 0.0928 | 0.38 | 245 | 0.0523 | 0.911 | 446 | 0.0928 | 0.38 | 245 | 0.0523 | 0.911 |  |  | 2 |  | RE-Appl-EffCW-med-ElecDHW-ElecCDryer-Tier3-FrontSDGSFm1996CZ07rWtd
RE-Appl-EffCW-med-ElecDHW-ElecCDryer-Tier3-Front | DEER2016 | D16v1 | 2015-05-14 08:08 | SDG | SFm | 1996 | CZ08 | rWtd | Each | 1 | 1150 | None | 449 | 0.0652 | 0.285 | 249 | 0.0363 | 0.764 | 449 | 0.0652 | 0.285 | 249 | 0.0363 | 0.764 |  |  | 2 |  | RE-Appl-EffCW-med-ElecDHW-ElecCDryer-Tier3-FrontSDGSFm1996CZ08rWtd
RE-Appl-EffCW-med-ElecDHW-ElecCDryer-Tier3-Front | DEER2016 | D16v1 | 2015-05-14 08:08 | SDG | SFm | 1996 | CZ10 | rWtd | Each | 1 | 1090 | None | 445 | 0.0615 | 0.652 | 245 | 0.0339 | 0.62 | 445 | 0.0615 | 0.652 | 245 | 0.0339 | 0.62 |  |  | 2 |  | RE-Appl-EffCW-med-ElecDHW-ElecCDryer-Tier3-FrontSDGSFm1996CZ10rWtd
RE-Appl-EffCW-med-ElecDHW-ElecCDryer-Tier3-Front | DEER2016 | D16v1 | 2015-05-14 08:08 | SDG | SFm | 1996 | CZ14 | rWtd | Each | 1 | 879 | None | 452 | 0.0636 | 0.2 | 250 | 0.039 | 0.621 | 452 | 0.0636 | 0.2 | 250 | 0.039 | 0.621 |  |  | 2 |  | RE-Appl-EffCW-med-ElecDHW-ElecCDryer-Tier3-FrontSDGSFm1996CZ14rWtd
RE-Appl-EffCW-med-ElecDHW-ElecCDryer-Tier3-Front | DEER2016 | D16v1 | 2015-05-14 08:08 | SDG | SFm | 1996 | CZ15 | rWtd | Each | 1 | 879 | None | 431 | 0.0609 | 0.278 | 243 | 0.0355 | 0.514 | 431 | 0.0609 | 0.278 | 243 | 0.0355 | 0.514 |  |  | 2 |  | RE-Appl-EffCW-med-ElecDHW-ElecCDryer-Tier3-FrontSDGSFm1996CZ15rWtd
RE-Appl-EffCW-med-ElecDHW-ElecCDryer-Tier3-Front | DEER2016 | D16v1 | 2015-05-14 08:08 | SDG | SFm | 2003 | CZ06 | rWtd | Each | 1 | 1200 | None | 449 | 0.0537 | 1.29 | 248 | 0.0342 | 1.09 | 449 | 0.0537 | 1.29 | 248 | 0.0342 | 1.09 |  |  | 2 |  | RE-Appl-EffCW-med-ElecDHW-ElecCDryer-Tier3-FrontSDGSFm2003CZ06rWtd
RE-Appl-EffCW-med-ElecDHW-ElecCDryer-Tier3-Front | DEER2016 | D16v1 | 2015-05-14 08:08 | SDG | SFm | 2003 | CZ07 | rWtd | Each | 1 | 1200 | None | 447 | 0.0622 | 1.44 | 247 | 0.0343 | 1.15 | 447 | 0.0622 | 1.44 | 247 | 0.0343 | 1.15 |  |  | 2 |  | RE-Appl-EffCW-med-ElecDHW-ElecCDryer-Tier3-FrontSDGSFm2003CZ07rWtd
RE-Appl-EffCW-med-ElecDHW-ElecCDryer-Tier3-Front | DEER2016 | D16v1 | 2015-05-14 08:08 | SDG | SFm | 2003 | CZ08 | rWtd | Each | 1 | 1200 | None | 451 | 0.0622 | 0.783 | 254 | 0.0329 | 0.701 | 451 | 0.0622 | 0.783 | 254 | 0.0329 | 0.701 |  |  | 2 |  | RE-Appl-EffCW-med-ElecDHW-ElecCDryer-Tier3-FrontSDGSFm2003CZ08rWtd
RE-Appl-EffCW-med-ElecDHW-ElecCDryer-Tier3-Front | DEER2016 | D16v1 | 2015-05-14 08:08 | SDG | SFm | 2003 | CZ10 | rWtd | Each | 1 | 974 | None | 449 | 0.0603 | 0.407 | 247 | 0.0336 | 0.995 | 449 | 0.0603 | 0.407 | 247 | 0.0336 | 0.995 |  |  | 2 |  | RE-Appl-EffCW-med-ElecDHW-ElecCDryer-Tier3-FrontSDGSFm2003CZ10rWtd
RE-Appl-EffCW-med-ElecDHW-ElecCDryer-Tier3-Front | DEER2016 | D16v1 | 2015-05-14 08:08 | SDG | SFm | 2003 | CZ14 | rWtd | Each | 1 | 1080 | None | 449 | 0.059 | 0.321 | 247 | 0.0333 | 0.825 | 449 | 0.059 | 0.321 | 247 | 0.0333 | 0.825 |  |  | 2 |  | RE-Appl-EffCW-med-ElecDHW-ElecCDryer-Tier3-FrontSDGSFm2003CZ14rWtd
RE-Appl-EffCW-med-ElecDHW-ElecCDryer-Tier3-Front | DEER2016 | D16v1 | 2015-05-14 08:08 | SDG | SFm | 2003 | CZ15 | rWtd | Each | 1 | 1080 | None | 428 | 0.0623 | 0.396 | 240 | 0.0359 | 0.636 | 428 | 0.0623 | 0.396 | 240 | 0.0359 | 0.636 |  |  | 2 |  | RE-Appl-EffCW-med-ElecDHW-ElecCDryer-Tier3-FrontSDGSFm2003CZ15rWtd
RE-Appl-EffCW-med-ElecDHW-ElecCDryer-Tier3-Front | DEER2016 | D16v1 | 2015-05-14 08:08 | SDG | SFm | 2007 | CZ06 | rWtd | Each | 1 | 1200 | None | 451 | 0.0575 | 1.45 | 249 | 0.0267 | 1.17 | 451 | 0.0575 | 1.45 | 249 | 0.0267 | 1.17 |  |  | 2 |  | RE-Appl-EffCW-med-ElecDHW-ElecCDryer-Tier3-FrontSDGSFm2007CZ06rWtd
RE-Appl-EffCW-med-ElecDHW-ElecCDryer-Tier3-Front | DEER2016 | D16v1 | 2015-05-14 08:08 | SDG | SFm | 2007 | CZ07 | rWtd | Each | 1 | 1200 | None | 445 | 0.0581 | 1.04 | 246 | 0.0329 | 0.913 | 445 | 0.0581 | 1.04 | 246 | 0.0329 | 0.913 |  |  | 2 |  | RE-Appl-EffCW-med-ElecDHW-ElecCDryer-Tier3-FrontSDGSFm2007CZ07rWtd
RE-Appl-EffCW-med-ElecDHW-ElecCDryer-Tier3-Front | DEER2016 | D16v1 | 2015-05-14 08:08 | SDG | SFm | 2007 | CZ08 | rWtd | Each | 1 | 1200 | None | 445 | 0.0628 | 1.13 | 246 | 0.0355 | 0.943 | 445 | 0.0628 | 1.13 | 246 | 0.0355 | 0.943 |  |  | 2 |  | RE-Appl-EffCW-med-ElecDHW-ElecCDryer-Tier3-FrontSDGSFm2007CZ08rWtd
RE-Appl-EffCW-med-ElecDHW-ElecCDryer-Tier3-Front | DEER2016 | D16v1 | 2015-05-14 08:08 | SDG | SFm | 2007 | CZ10 | rWtd | Each | 1 | 974 | None | 448 | 0.0603 | 0.479 | 248 | 0.0335 | 1.06 | 448 | 0.0603 | 0.479 | 248 | 0.0335 | 1.06 |  |  | 2 |  | RE-Appl-EffCW-med-ElecDHW-ElecCDryer-Tier3-FrontSDGSFm2007CZ10rWtd
RE-Appl-EffCW-med-ElecDHW-ElecCDryer-Tier3-Front | DEER2016 | D16v1 | 2015-05-14 08:08 | SDG | SFm | 2007 | CZ14 | rWtd | Each | 1 | 1080 | None | 445 | 0.0603 | -0.0287 | 245 | 0.0342 | 0.581 | 445 | 0.0603 | -0.0287 | 245 | 0.0342 | 0.581 |  |  | 2 |  | RE-Appl-EffCW-med-ElecDHW-ElecCDryer-Tier3-FrontSDGSFm2007CZ14rWtd
RE-Appl-EffCW-med-ElecDHW-ElecCDryer-Tier3-Front | DEER2016 | D16v1 | 2015-05-14 08:08 | SDG | SFm | 2007 | CZ15 | rWtd | Each | 1 | 1080 | None | 428 | 0.0598 | 0.488 | 241 | 0.0334 | 0.696 | 428 | 0.0598 | 0.488 | 241 | 0.0334 | 0.696 |  |  | 2 |  | RE-Appl-EffCW-med-ElecDHW-ElecCDryer-Tier3-FrontSDGSFm2007CZ15rWtd
RE-Appl-EffCW-med-ElecDHW-ElecCDryer-Tier3-Front | DEER2016 | D16v1 | 2015-05-14 08:08 | SDG | SFm | 2011 | CZ06 | rWtd | Each | 1 | 1200 | None | 446 | 0.0729 | 1.18 | 246 | 0.0361 | 1.01 | 446 | 0.0729 | 1.18 | 246 | 0.0361 | 1.01 |  |  | 2 |  | RE-Appl-EffCW-med-ElecDHW-ElecCDryer-Tier3-FrontSDGSFm2011CZ06rWtd
RE-Appl-EffCW-med-ElecDHW-ElecCDryer-Tier3-Front | DEER2016 | D16v1 | 2015-05-14 08:08 | SDG | SFm | 2011 | CZ07 | rWtd | Each | 1 | 1200 | None | 445 | 0.0514 | 0.906 | 246 | 0.034 | 0.792 | 445 | 0.0514 | 0.906 | 246 | 0.034 | 0.792 |  |  | 2 |  | RE-Appl-EffCW-med-ElecDHW-ElecCDryer-Tier3-FrontSDGSFm2011CZ07rWtd
RE-Appl-EffCW-med-ElecDHW-ElecCDryer-Tier3-Front | DEER2016 | D16v1 | 2015-05-14 08:08 | SDG | SFm | 2011 | CZ08 | rWtd | Each | 1 | 1200 | None | 448 | 0.0606 | 1.03 | 248 | 0.0341 | 0.884 | 448 | 0.0606 | 1.03 | 248 | 0.0341 | 0.884 |  |  | 2 |  | RE-Appl-EffCW-med-ElecDHW-ElecCDryer-Tier3-FrontSDGSFm2011CZ08rWtd
RE-Appl-EffCW-med-ElecDHW-ElecCDryer-Tier3-Front | DEER2016 | D16v1 | 2015-05-14 08:08 | SDG | SFm | 2011 | CZ10 | rWtd | Each | 1 | 974 | None | 447 | 0.0613 | 0.48 | 248 | 0.0351 | 1.02 | 447 | 0.0613 | 0.48 | 248 | 0.0351 | 1.02 |  |  | 2 |  | RE-Appl-EffCW-med-ElecDHW-ElecCDryer-Tier3-FrontSDGSFm2011CZ10rWtd
RE-Appl-EffCW-med-ElecDHW-ElecCDryer-Tier3-Front | DEER2016 | D16v1 | 2015-05-14 08:08 | SDG | SFm | 2011 | CZ14 | rWtd | Each | 1 | 1080 | None | 449 | 0.0615 | 0.00745 | 247 | 0.0349 | 0.559 | 449 | 0.0615 | 0.00745 | 247 | 0.0349 | 0.559 |  |  | 2 |  | RE-Appl-EffCW-med-ElecDHW-ElecCDryer-Tier3-FrontSDGSFm2011CZ14rWtd
RE-Appl-EffCW-med-ElecDHW-ElecCDryer-Tier3-Front | DEER2016 | D16v1 | 2015-05-14 08:08 | SDG | SFm | 2011 | CZ15 | rWtd | Each | 1 | 1080 | None | 428 | 0.0613 | 0.39 | 241 | 0.0352 | 0.583 | 428 | 0.0613 | 0.39 | 241 | 0.0352 | 0.583 |  |  | 2 |  | RE-Appl-EffCW-med-ElecDHW-ElecCDryer-Tier3-FrontSDGSFm2011CZ15rWtd
RE-Appl-EffCW-med-ElecDHW-ElecCDryer-Tier3-Front | DEER2016 | D16v1 | 2015-05-14 08:08 | SDG | SFm | 2014 | CZ06 | rWtd | Each | 1 | 1200 | None | 444 | 0.0526 | 1.02 | 244 | 0.0347 | 0.874 | 444 | 0.0526 | 1.02 | 244 | 0.0347 | 0.874 |  |  | 2 |  | RE-Appl-EffCW-med-ElecDHW-ElecCDryer-Tier3-FrontSDGSFm2014CZ06rWtd
RE-Appl-EffCW-med-ElecDHW-ElecCDryer-Tier3-Front | DEER2016 | D16v1 | 2015-05-14 08:08 | SDG | SFm | 2014 | CZ07 | rWtd | Each | 1 | 1200 | None | 445 | 0.0503 | 0.719 | 246 | 0.0457 | 0.631 | 445 | 0.0503 | 0.719 | 246 | 0.0457 | 0.631 |  |  | 2 |  | RE-Appl-EffCW-med-ElecDHW-ElecCDryer-Tier3-FrontSDGSFm2014CZ07rWtd
RE-Appl-EffCW-med-ElecDHW-ElecCDryer-Tier3-Front | DEER2016 | D16v1 | 2015-05-14 08:08 | SDG | SFm | 2014 | CZ08 | rWtd | Each | 1 | 1200 | None | 445 | 0.0621 | 0.89 | 241 | 0.0353 | 0.755 | 445 | 0.0621 | 0.89 | 241 | 0.0353 | 0.755 |  |  | 2 |  | RE-Appl-EffCW-med-ElecDHW-ElecCDryer-Tier3-FrontSDGSFm2014CZ08rWtd
RE-Appl-EffCW-med-ElecDHW-ElecCDryer-Tier3-Front | DEER2016 | D16v1 | 2015-05-14 08:08 | SDG | SFm | 2014 | CZ10 | rWtd | Each | 1 | 974 | None | 448 | 0.0628 | 0.356 | 248 | 0.0353 | 0.9 | 448 | 0.0628 | 0.356 | 248 | 0.0353 | 0.9 |  |  | 2 |  | RE-Appl-EffCW-med-ElecDHW-ElecCDryer-Tier3-FrontSDGSFm2014CZ10rWtd
RE-Appl-EffCW-med-ElecDHW-ElecCDryer-Tier3-Front | DEER2016 | D16v1 | 2015-05-14 08:08 | SDG | SFm | 2014 | CZ14 | rWtd | Each | 1 | 1080 | None | 447 | 0.0618 | -0.0298 | 245 | 0.0354 | 0.553 | 447 | 0.0618 | -0.0298 | 245 | 0.0354 | 0.553 |  |  | 2 |  | RE-Appl-EffCW-med-ElecDHW-ElecCDryer-Tier3-FrontSDGSFm2014CZ14rWtd
RE-Appl-EffCW-med-ElecDHW-ElecCDryer-Tier3-Front | DEER2016 | D16v1 | 2015-05-14 08:08 | SDG | SFm | 2014 | CZ15 | rWtd | Each | 1 | 1080 | None | 428 | 0.0612 | 0.398 | 241 | 0.0356 | 0.59 | 428 | 0.0612 | 0.398 | 241 | 0.0356 | 0.59 |  |  | 2 |  | RE-Appl-EffCW-med-ElecDHW-ElecCDryer-Tier3-FrontSDGSFm2014CZ15rWtd
RE-Appl-EffCW-med-ElecDHW-ElecCDryer-Tier3-Front | DEER2016 | D16v1 | 2015-05-14 08:08 | SDG | SFm | Ex | CZ06 | rWtd | Each | 1 | 1090 | None | 448 | 0.0713 | 0.831 | 248 | 0.0369 | 1.01 | 448 | 0.0713 | 0.831 | 248 | 0.0369 | 1.01 |  |  | 2 |  | RE-Appl-EffCW-med-ElecDHW-ElecCDryer-Tier3-FrontSDGSFmExCZ06rWtd
RE-Appl-EffCW-med-ElecDHW-ElecCDryer-Tier3-Front | DEER2016 | D16v1 | 2015-05-14 08:08 | SDG | SFm | Ex | CZ07 | rWtd | Each | 1 | 932 | None | 445 | 0.0657 | 0.676 | 246 | 0.0371 | 0.932 | 445 | 0.0657 | 0.676 | 246 | 0.0371 | 0.932 |  |  | 2 |  | RE-Appl-EffCW-med-ElecDHW-ElecCDryer-Tier3-FrontSDGSFmExCZ07rWtd
RE-Appl-EffCW-med-ElecDHW-ElecCDryer-Tier3-Front | DEER2016 | D16v1 | 2015-05-14 08:08 | SDG | SFm | Ex | CZ08 | rWtd | Each | 1 | 1030 | None | 448 | 0.0642 | 0.465 | 249 | 0.0357 | 0.778 | 448 | 0.0642 | 0.465 | 249 | 0.0357 | 0.778 |  |  | 2 |  | RE-Appl-EffCW-med-ElecDHW-ElecCDryer-Tier3-FrontSDGSFmExCZ08rWtd
RE-Appl-EffCW-med-ElecDHW-ElecCDryer-Tier3-Front | DEER2016 | D16v1 | 2015-05-14 08:08 | SDG | SFm | Ex | CZ10 | rWtd | Each | 1 | 903 | None | 445 | 0.0637 | 0.396 | 245 | 0.0356 | 0.751 | 445 | 0.0637 | 0.396 | 245 | 0.0356 | 0.751 |  |  | 2 |  | RE-Appl-EffCW-med-ElecDHW-ElecCDryer-Tier3-FrontSDGSFmExCZ10rWtd
RE-Appl-EffCW-med-ElecDHW-ElecCDryer-Tier3-Front | DEER2016 | D16v1 | 2015-05-14 08:08 | SDG | SFm | Ex | CZ14 | rWtd | Each | 1 | 841 | None | 451 | 0.0636 | 0.166 | 247 | 0.0356 | 0.729 | 451 | 0.0636 | 0.166 | 247 | 0.0356 | 0.729 |  |  | 2 |  | RE-Appl-EffCW-med-ElecDHW-ElecCDryer-Tier3-FrontSDGSFmExCZ14rWtd
RE-Appl-EffCW-med-ElecDHW-ElecCDryer-Tier3-Front | DEER2016 | D16v1 | 2015-05-14 08:08 | SDG | SFm | Ex | CZ15 | rWtd | Each | 1 | 798 | None | 431 | 0.0629 | 0.329 | 243 | 0.0364 | 0.627 | 431 | 0.0629 | 0.329 | 243 | 0.0364 | 0.627 |  |  | 2 |  | RE-Appl-EffCW-med-ElecDHW-ElecCDryer-Tier3-FrontSDGSFmExCZ15rWtd
RE-Appl-EffCW-med-ElecDHW-ElecCDryer-Tier3-Front | DEER2016 | D16v1 | 2015-05-14 08:08 | SDG | SFm | Ex | IOU | rWtd | Each | 1 | 939 | None | 445 | 0.0656 | 0.604 | 246 | 0.0366 | 0.884 | 445 | 0.0656 | 0.604 | 246 | 0.0366 | 0.884 |  |  | 2 |  | RE-Appl-EffCW-med-ElecDHW-ElecCDryer-Tier3-FrontSDGSFmExIOUrWtd
RB-Appl-EffCW-med-ElecDHW-GasCDryer-Tier1-Front | DEER2016 | D16v1 | 2015-05-14 08:05 | PGE | DMo | Ex | IOU | rWtd | Each | 1 | 608 | None | 112 | 0.0164 | 6.9 | 9.34 | 0.00205 | 4.97 | 112 | 0.0164 | 6.9 | 9.34 | 0.00205 | 4.97 |  |  | 2 |  | RB-Appl-EffCW-med-ElecDHW-GasCDryer-Tier1-FrontPGEDMoExIOUrWtd
RB-Appl-EffCW-med-ElecDHW-GasCDryer-Tier1-Front | DEER2016 | D16v1 | 2015-05-14 08:06 | PGE | MFm | Ex | IOU | rWtd | Each | 1 | 483 | None | 112 | 0.0159 | 7.27 | 8.53 | 0.00126 | 5.5 | 112 | 0.0159 | 7.27 | 8.53 | 0.00126 | 5.5 |  |  | 2 |  | RB-Appl-EffCW-med-ElecDHW-GasCDryer-Tier1-FrontPGEMFmExIOUrWtd
RB-Appl-EffCW-med-ElecDHW-GasCDryer-Tier1-Front | DEER2016 | D16v1 | 2015-05-14 08:06 | PGE | SFm | Ex | IOU | rWtd | Each | 1 | 859 | None | 140 | 0.0205 | 8.86 | 11.2 | 0.00246 | 6.63 | 140 | 0.0205 | 8.86 | 11.2 | 0.00246 | 6.63 |  |  | 2 |  | RB-Appl-EffCW-med-ElecDHW-GasCDryer-Tier1-FrontPGESFmExIOUrWtd
RB-Appl-EffCW-med-ElecDHW-GasCDryer-Tier1-Front | DEER2016 | D16v1 | 2015-05-14 08:05 | SCE | DMo | Ex | IOU | rWtd | Each | 1 | 609 | None | 110 | 0.0157 | 7.06 | 10.2 | 0.00195 | 5.07 | 110 | 0.0157 | 7.06 | 10.2 | 0.00195 | 5.07 |  |  | 2 |  | RB-Appl-EffCW-med-ElecDHW-GasCDryer-Tier1-FrontSCEDMoExIOUrWtd
RB-Appl-EffCW-med-ElecDHW-GasCDryer-Tier1-Front | DEER2016 | D16v1 | 2015-05-14 08:06 | SCE | MFm | Ex | IOU | rWtd | Each | 1 | 535 | None | 109 | 0.015 | 7.45 | 8.77 | 0.00114 | 5.36 | 109 | 0.015 | 7.45 | 8.77 | 0.00114 | 5.36 |  |  | 2 |  | RB-Appl-EffCW-med-ElecDHW-GasCDryer-Tier1-FrontSCEMFmExIOUrWtd
RB-Appl-EffCW-med-ElecDHW-GasCDryer-Tier1-Front | DEER2016 | D16v1 | 2015-05-14 08:06 | SCE | SFm | Ex | IOU | rWtd | Each | 1 | 873 | None | 137 | 0.0194 | 9.09 | 11.4 | 0.00241 | 6.59 | 137 | 0.0194 | 9.09 | 11.4 | 0.00241 | 6.59 |  |  | 2 |  | RB-Appl-EffCW-med-ElecDHW-GasCDryer-Tier1-FrontSCESFmExIOUrWtd
RB-Appl-EffCW-med-ElecDHW-GasCDryer-Tier1-Front | DEER2016 | D16v1 | 2015-05-14 08:05 | SCG | DMo | Ex | IOU | rWtd | Each | 1 | 611 | None | 109 | 0.0155 | 7.04 | 9.82 | 0.00188 | 5.06 | 109 | 0.0155 | 7.04 | 9.82 | 0.00188 | 5.06 |  |  | 2 |  | RB-Appl-EffCW-med-ElecDHW-GasCDryer-Tier1-FrontSCGDMoExIOUrWtd
RB-Appl-EffCW-med-ElecDHW-GasCDryer-Tier1-Front | DEER2016 | D16v1 | 2015-05-14 08:06 | SCG | MFm | Ex | IOU | rWtd | Each | 1 | 540 | None | 109 | 0.015 | 7.44 | 8.65 | 0.00124 | 5.32 | 109 | 0.015 | 7.44 | 8.65 | 0.00124 | 5.32 |  |  | 2 |  | RB-Appl-EffCW-med-ElecDHW-GasCDryer-Tier1-FrontSCGMFmExIOUrWtd
RB-Appl-EffCW-med-ElecDHW-GasCDryer-Tier1-Front | DEER2016 | D16v1 | 2015-05-14 08:06 | SCG | SFm | Ex | IOU | rWtd | Each | 1 | 880 | None | 136 | 0.0193 | 9.11 | 11.2 | 0.00253 | 6.59 | 136 | 0.0193 | 9.11 | 11.2 | 0.00253 | 6.59 |  |  | 2 |  | RB-Appl-EffCW-med-ElecDHW-GasCDryer-Tier1-FrontSCGSFmExIOUrWtd
RB-Appl-EffCW-med-ElecDHW-GasCDryer-Tier1-Front | DEER2016 | D16v1 | 2015-05-14 08:05 | SDG | DMo | Ex | IOU | rWtd | Each | 1 | 607 | None | 108 | 0.0135 | 7.15 | 9.03 | 0.00133 | 5.07 | 108 | 0.0135 | 7.15 | 9.03 | 0.00133 | 5.07 |  |  | 2 |  | RB-Appl-EffCW-med-ElecDHW-GasCDryer-Tier1-FrontSDGDMoExIOUrWtd
RB-Appl-EffCW-med-ElecDHW-GasCDryer-Tier1-Front | DEER2016 | D16v1 | 2015-05-14 08:06 | SDG | MFm | Ex | IOU | rWtd | Each | 1 | 530 | None | 108 | 0.0153 | 7.56 | 8.52 | 0.00166 | 5.38 | 108 | 0.0153 | 7.56 | 8.52 | 0.00166 | 5.38 |  |  | 2 |  | RB-Appl-EffCW-med-ElecDHW-GasCDryer-Tier1-FrontSDGMFmExIOUrWtd
RB-Appl-EffCW-med-ElecDHW-GasCDryer-Tier1-Front | DEER2016 | D16v1 | 2015-05-14 08:06 | SDG | SFm | Ex | IOU | rWtd | Each | 1 | 939 | None | 134 | 0.0175 | 9.21 | 10.3 | -0.00331 | 6.55 | 134 | 0.0175 | 9.21 | 10.3 | -0.00331 | 6.55 |  |  | 2 |  | RB-Appl-EffCW-med-ElecDHW-GasCDryer-Tier1-FrontSDGSFmExIOUrWtd
RB-Appl-EffCW-med-ElecDHW-GasCDryer-Tier1-Top | DEER2016 | D16v1 | 2015-05-14 08:10 | PGE | DMo | Ex | IOU | rWtd | Each | 1 | 608 | None | 70 | 0.0121 | 6.12 | 70 | 0.0121 | 6.12 | 70 | 0.0121 | 6.12 | 70 | 0.0121 | 6.12 |  |  | 2 |  | RB-Appl-EffCW-med-ElecDHW-GasCDryer-Tier1-TopPGEDMoExIOUrWtd
RB-Appl-EffCW-med-ElecDHW-GasCDryer-Tier1-Top | DEER2016 | D16v1 | 2015-05-14 08:10 | PGE | MFm | Ex | IOU | rWtd | Each | 1 | 483 | None | 67.1 | 0.0107 | 6.56 | 67.1 | 0.0107 | 6.56 | 67.1 | 0.0107 | 6.56 | 67.1 | 0.0107 | 6.56 |  |  | 2 |  | RB-Appl-EffCW-med-ElecDHW-GasCDryer-Tier1-TopPGEMFmExIOUrWtd
RB-Appl-EffCW-med-ElecDHW-GasCDryer-Tier1-Top | DEER2016 | D16v1 | 2015-05-14 08:10 | PGE | SFm | Ex | IOU | rWtd | Each | 1 | 859 | None | 85.1 | 0.015 | 7.81 | 85.1 | 0.015 | 7.81 | 85.1 | 0.015 | 7.81 | 85.1 | 0.015 | 7.81 |  |  | 2 |  | RB-Appl-EffCW-med-ElecDHW-GasCDryer-Tier1-TopPGESFmExIOUrWtd
RB-Appl-EffCW-med-ElecDHW-GasCDryer-Tier1-Top | DEER2016 | D16v1 | 2015-05-14 08:10 | SCE | DMo | Ex | IOU | rWtd | Each | 1 | 609 | None | 71 | 0.0117 | 6.36 | 71 | 0.0117 | 6.36 | 71 | 0.0117 | 6.36 | 71 | 0.0117 | 6.36 |  |  | 2 |  | RB-Appl-EffCW-med-ElecDHW-GasCDryer-Tier1-TopSCEDMoExIOUrWtd
RB-Appl-EffCW-med-ElecDHW-GasCDryer-Tier1-Top | DEER2016 | D16v1 | 2015-05-14 08:10 | SCE | MFm | Ex | IOU | rWtd | Each | 1 | 535 | None | 68.4 | 0.0104 | 6.9 | 68.4 | 0.0104 | 6.9 | 68.4 | 0.0104 | 6.9 | 68.4 | 0.0104 | 6.9 |  |  | 2 |  | RB-Appl-EffCW-med-ElecDHW-GasCDryer-Tier1-TopSCEMFmExIOUrWtd
RB-Appl-EffCW-med-ElecDHW-GasCDryer-Tier1-Top | DEER2016 | D16v1 | 2015-05-14 08:10 | SCE | SFm | Ex | IOU | rWtd | Each | 1 | 873 | None | 87 | 0.0144 | 8.22 | 87 | 0.0144 | 8.22 | 87 | 0.0144 | 8.22 | 87 | 0.0144 | 8.22 |  |  | 2 |  | RB-Appl-EffCW-med-ElecDHW-GasCDryer-Tier1-TopSCESFmExIOUrWtd
RB-Appl-EffCW-med-ElecDHW-GasCDryer-Tier1-Top | DEER2016 | D16v1 | 2015-05-14 08:10 | SCG | DMo | Ex | IOU | rWtd | Each | 1 | 611 | None | 70.1 | 0.0115 | 6.34 | 70.1 | 0.0115 | 6.34 | 70.1 | 0.0115 | 6.34 | 70.1 | 0.0115 | 6.34 |  |  | 2 |  | RB-Appl-EffCW-med-ElecDHW-GasCDryer-Tier1-TopSCGDMoExIOUrWtd
RB-Appl-EffCW-med-ElecDHW-GasCDryer-Tier1-Top | DEER2016 | D16v1 | 2015-05-14 08:10 | SCG | MFm | Ex | IOU | rWtd | Each | 1 | 540 | None | 68.2 | 0.0104 | 6.88 | 68.2 | 0.0104 | 6.88 | 68.2 | 0.0104 | 6.88 | 68.2 | 0.0104 | 6.88 |  |  | 2 |  | RB-Appl-EffCW-med-ElecDHW-GasCDryer-Tier1-TopSCGMFmExIOUrWtd
RB-Appl-EffCW-med-ElecDHW-GasCDryer-Tier1-Top | DEER2016 | D16v1 | 2015-05-14 08:10 | SCG | SFm | Ex | IOU | rWtd | Each | 1 | 880 | None | 86 | 0.0143 | 8.25 | 86 | 0.0143 | 8.25 | 86 | 0.0143 | 8.25 | 86 | 0.0143 | 8.25 |  |  | 2 |  | RB-Appl-EffCW-med-ElecDHW-GasCDryer-Tier1-TopSCGSFmExIOUrWtd
RB-Appl-EffCW-med-ElecDHW-GasCDryer-Tier1-Top | DEER2016 | D16v1 | 2015-05-14 08:10 | SDG | DMo | Ex | IOU | rWtd | Each | 1 | 607 | None | 67.9 | 0.0113 | 6.48 | 67.9 | 0.0113 | 6.48 | 67.9 | 0.0113 | 6.48 | 67.9 | 0.0113 | 6.48 |  |  | 2 |  | RB-Appl-EffCW-med-ElecDHW-GasCDryer-Tier1-TopSDGDMoExIOUrWtd
RB-Appl-EffCW-med-ElecDHW-GasCDryer-Tier1-Top | DEER2016 | D16v1 | 2015-05-14 08:10 | SDG | MFm | Ex | IOU | rWtd | Each | 1 | 530 | None | 66.9 | 0.00988 | 7.05 | 66.9 | 0.00988 | 7.05 | 66.9 | 0.00988 | 7.05 | 66.9 | 0.00988 | 7.05 |  |  | 2 |  | RB-Appl-EffCW-med-ElecDHW-GasCDryer-Tier1-TopSDGMFmExIOUrWtd
RB-Appl-EffCW-med-ElecDHW-GasCDryer-Tier1-Top | DEER2016 | D16v1 | 2015-05-14 08:10 | SDG | SFm | Ex | IOU | rWtd | Each | 1 | 939 | None | 83.4 | 0.0107 | 8.38 | 83.4 | 0.0107 | 8.38 | 83.4 | 0.0107 | 8.38 | 83.4 | 0.0107 | 8.38 |  |  | 2 |  | RB-Appl-EffCW-med-ElecDHW-GasCDryer-Tier1-TopSDGSFmExIOUrWtd
RB-Appl-EffCW-med-ElecDHW-GasCDryer-Tier2-Front | DEER2016 | D16v1 | 2015-05-14 08:06 | PGE | DMo | Ex | IOU | rWtd | Each | 1 | 608 | None | 116 | 0.0176 | 7.87 | 13.7 | 0.00325 | 5.95 | 116 | 0.0176 | 7.87 | 13.7 | 0.00325 | 5.95 |  |  | 2 |  | RB-Appl-EffCW-med-ElecDHW-GasCDryer-Tier2-FrontPGEDMoExIOUrWtd
RB-Appl-EffCW-med-ElecDHW-GasCDryer-Tier2-Front | DEER2016 | D16v1 | 2015-05-14 08:06 | PGE | MFm | Ex | IOU | rWtd | Each | 1 | 483 | None | 116 | 0.0167 | 8.3 | 12 | 0.00208 | 6.54 | 116 | 0.0167 | 8.3 | 12 | 0.00208 | 6.54 |  |  | 2 |  | RB-Appl-EffCW-med-ElecDHW-GasCDryer-Tier2-FrontPGEMFmExIOUrWtd
RB-Appl-EffCW-med-ElecDHW-GasCDryer-Tier2-Front | DEER2016 | D16v1 | 2015-05-14 08:06 | PGE | SFm | Ex | IOU | rWtd | Each | 1 | 859 | None | 144 | 0.0222 | 10.1 | 16.1 | 0.00422 | 7.82 | 144 | 0.0222 | 10.1 | 16.1 | 0.00422 | 7.82 |  |  | 2 |  | RB-Appl-EffCW-med-ElecDHW-GasCDryer-Tier2-FrontPGESFmExIOUrWtd
RB-Appl-EffCW-med-ElecDHW-GasCDryer-Tier2-Front | DEER2016 | D16v1 | 2015-05-14 08:06 | SCE | DMo | Ex | IOU | rWtd | Each | 1 | 609 | None | 115 | 0.0168 | 8.09 | 14.8 | 0.00307 | 6.09 | 115 | 0.0168 | 8.09 | 14.8 | 0.00307 | 6.09 |  |  | 2 |  | RB-Appl-EffCW-med-ElecDHW-GasCDryer-Tier2-FrontSCEDMoExIOUrWtd
RB-Appl-EffCW-med-ElecDHW-GasCDryer-Tier2-Front | DEER2016 | D16v1 | 2015-05-14 08:06 | SCE | MFm | Ex | IOU | rWtd | Each | 1 | 535 | None | 113 | 0.016 | 8.6 | 12.9 | 0.0021 | 6.5 | 113 | 0.016 | 8.6 | 12.9 | 0.0021 | 6.5 |  |  | 2 |  | RB-Appl-EffCW-med-ElecDHW-GasCDryer-Tier2-FrontSCEMFmExIOUrWtd
RB-Appl-EffCW-med-ElecDHW-GasCDryer-Tier2-Front | DEER2016 | D16v1 | 2015-05-14 08:06 | SCE | SFm | Ex | IOU | rWtd | Each | 1 | 873 | None | 143 | 0.0211 | 10.4 | 17.3 | 0.00406 | 7.91 | 143 | 0.0211 | 10.4 | 17.3 | 0.00406 | 7.91 |  |  | 2 |  | RB-Appl-EffCW-med-ElecDHW-GasCDryer-Tier2-FrontSCESFmExIOUrWtd
RB-Appl-EffCW-med-ElecDHW-GasCDryer-Tier2-Front | DEER2016 | D16v1 | 2015-05-14 08:06 | SCG | DMo | Ex | IOU | rWtd | Each | 1 | 611 | None | 113 | 0.0165 | 8.06 | 14.4 | 0.00298 | 6.09 | 113 | 0.0165 | 8.06 | 14.4 | 0.00298 | 6.09 |  |  | 2 |  | RB-Appl-EffCW-med-ElecDHW-GasCDryer-Tier2-FrontSCGDMoExIOUrWtd
RB-Appl-EffCW-med-ElecDHW-GasCDryer-Tier2-Front | DEER2016 | D16v1 | 2015-05-14 08:06 | SCG | MFm | Ex | IOU | rWtd | Each | 1 | 540 | None | 113 | 0.0159 | 8.58 | 12.8 | 0.00221 | 6.45 | 113 | 0.0159 | 8.58 | 12.8 | 0.00221 | 6.45 |  |  | 2 |  | RB-Appl-EffCW-med-ElecDHW-GasCDryer-Tier2-FrontSCGMFmExIOUrWtd
RB-Appl-EffCW-med-ElecDHW-GasCDryer-Tier2-Front | DEER2016 | D16v1 | 2015-05-14 08:06 | SCG | SFm | Ex | IOU | rWtd | Each | 1 | 880 | None | 142 | 0.0211 | 10.4 | 16.9 | 0.00429 | 7.92 | 142 | 0.0211 | 10.4 | 16.9 | 0.00429 | 7.92 |  |  | 2 |  | RB-Appl-EffCW-med-ElecDHW-GasCDryer-Tier2-FrontSCGSFmExIOUrWtd
RB-Appl-EffCW-med-ElecDHW-GasCDryer-Tier2-Front | DEER2016 | D16v1 | 2015-05-14 08:06 | SDG | DMo | Ex | IOU | rWtd | Each | 1 | 607 | None | 112 | 0.0169 | 8.19 | 13.1 | 0.00473 | 6.11 | 112 | 0.0169 | 8.19 | 13.1 | 0.00473 | 6.11 |  |  | 2 |  | RB-Appl-EffCW-med-ElecDHW-GasCDryer-Tier2-FrontSDGDMoExIOUrWtd
RB-Appl-EffCW-med-ElecDHW-GasCDryer-Tier2-Front | DEER2016 | D16v1 | 2015-05-14 08:06 | SDG | MFm | Ex | IOU | rWtd | Each | 1 | 530 | None | 112 | 0.0158 | 8.73 | 12.3 | 0.00214 | 6.55 | 112 | 0.0158 | 8.73 | 12.3 | 0.00214 | 6.55 |  |  | 2 |  | RB-Appl-EffCW-med-ElecDHW-GasCDryer-Tier2-FrontSDGMFmExIOUrWtd
RB-Appl-EffCW-med-ElecDHW-GasCDryer-Tier2-Front | DEER2016 | D16v1 | 2015-05-14 08:06 | SDG | SFm | Ex | IOU | rWtd | Each | 1 | 939 | None | 139 | 0.0163 | 10.5 | 15.3 | -0.00444 | 7.89 | 139 | 0.0163 | 10.5 | 15.3 | -0.00444 | 7.89 |  |  | 2 |  | RB-Appl-EffCW-med-ElecDHW-GasCDryer-Tier2-FrontSDGSFmExIOUrWtd
RB-Appl-EffCW-med-ElecDHW-GasCDryer-Tier2-Top | DEER2016 | D16v1 | 2015-05-14 08:10 | PGE | DMo | Ex | IOU | rWtd | Each | 1 | 608 | None | 115 | 0.0177 | 6.53 | 115 | 0.0177 | 6.53 | 115 | 0.0177 | 6.53 | 115 | 0.0177 | 6.53 |  |  | 2 |  | RB-Appl-EffCW-med-ElecDHW-GasCDryer-Tier2-TopPGEDMoExIOUrWtd
RB-Appl-EffCW-med-ElecDHW-GasCDryer-Tier2-Top | DEER2016 | D16v1 | 2015-05-14 08:10 | PGE | MFm | Ex | IOU | rWtd | Each | 1 | 483 | None | 113 | 0.0169 | 6.71 | 113 | 0.0169 | 6.71 | 113 | 0.0169 | 6.71 | 113 | 0.0169 | 6.71 |  |  | 2 |  | RB-Appl-EffCW-med-ElecDHW-GasCDryer-Tier2-TopPGEMFmExIOUrWtd
RB-Appl-EffCW-med-ElecDHW-GasCDryer-Tier2-Top | DEER2016 | D16v1 | 2015-05-14 08:10 | PGE | SFm | Ex | IOU | rWtd | Each | 1 | 859 | None | 142 | 0.0227 | 7.96 | 142 | 0.0227 | 7.96 | 142 | 0.0227 | 7.96 | 142 | 0.0227 | 7.96 |  |  | 2 |  | RB-Appl-EffCW-med-ElecDHW-GasCDryer-Tier2-TopPGESFmExIOUrWtd
RB-Appl-EffCW-med-ElecDHW-GasCDryer-Tier2-Top | DEER2016 | D16v1 | 2015-05-14 08:10 | SCE | DMo | Ex | IOU | rWtd | Each | 1 | 609 | None | 114 | 0.017 | 6.79 | 114 | 0.017 | 6.79 | 114 | 0.017 | 6.79 | 114 | 0.017 | 6.79 |  |  | 2 |  | RB-Appl-EffCW-med-ElecDHW-GasCDryer-Tier2-TopSCEDMoExIOUrWtd
RB-Appl-EffCW-med-ElecDHW-GasCDryer-Tier2-Top | DEER2016 | D16v1 | 2015-05-14 08:10 | SCE | MFm | Ex | IOU | rWtd | Each | 1 | 535 | None | 112 | 0.0159 | 7.09 | 112 | 0.0159 | 7.09 | 112 | 0.0159 | 7.09 | 112 | 0.0159 | 7.09 |  |  | 2 |  | RB-Appl-EffCW-med-ElecDHW-GasCDryer-Tier2-TopSCEMFmExIOUrWtd
RB-Appl-EffCW-med-ElecDHW-GasCDryer-Tier2-Top | DEER2016 | D16v1 | 2015-05-14 08:10 | SCE | SFm | Ex | IOU | rWtd | Each | 1 | 873 | None | 142 | 0.0212 | 8.45 | 142 | 0.0212 | 8.45 | 142 | 0.0212 | 8.45 | 142 | 0.0212 | 8.45 |  |  | 2 |  | RB-Appl-EffCW-med-ElecDHW-GasCDryer-Tier2-TopSCESFmExIOUrWtd
RB-Appl-EffCW-med-ElecDHW-GasCDryer-Tier2-Top | DEER2016 | D16v1 | 2015-05-14 08:10 | SCG | DMo | Ex | IOU | rWtd | Each | 1 | 611 | None | 113 | 0.0167 | 6.81 | 113 | 0.0167 | 6.81 | 113 | 0.0167 | 6.81 | 113 | 0.0167 | 6.81 |  |  | 2 |  | RB-Appl-EffCW-med-ElecDHW-GasCDryer-Tier2-TopSCGDMoExIOUrWtd
RB-Appl-EffCW-med-ElecDHW-GasCDryer-Tier2-Top | DEER2016 | D16v1 | 2015-05-14 08:10 | SCG | MFm | Ex | IOU | rWtd | Each | 1 | 540 | None | 112 | 0.016 | 7.06 | 112 | 0.016 | 7.06 | 112 | 0.016 | 7.06 | 112 | 0.016 | 7.06 |  |  | 2 |  | RB-Appl-EffCW-med-ElecDHW-GasCDryer-Tier2-TopSCGMFmExIOUrWtd
RB-Appl-EffCW-med-ElecDHW-GasCDryer-Tier2-Top | DEER2016 | D16v1 | 2015-05-14 08:10 | SCG | SFm | Ex | IOU | rWtd | Each | 1 | 880 | None | 141 | 0.0208 | 8.45 | 141 | 0.0208 | 8.45 | 141 | 0.0208 | 8.45 | 141 | 0.0208 | 8.45 |  |  | 2 |  | RB-Appl-EffCW-med-ElecDHW-GasCDryer-Tier2-TopSCGSFmExIOUrWtd
RB-Appl-EffCW-med-ElecDHW-GasCDryer-Tier2-Top | DEER2016 | D16v1 | 2015-05-14 08:10 | SDG | DMo | Ex | IOU | rWtd | Each | 1 | 607 | None | 111 | 0.0168 | 6.85 | 111 | 0.0168 | 6.85 | 111 | 0.0168 | 6.85 | 111 | 0.0168 | 6.85 |  |  | 2 |  | RB-Appl-EffCW-med-ElecDHW-GasCDryer-Tier2-TopSDGDMoExIOUrWtd
RB-Appl-EffCW-med-ElecDHW-GasCDryer-Tier2-Top | DEER2016 | D16v1 | 2015-05-14 08:10 | SDG | MFm | Ex | IOU | rWtd | Each | 1 | 530 | None | 111 | 0.0157 | 7.24 | 111 | 0.0157 | 7.24 | 111 | 0.0157 | 7.24 | 111 | 0.0157 | 7.24 |  |  | 2 |  | RB-Appl-EffCW-med-ElecDHW-GasCDryer-Tier2-TopSDGMFmExIOUrWtd
RB-Appl-EffCW-med-ElecDHW-GasCDryer-Tier2-Top | DEER2016 | D16v1 | 2015-05-14 08:10 | SDG | SFm | Ex | IOU | rWtd | Each | 1 | 939 | None | 138 | 0.0165 | 8.58 | 138 | 0.0165 | 8.58 | 138 | 0.0165 | 8.58 | 138 | 0.0165 | 8.58 |  |  | 2 |  | RB-Appl-EffCW-med-ElecDHW-GasCDryer-Tier2-TopSDGSFmExIOUrWtd
RB-Appl-EffCW-med-ElecDHW-GasCDryer-Tier3-Front | DEER2016 | D16v1 | 2015-05-14 08:06 | PGE | DMo | Ex | IOU | rWtd | Each | 1 | 608 | None | 103 | 0.0142 | 9.37 | 0.485 | -6.71e-05 | 7.45 | 103 | 0.0142 | 9.37 | 0.485 | -6.71e-05 | 7.45 |  |  | 2 |  | RB-Appl-EffCW-med-ElecDHW-GasCDryer-Tier3-FrontPGEDMoExIOUrWtd
RB-Appl-EffCW-med-ElecDHW-GasCDryer-Tier3-Front | DEER2016 | D16v1 | 2015-05-14 08:06 | PGE | MFm | Ex | IOU | rWtd | Each | 1 | 483 | None | 105 | 0.0142 | 9.69 | 1.09 | -0.000341 | 7.93 | 105 | 0.0142 | 9.69 | 1.09 | -0.000341 | 7.93 |  |  | 2 |  | RB-Appl-EffCW-med-ElecDHW-GasCDryer-Tier3-FrontPGEMFmExIOUrWtd
RB-Appl-EffCW-med-ElecDHW-GasCDryer-Tier3-Front | DEER2016 | D16v1 | 2015-05-14 08:06 | PGE | SFm | Ex | IOU | rWtd | Each | 1 | 859 | None | 129 | 0.0183 | 12 | 1.02 | 0.000237 | 9.78 | 129 | 0.0183 | 12 | 1.02 | 0.000237 | 9.78 |  |  | 2 |  | RB-Appl-EffCW-med-ElecDHW-GasCDryer-Tier3-FrontPGESFmExIOUrWtd
RB-Appl-EffCW-med-ElecDHW-GasCDryer-Tier3-Front | DEER2016 | D16v1 | 2015-05-14 08:06 | SCE | DMo | Ex | IOU | rWtd | Each | 1 | 609 | None | 101 | 0.0137 | 9.46 | 0.354 | -7.46e-05 | 7.47 | 101 | 0.0137 | 9.46 | 0.354 | -7.46e-05 | 7.47 |  |  | 2 |  | RB-Appl-EffCW-med-ElecDHW-GasCDryer-Tier3-FrontSCEDMoExIOUrWtd
RB-Appl-EffCW-med-ElecDHW-GasCDryer-Tier3-Front | DEER2016 | D16v1 | 2015-05-14 08:06 | SCE | MFm | Ex | IOU | rWtd | Each | 1 | 535 | None | 99.8 | 0.0135 | 9.76 | -0.448 | -0.000402 | 7.67 | 99.8 | 0.0135 | 9.76 | -0.448 | -0.000402 | 7.67 |  |  | 2 |  | RB-Appl-EffCW-med-ElecDHW-GasCDryer-Tier3-FrontSCEMFmExIOUrWtd
RB-Appl-EffCW-med-ElecDHW-GasCDryer-Tier3-Front | DEER2016 | D16v1 | 2015-05-14 08:06 | SCE | SFm | Ex | IOU | rWtd | Each | 1 | 873 | None | 125 | 0.0167 | 12.1 | -0.27 | -0.000375 | 9.62 | 125 | 0.0167 | 12.1 | -0.27 | -0.000375 | 9.62 |  |  | 2 |  | RB-Appl-EffCW-med-ElecDHW-GasCDryer-Tier3-FrontSCESFmExIOUrWtd
RB-Appl-EffCW-med-ElecDHW-GasCDryer-Tier3-Front | DEER2016 | D16v1 | 2015-05-14 08:06 | SCG | DMo | Ex | IOU | rWtd | Each | 1 | 611 | None | 98.9 | 0.0135 | 9.43 | -0.114 | -0.000113 | 7.46 | 98.9 | 0.0135 | 9.43 | -0.114 | -0.000113 | 7.46 |  |  | 2 |  | RB-Appl-EffCW-med-ElecDHW-GasCDryer-Tier3-FrontSCGDMoExIOUrWtd
RB-Appl-EffCW-med-ElecDHW-GasCDryer-Tier3-Front | DEER2016 | D16v1 | 2015-05-14 08:06 | SCG | MFm | Ex | IOU | rWtd | Each | 1 | 540 | None | 99.4 | 0.0134 | 9.76 | -0.556 | -0.00032 | 7.64 | 99.4 | 0.0134 | 9.76 | -0.556 | -0.00032 | 7.64 |  |  | 2 |  | RB-Appl-EffCW-med-ElecDHW-GasCDryer-Tier3-FrontSCGMFmExIOUrWtd
RB-Appl-EffCW-med-ElecDHW-GasCDryer-Tier3-Front | DEER2016 | D16v1 | 2015-05-14 08:06 | SCG | SFm | Ex | IOU | rWtd | Each | 1 | 880 | None | 125 | 0.0166 | 12.1 | -0.332 | -0.000201 | 9.62 | 125 | 0.0166 | 12.1 | -0.332 | -0.000201 | 9.62 |  |  | 2 |  | RB-Appl-EffCW-med-ElecDHW-GasCDryer-Tier3-FrontSCGSFmExIOUrWtd
RB-Appl-EffCW-med-ElecDHW-GasCDryer-Tier3-Front | DEER2016 | D16v1 | 2015-05-14 08:06 | SDG | DMo | Ex | IOU | rWtd | Each | 1 | 607 | None | 99 | 0.0117 | 9.51 | 0.142 | -0.000427 | 7.43 | 99 | 0.0117 | 9.51 | 0.142 | -0.000427 | 7.43 |  |  | 2 |  | RB-Appl-EffCW-med-ElecDHW-GasCDryer-Tier3-FrontSDGDMoExIOUrWtd
RB-Appl-EffCW-med-ElecDHW-GasCDryer-Tier3-Front | DEER2016 | D16v1 | 2015-05-14 08:06 | SDG | MFm | Ex | IOU | rWtd | Each | 1 | 530 | None | 99.8 | 0.0134 | 9.83 | -0.127 | -0.000282 | 7.65 | 99.8 | 0.0134 | 9.83 | -0.127 | -0.000282 | 7.65 |  |  | 2 |  | RB-Appl-EffCW-med-ElecDHW-GasCDryer-Tier3-FrontSDGMFmExIOUrWtd
RB-Appl-EffCW-med-ElecDHW-GasCDryer-Tier3-Front | DEER2016 | D16v1 | 2015-05-14 08:06 | SDG | SFm | Ex | IOU | rWtd | Each | 1 | 939 | None | 124 | 0.0129 | 12.2 | -0.507 | -0.00785 | 9.53 | 124 | 0.0129 | 12.2 | -0.507 | -0.00785 | 9.53 |  |  | 2 |  | RB-Appl-EffCW-med-ElecDHW-GasCDryer-Tier3-FrontSDGSFmExIOUrWtd
RB-Appl-EffCW-med-GasDHW-ElecCDryer-Tier1-Front | DEER2016 | D16v1 | 2015-05-14 08:07 | PGE | DMo | Ex | IOU | rWtd | Each | 1 | 608 | None | 222 | 0.0336 | 4.13 | 142 | 0.021 | 0.819 | 222 | 0.0336 | 4.13 | 142 | 0.021 | 0.819 |  |  | 2 |  | RB-Appl-EffCW-med-GasDHW-ElecCDryer-Tier1-FrontPGEDMoExIOUrWtd
RB-Appl-EffCW-med-GasDHW-ElecCDryer-Tier1-Front | DEER2016 | D16v1 | 2015-05-14 08:07 | PGE | MFm | Ex | IOU | rWtd | Each | 1 | 483 | None | 220 | 0.0322 | 4.26 | 142 | 0.0206 | 0.691 | 220 | 0.0322 | 4.26 | 142 | 0.0206 | 0.691 |  |  | 2 |  | RB-Appl-EffCW-med-GasDHW-ElecCDryer-Tier1-FrontPGEMFmExIOUrWtd
RB-Appl-EffCW-med-GasDHW-ElecCDryer-Tier1-Front | DEER2016 | D16v1 | 2015-05-14 08:07 | PGE | SFm | Ex | IOU | rWtd | Each | 1 | 859 | None | 274 | 0.0429 | 4.7 | 176 | 0.0268 | 0.446 | 274 | 0.0429 | 4.7 | 176 | 0.0268 | 0.446 |  |  | 2 |  | RB-Appl-EffCW-med-GasDHW-ElecCDryer-Tier1-FrontPGESFmExIOUrWtd
RB-Appl-EffCW-med-GasDHW-ElecCDryer-Tier1-Front | DEER2016 | D16v1 | 2015-05-14 08:07 | SCE | DMo | Ex | IOU | rWtd | Each | 1 | 609 | None | 226 | 0.0334 | 4.29 | 144 | 0.0209 | 0.939 | 226 | 0.0334 | 4.29 | 144 | 0.0209 | 0.939 |  |  | 2 |  | RB-Appl-EffCW-med-GasDHW-ElecCDryer-Tier1-FrontSCEDMoExIOUrWtd
RB-Appl-EffCW-med-GasDHW-ElecCDryer-Tier1-Front | DEER2016 | D16v1 | 2015-05-14 08:07 | SCE | MFm | Ex | IOU | rWtd | Each | 1 | 535 | None | 223 | 0.033 | 3.93 | 143 | 0.0212 | 0.444 | 223 | 0.033 | 3.93 | 143 | 0.0212 | 0.444 |  |  | 2 |  | RB-Appl-EffCW-med-GasDHW-ElecCDryer-Tier1-FrontSCEMFmExIOUrWtd
RB-Appl-EffCW-med-GasDHW-ElecCDryer-Tier1-Front | DEER2016 | D16v1 | 2015-05-14 08:07 | SCE | SFm | Ex | IOU | rWtd | Each | 1 | 873 | None | 278 | 0.0416 | 4.89 | 179 | 0.0262 | 0.785 | 278 | 0.0416 | 4.89 | 179 | 0.0262 | 0.785 |  |  | 2 |  | RB-Appl-EffCW-med-GasDHW-ElecCDryer-Tier1-FrontSCESFmExIOUrWtd
RB-Appl-EffCW-med-GasDHW-ElecCDryer-Tier1-Front | DEER2016 | D16v1 | 2015-05-14 08:07 | SCG | DMo | Ex | IOU | rWtd | Each | 1 | 611 | None | 226 | 0.0333 | 4.24 | 144 | 0.0208 | 0.931 | 226 | 0.0333 | 4.24 | 144 | 0.0208 | 0.931 |  |  | 2 |  | RB-Appl-EffCW-med-GasDHW-ElecCDryer-Tier1-FrontSCGDMoExIOUrWtd
RB-Appl-EffCW-med-GasDHW-ElecCDryer-Tier1-Front | DEER2016 | D16v1 | 2015-05-14 08:07 | SCG | MFm | Ex | IOU | rWtd | Each | 1 | 540 | None | 223 | 0.0329 | 3.93 | 143 | 0.0212 | 0.391 | 223 | 0.0329 | 3.93 | 143 | 0.0212 | 0.391 |  |  | 2 |  | RB-Appl-EffCW-med-GasDHW-ElecCDryer-Tier1-FrontSCGMFmExIOUrWtd
RB-Appl-EffCW-med-GasDHW-ElecCDryer-Tier1-Front | DEER2016 | D16v1 | 2015-05-14 08:07 | SCG | SFm | Ex | IOU | rWtd | Each | 1 | 880 | None | 277 | 0.0412 | 4.93 | 178 | 0.0257 | 0.814 | 277 | 0.0412 | 4.93 | 178 | 0.0257 | 0.814 |  |  | 2 |  | RB-Appl-EffCW-med-GasDHW-ElecCDryer-Tier1-FrontSCGSFmExIOUrWtd
RB-Appl-EffCW-med-GasDHW-ElecCDryer-Tier1-Front | DEER2016 | D16v1 | 2015-05-14 08:07 | SDG | DMo | Ex | IOU | rWtd | Each | 1 | 607 | None | 223 | 0.031 | 4.39 | 142 | 0.0179 | 1.02 | 223 | 0.031 | 4.39 | 142 | 0.0179 | 1.02 |  |  | 2 |  | RB-Appl-EffCW-med-GasDHW-ElecCDryer-Tier1-FrontSDGDMoExIOUrWtd
RB-Appl-EffCW-med-GasDHW-ElecCDryer-Tier1-Front | DEER2016 | D16v1 | 2015-05-14 08:07 | SDG | MFm | Ex | IOU | rWtd | Each | 1 | 530 | None | 221 | 0.032 | 4.01 | 142 | 0.0213 | 0.456 | 221 | 0.032 | 4.01 | 142 | 0.0213 | 0.456 |  |  | 2 |  | RB-Appl-EffCW-med-GasDHW-ElecCDryer-Tier1-FrontSDGMFmExIOUrWtd
RB-Appl-EffCW-med-GasDHW-ElecCDryer-Tier1-Front | DEER2016 | D16v1 | 2015-05-14 08:07 | SDG | SFm | Ex | IOU | rWtd | Each | 1 | 939 | None | 275 | 0.0455 | 5.16 | 177 | 0.0296 | 0.991 | 275 | 0.0455 | 5.16 | 177 | 0.0296 | 0.991 |  |  | 2 |  | RB-Appl-EffCW-med-GasDHW-ElecCDryer-Tier1-FrontSDGSFmExIOUrWtd
RB-Appl-EffCW-med-GasDHW-ElecCDryer-Tier1-Top | DEER2016 | D16v1 | 2015-05-14 08:11 | PGE | DMo | Ex | IOU | rWtd | Each | 1 | 608 | None | 230 | 0.0358 | 1 | 230 | 0.0358 | 1 | 230 | 0.0358 | 1 | 230 | 0.0358 | 1 |  |  | 2 |  | RB-Appl-EffCW-med-GasDHW-ElecCDryer-Tier1-TopPGEDMoExIOUrWtd
RB-Appl-EffCW-med-GasDHW-ElecCDryer-Tier1-Top | DEER2016 | D16v1 | 2015-05-14 08:11 | PGE | MFm | Ex | IOU | rWtd | Each | 1 | 483 | None | 226 | 0.0338 | 1.07 | 226 | 0.0338 | 1.07 | 226 | 0.0338 | 1.07 | 226 | 0.0338 | 1.07 |  |  | 2 |  | RB-Appl-EffCW-med-GasDHW-ElecCDryer-Tier1-TopPGEMFmExIOUrWtd
RB-Appl-EffCW-med-GasDHW-ElecCDryer-Tier1-Top | DEER2016 | D16v1 | 2015-05-14 08:11 | PGE | SFm | Ex | IOU | rWtd | Each | 1 | 859 | None | 283 | 0.0454 | 0.927 | 283 | 0.0454 | 0.927 | 283 | 0.0454 | 0.927 | 283 | 0.0454 | 0.927 |  |  | 2 |  | RB-Appl-EffCW-med-GasDHW-ElecCDryer-Tier1-TopPGESFmExIOUrWtd
RB-Appl-EffCW-med-GasDHW-ElecCDryer-Tier1-Top | DEER2016 | D16v1 | 2015-05-14 08:11 | SCE | DMo | Ex | IOU | rWtd | Each | 1 | 609 | None | 234 | 0.0353 | 1.38 | 234 | 0.0353 | 1.38 | 234 | 0.0353 | 1.38 | 234 | 0.0353 | 1.38 |  |  | 2 |  | RB-Appl-EffCW-med-GasDHW-ElecCDryer-Tier1-TopSCEDMoExIOUrWtd
RB-Appl-EffCW-med-GasDHW-ElecCDryer-Tier1-Top | DEER2016 | D16v1 | 2015-05-14 08:11 | SCE | MFm | Ex | IOU | rWtd | Each | 1 | 535 | None | 230 | 0.0343 | 1.3 | 230 | 0.0343 | 1.3 | 230 | 0.0343 | 1.3 | 230 | 0.0343 | 1.3 |  |  | 2 |  | RB-Appl-EffCW-med-GasDHW-ElecCDryer-Tier1-TopSCEMFmExIOUrWtd
RB-Appl-EffCW-med-GasDHW-ElecCDryer-Tier1-Top | DEER2016 | D16v1 | 2015-05-14 08:11 | SCE | SFm | Ex | IOU | rWtd | Each | 1 | 873 | None | 288 | 0.0442 | 1.23 | 288 | 0.0442 | 1.23 | 288 | 0.0442 | 1.23 | 288 | 0.0442 | 1.23 |  |  | 2 |  | RB-Appl-EffCW-med-GasDHW-ElecCDryer-Tier1-TopSCESFmExIOUrWtd
RB-Appl-EffCW-med-GasDHW-ElecCDryer-Tier1-Top | DEER2016 | D16v1 | 2015-05-14 08:11 | SCG | DMo | Ex | IOU | rWtd | Each | 1 | 611 | None | 234 | 0.035 | 1.41 | 234 | 0.035 | 1.41 | 234 | 0.035 | 1.41 | 234 | 0.035 | 1.41 |  |  | 2 |  | RB-Appl-EffCW-med-GasDHW-ElecCDryer-Tier1-TopSCGDMoExIOUrWtd
RB-Appl-EffCW-med-GasDHW-ElecCDryer-Tier1-Top | DEER2016 | D16v1 | 2015-05-14 08:11 | SCG | MFm | Ex | IOU | rWtd | Each | 1 | 540 | None | 230 | 0.0342 | 1.3 | 230 | 0.0342 | 1.3 | 230 | 0.0342 | 1.3 | 230 | 0.0342 | 1.3 |  |  | 2 |  | RB-Appl-EffCW-med-GasDHW-ElecCDryer-Tier1-TopSCGMFmExIOUrWtd
RB-Appl-EffCW-med-GasDHW-ElecCDryer-Tier1-Top | DEER2016 | D16v1 | 2015-05-14 08:11 | SCG | SFm | Ex | IOU | rWtd | Each | 1 | 880 | None | 287 | 0.0438 | 1.26 | 287 | 0.0438 | 1.26 | 287 | 0.0438 | 1.26 | 287 | 0.0438 | 1.26 |  |  | 2 |  | RB-Appl-EffCW-med-GasDHW-ElecCDryer-Tier1-TopSCGSFmExIOUrWtd
RB-Appl-EffCW-med-GasDHW-ElecCDryer-Tier1-Top | DEER2016 | D16v1 | 2015-05-14 08:11 | SDG | DMo | Ex | IOU | rWtd | Each | 1 | 607 | None | 230 | 0.0341 | 1.47 | 230 | 0.0341 | 1.47 | 230 | 0.0341 | 1.47 | 230 | 0.0341 | 1.47 |  |  | 2 |  | RB-Appl-EffCW-med-GasDHW-ElecCDryer-Tier1-TopSDGDMoExIOUrWtd
RB-Appl-EffCW-med-GasDHW-ElecCDryer-Tier1-Top | DEER2016 | D16v1 | 2015-05-14 08:11 | SDG | MFm | Ex | IOU | rWtd | Each | 1 | 530 | None | 228 | 0.0339 | 1.39 | 228 | 0.0339 | 1.39 | 228 | 0.0339 | 1.39 | 228 | 0.0339 | 1.39 |  |  | 2 |  | RB-Appl-EffCW-med-GasDHW-ElecCDryer-Tier1-TopSDGMFmExIOUrWtd
RB-Appl-EffCW-med-GasDHW-ElecCDryer-Tier1-Top | DEER2016 | D16v1 | 2015-05-14 08:11 | SDG | SFm | Ex | IOU | rWtd | Each | 1 | 939 | None | 284 | 0.0431 | 1.52 | 284 | 0.0431 | 1.52 | 284 | 0.0431 | 1.52 | 284 | 0.0431 | 1.52 |  |  | 2 |  | RB-Appl-EffCW-med-GasDHW-ElecCDryer-Tier1-TopSDGSFmExIOUrWtd
RB-Appl-EffCW-med-GasDHW-ElecCDryer-Tier2-Front | DEER2016 | D16v1 | 2015-05-14 08:07 | PGE | DMo | Ex | IOU | rWtd | Each | 1 | 608 | None | 260 | 0.0398 | 3.77 | 181 | 0.0272 | 0.458 | 260 | 0.0398 | 3.77 | 181 | 0.0272 | 0.458 |  |  | 2 |  | RB-Appl-EffCW-med-GasDHW-ElecCDryer-Tier2-FrontPGEDMoExIOUrWtd
RB-Appl-EffCW-med-GasDHW-ElecCDryer-Tier2-Front | DEER2016 | D16v1 | 2015-05-14 08:07 | PGE | MFm | Ex | IOU | rWtd | Each | 1 | 483 | None | 257 | 0.038 | 3.93 | 180 | 0.0264 | 0.366 | 257 | 0.038 | 3.93 | 180 | 0.0264 | 0.366 |  |  | 2 |  | RB-Appl-EffCW-med-GasDHW-ElecCDryer-Tier2-FrontPGEMFmExIOUrWtd
RB-Appl-EffCW-med-GasDHW-ElecCDryer-Tier2-Front | DEER2016 | D16v1 | 2015-05-14 08:07 | PGE | SFm | Ex | IOU | rWtd | Each | 1 | 859 | None | 322 | 0.0506 | 4.48 | 224 | 0.0345 | 0.225 | 322 | 0.0506 | 4.48 | 224 | 0.0345 | 0.225 |  |  | 2 |  | RB-Appl-EffCW-med-GasDHW-ElecCDryer-Tier2-FrontPGESFmExIOUrWtd
RB-Appl-EffCW-med-GasDHW-ElecCDryer-Tier2-Front | DEER2016 | D16v1 | 2015-05-14 08:07 | SCE | DMo | Ex | IOU | rWtd | Each | 1 | 609 | None | 266 | 0.0397 | 4.05 | 184 | 0.0272 | 0.692 | 266 | 0.0397 | 4.05 | 184 | 0.0272 | 0.692 |  |  | 2 |  | RB-Appl-EffCW-med-GasDHW-ElecCDryer-Tier2-FrontSCEDMoExIOUrWtd
RB-Appl-EffCW-med-GasDHW-ElecCDryer-Tier2-Front | DEER2016 | D16v1 | 2015-05-14 08:07 | SCE | MFm | Ex | IOU | rWtd | Each | 1 | 535 | None | 261 | 0.0382 | 3.99 | 181 | 0.0264 | 0.509 | 261 | 0.0382 | 3.99 | 181 | 0.0264 | 0.509 |  |  | 2 |  | RB-Appl-EffCW-med-GasDHW-ElecCDryer-Tier2-FrontSCEMFmExIOUrWtd
RB-Appl-EffCW-med-GasDHW-ElecCDryer-Tier2-Front | DEER2016 | D16v1 | 2015-05-14 08:07 | SCE | SFm | Ex | IOU | rWtd | Each | 1 | 873 | None | 326 | 0.0491 | 4.73 | 226 | 0.0336 | 0.621 | 326 | 0.0491 | 4.73 | 226 | 0.0336 | 0.621 |  |  | 2 |  | RB-Appl-EffCW-med-GasDHW-ElecCDryer-Tier2-FrontSCESFmExIOUrWtd
RB-Appl-EffCW-med-GasDHW-ElecCDryer-Tier2-Front | DEER2016 | D16v1 | 2015-05-14 08:07 | SCG | DMo | Ex | IOU | rWtd | Each | 1 | 611 | None | 266 | 0.0393 | 4 | 184 | 0.0269 | 0.693 | 266 | 0.0393 | 4 | 184 | 0.0269 | 0.693 |  |  | 2 |  | RB-Appl-EffCW-med-GasDHW-ElecCDryer-Tier2-FrontSCGDMoExIOUrWtd
RB-Appl-EffCW-med-GasDHW-ElecCDryer-Tier2-Front | DEER2016 | D16v1 | 2015-05-14 08:07 | SCG | MFm | Ex | IOU | rWtd | Each | 1 | 540 | None | 261 | 0.0382 | 4 | 181 | 0.0265 | 0.469 | 261 | 0.0382 | 4 | 181 | 0.0265 | 0.469 |  |  | 2 |  | RB-Appl-EffCW-med-GasDHW-ElecCDryer-Tier2-FrontSCGMFmExIOUrWtd
RB-Appl-EffCW-med-GasDHW-ElecCDryer-Tier2-Front | DEER2016 | D16v1 | 2015-05-14 08:07 | SCG | SFm | Ex | IOU | rWtd | Each | 1 | 880 | None | 325 | 0.0485 | 4.78 | 226 | 0.0331 | 0.665 | 325 | 0.0485 | 4.78 | 226 | 0.0331 | 0.665 |  |  | 2 |  | RB-Appl-EffCW-med-GasDHW-ElecCDryer-Tier2-FrontSCGSFmExIOUrWtd
RB-Appl-EffCW-med-GasDHW-ElecCDryer-Tier2-Front | DEER2016 | D16v1 | 2015-05-14 08:07 | SDG | DMo | Ex | IOU | rWtd | Each | 1 | 607 | None | 262 | 0.037 | 4.18 | 181 | 0.024 | 0.805 | 262 | 0.037 | 4.18 | 181 | 0.024 | 0.805 |  |  | 2 |  | RB-Appl-EffCW-med-GasDHW-ElecCDryer-Tier2-FrontSDGDMoExIOUrWtd
RB-Appl-EffCW-med-GasDHW-ElecCDryer-Tier2-Front | DEER2016 | D16v1 | 2015-05-14 08:07 | SDG | MFm | Ex | IOU | rWtd | Each | 1 | 530 | None | 258 | 0.0374 | 4.06 | 180 | 0.0266 | 0.508 | 258 | 0.0374 | 4.06 | 180 | 0.0266 | 0.508 |  |  | 2 |  | RB-Appl-EffCW-med-GasDHW-ElecCDryer-Tier2-FrontSDGMFmExIOUrWtd
RB-Appl-EffCW-med-GasDHW-ElecCDryer-Tier2-Front | DEER2016 | D16v1 | 2015-05-14 08:07 | SDG | SFm | Ex | IOU | rWtd | Each | 1 | 939 | None | 323 | 0.0495 | 5.03 | 224 | 0.0336 | 0.857 | 323 | 0.0495 | 5.03 | 224 | 0.0336 | 0.857 |  |  | 2 |  | RB-Appl-EffCW-med-GasDHW-ElecCDryer-Tier2-FrontSDGSFmExIOUrWtd
RB-Appl-EffCW-med-GasDHW-ElecCDryer-Tier2-Top | DEER2016 | D16v1 | 2015-05-14 08:11 | PGE | DMo | Ex | IOU | rWtd | Each | 1 | 608 | None | 237 | 0.0364 | 3.07 | 237 | 0.0364 | 3.07 | 237 | 0.0364 | 3.07 | 237 | 0.0364 | 3.07 |  |  | 2 |  | RB-Appl-EffCW-med-GasDHW-ElecCDryer-Tier2-TopPGEDMoExIOUrWtd
RB-Appl-EffCW-med-GasDHW-ElecCDryer-Tier2-Top | DEER2016 | D16v1 | 2015-05-14 08:11 | PGE | MFm | Ex | IOU | rWtd | Each | 1 | 483 | None | 234 | 0.0351 | 2.87 | 234 | 0.0351 | 2.87 | 234 | 0.0351 | 2.87 | 234 | 0.0351 | 2.87 |  |  | 2 |  | RB-Appl-EffCW-med-GasDHW-ElecCDryer-Tier2-TopPGEMFmExIOUrWtd
RB-Appl-EffCW-med-GasDHW-ElecCDryer-Tier2-Top | DEER2016 | D16v1 | 2015-05-14 08:11 | PGE | SFm | Ex | IOU | rWtd | Each | 1 | 859 | None | 292 | 0.0468 | 3.25 | 292 | 0.0468 | 3.25 | 292 | 0.0468 | 3.25 | 292 | 0.0468 | 3.25 |  |  | 2 |  | RB-Appl-EffCW-med-GasDHW-ElecCDryer-Tier2-TopPGESFmExIOUrWtd
RB-Appl-EffCW-med-GasDHW-ElecCDryer-Tier2-Top | DEER2016 | D16v1 | 2015-05-14 08:11 | SCE | DMo | Ex | IOU | rWtd | Each | 1 | 609 | None | 241 | 0.0362 | 3.34 | 241 | 0.0362 | 3.34 | 241 | 0.0362 | 3.34 | 241 | 0.0362 | 3.34 |  |  | 2 |  | RB-Appl-EffCW-med-GasDHW-ElecCDryer-Tier2-TopSCEDMoExIOUrWtd
RB-Appl-EffCW-med-GasDHW-ElecCDryer-Tier2-Top | DEER2016 | D16v1 | 2015-05-14 08:11 | SCE | MFm | Ex | IOU | rWtd | Each | 1 | 535 | None | 238 | 0.0355 | 3.05 | 238 | 0.0355 | 3.05 | 238 | 0.0355 | 3.05 | 238 | 0.0355 | 3.05 |  |  | 2 |  | RB-Appl-EffCW-med-GasDHW-ElecCDryer-Tier2-TopSCEMFmExIOUrWtd
RB-Appl-EffCW-med-GasDHW-ElecCDryer-Tier2-Top | DEER2016 | D16v1 | 2015-05-14 08:11 | SCE | SFm | Ex | IOU | rWtd | Each | 1 | 873 | None | 298 | 0.0453 | 3.62 | 298 | 0.0453 | 3.62 | 298 | 0.0453 | 3.62 | 298 | 0.0453 | 3.62 |  |  | 2 |  | RB-Appl-EffCW-med-GasDHW-ElecCDryer-Tier2-TopSCESFmExIOUrWtd
RB-Appl-EffCW-med-GasDHW-ElecCDryer-Tier2-Top | DEER2016 | D16v1 | 2015-05-14 08:11 | SCG | DMo | Ex | IOU | rWtd | Each | 1 | 611 | None | 241 | 0.0358 | 3.3 | 241 | 0.0358 | 3.3 | 241 | 0.0358 | 3.3 | 241 | 0.0358 | 3.3 |  |  | 2 |  | RB-Appl-EffCW-med-GasDHW-ElecCDryer-Tier2-TopSCGDMoExIOUrWtd
RB-Appl-EffCW-med-GasDHW-ElecCDryer-Tier2-Top | DEER2016 | D16v1 | 2015-05-14 08:11 | SCG | MFm | Ex | IOU | rWtd | Each | 1 | 540 | None | 238 | 0.0353 | 3.04 | 238 | 0.0353 | 3.04 | 238 | 0.0353 | 3.04 | 238 | 0.0353 | 3.04 |  |  | 2 |  | RB-Appl-EffCW-med-GasDHW-ElecCDryer-Tier2-TopSCGMFmExIOUrWtd
RB-Appl-EffCW-med-GasDHW-ElecCDryer-Tier2-Top | DEER2016 | D16v1 | 2015-05-14 08:11 | SCG | SFm | Ex | IOU | rWtd | Each | 1 | 880 | None | 297 | 0.0449 | 3.66 | 297 | 0.0449 | 3.66 | 297 | 0.0449 | 3.66 | 297 | 0.0449 | 3.66 |  |  | 2 |  | RB-Appl-EffCW-med-GasDHW-ElecCDryer-Tier2-TopSCGSFmExIOUrWtd
RB-Appl-EffCW-med-GasDHW-ElecCDryer-Tier2-Top | DEER2016 | D16v1 | 2015-05-14 08:11 | SDG | DMo | Ex | IOU | rWtd | Each | 1 | 607 | None | 238 | 0.0334 | 3.47 | 238 | 0.0334 | 3.47 | 238 | 0.0334 | 3.47 | 238 | 0.0334 | 3.47 |  |  | 2 |  | RB-Appl-EffCW-med-GasDHW-ElecCDryer-Tier2-TopSDGDMoExIOUrWtd
RB-Appl-EffCW-med-GasDHW-ElecCDryer-Tier2-Top | DEER2016 | D16v1 | 2015-05-14 08:11 | SDG | MFm | Ex | IOU | rWtd | Each | 1 | 530 | None | 235 | 0.0349 | 3.17 | 235 | 0.0349 | 3.17 | 235 | 0.0349 | 3.17 | 235 | 0.0349 | 3.17 |  |  | 2 |  | RB-Appl-EffCW-med-GasDHW-ElecCDryer-Tier2-TopSDGMFmExIOUrWtd
RB-Appl-EffCW-med-GasDHW-ElecCDryer-Tier2-Top | DEER2016 | D16v1 | 2015-05-14 08:11 | SDG | SFm | Ex | IOU | rWtd | Each | 1 | 939 | None | 293 | 0.0466 | 3.93 | 293 | 0.0466 | 3.93 | 293 | 0.0466 | 3.93 | 293 | 0.0466 | 3.93 |  |  | 2 |  | RB-Appl-EffCW-med-GasDHW-ElecCDryer-Tier2-TopSDGSFmExIOUrWtd
RB-Appl-EffCW-med-GasDHW-ElecCDryer-Tier3-Front | DEER2016 | D16v1 | 2015-05-14 08:07 | PGE | DMo | Ex | IOU | rWtd | Each | 1 | 608 | None | 258 | 0.0385 | 5 | 179 | 0.0258 | 1.69 | 258 | 0.0385 | 5 | 179 | 0.0258 | 1.69 |  |  | 2 |  | RB-Appl-EffCW-med-GasDHW-ElecCDryer-Tier3-FrontPGEDMoExIOUrWtd
RB-Appl-EffCW-med-GasDHW-ElecCDryer-Tier3-Front | DEER2016 | D16v1 | 2015-05-14 08:07 | PGE | MFm | Ex | IOU | rWtd | Each | 1 | 483 | None | 257 | 0.0373 | 4.95 | 179 | 0.0257 | 1.38 | 257 | 0.0373 | 4.95 | 179 | 0.0257 | 1.38 |  |  | 2 |  | RB-Appl-EffCW-med-GasDHW-ElecCDryer-Tier3-FrontPGEMFmExIOUrWtd
RB-Appl-EffCW-med-GasDHW-ElecCDryer-Tier3-Front | DEER2016 | D16v1 | 2015-05-14 08:07 | PGE | SFm | Ex | IOU | rWtd | Each | 1 | 859 | None | 320 | 0.0491 | 6.02 | 222 | 0.033 | 1.77 | 320 | 0.0491 | 6.02 | 222 | 0.033 | 1.77 |  |  | 2 |  | RB-Appl-EffCW-med-GasDHW-ElecCDryer-Tier3-FrontPGESFmExIOUrWtd
RB-Appl-EffCW-med-GasDHW-ElecCDryer-Tier3-Front | DEER2016 | D16v1 | 2015-05-14 08:07 | SCE | DMo | Ex | IOU | rWtd | Each | 1 | 609 | None | 263 | 0.0383 | 5.16 | 181 | 0.0258 | 1.81 | 263 | 0.0383 | 5.16 | 181 | 0.0258 | 1.81 |  |  | 2 |  | RB-Appl-EffCW-med-GasDHW-ElecCDryer-Tier3-FrontSCEDMoExIOUrWtd
RB-Appl-EffCW-med-GasDHW-ElecCDryer-Tier3-Front | DEER2016 | D16v1 | 2015-05-14 08:07 | SCE | MFm | Ex | IOU | rWtd | Each | 1 | 535 | None | 259 | 0.0376 | 4.78 | 180 | 0.0257 | 1.3 | 259 | 0.0376 | 4.78 | 180 | 0.0257 | 1.3 |  |  | 2 |  | RB-Appl-EffCW-med-GasDHW-ElecCDryer-Tier3-FrontSCEMFmExIOUrWtd
RB-Appl-EffCW-med-GasDHW-ElecCDryer-Tier3-Front | DEER2016 | D16v1 | 2015-05-14 08:07 | SCE | SFm | Ex | IOU | rWtd | Each | 1 | 873 | None | 323 | 0.0482 | 5.89 | 224 | 0.0328 | 1.78 | 323 | 0.0482 | 5.89 | 224 | 0.0328 | 1.78 |  |  | 2 |  | RB-Appl-EffCW-med-GasDHW-ElecCDryer-Tier3-FrontSCESFmExIOUrWtd
RB-Appl-EffCW-med-GasDHW-ElecCDryer-Tier3-Front | DEER2016 | D16v1 | 2015-05-14 08:07 | SCG | DMo | Ex | IOU | rWtd | Each | 1 | 611 | None | 263 | 0.0381 | 5.11 | 181 | 0.0257 | 1.8 | 263 | 0.0381 | 5.11 | 181 | 0.0257 | 1.8 |  |  | 2 |  | RB-Appl-EffCW-med-GasDHW-ElecCDryer-Tier3-FrontSCGDMoExIOUrWtd
RB-Appl-EffCW-med-GasDHW-ElecCDryer-Tier3-Front | DEER2016 | D16v1 | 2015-05-14 08:07 | SCG | MFm | Ex | IOU | rWtd | Each | 1 | 540 | None | 259 | 0.0375 | 4.83 | 179 | 0.0258 | 1.29 | 259 | 0.0375 | 4.83 | 179 | 0.0258 | 1.29 |  |  | 2 |  | RB-Appl-EffCW-med-GasDHW-ElecCDryer-Tier3-FrontSCGMFmExIOUrWtd
RB-Appl-EffCW-med-GasDHW-ElecCDryer-Tier3-Front | DEER2016 | D16v1 | 2015-05-14 08:07 | SCG | SFm | Ex | IOU | rWtd | Each | 1 | 880 | None | 323 | 0.0481 | 5.92 | 223 | 0.0326 | 1.8 | 323 | 0.0481 | 5.92 | 223 | 0.0326 | 1.8 |  |  | 2 |  | RB-Appl-EffCW-med-GasDHW-ElecCDryer-Tier3-FrontSCGSFmExIOUrWtd
RB-Appl-EffCW-med-GasDHW-ElecCDryer-Tier3-Front | DEER2016 | D16v1 | 2015-05-14 08:07 | SDG | DMo | Ex | IOU | rWtd | Each | 1 | 607 | None | 260 | 0.0366 | 5.25 | 180 | 0.0236 | 1.88 | 260 | 0.0366 | 5.25 | 180 | 0.0236 | 1.88 |  |  | 2 |  | RB-Appl-EffCW-med-GasDHW-ElecCDryer-Tier3-FrontSDGDMoExIOUrWtd
RB-Appl-EffCW-med-GasDHW-ElecCDryer-Tier3-Front | DEER2016 | D16v1 | 2015-05-14 08:07 | SDG | MFm | Ex | IOU | rWtd | Each | 1 | 530 | None | 257 | 0.037 | 4.78 | 179 | 0.0263 | 1.23 | 257 | 0.037 | 4.78 | 179 | 0.0263 | 1.23 |  |  | 2 |  | RB-Appl-EffCW-med-GasDHW-ElecCDryer-Tier3-FrontSDGMFmExIOUrWtd
RB-Appl-EffCW-med-GasDHW-ElecCDryer-Tier3-Front | DEER2016 | D16v1 | 2015-05-14 08:07 | SDG | SFm | Ex | IOU | rWtd | Each | 1 | 939 | None | 321 | 0.0494 | 6.09 | 223 | 0.0335 | 1.92 | 321 | 0.0494 | 6.09 | 223 | 0.0335 | 1.92 |  |  | 2 |  | RB-Appl-EffCW-med-GasDHW-ElecCDryer-Tier3-FrontSDGSFmExIOUrWtd
RB-Appl-EffCW-med-GasDHW-GasCDryer-Tier1-Front | DEER2016 | D16v1 | 2015-05-14 08:09 | PGE | DMo | Ex | IOU | rWtd | Each | 1 | 608 | None | 19.3 | 0.00455 | 11 | 0.397 | 0.000902 | 5.37 | 19.3 | 0.00455 | 11 | 0.397 | 0.000902 | 5.37 |  |  | 2 |  | RB-Appl-EffCW-med-GasDHW-GasCDryer-Tier1-FrontPGEDMoExIOUrWtd
RB-Appl-EffCW-med-GasDHW-GasCDryer-Tier1-Front | DEER2016 | D16v1 | 2015-05-14 08:09 | PGE | MFm | Ex | IOU | rWtd | Each | 1 | 483 | None | 17 | 0.00343 | 11.5 | -0.665 | 7.46e-05 | 5.91 | 17 | 0.00343 | 11.5 | -0.665 | 7.46e-05 | 5.91 |  |  | 2 |  | RB-Appl-EffCW-med-GasDHW-GasCDryer-Tier1-FrontPGEMFmExIOUrWtd
RB-Appl-EffCW-med-GasDHW-GasCDryer-Tier1-Front | DEER2016 | D16v1 | 2015-05-14 08:09 | PGE | SFm | Ex | IOU | rWtd | Each | 1 | 859 | None | 22.5 | 0.00533 | 14 | -0.135 | 0.000998 | 7.13 | 22.5 | 0.00533 | 14 | -0.135 | 0.000998 | 7.13 |  |  | 2 |  | RB-Appl-EffCW-med-GasDHW-GasCDryer-Tier1-FrontPGESFmExIOUrWtd
RB-Appl-EffCW-med-GasDHW-GasCDryer-Tier1-Front | DEER2016 | D16v1 | 2015-05-14 08:09 | SCE | DMo | Ex | IOU | rWtd | Each | 1 | 609 | None | 21.1 | 0.00436 | 11 | 1.52 | 0.000848 | 5.45 | 21.1 | 0.00436 | 11 | 1.52 | 0.000848 | 5.45 |  |  | 2 |  | RB-Appl-EffCW-med-GasDHW-GasCDryer-Tier1-FrontSCEDMoExIOUrWtd
RB-Appl-EffCW-med-GasDHW-GasCDryer-Tier1-Front | DEER2016 | D16v1 | 2015-05-14 08:09 | SCE | MFm | Ex | IOU | rWtd | Each | 1 | 535 | None | 19.5 | 0.00351 | 11.4 | 0.161 | 3.77e-05 | 5.73 | 19.5 | 0.00351 | 11.4 | 0.161 | 3.77e-05 | 5.73 |  |  | 2 |  | RB-Appl-EffCW-med-GasDHW-GasCDryer-Tier1-FrontSCEMFmExIOUrWtd
RB-Appl-EffCW-med-GasDHW-GasCDryer-Tier1-Front | DEER2016 | D16v1 | 2015-05-14 08:09 | SCE | SFm | Ex | IOU | rWtd | Each | 1 | 873 | None | 25.2 | 0.00525 | 14 | 0.709 | 0.00104 | 7.06 | 25.2 | 0.00525 | 14 | 0.709 | 0.00104 | 7.06 |  |  | 2 |  | RB-Appl-EffCW-med-GasDHW-GasCDryer-Tier1-FrontSCESFmExIOUrWtd
RB-Appl-EffCW-med-GasDHW-GasCDryer-Tier1-Front | DEER2016 | D16v1 | 2015-05-14 08:09 | SCG | DMo | Ex | IOU | rWtd | Each | 1 | 611 | None | 20.8 | 0.00426 | 10.9 | 1.3 | 0.000793 | 5.44 | 20.8 | 0.00426 | 10.9 | 1.3 | 0.000793 | 5.44 |  |  | 2 |  | RB-Appl-EffCW-med-GasDHW-GasCDryer-Tier1-FrontSCGDMoExIOUrWtd
RB-Appl-EffCW-med-GasDHW-GasCDryer-Tier1-Front | DEER2016 | D16v1 | 2015-05-14 08:09 | SCG | MFm | Ex | IOU | rWtd | Each | 1 | 540 | None | 19.2 | 0.00346 | 11.4 | 0.0584 | 0.000136 | 5.69 | 19.2 | 0.00346 | 11.4 | 0.0584 | 0.000136 | 5.69 |  |  | 2 |  | RB-Appl-EffCW-med-GasDHW-GasCDryer-Tier1-FrontSCGMFmExIOUrWtd
RB-Appl-EffCW-med-GasDHW-GasCDryer-Tier1-Front | DEER2016 | D16v1 | 2015-05-14 08:09 | SCG | SFm | Ex | IOU | rWtd | Each | 1 | 880 | None | 24.6 | 0.00502 | 14 | 0.419 | 0.00116 | 7.06 | 24.6 | 0.00502 | 14 | 0.419 | 0.00116 | 7.06 |  |  | 2 |  | RB-Appl-EffCW-med-GasDHW-GasCDryer-Tier1-FrontSCGSFmExIOUrWtd
RB-Appl-EffCW-med-GasDHW-GasCDryer-Tier1-Front | DEER2016 | D16v1 | 2015-05-14 08:09 | SDG | DMo | Ex | IOU | rWtd | Each | 1 | 607 | None | 19.2 | 0.00205 | 11.1 | 0.444 | 0.000209 | 5.45 | 19.2 | 0.00205 | 11.1 | 0.444 | 0.000209 | 5.45 |  |  | 2 |  | RB-Appl-EffCW-med-GasDHW-GasCDryer-Tier1-FrontSDGDMoExIOUrWtd
RB-Appl-EffCW-med-GasDHW-GasCDryer-Tier1-Front | DEER2016 | D16v1 | 2015-05-14 08:09 | SDG | MFm | Ex | IOU | rWtd | Each | 1 | 530 | None | 18.2 | 0.00358 | 11.5 | -0.131 | 0.000538 | 5.76 | 18.2 | 0.00358 | 11.5 | -0.131 | 0.000538 | 5.76 |  |  | 2 |  | RB-Appl-EffCW-med-GasDHW-GasCDryer-Tier1-FrontSDGMFmExIOUrWtd
RB-Appl-EffCW-med-GasDHW-GasCDryer-Tier1-Front | DEER2016 | D16v1 | 2015-05-14 08:09 | SDG | SFm | Ex | IOU | rWtd | Each | 1 | 939 | None | 22.5 | 0.00293 | 14.1 | -0.482 | -0.00472 | 7.02 | 22.5 | 0.00293 | 14.1 | -0.482 | -0.00472 | 7.02 |  |  | 2 |  | RB-Appl-EffCW-med-GasDHW-GasCDryer-Tier1-FrontSDGSFmExIOUrWtd
RB-Appl-EffCW-med-GasDHW-GasCDryer-Tier1-Top | DEER2016 | D16v1 | 2015-05-14 08:12 | PGE | DMo | Ex | IOU | rWtd | Each | 1 | 608 | None | 36.1 | 0.00775 | 7.62 | 36.1 | 0.00775 | 7.62 | 36.1 | 0.00775 | 7.62 | 36.1 | 0.00775 | 7.62 |  |  | 2 |  | RB-Appl-EffCW-med-GasDHW-GasCDryer-Tier1-TopPGEDMoExIOUrWtd
RB-Appl-EffCW-med-GasDHW-GasCDryer-Tier1-Top | DEER2016 | D16v1 | 2015-05-14 08:12 | PGE | MFm | Ex | IOU | rWtd | Each | 1 | 483 | None | 32.4 | 0.00618 | 8.06 | 32.4 | 0.00618 | 8.06 | 32.4 | 0.00618 | 8.06 | 32.4 | 0.00618 | 8.06 |  |  | 2 |  | RB-Appl-EffCW-med-GasDHW-GasCDryer-Tier1-TopPGEMFmExIOUrWtd
RB-Appl-EffCW-med-GasDHW-GasCDryer-Tier1-Top | DEER2016 | D16v1 | 2015-05-14 08:12 | PGE | SFm | Ex | IOU | rWtd | Each | 1 | 859 | None | 42.4 | 0.00945 | 9.68 | 42.4 | 0.00945 | 9.68 | 42.4 | 0.00945 | 9.68 | 42.4 | 0.00945 | 9.68 |  |  | 2 |  | RB-Appl-EffCW-med-GasDHW-GasCDryer-Tier1-TopPGESFmExIOUrWtd
RB-Appl-EffCW-med-GasDHW-GasCDryer-Tier1-Top | DEER2016 | D16v1 | 2015-05-14 08:12 | SCE | DMo | Ex | IOU | rWtd | Each | 1 | 609 | None | 38.3 | 0.0075 | 7.81 | 38.3 | 0.0075 | 7.81 | 38.3 | 0.0075 | 7.81 | 38.3 | 0.0075 | 7.81 |  |  | 2 |  | RB-Appl-EffCW-med-GasDHW-GasCDryer-Tier1-TopSCEDMoExIOUrWtd
RB-Appl-EffCW-med-GasDHW-GasCDryer-Tier1-Top | DEER2016 | D16v1 | 2015-05-14 08:12 | SCE | MFm | Ex | IOU | rWtd | Each | 1 | 535 | None | 35.9 | 0.0062 | 8.31 | 35.9 | 0.0062 | 8.31 | 35.9 | 0.0062 | 8.31 | 35.9 | 0.0062 | 8.31 |  |  | 2 |  | RB-Appl-EffCW-med-GasDHW-GasCDryer-Tier1-TopSCEMFmExIOUrWtd
RB-Appl-EffCW-med-GasDHW-GasCDryer-Tier1-Top | DEER2016 | D16v1 | 2015-05-14 08:12 | SCE | SFm | Ex | IOU | rWtd | Each | 1 | 873 | None | 46.3 | 0.0092 | 10 | 46.3 | 0.0092 | 10 | 46.3 | 0.0092 | 10 | 46.3 | 0.0092 | 10 |  |  | 2 |  | RB-Appl-EffCW-med-GasDHW-GasCDryer-Tier1-TopSCESFmExIOUrWtd
RB-Appl-EffCW-med-GasDHW-GasCDryer-Tier1-Top | DEER2016 | D16v1 | 2015-05-14 08:12 | SCG | DMo | Ex | IOU | rWtd | Each | 1 | 611 | None | 37.9 | 0.00737 | 7.77 | 37.9 | 0.00737 | 7.77 | 37.9 | 0.00737 | 7.77 | 37.9 | 0.00737 | 7.77 |  |  | 2 |  | RB-Appl-EffCW-med-GasDHW-GasCDryer-Tier1-TopSCGDMoExIOUrWtd
RB-Appl-EffCW-med-GasDHW-GasCDryer-Tier1-Top | DEER2016 | D16v1 | 2015-05-14 08:12 | SCG | MFm | Ex | IOU | rWtd | Each | 1 | 540 | None | 35.7 | 0.00624 | 8.29 | 35.7 | 0.00624 | 8.29 | 35.7 | 0.00624 | 8.29 | 35.7 | 0.00624 | 8.29 |  |  | 2 |  | RB-Appl-EffCW-med-GasDHW-GasCDryer-Tier1-TopSCGMFmExIOUrWtd
RB-Appl-EffCW-med-GasDHW-GasCDryer-Tier1-Top | DEER2016 | D16v1 | 2015-05-14 08:12 | SCG | SFm | Ex | IOU | rWtd | Each | 1 | 880 | None | 45.4 | 0.00905 | 10 | 45.4 | 0.00905 | 10 | 45.4 | 0.00905 | 10 | 45.4 | 0.00905 | 10 |  |  | 2 |  | RB-Appl-EffCW-med-GasDHW-GasCDryer-Tier1-TopSCGSFmExIOUrWtd
RB-Appl-EffCW-med-GasDHW-GasCDryer-Tier1-Top | DEER2016 | D16v1 | 2015-05-14 08:12 | SDG | DMo | Ex | IOU | rWtd | Each | 1 | 607 | None | 35.4 | 0.00713 | 7.92 | 35.4 | 0.00713 | 7.92 | 35.4 | 0.00713 | 7.92 | 35.4 | 0.00713 | 7.92 |  |  | 2 |  | RB-Appl-EffCW-med-GasDHW-GasCDryer-Tier1-TopSDGDMoExIOUrWtd
RB-Appl-EffCW-med-GasDHW-GasCDryer-Tier1-Top | DEER2016 | D16v1 | 2015-05-14 08:12 | SDG | MFm | Ex | IOU | rWtd | Each | 1 | 530 | None | 34.2 | 0.00561 | 8.47 | 34.2 | 0.00561 | 8.47 | 34.2 | 0.00561 | 8.47 | 34.2 | 0.00561 | 8.47 |  |  | 2 |  | RB-Appl-EffCW-med-GasDHW-GasCDryer-Tier1-TopSDGMFmExIOUrWtd
RB-Appl-EffCW-med-GasDHW-GasCDryer-Tier1-Top | DEER2016 | D16v1 | 2015-05-14 08:12 | SDG | SFm | Ex | IOU | rWtd | Each | 1 | 939 | None | 42.6 | 0.00544 | 10.2 | 42.6 | 0.00544 | 10.2 | 42.6 | 0.00544 | 10.2 | 42.6 | 0.00544 | 10.2 |  |  | 2 |  | RB-Appl-EffCW-med-GasDHW-GasCDryer-Tier1-TopSDGSFmExIOUrWtd
RB-Appl-EffCW-med-GasDHW-GasCDryer-Tier2-Front | DEER2016 | D16v1 | 2015-05-14 08:09 | PGE | DMo | Ex | IOU | rWtd | Each | 1 | 608 | None | 25.2 | 0.00593 | 11.9 | 6.27 | 0.00228 | 6.28 | 25.2 | 0.00593 | 11.9 | 6.27 | 0.00228 | 6.28 |  |  | 2 |  | RB-Appl-EffCW-med-GasDHW-GasCDryer-Tier2-FrontPGEDMoExIOUrWtd
RB-Appl-EffCW-med-GasDHW-GasCDryer-Tier2-Front | DEER2016 | D16v1 | 2015-05-14 08:09 | PGE | MFm | Ex | IOU | rWtd | Each | 1 | 483 | None | 22.1 | 0.00445 | 12.4 | 4.42 | 0.0011 | 6.87 | 22.1 | 0.00445 | 12.4 | 4.42 | 0.0011 | 6.87 |  |  | 2 |  | RB-Appl-EffCW-med-GasDHW-GasCDryer-Tier2-FrontPGEMFmExIOUrWtd
RB-Appl-EffCW-med-GasDHW-GasCDryer-Tier2-Front | DEER2016 | D16v1 | 2015-05-14 08:09 | PGE | SFm | Ex | IOU | rWtd | Each | 1 | 859 | None | 29.3 | 0.00733 | 15.1 | 6.71 | 0.003 | 8.23 | 29.3 | 0.00733 | 15.1 | 6.71 | 0.003 | 8.23 |  |  | 2 |  | RB-Appl-EffCW-med-GasDHW-GasCDryer-Tier2-FrontPGESFmExIOUrWtd
RB-Appl-EffCW-med-GasDHW-GasCDryer-Tier2-Front | DEER2016 | D16v1 | 2015-05-14 08:09 | SCE | DMo | Ex | IOU | rWtd | Each | 1 | 609 | None | 27.1 | 0.00565 | 12 | 7.55 | 0.00214 | 6.42 | 27.1 | 0.00565 | 12 | 7.55 | 0.00214 | 6.42 |  |  | 2 |  | RB-Appl-EffCW-med-GasDHW-GasCDryer-Tier2-FrontSCEDMoExIOUrWtd
RB-Appl-EffCW-med-GasDHW-GasCDryer-Tier2-Front | DEER2016 | D16v1 | 2015-05-14 08:09 | SCE | MFm | Ex | IOU | rWtd | Each | 1 | 535 | None | 25.1 | 0.00466 | 12.5 | 5.77 | 0.00119 | 6.81 | 25.1 | 0.00466 | 12.5 | 5.77 | 0.00119 | 6.81 |  |  | 2 |  | RB-Appl-EffCW-med-GasDHW-GasCDryer-Tier2-FrontSCEMFmExIOUrWtd
RB-Appl-EffCW-med-GasDHW-GasCDryer-Tier2-Front | DEER2016 | D16v1 | 2015-05-14 08:09 | SCE | SFm | Ex | IOU | rWtd | Each | 1 | 873 | None | 32.9 | 0.00713 | 15.2 | 8.43 | 0.00292 | 8.3 | 32.9 | 0.00713 | 15.2 | 8.43 | 0.00292 | 8.3 |  |  | 2 |  | RB-Appl-EffCW-med-GasDHW-GasCDryer-Tier2-FrontSCESFmExIOUrWtd
RB-Appl-EffCW-med-GasDHW-GasCDryer-Tier2-Front | DEER2016 | D16v1 | 2015-05-14 08:09 | SCG | DMo | Ex | IOU | rWtd | Each | 1 | 611 | None | 26.8 | 0.00554 | 11.9 | 7.29 | 0.00206 | 6.41 | 26.8 | 0.00554 | 11.9 | 7.29 | 0.00206 | 6.41 |  |  | 2 |  | RB-Appl-EffCW-med-GasDHW-GasCDryer-Tier2-FrontSCGDMoExIOUrWtd
RB-Appl-EffCW-med-GasDHW-GasCDryer-Tier2-Front | DEER2016 | D16v1 | 2015-05-14 08:09 | SCG | MFm | Ex | IOU | rWtd | Each | 1 | 540 | None | 24.9 | 0.00462 | 12.4 | 5.71 | 0.00129 | 6.76 | 24.9 | 0.00462 | 12.4 | 5.71 | 0.00129 | 6.76 |  |  | 2 |  | RB-Appl-EffCW-med-GasDHW-GasCDryer-Tier2-FrontSCGMFmExIOUrWtd
RB-Appl-EffCW-med-GasDHW-GasCDryer-Tier2-Front | DEER2016 | D16v1 | 2015-05-14 08:09 | SCG | SFm | Ex | IOU | rWtd | Each | 1 | 880 | None | 32.1 | 0.00701 | 15.3 | 7.95 | 0.00315 | 8.3 | 32.1 | 0.00701 | 15.3 | 7.95 | 0.00315 | 8.3 |  |  | 2 |  | RB-Appl-EffCW-med-GasDHW-GasCDryer-Tier2-FrontSCGSFmExIOUrWtd
RB-Appl-EffCW-med-GasDHW-GasCDryer-Tier2-Front | DEER2016 | D16v1 | 2015-05-14 08:09 | SDG | DMo | Ex | IOU | rWtd | Each | 1 | 607 | None | 24.7 | 0.00563 | 12 | 5.91 | 0.00379 | 6.43 | 24.7 | 0.00563 | 12 | 5.91 | 0.00379 | 6.43 |  |  | 2 |  | RB-Appl-EffCW-med-GasDHW-GasCDryer-Tier2-FrontSDGDMoExIOUrWtd
RB-Appl-EffCW-med-GasDHW-GasCDryer-Tier2-Front | DEER2016 | D16v1 | 2015-05-14 08:09 | SDG | MFm | Ex | IOU | rWtd | Each | 1 | 530 | None | 23.6 | 0.00425 | 12.6 | 5.21 | 0.00121 | 6.85 | 23.6 | 0.00425 | 12.6 | 5.21 | 0.00121 | 6.85 |  |  | 2 |  | RB-Appl-EffCW-med-GasDHW-GasCDryer-Tier2-FrontSDGMFmExIOUrWtd
RB-Appl-EffCW-med-GasDHW-GasCDryer-Tier2-Front | DEER2016 | D16v1 | 2015-05-14 08:09 | SDG | SFm | Ex | IOU | rWtd | Each | 1 | 939 | None | 29.3 | 0.00203 | 15.4 | 6.32 | -0.00561 | 8.27 | 29.3 | 0.00203 | 15.4 | 6.32 | -0.00561 | 8.27 |  |  | 2 |  | RB-Appl-EffCW-med-GasDHW-GasCDryer-Tier2-FrontSDGSFmExIOUrWtd
RB-Appl-EffCW-med-GasDHW-GasCDryer-Tier2-Top | DEER2016 | D16v1 | 2015-05-14 08:13 | PGE | DMo | Ex | IOU | rWtd | Each | 1 | 608 | None | 38.1 | 0.0079 | 9.92 | 38.1 | 0.0079 | 9.92 | 38.1 | 0.0079 | 9.92 | 38.1 | 0.0079 | 9.92 |  |  | 2 |  | RB-Appl-EffCW-med-GasDHW-GasCDryer-Tier2-TopPGEDMoExIOUrWtd
RB-Appl-EffCW-med-GasDHW-GasCDryer-Tier2-Top | DEER2016 | D16v1 | 2015-05-14 08:13 | PGE | MFm | Ex | IOU | rWtd | Each | 1 | 483 | None | 34.6 | 0.00664 | 10.2 | 34.6 | 0.00664 | 10.2 | 34.6 | 0.00664 | 10.2 | 34.6 | 0.00664 | 10.2 |  |  | 2 |  | RB-Appl-EffCW-med-GasDHW-GasCDryer-Tier2-TopPGEMFmExIOUrWtd
RB-Appl-EffCW-med-GasDHW-GasCDryer-Tier2-Top | DEER2016 | D16v1 | 2015-05-14 08:13 | PGE | SFm | Ex | IOU | rWtd | Each | 1 | 859 | None | 45.4 | 0.0101 | 12.2 | 45.4 | 0.0101 | 12.2 | 45.4 | 0.0101 | 12.2 | 45.4 | 0.0101 | 12.2 |  |  | 2 |  | RB-Appl-EffCW-med-GasDHW-GasCDryer-Tier2-TopPGESFmExIOUrWtd
RB-Appl-EffCW-med-GasDHW-GasCDryer-Tier2-Top | DEER2016 | D16v1 | 2015-05-14 08:13 | SCE | DMo | Ex | IOU | rWtd | Each | 1 | 609 | None | 39.9 | 0.00757 | 10.1 | 39.9 | 0.00757 | 10.1 | 39.9 | 0.00757 | 10.1 | 39.9 | 0.00757 | 10.1 |  |  | 2 |  | RB-Appl-EffCW-med-GasDHW-GasCDryer-Tier2-TopSCEDMoExIOUrWtd
RB-Appl-EffCW-med-GasDHW-GasCDryer-Tier2-Top | DEER2016 | D16v1 | 2015-05-14 08:13 | SCE | MFm | Ex | IOU | rWtd | Each | 1 | 535 | None | 38 | 0.00639 | 10.3 | 38 | 0.00639 | 10.3 | 38 | 0.00639 | 10.3 | 38 | 0.00639 | 10.3 |  |  | 2 |  | RB-Appl-EffCW-med-GasDHW-GasCDryer-Tier2-TopSCEMFmExIOUrWtd
RB-Appl-EffCW-med-GasDHW-GasCDryer-Tier2-Top | DEER2016 | D16v1 | 2015-05-14 08:13 | SCE | SFm | Ex | IOU | rWtd | Each | 1 | 873 | None | 49.1 | 0.00939 | 12.5 | 49.1 | 0.00939 | 12.5 | 49.1 | 0.00939 | 12.5 | 49.1 | 0.00939 | 12.5 |  |  | 2 |  | RB-Appl-EffCW-med-GasDHW-GasCDryer-Tier2-TopSCESFmExIOUrWtd
RB-Appl-EffCW-med-GasDHW-GasCDryer-Tier2-Top | DEER2016 | D16v1 | 2015-05-14 08:13 | SCG | DMo | Ex | IOU | rWtd | Each | 1 | 611 | None | 39.5 | 0.00742 | 10 | 39.5 | 0.00742 | 10 | 39.5 | 0.00742 | 10 | 39.5 | 0.00742 | 10 |  |  | 2 |  | RB-Appl-EffCW-med-GasDHW-GasCDryer-Tier2-TopSCGDMoExIOUrWtd
RB-Appl-EffCW-med-GasDHW-GasCDryer-Tier2-Top | DEER2016 | D16v1 | 2015-05-14 08:13 | SCG | MFm | Ex | IOU | rWtd | Each | 1 | 540 | None | 37.8 | 0.00647 | 10.3 | 37.8 | 0.00647 | 10.3 | 37.8 | 0.00647 | 10.3 | 37.8 | 0.00647 | 10.3 |  |  | 2 |  | RB-Appl-EffCW-med-GasDHW-GasCDryer-Tier2-TopSCGMFmExIOUrWtd
RB-Appl-EffCW-med-GasDHW-GasCDryer-Tier2-Top | DEER2016 | D16v1 | 2015-05-14 08:13 | SCG | SFm | Ex | IOU | rWtd | Each | 1 | 880 | None | 48.2 | 0.00899 | 12.5 | 48.2 | 0.00899 | 12.5 | 48.2 | 0.00899 | 12.5 | 48.2 | 0.00899 | 12.5 |  |  | 2 |  | RB-Appl-EffCW-med-GasDHW-GasCDryer-Tier2-TopSCGSFmExIOUrWtd
RB-Appl-EffCW-med-GasDHW-GasCDryer-Tier2-Top | DEER2016 | D16v1 | 2015-05-14 08:13 | SDG | DMo | Ex | IOU | rWtd | Each | 1 | 607 | None | 37.4 | 0.00725 | 10.1 | 37.4 | 0.00725 | 10.1 | 37.4 | 0.00725 | 10.1 | 37.4 | 0.00725 | 10.1 |  |  | 2 |  | RB-Appl-EffCW-med-GasDHW-GasCDryer-Tier2-TopSDGDMoExIOUrWtd
RB-Appl-EffCW-med-GasDHW-GasCDryer-Tier2-Top | DEER2016 | D16v1 | 2015-05-14 08:13 | SDG | MFm | Ex | IOU | rWtd | Each | 1 | 530 | None | 36.4 | 0.006 | 10.5 | 36.4 | 0.006 | 10.5 | 36.4 | 0.006 | 10.5 | 36.4 | 0.006 | 10.5 |  |  | 2 |  | RB-Appl-EffCW-med-GasDHW-GasCDryer-Tier2-TopSDGMFmExIOUrWtd
RB-Appl-EffCW-med-GasDHW-GasCDryer-Tier2-Top | DEER2016 | D16v1 | 2015-05-14 08:13 | SDG | SFm | Ex | IOU | rWtd | Each | 1 | 939 | None | 45.5 | 0.00443 | 12.7 | 45.5 | 0.00443 | 12.7 | 45.5 | 0.00443 | 12.7 | 45.5 | 0.00443 | 12.7 |  |  | 2 |  | RB-Appl-EffCW-med-GasDHW-GasCDryer-Tier2-TopSDGSFmExIOUrWtd
RB-Appl-EffCW-med-GasDHW-GasCDryer-Tier3-Front | DEER2016 | D16v1 | 2015-05-14 08:10 | PGE | DMo | Ex | IOU | rWtd | Each | 1 | 608 | None | -0.0748 | 0.00109 | 13.9 | -19 | -0.00256 | 8.31 | -0.0748 | 0.00109 | 13.9 | -19 | -0.00256 | 8.31 |  |  | 2 |  | RB-Appl-EffCW-med-GasDHW-GasCDryer-Tier3-FrontPGEDMoExIOUrWtd
RB-Appl-EffCW-med-GasDHW-GasCDryer-Tier3-Front | DEER2016 | D16v1 | 2015-05-14 08:10 | PGE | MFm | Ex | IOU | rWtd | Each | 1 | 483 | None | -1.43 | 0.000388 | 14.4 | -19.1 | -0.00297 | 8.82 | -1.43 | 0.000388 | 14.4 | -19.1 | -0.00297 | 8.82 |  |  | 2 |  | RB-Appl-EffCW-med-GasDHW-GasCDryer-Tier3-FrontPGEMFmExIOUrWtd
RB-Appl-EffCW-med-GasDHW-GasCDryer-Tier3-Front | DEER2016 | D16v1 | 2015-05-14 08:10 | PGE | SFm | Ex | IOU | rWtd | Each | 1 | 859 | None | -1.09 | 0.00137 | 17.8 | -23.7 | -0.00296 | 10.9 | -1.09 | 0.00137 | 17.8 | -23.7 | -0.00296 | 10.9 |  |  | 2 |  | RB-Appl-EffCW-med-GasDHW-GasCDryer-Tier3-FrontPGESFmExIOUrWtd
RB-Appl-EffCW-med-GasDHW-GasCDryer-Tier3-Front | DEER2016 | D16v1 | 2015-05-14 08:10 | SCE | DMo | Ex | IOU | rWtd | Each | 1 | 609 | None | 1.09 | 0.00104 | 13.9 | -18.5 | -0.00247 | 8.3 | 1.09 | 0.00104 | 13.9 | -18.5 | -0.00247 | 8.3 |  |  | 2 |  | RB-Appl-EffCW-med-GasDHW-GasCDryer-Tier3-FrontSCEDMoExIOUrWtd
RB-Appl-EffCW-med-GasDHW-GasCDryer-Tier3-Front | DEER2016 | D16v1 | 2015-05-14 08:10 | SCE | MFm | Ex | IOU | rWtd | Each | 1 | 535 | None | -0.0464 | 0.000647 | 14.2 | -19.4 | -0.00283 | 8.51 | -0.0464 | 0.000647 | 14.2 | -19.4 | -0.00283 | 8.51 |  |  | 2 |  | RB-Appl-EffCW-med-GasDHW-GasCDryer-Tier3-FrontSCEMFmExIOUrWtd
RB-Appl-EffCW-med-GasDHW-GasCDryer-Tier3-Front | DEER2016 | D16v1 | 2015-05-14 08:10 | SCE | SFm | Ex | IOU | rWtd | Each | 1 | 873 | None | 0.653 | 0.000837 | 17.6 | -23.8 | -0.00337 | 10.7 | 0.653 | 0.000837 | 17.6 | -23.8 | -0.00337 | 10.7 |  |  | 2 |  | RB-Appl-EffCW-med-GasDHW-GasCDryer-Tier3-FrontSCESFmExIOUrWtd
RB-Appl-EffCW-med-GasDHW-GasCDryer-Tier3-Front | DEER2016 | D16v1 | 2015-05-14 08:10 | SCG | DMo | Ex | IOU | rWtd | Each | 1 | 611 | None | 0.87 | 0.000997 | 13.8 | -18.7 | -0.00248 | 8.28 | 0.87 | 0.000997 | 13.8 | -18.7 | -0.00248 | 8.28 |  |  | 2 |  | RB-Appl-EffCW-med-GasDHW-GasCDryer-Tier3-FrontSCGDMoExIOUrWtd
RB-Appl-EffCW-med-GasDHW-GasCDryer-Tier3-Front | DEER2016 | D16v1 | 2015-05-14 08:10 | SCG | MFm | Ex | IOU | rWtd | Each | 1 | 540 | None | -0.298 | 0.000587 | 14.1 | -19.5 | -0.00274 | 8.47 | -0.298 | 0.000587 | 14.1 | -19.5 | -0.00274 | 8.47 |  |  | 2 |  | RB-Appl-EffCW-med-GasDHW-GasCDryer-Tier3-FrontSCGMFmExIOUrWtd
RB-Appl-EffCW-med-GasDHW-GasCDryer-Tier3-Front | DEER2016 | D16v1 | 2015-05-14 08:10 | SCG | SFm | Ex | IOU | rWtd | Each | 1 | 880 | None | 0.322 | 0.000652 | 17.6 | -23.9 | -0.00321 | 10.7 | 0.322 | 0.000652 | 17.6 | -23.9 | -0.00321 | 10.7 |  |  | 2 |  | RB-Appl-EffCW-med-GasDHW-GasCDryer-Tier3-FrontSCGSFmExIOUrWtd
RB-Appl-EffCW-med-GasDHW-GasCDryer-Tier3-Front | DEER2016 | D16v1 | 2015-05-14 08:10 | SDG | DMo | Ex | IOU | rWtd | Each | 1 | 607 | None | 0.223 | -0.00101 | 13.9 | -18.5 | -0.00284 | 8.26 | 0.223 | -0.00101 | 13.9 | -18.5 | -0.00284 | 8.26 |  |  | 2 |  | RB-Appl-EffCW-med-GasDHW-GasCDryer-Tier3-FrontSDGDMoExIOUrWtd
RB-Appl-EffCW-med-GasDHW-GasCDryer-Tier3-Front | DEER2016 | D16v1 | 2015-05-14 08:10 | SDG | MFm | Ex | IOU | rWtd | Each | 1 | 530 | None | -0.83 | 0.000273 | 14.3 | -19.2 | -0.00277 | 8.5 | -0.83 | 0.000273 | 14.3 | -19.2 | -0.00277 | 8.5 |  |  | 2 |  | RB-Appl-EffCW-med-GasDHW-GasCDryer-Tier3-FrontSDGMFmExIOUrWtd
RB-Appl-EffCW-med-GasDHW-GasCDryer-Tier3-Front | DEER2016 | D16v1 | 2015-05-14 08:10 | SDG | SFm | Ex | IOU | rWtd | Each | 1 | 939 | None | -1.1 | -0.00332 | 17.7 | -24.1 | -0.011 | 10.6 | -1.1 | -0.00332 | 17.7 | -24.1 | -0.011 | 10.6 |  |  | 2 |  | RB-Appl-EffCW-med-GasDHW-GasCDryer-Tier3-FrontSDGSFmExIOUrWtd
RB-Appl-EffCW-med-Tier1-Front | DEER2016 | D16v1 | 2017-06-19 17:48 | PGE | DMo | Ex | IOU | rWtd | Each | 1 | 608 | None | 160 | 0.0245 | 6.02 | 87.7 | 0.0132 | 2.55 | 160 | 0.0245 | 6.02 | 87.7 | 0.0132 | 2.55 |  |  | 9 |  | RB-Appl-EffCW-med-Tier1-FrontPGEDMoExIOUrWtd
RB-Appl-EffCW-med-Tier1-Front | DEER2016 | D16v1 | 2017-06-19 17:48 | PGE | MFm | Ex | IOU | rWtd | Each | 1 | 483 | None | 166 | 0.0243 | 6.08 | 96 | 0.014 | 2.37 | 166 | 0.0243 | 6.08 | 96 | 0.014 | 2.37 |  |  | 9 |  | RB-Appl-EffCW-med-Tier1-FrontPGEMFmExIOUrWtd
RB-Appl-EffCW-med-Tier1-Front | DEER2016 | D16v1 | 2017-06-19 17:48 | PGE | SFm | Ex | IOU | rWtd | Each | 1 | 859 | None | 178 | 0.0283 | 8.18 | 102 | 0.016 | 3.24 | 178 | 0.0283 | 8.18 | 102 | 0.016 | 3.24 |  |  | 9 |  | RB-Appl-EffCW-med-Tier1-FrontPGESFmExIOUrWtd
RB-Appl-EffCW-med-Tier1-Front | DEER2016 | D16v1 | 2017-06-19 17:48 | SCE | DMo | Ex | IOU | rWtd | Each | 1 | 609 | None | 75.8 | 0.012 | 9.13 | 35.4 | 0.00561 | 4.37 | 75.8 | 0.012 | 9.13 | 35.4 | 0.00561 | 4.37 |  |  | 9 |  | RB-Appl-EffCW-med-Tier1-FrontSCEDMoExIOUrWtd
RB-Appl-EffCW-med-Tier1-Front | DEER2016 | D16v1 | 2017-06-19 17:48 | SCE | MFm | Ex | IOU | rWtd | Each | 1 | 535 | None | 115 | 0.0172 | 7.8 | 61.5 | 0.00906 | 3.47 | 115 | 0.0172 | 7.8 | 61.5 | 0.00906 | 3.47 |  |  | 9 |  | RB-Appl-EffCW-med-Tier1-FrontSCEMFmExIOUrWtd
RB-Appl-EffCW-med-Tier1-Front | DEER2016 | D16v1 | 2017-06-19 17:48 | SCE | SFm | Ex | IOU | rWtd | Each | 1 | 873 | None | 77.6 | 0.0127 | 12.1 | 35.4 | 0.00594 | 5.83 | 77.6 | 0.0127 | 12.1 | 35.4 | 0.00594 | 5.83 |  |  | 9 |  | RB-Appl-EffCW-med-Tier1-FrontSCESFmExIOUrWtd
RB-Appl-EffCW-med-Tier1-Front | DEER2016 | D16v1 | 2017-06-19 17:48 | SCG | DMo | Ex | IOU | rWtd | Each | 1 | 611 | None | 67.1 | 0.0108 | 9.38 | 31.6 | 0.00504 | 4.48 | 67.1 | 0.0108 | 9.38 | 31.6 | 0.00504 | 4.48 |  |  | 9 |  | RB-Appl-EffCW-med-Tier1-FrontSCGDMoExIOUrWtd
RB-Appl-EffCW-med-Tier1-Front | DEER2016 | D16v1 | 2017-06-19 17:48 | SCG | MFm | Ex | IOU | rWtd | Each | 1 | 540 | None | 98.1 | 0.0148 | 8.46 | 53.5 | 0.00799 | 3.71 | 98.1 | 0.0148 | 8.46 | 53.5 | 0.00799 | 3.71 |  |  | 9 |  | RB-Appl-EffCW-med-Tier1-FrontSCGMFmExIOUrWtd
RB-Appl-EffCW-med-Tier1-Front | DEER2016 | D16v1 | 2017-06-19 17:48 | SCG | SFm | Ex | IOU | rWtd | Each | 1 | 880 | None | 70.3 | 0.0115 | 12.4 | 32 | 0.00551 | 5.95 | 70.3 | 0.0115 | 12.4 | 32 | 0.00551 | 5.95 |  |  | 9 |  | RB-Appl-EffCW-med-Tier1-FrontSCGSFmExIOUrWtd
RB-Appl-EffCW-med-Tier1-Front | DEER2016 | D16v1 | 2017-06-19 17:48 | SDG | DMo | Ex | IOU | rWtd | Each | 1 | 607 | None | 83.5 | 0.0111 | 8.92 | 43.2 | 0.00555 | 4.11 | 83.5 | 0.0111 | 8.92 | 43.2 | 0.00555 | 4.11 |  |  | 9 |  | RB-Appl-EffCW-med-Tier1-FrontSDGDMoExIOUrWtd
RB-Appl-EffCW-med-Tier1-Front | DEER2016 | D16v1 | 2017-06-19 17:48 | SDG | MFm | Ex | IOU | rWtd | Each | 1 | 530 | None | 174 | 0.0253 | 5.61 | 97.8 | 0.0148 | 2.1 | 174 | 0.0253 | 5.61 | 97.8 | 0.0148 | 2.1 |  |  | 9 |  | RB-Appl-EffCW-med-Tier1-FrontSDGMFmExIOUrWtd
RB-Appl-EffCW-med-Tier1-Front | DEER2016 | D16v1 | 2017-06-19 17:48 | SDG | SFm | Ex | IOU | rWtd | Each | 1 | 939 | None | 105 | 0.0167 | 11.1 | 54.9 | 0.00597 | 5.13 | 105 | 0.0167 | 11.1 | 54.9 | 0.00597 | 5.13 |  |  | 9 |  | RB-Appl-EffCW-med-Tier1-FrontSDGSFmExIOUrWtd
RB-Appl-EffCW-med-Tier1-Top | DEER2016 | D16v1 | 2015-05-14 | PGE | DMo | Ex | IOU | rWtd | Each | 1 | 608 | None | 160 | 0.0256 | 3.32 | 160 | 0.0256 | 3.32 | 160 | 0.0256 | 3.32 | 160 | 0.0256 | 3.32 |  |  | 9 |  | RB-Appl-EffCW-med-Tier1-TopPGEDMoExIOUrWtd
RB-Appl-EffCW-med-Tier1-Top | DEER2016 | D16v1 | 2015-05-14 | PGE | MFm | Ex | IOU | rWtd | Each | 1 | 483 | None | 167 | 0.0252 | 3.19 | 167 | 0.0252 | 3.19 | 167 | 0.0252 | 3.19 | 167 | 0.0252 | 3.19 |  |  | 9 |  | RB-Appl-EffCW-med-Tier1-TopPGEMFmExIOUrWtd
RB-Appl-EffCW-med-Tier1-Top | DEER2016 | D16v1 | 2015-05-14 | PGE | SFm | Ex | IOU | rWtd | Each | 1 | 859 | None | 185 | 0.0306 | 4.48 | 185 | 0.0306 | 4.48 | 185 | 0.0306 | 4.48 | 185 | 0.0306 | 4.48 |  |  | 9 |  | RB-Appl-EffCW-med-Tier1-TopPGESFmExIOUrWtd
RB-Appl-EffCW-med-Tier1-Top | DEER2016 | D16v1 | 2015-05-14 | SCE | DMo | Ex | IOU | rWtd | Each | 1 | 609 | None | 86.5 | 0.0143 | 6.2 | 86.5 | 0.0143 | 6.2 | 86.5 | 0.0143 | 6.2 | 86.5 | 0.0143 | 6.2 |  |  | 9 |  | RB-Appl-EffCW-med-Tier1-TopSCEDMoExIOUrWtd
RB-Appl-EffCW-med-Tier1-Top | DEER2016 | D16v1 | 2015-05-14 | SCE | MFm | Ex | IOU | rWtd | Each | 1 | 535 | None | 121 | 0.0185 | 5.2 | 121 | 0.0185 | 5.2 | 121 | 0.0185 | 5.2 | 121 | 0.0185 | 5.2 |  |  | 9 |  | RB-Appl-EffCW-med-Tier1-TopSCEMFmExIOUrWtd
RB-Appl-EffCW-med-Tier1-Top | DEER2016 | D16v1 | 2015-05-14 | SCE | SFm | Ex | IOU | rWtd | Each | 1 | 873 | None | 94.3 | 0.0161 | 8.25 | 94.3 | 0.0161 | 8.25 | 94.3 | 0.0161 | 8.25 | 94.3 | 0.0161 | 8.25 |  |  | 9 |  | RB-Appl-EffCW-med-Tier1-TopSCESFmExIOUrWtd
RB-Appl-EffCW-med-Tier1-Top | DEER2016 | D16v1 | 2015-05-14 | SCG | DMo | Ex | IOU | rWtd | Each | 1 | 611 | None | 80.2 | 0.0133 | 6.38 | 80.2 | 0.0133 | 6.38 | 80.2 | 0.0133 | 6.38 | 80.2 | 0.0133 | 6.38 |  |  | 9 |  | RB-Appl-EffCW-med-Tier1-TopSCGDMoExIOUrWtd
RB-Appl-EffCW-med-Tier1-Top | DEER2016 | D16v1 | 2015-05-14 | SCG | MFm | Ex | IOU | rWtd | Each | 1 | 540 | None | 109 | 0.0168 | 5.64 | 109 | 0.0168 | 5.64 | 109 | 0.0168 | 5.64 | 109 | 0.0168 | 5.64 |  |  | 9 |  | RB-Appl-EffCW-med-Tier1-TopSCGMFmExIOUrWtd
RB-Appl-EffCW-med-Tier1-Top | DEER2016 | D16v1 | 2015-05-14 | SCG | SFm | Ex | IOU | rWtd | Each | 1 | 880 | None | 88.6 | 0.0152 | 8.46 | 88.6 | 0.0152 | 8.46 | 88.6 | 0.0152 | 8.46 | 88.6 | 0.0152 | 8.46 |  |  | 9 |  | RB-Appl-EffCW-med-Tier1-TopSCGSFmExIOUrWtd
RB-Appl-EffCW-med-Tier1-Top | DEER2016 | D16v1 | 2015-05-14 | SDG | DMo | Ex | IOU | rWtd | Each | 1 | 607 | None | 94.9 | 0.0154 | 5.94 | 94.9 | 0.0154 | 5.94 | 94.9 | 0.0154 | 5.94 | 94.9 | 0.0154 | 5.94 |  |  | 9 |  | RB-Appl-EffCW-med-Tier1-TopSDGDMoExIOUrWtd
RB-Appl-EffCW-med-Tier1-Top | DEER2016 | D16v1 | 2015-05-14 | SDG | MFm | Ex | IOU | rWtd | Each | 1 | 530 | None | 172 | 0.0256 | 3.39 | 172 | 0.0256 | 3.39 | 172 | 0.0256 | 3.39 | 172 | 0.0256 | 3.39 |  |  | 9 |  | RB-Appl-EffCW-med-Tier1-TopSDGMFmExIOUrWtd
RB-Appl-EffCW-med-Tier1-Top | DEER2016 | D16v1 | 2015-05-14 | SDG | SFm | Ex | IOU | rWtd | Each | 1 | 939 | None | 119 | 0.0173 | 7.42 | 119 | 0.0173 | 7.42 | 119 | 0.0173 | 7.42 | 119 | 0.0173 | 7.42 |  |  | 9 |  | RB-Appl-EffCW-med-Tier1-TopSDGSFmExIOUrWtd
RB-Appl-EffCW-med-Tier2-Front | DEER2016 | D16v1 | 2015-05-14 | PGE | DMo | Ex | IOU | rWtd | Each | 1 | 608 | None | 186 | 0.0287 | 6.17 | 113 | 0.0175 | 2.7 | 186 | 0.0287 | 6.17 | 113 | 0.0175 | 2.7 |  |  | 9 |  | RB-Appl-EffCW-med-Tier2-FrontPGEDMoExIOUrWtd
RB-Appl-EffCW-med-Tier2-Front | DEER2016 | D16v1 | 2015-05-14 | PGE | MFm | Ex | IOU | rWtd | Each | 1 | 483 | None | 192 | 0.0285 | 6.19 | 122 | 0.0181 | 2.48 | 192 | 0.0285 | 6.19 | 122 | 0.0181 | 2.48 |  |  | 9 |  | RB-Appl-EffCW-med-Tier2-FrontPGEMFmExIOUrWtd
RB-Appl-EffCW-med-Tier2-Front | DEER2016 | D16v1 | 2015-05-14 | PGE | SFm | Ex | IOU | rWtd | Each | 1 | 859 | None | 208 | 0.0336 | 8.53 | 132 | 0.0212 | 3.59 | 208 | 0.0336 | 8.53 | 132 | 0.0212 | 3.59 |  |  | 9 |  | RB-Appl-EffCW-med-Tier2-FrontPGESFmExIOUrWtd
RB-Appl-EffCW-med-Tier2-Front | DEER2016 | D16v1 | 2015-05-14 | SCE | DMo | Ex | IOU | rWtd | Each | 1 | 609 | None | 89.6 | 0.0145 | 9.82 | 49.2 | 0.00805 | 5.06 | 89.6 | 0.0145 | 9.82 | 49.2 | 0.00805 | 5.06 |  |  | 9 |  | RB-Appl-EffCW-med-Tier2-FrontSCEDMoExIOUrWtd
RB-Appl-EffCW-med-Tier2-Front | DEER2016 | D16v1 | 2015-05-14 | SCE | MFm | Ex | IOU | rWtd | Each | 1 | 535 | None | 134 | 0.0201 | 8.45 | 80.5 | 0.0119 | 4.12 | 134 | 0.0201 | 8.45 | 80.5 | 0.0119 | 4.12 |  |  | 9 |  | RB-Appl-EffCW-med-Tier2-FrontSCEMFmExIOUrWtd
RB-Appl-EffCW-med-Tier2-Front | DEER2016 | D16v1 | 2015-05-14 | SCE | SFm | Ex | IOU | rWtd | Each | 1 | 873 | None | 93 | 0.0157 | 13.1 | 50.8 | 0.00889 | 6.8 | 93 | 0.0157 | 13.1 | 50.8 | 0.00889 | 6.8 |  |  | 9 |  | RB-Appl-EffCW-med-Tier2-FrontSCESFmExIOUrWtd
RB-Appl-EffCW-med-Tier2-Front | DEER2016 | D16v1 | 2015-05-14 | SCG | DMo | Ex | IOU | rWtd | Each | 1 | 611 | None | 80.2 | 0.013 | 10.1 | 44.7 | 0.00732 | 5.2 | 80.2 | 0.013 | 10.1 | 44.7 | 0.00732 | 5.2 |  |  | 9 |  | RB-Appl-EffCW-med-Tier2-FrontSCGDMoExIOUrWtd
RB-Appl-EffCW-med-Tier2-Front | DEER2016 | D16v1 | 2015-05-14 | SCG | MFm | Ex | IOU | rWtd | Each | 1 | 540 | None | 116 | 0.0175 | 9.16 | 71.2 | 0.0107 | 4.41 | 116 | 0.0175 | 9.16 | 71.2 | 0.0107 | 4.41 |  |  | 9 |  | RB-Appl-EffCW-med-Tier2-FrontSCGMFmExIOUrWtd
RB-Appl-EffCW-med-Tier2-Front | DEER2016 | D16v1 | 2015-05-14 | SCG | SFm | Ex | IOU | rWtd | Each | 1 | 880 | None | 85 | 0.0145 | 13.4 | 46.6 | 0.00845 | 6.95 | 85 | 0.0145 | 13.4 | 46.6 | 0.00845 | 6.95 |  |  | 9 |  | RB-Appl-EffCW-med-Tier2-FrontSCGSFmExIOUrWtd
RB-Appl-EffCW-med-Tier2-Front | DEER2016 | D16v1 | 2015-05-14 | SDG | DMo | Ex | IOU | rWtd | Each | 1 | 607 | None | 98.9 | 0.0155 | 9.54 | 58.7 | 0.00986 | 4.73 | 98.9 | 0.0155 | 9.54 | 58.7 | 0.00986 | 4.73 |  |  | 9 |  | RB-Appl-EffCW-med-Tier2-FrontSDGDMoExIOUrWtd
RB-Appl-EffCW-med-Tier2-Front | DEER2016 | D16v1 | 2015-05-14 | SDG | MFm | Ex | IOU | rWtd | Each | 1 | 530 | None | 201 | 0.029 | 6.02 | 125 | 0.0185 | 2.51 | 201 | 0.029 | 6.02 | 125 | 0.0185 | 2.51 |  |  | 9 |  | RB-Appl-EffCW-med-Tier2-FrontSDGMFmExIOUrWtd
RB-Appl-EffCW-med-Tier2-Front | DEER2016 | D16v1 | 2015-05-14 | SDG | SFm | Ex | IOU | rWtd | Each | 1 | 939 | None | 125 | 0.0173 | 12 | 74.3 | 0.00658 | 5.96 | 125 | 0.0173 | 12 | 74.3 | 0.00658 | 5.96 |  |  | 9 |  | RB-Appl-EffCW-med-Tier2-FrontSDGSFmExIOUrWtd
RB-Appl-EffCW-med-Tier2-Top | DEER2016 | D16v1 | 2015-05-14 | PGE | DMo | Ex | IOU | rWtd | Each | 1 | 608 | None | 174 | 0.0271 | 5.1 | 174 | 0.0271 | 5.1 | 174 | 0.0271 | 5.1 | 174 | 0.0271 | 5.1 |  |  | 9 |  | RB-Appl-EffCW-med-Tier2-TopPGEDMoExIOUrWtd
RB-Appl-EffCW-med-Tier2-Top | DEER2016 | D16v1 | 2015-05-14 | PGE | MFm | Ex | IOU | rWtd | Each | 1 | 483 | None | 178 | 0.027 | 4.82 | 178 | 0.027 | 4.82 | 178 | 0.027 | 4.82 | 178 | 0.027 | 4.82 |  |  | 9 |  | RB-Appl-EffCW-med-Tier2-TopPGEMFmExIOUrWtd
RB-Appl-EffCW-med-Tier2-Top | DEER2016 | D16v1 | 2015-05-14 | PGE | SFm | Ex | IOU | rWtd | Each | 1 | 859 | None | 196 | 0.0324 | 6.68 | 196 | 0.0324 | 6.68 | 196 | 0.0324 | 6.68 | 196 | 0.0324 | 6.68 |  |  | 9 |  | RB-Appl-EffCW-med-Tier2-TopPGESFmExIOUrWtd
RB-Appl-EffCW-med-Tier2-Top | DEER2016 | D16v1 | 2015-05-14 | SCE | DMo | Ex | IOU | rWtd | Each | 1 | 609 | None | 92.7 | 0.015 | 8.25 | 92.7 | 0.015 | 8.25 | 92.7 | 0.015 | 8.25 | 92.7 | 0.015 | 8.25 |  |  | 9 |  | RB-Appl-EffCW-med-Tier2-TopSCEDMoExIOUrWtd
RB-Appl-EffCW-med-Tier2-Top | DEER2016 | D16v1 | 2015-05-14 | SCE | MFm | Ex | IOU | rWtd | Each | 1 | 535 | None | 131 | 0.0197 | 6.9 | 131 | 0.0197 | 6.9 | 131 | 0.0197 | 6.9 | 131 | 0.0197 | 6.9 |  |  | 9 |  | RB-Appl-EffCW-med-Tier2-TopSCEMFmExIOUrWtd
RB-Appl-EffCW-med-Tier2-Top | DEER2016 | D16v1 | 2015-05-14 | SCE | SFm | Ex | IOU | rWtd | Each | 1 | 873 | None | 100 | 0.0167 | 10.7 | 100 | 0.0167 | 10.7 | 100 | 0.0167 | 10.7 | 100 | 0.0167 | 10.7 |  |  | 9 |  | RB-Appl-EffCW-med-Tier2-TopSCESFmExIOUrWtd
RB-Appl-EffCW-med-Tier2-Top | DEER2016 | D16v1 | 2015-05-14 | SCG | DMo | Ex | IOU | rWtd | Each | 1 | 611 | None | 84.6 | 0.0137 | 8.51 | 84.6 | 0.0137 | 8.51 | 84.6 | 0.0137 | 8.51 | 84.6 | 0.0137 | 8.51 |  |  | 9 |  | RB-Appl-EffCW-med-Tier2-TopSCGDMoExIOUrWtd
RB-Appl-EffCW-med-Tier2-Top | DEER2016 | D16v1 | 2015-05-14 | SCG | MFm | Ex | IOU | rWtd | Each | 1 | 540 | None | 115 | 0.0175 | 7.49 | 115 | 0.0175 | 7.49 | 115 | 0.0175 | 7.49 | 115 | 0.0175 | 7.49 |  |  | 9 |  | RB-Appl-EffCW-med-Tier2-TopSCGMFmExIOUrWtd
RB-Appl-EffCW-med-Tier2-Top | DEER2016 | D16v1 | 2015-05-14 | SCG | SFm | Ex | IOU | rWtd | Each | 1 | 880 | None | 93 | 0.0155 | 10.9 | 93 | 0.0155 | 10.9 | 93 | 0.0155 | 10.9 | 93 | 0.0155 | 10.9 |  |  | 9 |  | RB-Appl-EffCW-med-Tier2-TopSCGSFmExIOUrWtd
RB-Appl-EffCW-med-Tier2-Top | DEER2016 | D16v1 | 2015-05-14 | SDG | DMo | Ex | IOU | rWtd | Each | 1 | 607 | None | 100 | 0.0155 | 7.99 | 100 | 0.0155 | 7.99 | 100 | 0.0155 | 7.99 | 100 | 0.0155 | 7.99 |  |  | 9 |  | RB-Appl-EffCW-med-Tier2-TopSDGDMoExIOUrWtd
RB-Appl-EffCW-med-Tier2-Top | DEER2016 | D16v1 | 2015-05-14 | SDG | MFm | Ex | IOU | rWtd | Each | 1 | 530 | None | 187 | 0.0276 | 4.86 | 187 | 0.0276 | 4.86 | 187 | 0.0276 | 4.86 | 187 | 0.0276 | 4.86 |  |  | 9 |  | RB-Appl-EffCW-med-Tier2-TopSDGMFmExIOUrWtd
RB-Appl-EffCW-med-Tier2-Top | DEER2016 | D16v1 | 2015-05-14 | SDG | SFm | Ex | IOU | rWtd | Each | 1 | 939 | None | 126 | 0.018 | 9.78 | 126 | 0.018 | 9.78 | 126 | 0.018 | 9.78 | 126 | 0.018 | 9.78 |  |  | 9 |  | RB-Appl-EffCW-med-Tier2-TopSDGSFmExIOUrWtd
RB-Appl-EffCW-med-Tier3-Front | DEER2016 | D16v1 | 2015-05-14 | PGE | DMo | Ex | IOU | rWtd | Each | 1 | 608 | None | 177 | 0.0263 | 7.61 | 104 | 0.0151 | 4.14 | 177 | 0.0263 | 7.61 | 104 | 0.0151 | 4.14 |  |  | 9 |  | RB-Appl-EffCW-med-Tier3-FrontPGEDMoExIOUrWtd
RB-Appl-EffCW-med-Tier3-Front | DEER2016 | D16v1 | 2015-05-14 | PGE | MFm | Ex | IOU | rWtd | Each | 1 | 483 | None | 186 | 0.0269 | 7.44 | 116 | 0.0165 | 3.73 | 186 | 0.0269 | 7.44 | 116 | 0.0165 | 3.73 |  |  | 9 |  | RB-Appl-EffCW-med-Tier3-FrontPGEMFmExIOUrWtd
RB-Appl-EffCW-med-Tier3-Front | DEER2016 | D16v1 | 2015-05-14 | PGE | SFm | Ex | IOU | rWtd | Each | 1 | 859 | None | 195 | 0.0304 | 10.5 | 120 | 0.018 | 5.54 | 195 | 0.0304 | 10.5 | 120 | 0.018 | 5.54 |  |  | 9 |  | RB-Appl-EffCW-med-Tier3-FrontPGESFmExIOUrWtd
RB-Appl-EffCW-med-Tier3-Front | DEER2016 | D16v1 | 2015-05-14 | SCE | DMo | Ex | IOU | rWtd | Each | 1 | 609 | None | 70 | 0.0107 | 11.5 | 29.5 | 0.00431 | 6.72 | 70 | 0.0107 | 11.5 | 29.5 | 0.00431 | 6.72 |  |  | 9 |  | RB-Appl-EffCW-med-Tier3-FrontSCEDMoExIOUrWtd
RB-Appl-EffCW-med-Tier3-Front | DEER2016 | D16v1 | 2015-05-14 | SCE | MFm | Ex | IOU | rWtd | Each | 1 | 535 | None | 120 | 0.0177 | 9.71 | 66.5 | 0.00947 | 5.38 | 120 | 0.0177 | 9.71 | 66.5 | 0.00947 | 5.38 |  |  | 9 |  | RB-Appl-EffCW-med-Tier3-FrontSCEMFmExIOUrWtd
RB-Appl-EffCW-med-Tier3-Front | DEER2016 | D16v1 | 2015-05-14 | SCE | SFm | Ex | IOU | rWtd | Each | 1 | 873 | None | 66.9 | 0.0105 | 15.2 | 24.7 | 0.0037 | 8.91 | 66.9 | 0.0105 | 15.2 | 24.7 | 0.0037 | 8.91 |  |  | 9 |  | RB-Appl-EffCW-med-Tier3-FrontSCESFmExIOUrWtd
RB-Appl-EffCW-med-Tier3-Front | DEER2016 | D16v1 | 2015-05-14 | SCG | DMo | Ex | IOU | rWtd | Each | 1 | 611 | None | 59.5 | 0.00925 | 11.8 | 24 | 0.00353 | 6.89 | 59.5 | 0.00925 | 11.8 | 24 | 0.00353 | 6.89 |  |  | 9 |  | RB-Appl-EffCW-med-Tier3-FrontSCGDMoExIOUrWtd
RB-Appl-EffCW-med-Tier3-Front | DEER2016 | D16v1 | 2015-05-14 | SCG | MFm | Ex | IOU | rWtd | Each | 1 | 540 | None | 99.6 | 0.0148 | 10.5 | 55 | 0.00793 | 5.78 | 99.6 | 0.0148 | 10.5 | 55 | 0.00793 | 5.78 |  |  | 9 |  | RB-Appl-EffCW-med-Tier3-FrontSCGMFmExIOUrWtd
RB-Appl-EffCW-med-Tier3-Front | DEER2016 | D16v1 | 2015-05-14 | SCG | SFm | Ex | IOU | rWtd | Each | 1 | 880 | None | 58.5 | 0.00919 | 15.5 | 20.1 | 0.00316 | 9.08 | 58.5 | 0.00919 | 15.5 | 20.1 | 0.00316 | 9.08 |  |  | 9 |  | RB-Appl-EffCW-med-Tier3-FrontSCGSFmExIOUrWtd
RB-Appl-EffCW-med-Tier3-Front | DEER2016 | D16v1 | 2015-05-14 | SDG | DMo | Ex | IOU | rWtd | Each | 1 | 607 | None | 81.7 | 0.0107 | 11.1 | 41.4 | 0.00516 | 6.32 | 81.7 | 0.0107 | 11.1 | 41.4 | 0.00516 | 6.32 |  |  | 9 |  | RB-Appl-EffCW-med-Tier3-FrontSDGDMoExIOUrWtd
RB-Appl-EffCW-med-Tier3-Front | DEER2016 | D16v1 | 2015-05-14 | SDG | MFm | Ex | IOU | rWtd | Each | 1 | 530 | None | 195 | 0.0278 | 6.92 | 118 | 0.0173 | 3.41 | 195 | 0.0278 | 6.92 | 118 | 0.0173 | 3.41 |  |  | 9 |  | RB-Appl-EffCW-med-Tier3-FrontSDGMFmExIOUrWtd
RB-Appl-EffCW-med-Tier3-Front | DEER2016 | D16v1 | 2015-05-14 | SDG | SFm | Ex | IOU | rWtd | Each | 1 | 939 | None | 104 | 0.0137 | 13.9 | 53.3 | 0.00296 | 7.85 | 104 | 0.0137 | 13.9 | 53.3 | 0.00296 | 7.85 |  |  | 9 |  | RB-Appl-EffCW-med-Tier3-FrontSDGSFmExIOUrWtd
RE-Appl-EffCW-med-ElecDHW-ElecCDryer-Tier1-Front | DEER2016 | D16v1 | 2015-05-14 08:08 | PGE | DMo | Ex | IOU | rWtd | Each | 1 | 608 | None | 314 | 0.0455 | 0.0564 | 151 | 0.0221 | 0.426 | 314 | 0.0455 | 0.0564 | 151 | 0.0221 | 0.426 |  |  | 2 |  | RE-Appl-EffCW-med-ElecDHW-ElecCDryer-Tier1-FrontPGEDMoExIOUrWtd
RE-Appl-EffCW-med-ElecDHW-ElecCDryer-Tier1-Front | DEER2016 | D16v1 | 2015-05-14 08:08 | PGE | MFm | Ex | IOU | rWtd | Each | 1 | 483 | None | 315 | 0.0446 | 0.0775 | 151 | 0.0218 | 0.295 | 315 | 0.0446 | 0.0775 | 151 | 0.0218 | 0.295 |  |  | 2 |  | RE-Appl-EffCW-med-ElecDHW-ElecCDryer-Tier1-FrontPGEMFmExIOUrWtd
RE-Appl-EffCW-med-ElecDHW-ElecCDryer-Tier1-Front | DEER2016 | D16v1 | 2015-05-14 08:08 | PGE | SFm | Ex | IOU | rWtd | Each | 1 | 859 | None | 391 | 0.058 | -0.453 | 188 | 0.0283 | -0.0426 | 391 | 0.058 | -0.453 | 188 | 0.0283 | -0.0426 |  |  | 2 |  | RE-Appl-EffCW-med-ElecDHW-ElecCDryer-Tier1-FrontPGESFmExIOUrWtd
RE-Appl-EffCW-med-ElecDHW-ElecCDryer-Tier1-Front | DEER2016 | D16v1 | 2015-05-14 08:08 | SCE | DMo | Ex | IOU | rWtd | Each | 1 | 609 | None | 315 | 0.0448 | 0.349 | 153 | 0.022 | 0.559 | 315 | 0.0448 | 0.349 | 153 | 0.022 | 0.559 |  |  | 2 |  | RE-Appl-EffCW-med-ElecDHW-ElecCDryer-Tier1-FrontSCEDMoExIOUrWtd
RE-Appl-EffCW-med-ElecDHW-ElecCDryer-Tier1-Front | DEER2016 | D16v1 | 2015-05-14 08:08 | SCE | MFm | Ex | IOU | rWtd | Each | 1 | 535 | None | 312 | 0.0445 | 0.00677 | 152 | 0.0223 | 0.0811 | 312 | 0.0445 | 0.00677 | 152 | 0.0223 | 0.0811 |  |  | 2 |  | RE-Appl-EffCW-med-ElecDHW-ElecCDryer-Tier1-FrontSCEMFmExIOUrWtd
RE-Appl-EffCW-med-ElecDHW-ElecCDryer-Tier1-Front | DEER2016 | D16v1 | 2015-05-14 08:08 | SCE | SFm | Ex | IOU | rWtd | Each | 1 | 873 | None | 390 | 0.0558 | -0.0147 | 189 | 0.0276 | 0.317 | 390 | 0.0558 | -0.0147 | 189 | 0.0276 | 0.317 |  |  | 2 |  | RE-Appl-EffCW-med-ElecDHW-ElecCDryer-Tier1-FrontSCESFmExIOUrWtd
RE-Appl-EffCW-med-ElecDHW-ElecCDryer-Tier1-Front | DEER2016 | D16v1 | 2015-05-14 08:08 | SCG | DMo | Ex | IOU | rWtd | Each | 1 | 611 | None | 314 | 0.0445 | 0.356 | 153 | 0.0219 | 0.557 | 314 | 0.0445 | 0.356 | 153 | 0.0219 | 0.557 |  |  | 2 |  | RE-Appl-EffCW-med-ElecDHW-ElecCDryer-Tier1-FrontSCGDMoExIOUrWtd
RE-Appl-EffCW-med-ElecDHW-ElecCDryer-Tier1-Front | DEER2016 | D16v1 | 2015-05-14 08:08 | SCG | MFm | Ex | IOU | rWtd | Each | 1 | 540 | None | 312 | 0.0444 | 0.00551 | 152 | 0.0223 | 0.0287 | 312 | 0.0444 | 0.00551 | 152 | 0.0223 | 0.0287 |  |  | 2 |  | RE-Appl-EffCW-med-ElecDHW-ElecCDryer-Tier1-FrontSCGMFmExIOUrWtd
RE-Appl-EffCW-med-ElecDHW-ElecCDryer-Tier1-Front | DEER2016 | D16v1 | 2015-05-14 08:08 | SCG | SFm | Ex | IOU | rWtd | Each | 1 | 880 | None | 389 | 0.0554 | 0.0266 | 189 | 0.027 | 0.346 | 389 | 0.0554 | 0.0266 | 189 | 0.027 | 0.346 |  |  | 2 |  | RE-Appl-EffCW-med-ElecDHW-ElecCDryer-Tier1-FrontSCGSFmExIOUrWtd
RE-Appl-EffCW-med-ElecDHW-ElecCDryer-Tier1-Front | DEER2016 | D16v1 | 2015-05-14 08:08 | SDG | DMo | Ex | IOU | rWtd | Each | 1 | 607 | None | 311 | 0.0424 | 0.482 | 151 | 0.019 | 0.644 | 311 | 0.0424 | 0.482 | 151 | 0.019 | 0.644 |  |  | 2 |  | RE-Appl-EffCW-med-ElecDHW-ElecCDryer-Tier1-FrontSDGDMoExIOUrWtd
RE-Appl-EffCW-med-ElecDHW-ElecCDryer-Tier1-Front | DEER2016 | D16v1 | 2015-05-14 08:08 | SDG | MFm | Ex | IOU | rWtd | Each | 1 | 530 | None | 311 | 0.0437 | 0.0654 | 151 | 0.0224 | 0.0933 | 311 | 0.0437 | 0.0654 | 151 | 0.0224 | 0.0933 |  |  | 2 |  | RE-Appl-EffCW-med-ElecDHW-ElecCDryer-Tier1-FrontSDGMFmExIOUrWtd
RE-Appl-EffCW-med-ElecDHW-ElecCDryer-Tier1-Front | DEER2016 | D16v1 | 2015-05-14 08:08 | SDG | SFm | Ex | IOU | rWtd | Each | 1 | 939 | None | 387 | 0.06 | 0.242 | 188 | 0.031 | 0.522 | 387 | 0.06 | 0.242 | 188 | 0.031 | 0.522 |  |  | 2 |  | RE-Appl-EffCW-med-ElecDHW-ElecCDryer-Tier1-FrontSDGSFmExIOUrWtd
RE-Appl-EffCW-med-ElecDHW-ElecCDryer-Tier1-Top | DEER2016 | D16v1 | 2015-05-14 08:11 | PGE | DMo | Ex | IOU | rWtd | Each | 1 | 608 | None | 263 | 0.0402 | -0.495 | 263 | 0.0402 | -0.495 | 263 | 0.0402 | -0.495 | 263 | 0.0402 | -0.495 |  |  | 2 |  | RE-Appl-EffCW-med-ElecDHW-ElecCDryer-Tier1-TopPGEDMoExIOUrWtd
RE-Appl-EffCW-med-ElecDHW-ElecCDryer-Tier1-Top | DEER2016 | D16v1 | 2015-05-14 08:11 | PGE | MFm | Ex | IOU | rWtd | Each | 1 | 483 | None | 261 | 0.0383 | -0.43 | 261 | 0.0383 | -0.43 | 261 | 0.0383 | -0.43 | 261 | 0.0383 | -0.43 |  |  | 2 |  | RE-Appl-EffCW-med-ElecDHW-ElecCDryer-Tier1-TopPGEMFmExIOUrWtd
RE-Appl-EffCW-med-ElecDHW-ElecCDryer-Tier1-Top | DEER2016 | D16v1 | 2015-05-14 08:11 | PGE | SFm | Ex | IOU | rWtd | Each | 1 | 859 | None | 326 | 0.0509 | -0.939 | 326 | 0.0509 | -0.939 | 326 | 0.0509 | -0.939 | 326 | 0.0509 | -0.939 |  |  | 2 |  | RE-Appl-EffCW-med-ElecDHW-ElecCDryer-Tier1-TopPGESFmExIOUrWtd
RE-Appl-EffCW-med-ElecDHW-ElecCDryer-Tier1-Top | DEER2016 | D16v1 | 2015-05-14 08:11 | SCE | DMo | Ex | IOU | rWtd | Each | 1 | 609 | None | 267 | 0.0395 | -0.0673 | 267 | 0.0395 | -0.0673 | 267 | 0.0395 | -0.0673 | 267 | 0.0395 | -0.0673 |  |  | 2 |  | RE-Appl-EffCW-med-ElecDHW-ElecCDryer-Tier1-TopSCEDMoExIOUrWtd
RE-Appl-EffCW-med-ElecDHW-ElecCDryer-Tier1-Top | DEER2016 | D16v1 | 2015-05-14 08:11 | SCE | MFm | Ex | IOU | rWtd | Each | 1 | 535 | None | 263 | 0.0384 | -0.106 | 263 | 0.0384 | -0.106 | 263 | 0.0384 | -0.106 | 263 | 0.0384 | -0.106 |  |  | 2 |  | RE-Appl-EffCW-med-ElecDHW-ElecCDryer-Tier1-TopSCEMFmExIOUrWtd
RE-Appl-EffCW-med-ElecDHW-ElecCDryer-Tier1-Top | DEER2016 | D16v1 | 2015-05-14 08:11 | SCE | SFm | Ex | IOU | rWtd | Each | 1 | 873 | None | 329 | 0.0494 | -0.548 | 329 | 0.0494 | -0.548 | 329 | 0.0494 | -0.548 | 329 | 0.0494 | -0.548 |  |  | 2 |  | RE-Appl-EffCW-med-ElecDHW-ElecCDryer-Tier1-TopSCESFmExIOUrWtd
RE-Appl-EffCW-med-ElecDHW-ElecCDryer-Tier1-Top | DEER2016 | D16v1 | 2015-05-14 08:11 | SCG | DMo | Ex | IOU | rWtd | Each | 1 | 611 | None | 266 | 0.0391 | -0.0212 | 266 | 0.0391 | -0.0212 | 266 | 0.0391 | -0.0212 | 266 | 0.0391 | -0.0212 |  |  | 2 |  | RE-Appl-EffCW-med-ElecDHW-ElecCDryer-Tier1-TopSCGDMoExIOUrWtd
RE-Appl-EffCW-med-ElecDHW-ElecCDryer-Tier1-Top | DEER2016 | D16v1 | 2015-05-14 08:11 | SCG | MFm | Ex | IOU | rWtd | Each | 1 | 540 | None | 262 | 0.0383 | -0.111 | 262 | 0.0383 | -0.111 | 262 | 0.0383 | -0.111 | 262 | 0.0383 | -0.111 |  |  | 2 |  | RE-Appl-EffCW-med-ElecDHW-ElecCDryer-Tier1-TopSCGMFmExIOUrWtd
RE-Appl-EffCW-med-ElecDHW-ElecCDryer-Tier1-Top | DEER2016 | D16v1 | 2015-05-14 08:11 | SCG | SFm | Ex | IOU | rWtd | Each | 1 | 880 | None | 328 | 0.049 | -0.516 | 328 | 0.049 | -0.516 | 328 | 0.049 | -0.516 | 328 | 0.049 | -0.516 |  |  | 2 |  | RE-Appl-EffCW-med-ElecDHW-ElecCDryer-Tier1-TopSCGSFmExIOUrWtd
RE-Appl-EffCW-med-ElecDHW-ElecCDryer-Tier1-Top | DEER2016 | D16v1 | 2015-05-14 08:11 | SDG | DMo | Ex | IOU | rWtd | Each | 1 | 607 | None | 263 | 0.0384 | 0.0376 | 263 | 0.0384 | 0.0376 | 263 | 0.0384 | 0.0376 | 263 | 0.0384 | 0.0376 |  |  | 2 |  | RE-Appl-EffCW-med-ElecDHW-ElecCDryer-Tier1-TopSDGDMoExIOUrWtd
RE-Appl-EffCW-med-ElecDHW-ElecCDryer-Tier1-Top | DEER2016 | D16v1 | 2015-05-14 08:11 | SDG | MFm | Ex | IOU | rWtd | Each | 1 | 530 | None | 261 | 0.0381 | -0.021 | 261 | 0.0381 | -0.021 | 261 | 0.0381 | -0.021 | 261 | 0.0381 | -0.021 |  |  | 2 |  | RE-Appl-EffCW-med-ElecDHW-ElecCDryer-Tier1-TopSDGMFmExIOUrWtd
RE-Appl-EffCW-med-ElecDHW-ElecCDryer-Tier1-Top | DEER2016 | D16v1 | 2015-05-14 08:11 | SDG | SFm | Ex | IOU | rWtd | Each | 1 | 939 | None | 325 | 0.0483 | -0.26 | 325 | 0.0483 | -0.26 | 325 | 0.0483 | -0.26 | 325 | 0.0483 | -0.26 |  |  | 2 |  | RE-Appl-EffCW-med-ElecDHW-ElecCDryer-Tier1-TopSDGSFmExIOUrWtd
RE-Appl-EffCW-med-ElecDHW-ElecCDryer-Tier2-Front | DEER2016 | D16v1 | 2015-05-14 08:08 | PGE | DMo | Ex | IOU | rWtd | Each | 1 | 608 | None | 351 | 0.0515 | -0.242 | 188 | 0.0282 | 0.128 | 351 | 0.0515 | -0.242 | 188 | 0.0282 | 0.128 |  |  | 2 |  | RE-Appl-EffCW-med-ElecDHW-ElecCDryer-Tier2-FrontPGEDMoExIOUrWtd
RE-Appl-EffCW-med-ElecDHW-ElecCDryer-Tier2-Front | DEER2016 | D16v1 | 2015-05-14 08:08 | PGE | MFm | Ex | IOU | rWtd | Each | 1 | 483 | None | 351 | 0.0501 | -0.168 | 187 | 0.0273 | 0.0501 | 351 | 0.0501 | -0.168 | 187 | 0.0273 | 0.0501 |  |  | 2 |  | RE-Appl-EffCW-med-ElecDHW-ElecCDryer-Tier2-FrontPGEMFmExIOUrWtd
RE-Appl-EffCW-med-ElecDHW-ElecCDryer-Tier2-Front | DEER2016 | D16v1 | 2015-05-14 08:08 | PGE | SFm | Ex | IOU | rWtd | Each | 1 | 859 | None | 437 | 0.0654 | -0.588 | 233 | 0.0357 | -0.177 | 437 | 0.0654 | -0.588 | 233 | 0.0357 | -0.177 |  |  | 2 |  | RE-Appl-EffCW-med-ElecDHW-ElecCDryer-Tier2-FrontPGESFmExIOUrWtd
RE-Appl-EffCW-med-ElecDHW-ElecCDryer-Tier2-Front | DEER2016 | D16v1 | 2015-05-14 08:08 | SCE | DMo | Ex | IOU | rWtd | Each | 1 | 609 | None | 353 | 0.0509 | 0.162 | 191 | 0.0281 | 0.373 | 353 | 0.0509 | 0.162 | 191 | 0.0281 | 0.373 |  |  | 2 |  | RE-Appl-EffCW-med-ElecDHW-ElecCDryer-Tier2-FrontSCEDMoExIOUrWtd
RE-Appl-EffCW-med-ElecDHW-ElecCDryer-Tier2-Front | DEER2016 | D16v1 | 2015-05-14 08:08 | SCE | MFm | Ex | IOU | rWtd | Each | 1 | 535 | None | 349 | 0.0495 | 0.137 | 188 | 0.0273 | 0.211 | 349 | 0.0495 | 0.137 | 188 | 0.0273 | 0.211 |  |  | 2 |  | RE-Appl-EffCW-med-ElecDHW-ElecCDryer-Tier2-FrontSCEMFmExIOUrWtd
RE-Appl-EffCW-med-ElecDHW-ElecCDryer-Tier2-Front | DEER2016 | D16v1 | 2015-05-14 08:08 | SCE | SFm | Ex | IOU | rWtd | Each | 1 | 873 | None | 436 | 0.063 | -0.0953 | 235 | 0.0347 | 0.236 | 436 | 0.063 | -0.0953 | 235 | 0.0347 | 0.236 |  |  | 2 |  | RE-Appl-EffCW-med-ElecDHW-ElecCDryer-Tier2-FrontSCESFmExIOUrWtd
RE-Appl-EffCW-med-ElecDHW-ElecCDryer-Tier2-Front | DEER2016 | D16v1 | 2015-05-14 08:08 | SCG | DMo | Ex | IOU | rWtd | Each | 1 | 611 | None | 352 | 0.0504 | 0.179 | 191 | 0.0279 | 0.379 | 352 | 0.0504 | 0.179 | 191 | 0.0279 | 0.379 |  |  | 2 |  | RE-Appl-EffCW-med-ElecDHW-ElecCDryer-Tier2-FrontSCGDMoExIOUrWtd
RE-Appl-EffCW-med-ElecDHW-ElecCDryer-Tier2-Front | DEER2016 | D16v1 | 2015-05-14 08:08 | SCG | MFm | Ex | IOU | rWtd | Each | 1 | 540 | None | 349 | 0.0495 | 0.148 | 188 | 0.0274 | 0.171 | 349 | 0.0495 | 0.148 | 188 | 0.0274 | 0.171 |  |  | 2 |  | RE-Appl-EffCW-med-ElecDHW-ElecCDryer-Tier2-FrontSCGMFmExIOUrWtd
RE-Appl-EffCW-med-ElecDHW-ElecCDryer-Tier2-Front | DEER2016 | D16v1 | 2015-05-14 08:08 | SCG | SFm | Ex | IOU | rWtd | Each | 1 | 880 | None | 435 | 0.0626 | -0.0391 | 235 | 0.0342 | 0.281 | 435 | 0.0626 | -0.0391 | 235 | 0.0342 | 0.281 |  |  | 2 |  | RE-Appl-EffCW-med-ElecDHW-ElecCDryer-Tier2-FrontSCGSFmExIOUrWtd
RE-Appl-EffCW-med-ElecDHW-ElecCDryer-Tier2-Front | DEER2016 | D16v1 | 2015-05-14 08:08 | SDG | DMo | Ex | IOU | rWtd | Each | 1 | 607 | None | 349 | 0.0483 | 0.329 | 189 | 0.0249 | 0.492 | 349 | 0.0483 | 0.329 | 189 | 0.0249 | 0.492 |  |  | 2 |  | RE-Appl-EffCW-med-ElecDHW-ElecCDryer-Tier2-FrontSDGDMoExIOUrWtd
RE-Appl-EffCW-med-ElecDHW-ElecCDryer-Tier2-Front | DEER2016 | D16v1 | 2015-05-14 08:08 | SDG | MFm | Ex | IOU | rWtd | Each | 1 | 530 | None | 347 | 0.0489 | 0.182 | 187 | 0.0275 | 0.21 | 347 | 0.0489 | 0.182 | 187 | 0.0275 | 0.21 |  |  | 2 |  | RE-Appl-EffCW-med-ElecDHW-ElecCDryer-Tier2-FrontSDGMFmExIOUrWtd
RE-Appl-EffCW-med-ElecDHW-ElecCDryer-Tier2-Front | DEER2016 | D16v1 | 2015-05-14 08:08 | SDG | SFm | Ex | IOU | rWtd | Each | 1 | 939 | None | 432 | 0.0637 | 0.191 | 233 | 0.0347 | 0.471 | 432 | 0.0637 | 0.191 | 233 | 0.0347 | 0.471 |  |  | 2 |  | RE-Appl-EffCW-med-ElecDHW-ElecCDryer-Tier2-FrontSDGSFmExIOUrWtd
RE-Appl-EffCW-med-ElecDHW-ElecCDryer-Tier2-Top | DEER2016 | D16v1 | 2015-05-14 08:12 | PGE | DMo | Ex | IOU | rWtd | Each | 1 | 608 | None | 314 | 0.0462 | -0.312 | 314 | 0.0462 | -0.312 | 314 | 0.0462 | -0.312 | 314 | 0.0462 | -0.312 |  |  | 2 |  | RE-Appl-EffCW-med-ElecDHW-ElecCDryer-Tier2-TopPGEDMoExIOUrWtd
RE-Appl-EffCW-med-ElecDHW-ElecCDryer-Tier2-Top | DEER2016 | D16v1 | 2015-05-14 08:12 | PGE | MFm | Ex | IOU | rWtd | Each | 1 | 483 | None | 313 | 0.0453 | -0.575 | 313 | 0.0453 | -0.575 | 313 | 0.0453 | -0.575 | 313 | 0.0453 | -0.575 |  |  | 2 |  | RE-Appl-EffCW-med-ElecDHW-ElecCDryer-Tier2-TopPGEMFmExIOUrWtd
RE-Appl-EffCW-med-ElecDHW-ElecCDryer-Tier2-Top | DEER2016 | D16v1 | 2015-05-14 08:12 | PGE | SFm | Ex | IOU | rWtd | Each | 1 | 859 | None | 389 | 0.0593 | -1.01 | 389 | 0.0593 | -1.01 | 389 | 0.0593 | -1.01 | 389 | 0.0593 | -1.01 |  |  | 2 |  | RE-Appl-EffCW-med-ElecDHW-ElecCDryer-Tier2-TopPGESFmExIOUrWtd
RE-Appl-EffCW-med-ElecDHW-ElecCDryer-Tier2-Top | DEER2016 | D16v1 | 2015-05-14 08:12 | SCE | DMo | Ex | IOU | rWtd | Each | 1 | 609 | None | 316 | 0.0456 | 0.0607 | 316 | 0.0456 | 0.0607 | 316 | 0.0456 | 0.0607 | 316 | 0.0456 | 0.0607 |  |  | 2 |  | RE-Appl-EffCW-med-ElecDHW-ElecCDryer-Tier2-TopSCEDMoExIOUrWtd
RE-Appl-EffCW-med-ElecDHW-ElecCDryer-Tier2-Top | DEER2016 | D16v1 | 2015-05-14 08:12 | SCE | MFm | Ex | IOU | rWtd | Each | 1 | 535 | None | 312 | 0.045 | -0.189 | 312 | 0.045 | -0.189 | 312 | 0.045 | -0.189 | 312 | 0.045 | -0.189 |  |  | 2 |  | RE-Appl-EffCW-med-ElecDHW-ElecCDryer-Tier2-TopSCEMFmExIOUrWtd
RE-Appl-EffCW-med-ElecDHW-ElecCDryer-Tier2-Top | DEER2016 | D16v1 | 2015-05-14 08:12 | SCE | SFm | Ex | IOU | rWtd | Each | 1 | 873 | None | 390 | 0.0571 | -0.449 | 390 | 0.0571 | -0.449 | 390 | 0.0571 | -0.449 | 390 | 0.0571 | -0.449 |  |  | 2 |  | RE-Appl-EffCW-med-ElecDHW-ElecCDryer-Tier2-TopSCESFmExIOUrWtd
RE-Appl-EffCW-med-ElecDHW-ElecCDryer-Tier2-Top | DEER2016 | D16v1 | 2015-05-14 08:12 | SCG | DMo | Ex | IOU | rWtd | Each | 1 | 611 | None | 314 | 0.0451 | 0.073 | 314 | 0.0451 | 0.073 | 314 | 0.0451 | 0.073 | 314 | 0.0451 | 0.073 |  |  | 2 |  | RE-Appl-EffCW-med-ElecDHW-ElecCDryer-Tier2-TopSCGDMoExIOUrWtd
RE-Appl-EffCW-med-ElecDHW-ElecCDryer-Tier2-Top | DEER2016 | D16v1 | 2015-05-14 08:12 | SCG | MFm | Ex | IOU | rWtd | Each | 1 | 540 | None | 312 | 0.0449 | -0.198 | 312 | 0.0449 | -0.198 | 312 | 0.0449 | -0.198 | 312 | 0.0449 | -0.198 |  |  | 2 |  | RE-Appl-EffCW-med-ElecDHW-ElecCDryer-Tier2-TopSCGMFmExIOUrWtd
RE-Appl-EffCW-med-ElecDHW-ElecCDryer-Tier2-Top | DEER2016 | D16v1 | 2015-05-14 08:12 | SCG | SFm | Ex | IOU | rWtd | Each | 1 | 880 | None | 389 | 0.0567 | -0.405 | 389 | 0.0567 | -0.405 | 389 | 0.0567 | -0.405 | 389 | 0.0567 | -0.405 |  |  | 2 |  | RE-Appl-EffCW-med-ElecDHW-ElecCDryer-Tier2-TopSCGSFmExIOUrWtd
RE-Appl-EffCW-med-ElecDHW-ElecCDryer-Tier2-Top | DEER2016 | D16v1 | 2015-05-14 08:12 | SDG | DMo | Ex | IOU | rWtd | Each | 1 | 607 | None | 311 | 0.043 | 0.22 | 311 | 0.043 | 0.22 | 311 | 0.043 | 0.22 | 311 | 0.043 | 0.22 |  |  | 2 |  | RE-Appl-EffCW-med-ElecDHW-ElecCDryer-Tier2-TopSDGDMoExIOUrWtd
RE-Appl-EffCW-med-ElecDHW-ElecCDryer-Tier2-Top | DEER2016 | D16v1 | 2015-05-14 08:12 | SDG | MFm | Ex | IOU | rWtd | Each | 1 | 530 | None | 310 | 0.0446 | -0.0806 | 310 | 0.0446 | -0.0806 | 310 | 0.0446 | -0.0806 | 310 | 0.0446 | -0.0806 |  |  | 2 |  | RE-Appl-EffCW-med-ElecDHW-ElecCDryer-Tier2-TopSDGMFmExIOUrWtd
RE-Appl-EffCW-med-ElecDHW-ElecCDryer-Tier2-Top | DEER2016 | D16v1 | 2015-05-14 08:12 | SDG | SFm | Ex | IOU | rWtd | Each | 1 | 939 | None | 386 | 0.0586 | -0.143 | 386 | 0.0586 | -0.143 | 386 | 0.0586 | -0.143 | 386 | 0.0586 | -0.143 |  |  | 2 |  | RE-Appl-EffCW-med-ElecDHW-ElecCDryer-Tier2-TopSDGSFmExIOUrWtd
RE-Appl-EffCW-med-ElecDHW-ElecCDryer-Tier3-Front | DEER2016 | D16v1 | 2015-05-14 08:08 | PGE | DMo | Ex | IOU | rWtd | Each | 1 | 608 | None | 361 | 0.0516 | 0.464 | 198 | 0.0283 | 0.833 | 361 | 0.0516 | 0.464 | 198 | 0.0283 | 0.833 |  |  | 2 |  | RE-Appl-EffCW-med-ElecDHW-ElecCDryer-Tier3-FrontPGEDMoExIOUrWtd
RE-Appl-EffCW-med-ElecDHW-ElecCDryer-Tier3-Front | DEER2016 | D16v1 | 2015-05-14 08:08 | PGE | MFm | Ex | IOU | rWtd | Each | 1 | 483 | None | 363 | 0.0511 | 0.291 | 199 | 0.0283 | 0.509 | 363 | 0.0511 | 0.291 | 199 | 0.0283 | 0.509 |  |  | 2 |  | RE-Appl-EffCW-med-ElecDHW-ElecCDryer-Tier3-FrontPGEMFmExIOUrWtd
RE-Appl-EffCW-med-ElecDHW-ElecCDryer-Tier3-Front | DEER2016 | D16v1 | 2015-05-14 08:08 | PGE | SFm | Ex | IOU | rWtd | Each | 1 | 859 | None | 450 | 0.0659 | 0.276 | 247 | 0.0362 | 0.687 | 450 | 0.0659 | 0.276 | 247 | 0.0362 | 0.687 |  |  | 2 |  | RE-Appl-EffCW-med-ElecDHW-ElecCDryer-Tier3-FrontPGESFmExIOUrWtd
RE-Appl-EffCW-med-ElecDHW-ElecCDryer-Tier3-Front | DEER2016 | D16v1 | 2015-05-14 08:08 | SCE | DMo | Ex | IOU | rWtd | Each | 1 | 609 | None | 362 | 0.051 | 0.77 | 200 | 0.0282 | 0.981 | 362 | 0.051 | 0.77 | 200 | 0.0282 | 0.981 |  |  | 2 |  | RE-Appl-EffCW-med-ElecDHW-ElecCDryer-Tier3-FrontSCEDMoExIOUrWtd
RE-Appl-EffCW-med-ElecDHW-ElecCDryer-Tier3-Front | DEER2016 | D16v1 | 2015-05-14 08:08 | SCE | MFm | Ex | IOU | rWtd | Each | 1 | 535 | None | 359 | 0.0504 | 0.401 | 198 | 0.0281 | 0.476 | 359 | 0.0504 | 0.401 | 198 | 0.0281 | 0.476 |  |  | 2 |  | RE-Appl-EffCW-med-ElecDHW-ElecCDryer-Tier3-FrontSCEMFmExIOUrWtd
RE-Appl-EffCW-med-ElecDHW-ElecCDryer-Tier3-Front | DEER2016 | D16v1 | 2015-05-14 08:08 | SCE | SFm | Ex | IOU | rWtd | Each | 1 | 873 | None | 448 | 0.064 | 0.413 | 247 | 0.0357 | 0.744 | 448 | 0.064 | 0.413 | 247 | 0.0357 | 0.744 |  |  | 2 |  | RE-Appl-EffCW-med-ElecDHW-ElecCDryer-Tier3-FrontSCESFmExIOUrWtd
RE-Appl-EffCW-med-ElecDHW-ElecCDryer-Tier3-Front | DEER2016 | D16v1 | 2015-05-14 08:08 | SCG | DMo | Ex | IOU | rWtd | Each | 1 | 611 | None | 361 | 0.0506 | 0.788 | 200 | 0.0281 | 0.988 | 361 | 0.0506 | 0.788 | 200 | 0.0281 | 0.988 |  |  | 2 |  | RE-Appl-EffCW-med-ElecDHW-ElecCDryer-Tier3-FrontSCGDMoExIOUrWtd
RE-Appl-EffCW-med-ElecDHW-ElecCDryer-Tier3-Front | DEER2016 | D16v1 | 2015-05-14 08:08 | SCG | MFm | Ex | IOU | rWtd | Each | 1 | 540 | None | 358 | 0.0502 | 0.446 | 198 | 0.0282 | 0.469 | 358 | 0.0502 | 0.446 | 198 | 0.0282 | 0.469 |  |  | 2 |  | RE-Appl-EffCW-med-ElecDHW-ElecCDryer-Tier3-FrontSCGMFmExIOUrWtd
RE-Appl-EffCW-med-ElecDHW-ElecCDryer-Tier3-Front | DEER2016 | D16v1 | 2015-05-14 08:08 | SCG | SFm | Ex | IOU | rWtd | Each | 1 | 880 | None | 447 | 0.064 | 0.45 | 247 | 0.0356 | 0.77 | 447 | 0.064 | 0.45 | 247 | 0.0356 | 0.77 |  |  | 2 |  | RE-Appl-EffCW-med-ElecDHW-ElecCDryer-Tier3-FrontSCGSFmExIOUrWtd
RE-Appl-EffCW-med-ElecDHW-ElecCDryer-Tier3-Front | DEER2016 | D16v1 | 2015-05-14 08:08 | SDG | DMo | Ex | IOU | rWtd | Each | 1 | 607 | None | 358 | 0.0494 | 0.896 | 198 | 0.026 | 1.06 | 358 | 0.0494 | 0.896 | 198 | 0.026 | 1.06 |  |  | 2 |  | RE-Appl-EffCW-med-ElecDHW-ElecCDryer-Tier3-FrontSDGDMoExIOUrWtd
RE-Appl-EffCW-med-ElecDHW-ElecCDryer-Tier3-Front | DEER2016 | D16v1 | 2015-05-14 08:08 | SDG | MFm | Ex | IOU | rWtd | Each | 1 | 530 | None | 358 | 0.0501 | 0.368 | 198 | 0.0287 | 0.395 | 358 | 0.0501 | 0.368 | 198 | 0.0287 | 0.395 |  |  | 2 |  | RE-Appl-EffCW-med-ElecDHW-ElecCDryer-Tier3-FrontSDGMFmExIOUrWtd
RE-Appl-EffCW-med-ElecDHW-ElecCDryer-Tier3-Front | DEER2016 | D16v1 | 2015-05-14 08:08 | SDG | SFm | Ex | IOU | rWtd | Each | 1 | 939 | None | 445 | 0.0656 | 0.604 | 246 | 0.0366 | 0.884 | 445 | 0.0656 | 0.604 | 246 | 0.0366 | 0.884 |  |  | 2 |  | RE-Appl-EffCW-med-ElecDHW-ElecCDryer-Tier3-FrontSDGSFmExIOUrWtd

## 2017EnergyImpact
Ex Ante Source Tables Export
EnergyImpact Table (exante.EnergyImpact)
This file created on 6/13/2017 5:26:41 PM while connected to AmazonWS-RDS as sptviewer.
Program/Database Description: READI v.2.4.7 (Preliminary Ex Ante Review data) options: include Non-DEER and Proposed data; 1/1/2013 - 12/31/2025 | [29 empty] | Appl-CW-Top-GasDHW-GasDry-Tier2AnySFm1996CZ01DEER2017
EnergyImpactID | Version | VersionSource | LastMod | PA | BldgType | BldgVint | BldgLoc | BldgHVAC | NormUnit | NumUnit | MeasArea | ScaleBasis | APreWBkWh | APreWBkW | APreWBtherm | AStdWBkWh | AStdWBkW | AStdWBtherm | APreEUkWh | APreEUkW | APreEUtherm | AStdEUkWh | AStdEUkW | AStdEUtherm | ElecImpactProfileID | GasImpactProfileID | Flag | SourceDesc |  | Index | record
Appl-CW-Front-ElecDHW-ElecDry-Tier1 | DEER2017 | D17 v3 |  | Any | DMo | MH00 | CZ01 | rDXGF | Household | 1 | 1242 | None | 134 | 0.018 | -0.44 | 119 | 0.016 | -0.34 | 134 | 0.018 | -0.44 | 119 | 0.016 | -0.34 | DEER:Res:ClothesDishWasher | Annual | 1719 |  | Appl-CW-Front-ElecDHW-ElecDry-Tier1DEER2017 | Appl-CW-Front-ElecDHW-ElecDry-Tier1AnyDMoMH00CZ01DEER2017 | 1
Appl-CW-Front-ElecDHW-ElecDry-Tier1 | DEER2017 | D17 v3 |  | Any | DMo | MH00 | CZ02 | rDXGF | Household | 1 | 1242 | None | 135 | 0.014 | -0.36 | 120 | 0.012 | -0.28 | 135 | 0.014 | -0.36 | 120 | 0.012 | -0.28 | DEER:Res:ClothesDishWasher | Annual | 1719 |  | Appl-CW-Front-ElecDHW-ElecDry-Tier1DEER2017 | Appl-CW-Front-ElecDHW-ElecDry-Tier1AnyDMoMH00CZ02DEER2017 | 2
Appl-CW-Front-ElecDHW-ElecDry-Tier1 | DEER2017 | D17 v3 |  | Any | DMo | MH00 | CZ03 | rDXGF | Household | 1 | 1242 | None | 134 | 0.021 | -0.42 | 120 | 0.018 | -0.33 | 134 | 0.021 | -0.42 | 120 | 0.018 | -0.33 | DEER:Res:ClothesDishWasher | Annual | 1719 |  | Appl-CW-Front-ElecDHW-ElecDry-Tier1DEER2017 | Appl-CW-Front-ElecDHW-ElecDry-Tier1AnyDMoMH00CZ03DEER2017 | 3
Appl-CW-Front-ElecDHW-ElecDry-Tier1 | DEER2017 | D17 v3 |  | Any | DMo | MH00 | CZ04 | rDXGF | Household | 1 | 1242 | None | 135 | 0.02 | -0.39 | 122 | 0.018 | -0.31 | 135 | 0.02 | -0.39 | 122 | 0.018 | -0.31 | DEER:Res:ClothesDishWasher | Annual | 1719 |  | Appl-CW-Front-ElecDHW-ElecDry-Tier1DEER2017 | Appl-CW-Front-ElecDHW-ElecDry-Tier1AnyDMoMH00CZ04DEER2017 | 4
Appl-CW-Front-ElecDHW-ElecDry-Tier1 | DEER2017 | D17 v3 |  | Any | DMo | MH00 | CZ05 | rDXGF | Household | 1 | 1242 | None | 134 | 0.02 | -0.65 | 119 | 0.018 | -0.53 | 134 | 0.02 | -0.65 | 119 | 0.018 | -0.53 | DEER:Res:ClothesDishWasher | Annual | 1719 |  | Appl-CW-Front-ElecDHW-ElecDry-Tier1DEER2017 | Appl-CW-Front-ElecDHW-ElecDry-Tier1AnyDMoMH00CZ05DEER2017 | 5
Appl-CW-Front-ElecDHW-ElecDry-Tier1 | DEER2017 | D17 v3 |  | Any | DMo | MH00 | CZ06 | rDXGF | Household | 1 | 1242 | None | 135 | 0.02 | -0.33 | 120 | 0.018 | -0.26 | 135 | 0.02 | -0.33 | 120 | 0.018 | -0.26 | DEER:Res:ClothesDishWasher | Annual | 1719 |  | Appl-CW-Front-ElecDHW-ElecDry-Tier1DEER2017 | Appl-CW-Front-ElecDHW-ElecDry-Tier1AnyDMoMH00CZ06DEER2017 | 6
Appl-CW-Front-ElecDHW-ElecDry-Tier1 | DEER2017 | D17 v3 |  | Any | DMo | MH00 | CZ07 | rDXGF | Household | 1 | 1242 | None | 135 | 0.02 | -0.27 | 120 | 0.018 | -0.22 | 135 | 0.02 | -0.27 | 120 | 0.018 | -0.22 | DEER:Res:ClothesDishWasher | Annual | 1719 |  | Appl-CW-Front-ElecDHW-ElecDry-Tier1DEER2017 | Appl-CW-Front-ElecDHW-ElecDry-Tier1AnyDMoMH00CZ07DEER2017 | 7
Appl-CW-Front-ElecDHW-ElecDry-Tier1 | DEER2017 | D17 v3 |  | Any | DMo | MH00 | CZ08 | rDXGF | Household | 1 | 1242 | None | 136 | 0.02 | -0.27 | 121 | 0.017 | -0.21 | 136 | 0.02 | -0.27 | 121 | 0.017 | -0.21 | DEER:Res:ClothesDishWasher | Annual | 1719 |  | Appl-CW-Front-ElecDHW-ElecDry-Tier1DEER2017 | Appl-CW-Front-ElecDHW-ElecDry-Tier1AnyDMoMH00CZ08DEER2017 | 8
Appl-CW-Front-ElecDHW-ElecDry-Tier1 | DEER2017 | D17 v3 |  | Any | DMo | MH00 | CZ09 | rDXGF | Household | 1 | 1242 | None | 137 | 0.021 | -0.31 | 122 | 0.018 | -0.24 | 137 | 0.021 | -0.31 | 122 | 0.018 | -0.24 | DEER:Res:ClothesDishWasher | Annual | 1719 |  | Appl-CW-Front-ElecDHW-ElecDry-Tier1DEER2017 | Appl-CW-Front-ElecDHW-ElecDry-Tier1AnyDMoMH00CZ09DEER2017 | 9
Appl-CW-Front-ElecDHW-ElecDry-Tier1 | DEER2017 | D17 v3 |  | Any | DMo | MH00 | CZ10 | rDXGF | Household | 1 | 1242 | None | 137 | 0.021 | -0.28 | 122 | 0.018 | -0.22 | 137 | 0.021 | -0.28 | 122 | 0.018 | -0.22 | DEER:Res:ClothesDishWasher | Annual | 1719 |  | Appl-CW-Front-ElecDHW-ElecDry-Tier1DEER2017 | Appl-CW-Front-ElecDHW-ElecDry-Tier1AnyDMoMH00CZ10DEER2017 | 10
Appl-CW-Front-ElecDHW-ElecDry-Tier1 | DEER2017 | D17 v3 |  | Any | DMo | MH00 | CZ11 | rDXGF | Household | 1 | 1242 | None | 136 | 0.021 | -0.34 | 121 | 0.018 | -0.27 | 136 | 0.021 | -0.34 | 121 | 0.018 | -0.27 | DEER:Res:ClothesDishWasher | Annual | 1719 |  | Appl-CW-Front-ElecDHW-ElecDry-Tier1DEER2017 | Appl-CW-Front-ElecDHW-ElecDry-Tier1AnyDMoMH00CZ11DEER2017 | 11
Appl-CW-Front-ElecDHW-ElecDry-Tier1 | DEER2017 | D17 v3 |  | Any | DMo | MH00 | CZ12 | rDXGF | Household | 1 | 1242 | None | 136 | 0.02 | -0.39 | 121 | 0.017 | -0.32 | 136 | 0.02 | -0.39 | 121 | 0.017 | -0.32 | DEER:Res:ClothesDishWasher | Annual | 1719 |  | Appl-CW-Front-ElecDHW-ElecDry-Tier1DEER2017 | Appl-CW-Front-ElecDHW-ElecDry-Tier1AnyDMoMH00CZ12DEER2017 | 12
Appl-CW-Front-ElecDHW-ElecDry-Tier1 | DEER2017 | D17 v3 |  | Any | DMo | MH00 | CZ13 | rDXGF | Household | 1 | 1242 | None | 137 | 0.02 | -0.36 | 121 | 0.018 | -0.29 | 137 | 0.02 | -0.36 | 121 | 0.018 | -0.29 | DEER:Res:ClothesDishWasher | Annual | 1719 |  | Appl-CW-Front-ElecDHW-ElecDry-Tier1DEER2017 | Appl-CW-Front-ElecDHW-ElecDry-Tier1AnyDMoMH00CZ13DEER2017 | 13
Appl-CW-Front-ElecDHW-ElecDry-Tier1 | DEER2017 | D17 v3 |  | Any | DMo | MH00 | CZ14 | rDXGF | Household | 1 | 1242 | None | 136 | 0.02 | -0.36 | 121 | 0.018 | -0.28 | 136 | 0.02 | -0.36 | 121 | 0.018 | -0.28 | DEER:Res:ClothesDishWasher | Annual | 1719 |  | Appl-CW-Front-ElecDHW-ElecDry-Tier1DEER2017 | Appl-CW-Front-ElecDHW-ElecDry-Tier1AnyDMoMH00CZ14DEER2017 | 14
Appl-CW-Front-ElecDHW-ElecDry-Tier1 | DEER2017 | D17 v3 |  | Any | DMo | MH00 | CZ15 | rDXGF | Household | 1 | 1242 | None | 138 | 0.02 | -0.12 | 122 | 0.017 | -0.1 | 138 | 0.02 | -0.12 | 122 | 0.017 | -0.1 | DEER:Res:ClothesDishWasher | Annual | 1719 |  | Appl-CW-Front-ElecDHW-ElecDry-Tier1DEER2017 | Appl-CW-Front-ElecDHW-ElecDry-Tier1AnyDMoMH00CZ15DEER2017 | 15
Appl-CW-Front-ElecDHW-ElecDry-Tier1 | DEER2017 | D17 v3 |  | Any | DMo | MH00 | CZ16 | rDXGF | Household | 1 | 1242 | None | 136 | 0.025 | -0.36 | 121 | 0.018 | -0.28 | 136 | 0.025 | -0.36 | 121 | 0.018 | -0.28 | DEER:Res:ClothesDishWasher | Annual | 1719 |  | Appl-CW-Front-ElecDHW-ElecDry-Tier1DEER2017 | Appl-CW-Front-ElecDHW-ElecDry-Tier1AnyDMoMH00CZ16DEER2017 | 16
Appl-CW-Front-ElecDHW-ElecDry-Tier1 | DEER2017 | D17 v3 |  | Any | DMo | MH06 | CZ01 | rDXGF | Household | 1 | 1242 | None | 134 | 0.019 | -0.53 | 119 | 0.017 | -0.41 | 134 | 0.019 | -0.53 | 119 | 0.017 | -0.41 | DEER:Res:ClothesDishWasher | Annual | 1719 |  | Appl-CW-Front-ElecDHW-ElecDry-Tier1DEER2017 | Appl-CW-Front-ElecDHW-ElecDry-Tier1AnyDMoMH06CZ01DEER2017 | 17
Appl-CW-Front-ElecDHW-ElecDry-Tier1 | DEER2017 | D17 v3 |  | Any | DMo | MH06 | CZ02 | rDXGF | Household | 1 | 1242 | None | 135 | 0.02 | -0.4 | 120 | 0.017 | -0.32 | 135 | 0.02 | -0.4 | 120 | 0.017 | -0.32 | DEER:Res:ClothesDishWasher | Annual | 1719 |  | Appl-CW-Front-ElecDHW-ElecDry-Tier1DEER2017 | Appl-CW-Front-ElecDHW-ElecDry-Tier1AnyDMoMH06CZ02DEER2017 | 18
Appl-CW-Front-ElecDHW-ElecDry-Tier1 | DEER2017 | D17 v3 |  | Any | DMo | MH06 | CZ03 | rDXGF | Household | 1 | 1242 | None | 134 | 0.021 | -0.26 | 120 | 0.018 | -0.2 | 134 | 0.021 | -0.26 | 120 | 0.018 | -0.2 | DEER:Res:ClothesDishWasher | Annual | 1719 |  | Appl-CW-Front-ElecDHW-ElecDry-Tier1DEER2017 | Appl-CW-Front-ElecDHW-ElecDry-Tier1AnyDMoMH06CZ03DEER2017 | 19
Appl-CW-Front-ElecDHW-ElecDry-Tier1 | DEER2017 | D17 v3 |  | Any | DMo | MH06 | CZ04 | rDXGF | Household | 1 | 1242 | None | 135 | 0.02 | -0.35 | 120 | 0.018 | -0.28 | 135 | 0.02 | -0.35 | 120 | 0.018 | -0.28 | DEER:Res:ClothesDishWasher | Annual | 1719 |  | Appl-CW-Front-ElecDHW-ElecDry-Tier1DEER2017 | Appl-CW-Front-ElecDHW-ElecDry-Tier1AnyDMoMH06CZ04DEER2017 | 20
Appl-CW-Front-ElecDHW-ElecDry-Tier1 | DEER2017 | D17 v3 |  | Any | DMo | MH06 | CZ05 | rDXGF | Household | 1 | 1242 | None | 134 | 0.02 | -0.43 | 120 | 0.017 | -0.35 | 134 | 0.02 | -0.43 | 120 | 0.017 | -0.35 | DEER:Res:ClothesDishWasher | Annual | 1719 |  | Appl-CW-Front-ElecDHW-ElecDry-Tier1DEER2017 | Appl-CW-Front-ElecDHW-ElecDry-Tier1AnyDMoMH06CZ05DEER2017 | 21
Appl-CW-Front-ElecDHW-ElecDry-Tier1 | DEER2017 | D17 v3 |  | Any | DMo | MH06 | CZ06 | rDXGF | Household | 1 | 1242 | None | 135 | 0.02 | -0.06 | 121 | 0.017 | -0.05 | 135 | 0.02 | -0.06 | 121 | 0.017 | -0.05 | DEER:Res:ClothesDishWasher | Annual | 1719 |  | Appl-CW-Front-ElecDHW-ElecDry-Tier1DEER2017 | Appl-CW-Front-ElecDHW-ElecDry-Tier1AnyDMoMH06CZ06DEER2017 | 22
Appl-CW-Front-ElecDHW-ElecDry-Tier1 | DEER2017 | D17 v3 |  | Any | DMo | MH06 | CZ07 | rDXGF | Household | 1 | 1242 | None | 136 | 0.02 | -0.12 | 121 | 0.018 | -0.1 | 136 | 0.02 | -0.12 | 121 | 0.018 | -0.1 | DEER:Res:ClothesDishWasher | Annual | 1719 |  | Appl-CW-Front-ElecDHW-ElecDry-Tier1DEER2017 | Appl-CW-Front-ElecDHW-ElecDry-Tier1AnyDMoMH06CZ07DEER2017 | 23
Appl-CW-Front-ElecDHW-ElecDry-Tier1 | DEER2017 | D17 v3 |  | Any | DMo | MH06 | CZ08 | rDXGF | Household | 1 | 1242 | None | 137 | 0.019 | -0.19 | 122 | 0.017 | -0.14 | 137 | 0.019 | -0.19 | 122 | 0.017 | -0.14 | DEER:Res:ClothesDishWasher | Annual | 1719 |  | Appl-CW-Front-ElecDHW-ElecDry-Tier1DEER2017 | Appl-CW-Front-ElecDHW-ElecDry-Tier1AnyDMoMH06CZ08DEER2017 | 24
Appl-CW-Front-ElecDHW-ElecDry-Tier1 | DEER2017 | D17 v3 |  | Any | DMo | MH06 | CZ09 | rDXGF | Household | 1 | 1242 | None | 136 | 0.019 | -0.22 | 121 | 0.017 | -0.18 | 136 | 0.019 | -0.22 | 121 | 0.017 | -0.18 | DEER:Res:ClothesDishWasher | Annual | 1719 |  | Appl-CW-Front-ElecDHW-ElecDry-Tier1DEER2017 | Appl-CW-Front-ElecDHW-ElecDry-Tier1AnyDMoMH06CZ09DEER2017 | 25
Appl-CW-Front-ElecDHW-ElecDry-Tier1 | DEER2017 | D17 v3 |  | Any | DMo | MH06 | CZ10 | rDXGF | Household | 1 | 1242 | None | 136 | 0.019 | -0.28 | 121 | 0.017 | -0.23 | 136 | 0.019 | -0.28 | 121 | 0.017 | -0.23 | DEER:Res:ClothesDishWasher | Annual | 1719 |  | Appl-CW-Front-ElecDHW-ElecDry-Tier1DEER2017 | Appl-CW-Front-ElecDHW-ElecDry-Tier1AnyDMoMH06CZ10DEER2017 | 26
Appl-CW-Front-ElecDHW-ElecDry-Tier1 | DEER2017 | D17 v3 |  | Any | DMo | MH06 | CZ11 | rDXGF | Household | 1 | 1242 | None | 136 | 0.02 | -0.28 | 121 | 0.018 | -0.22 | 136 | 0.02 | -0.28 | 121 | 0.018 | -0.22 | DEER:Res:ClothesDishWasher | Annual | 1719 |  | Appl-CW-Front-ElecDHW-ElecDry-Tier1DEER2017 | Appl-CW-Front-ElecDHW-ElecDry-Tier1AnyDMoMH06CZ11DEER2017 | 27
Appl-CW-Front-ElecDHW-ElecDry-Tier1 | DEER2017 | D17 v3 |  | Any | DMo | MH06 | CZ12 | rDXGF | Household | 1 | 1242 | None | 135 | 0.02 | -0.37 | 121 | 0.018 | -0.29 | 135 | 0.02 | -0.37 | 121 | 0.018 | -0.29 | DEER:Res:ClothesDishWasher | Annual | 1719 |  | Appl-CW-Front-ElecDHW-ElecDry-Tier1DEER2017 | Appl-CW-Front-ElecDHW-ElecDry-Tier1AnyDMoMH06CZ12DEER2017 | 28
Appl-CW-Front-ElecDHW-ElecDry-Tier1 | DEER2017 | D17 v3 |  | Any | DMo | MH06 | CZ13 | rDXGF | Household | 1 | 1242 | None | 136 | 0.02 | -0.32 | 121 | 0.018 | -0.26 | 136 | 0.02 | -0.32 | 121 | 0.018 | -0.26 | DEER:Res:ClothesDishWasher | Annual | 1719 |  | Appl-CW-Front-ElecDHW-ElecDry-Tier1DEER2017 | Appl-CW-Front-ElecDHW-ElecDry-Tier1AnyDMoMH06CZ13DEER2017 | 29
Appl-CW-Front-ElecDHW-ElecDry-Tier1 | DEER2017 | D17 v3 |  | Any | DMo | MH06 | CZ14 | rDXGF | Household | 1 | 1242 | None | 136 | 0.019 | -0.32 | 121 | 0.017 | -0.25 | 136 | 0.019 | -0.32 | 121 | 0.017 | -0.25 | DEER:Res:ClothesDishWasher | Annual | 1719 |  | Appl-CW-Front-ElecDHW-ElecDry-Tier1DEER2017 | Appl-CW-Front-ElecDHW-ElecDry-Tier1AnyDMoMH06CZ14DEER2017 | 30
Appl-CW-Front-ElecDHW-ElecDry-Tier1 | DEER2017 | D17 v3 |  | Any | DMo | MH06 | CZ15 | rDXGF | Household | 1 | 1242 | None | 136 | 0.019 | -0.11 | 121 | 0.017 | -0.08 | 136 | 0.019 | -0.11 | 121 | 0.017 | -0.08 | DEER:Res:ClothesDishWasher | Annual | 1719 |  | Appl-CW-Front-ElecDHW-ElecDry-Tier1DEER2017 | Appl-CW-Front-ElecDHW-ElecDry-Tier1AnyDMoMH06CZ15DEER2017 | 31
Appl-CW-Front-ElecDHW-ElecDry-Tier1 | DEER2017 | D17 v3 |  | Any | DMo | MH06 | CZ16 | rDXGF | Household | 1 | 1242 | None | 135 | 0.02 | -0.36 | 121 | 0.018 | -0.29 | 135 | 0.02 | -0.36 | 121 | 0.018 | -0.29 | DEER:Res:ClothesDishWasher | Annual | 1719 |  | Appl-CW-Front-ElecDHW-ElecDry-Tier1DEER2017 | Appl-CW-Front-ElecDHW-ElecDry-Tier1AnyDMoMH06CZ16DEER2017 | 32
Appl-CW-Front-ElecDHW-ElecDry-Tier1 | DEER2017 | D17 v3 |  | Any | DMo | MH15 | CZ01 | rDXGF | Household | 1 | 1242 | None | 134 | 0.019 | -0.49 | 119 | 0.017 | -0.38 | 134 | 0.019 | -0.49 | 119 | 0.017 | -0.38 | DEER:Res:ClothesDishWasher | Annual | 1719 |  | Appl-CW-Front-ElecDHW-ElecDry-Tier1DEER2017 | Appl-CW-Front-ElecDHW-ElecDry-Tier1AnyDMoMH15CZ01DEER2017 | 33
Appl-CW-Front-ElecDHW-ElecDry-Tier1 | DEER2017 | D17 v3 |  | Any | DMo | MH15 | CZ02 | rDXGF | Household | 1 | 1242 | None | 135 | 0.018 | -0.41 | 120 | 0.015 | -0.33 | 135 | 0.018 | -0.41 | 120 | 0.015 | -0.33 | DEER:Res:ClothesDishWasher | Annual | 1719 |  | Appl-CW-Front-ElecDHW-ElecDry-Tier1DEER2017 | Appl-CW-Front-ElecDHW-ElecDry-Tier1AnyDMoMH15CZ02DEER2017 | 34
Appl-CW-Front-ElecDHW-ElecDry-Tier1 | DEER2017 | D17 v3 |  | Any | DMo | MH15 | CZ03 | rDXGF | Household | 1 | 1242 | None | 134 | 0.02 | -0.4 | 119 | 0.017 | -0.31 | 134 | 0.02 | -0.4 | 119 | 0.017 | -0.31 | DEER:Res:ClothesDishWasher | Annual | 1719 |  | Appl-CW-Front-ElecDHW-ElecDry-Tier1DEER2017 | Appl-CW-Front-ElecDHW-ElecDry-Tier1AnyDMoMH15CZ03DEER2017 | 35
Appl-CW-Front-ElecDHW-ElecDry-Tier1 | DEER2017 | D17 v3 |  | Any | DMo | MH15 | CZ04 | rDXGF | Household | 1 | 1242 | None | 135 | 0.019 | -0.35 | 120 | 0.017 | -0.29 | 135 | 0.019 | -0.35 | 120 | 0.017 | -0.29 | DEER:Res:ClothesDishWasher | Annual | 1719 |  | Appl-CW-Front-ElecDHW-ElecDry-Tier1DEER2017 | Appl-CW-Front-ElecDHW-ElecDry-Tier1AnyDMoMH15CZ04DEER2017 | 36
Appl-CW-Front-ElecDHW-ElecDry-Tier1 | DEER2017 | D17 v3 |  | Any | DMo | MH15 | CZ05 | rDXGF | Household | 1 | 1242 | None | 134 | 0.02 | -0.49 | 120 | 0.018 | -0.39 | 134 | 0.02 | -0.49 | 120 | 0.018 | -0.39 | DEER:Res:ClothesDishWasher | Annual | 1719 |  | Appl-CW-Front-ElecDHW-ElecDry-Tier1DEER2017 | Appl-CW-Front-ElecDHW-ElecDry-Tier1AnyDMoMH15CZ05DEER2017 | 37
Appl-CW-Front-ElecDHW-ElecDry-Tier1 | DEER2017 | D17 v3 |  | Any | DMo | MH15 | CZ06 | rDXGF | Household | 1 | 1242 | None | 135 | 0.019 | -0.28 | 120 | 0.017 | -0.23 | 135 | 0.019 | -0.28 | 120 | 0.017 | -0.23 | DEER:Res:ClothesDishWasher | Annual | 1719 |  | Appl-CW-Front-ElecDHW-ElecDry-Tier1DEER2017 | Appl-CW-Front-ElecDHW-ElecDry-Tier1AnyDMoMH15CZ06DEER2017 | 38
Appl-CW-Front-ElecDHW-ElecDry-Tier1 | DEER2017 | D17 v3 |  | Any | DMo | MH15 | CZ07 | rDXGF | Household | 1 | 1242 | None | 136 | 0.02 | -0.14 | 121 | 0.018 | -0.12 | 136 | 0.02 | -0.14 | 121 | 0.018 | -0.12 | DEER:Res:ClothesDishWasher | Annual | 1719 |  | Appl-CW-Front-ElecDHW-ElecDry-Tier1DEER2017 | Appl-CW-Front-ElecDHW-ElecDry-Tier1AnyDMoMH15CZ07DEER2017 | 39
Appl-CW-Front-ElecDHW-ElecDry-Tier1 | DEER2017 | D17 v3 |  | Any | DMo | MH15 | CZ08 | rDXGF | Household | 1 | 1242 | None | 136 | 0.02 | -0.19 | 121 | 0.017 | -0.15 | 136 | 0.02 | -0.19 | 121 | 0.017 | -0.15 | DEER:Res:ClothesDishWasher | Annual | 1719 |  | Appl-CW-Front-ElecDHW-ElecDry-Tier1DEER2017 | Appl-CW-Front-ElecDHW-ElecDry-Tier1AnyDMoMH15CZ08DEER2017 | 40
Appl-CW-Front-ElecDHW-ElecDry-Tier1 | DEER2017 | D17 v3 |  | Any | DMo | MH15 | CZ09 | rDXGF | Household | 1 | 1242 | None | 137 | 0.02 | -0.22 | 122 | 0.018 | -0.18 | 137 | 0.02 | -0.22 | 122 | 0.018 | -0.18 | DEER:Res:ClothesDishWasher | Annual | 1719 |  | Appl-CW-Front-ElecDHW-ElecDry-Tier1DEER2017 | Appl-CW-Front-ElecDHW-ElecDry-Tier1AnyDMoMH15CZ09DEER2017 | 41
Appl-CW-Front-ElecDHW-ElecDry-Tier1 | DEER2017 | D17 v3 |  | Any | DMo | MH15 | CZ10 | rDXGF | Household | 1 | 1242 | None | 136 | 0.02 | -0.26 | 121 | 0.017 | -0.21 | 136 | 0.02 | -0.26 | 121 | 0.017 | -0.21 | DEER:Res:ClothesDishWasher | Annual | 1719 |  | Appl-CW-Front-ElecDHW-ElecDry-Tier1DEER2017 | Appl-CW-Front-ElecDHW-ElecDry-Tier1AnyDMoMH15CZ10DEER2017 | 42
Appl-CW-Front-ElecDHW-ElecDry-Tier1 | DEER2017 | D17 v3 |  | Any | DMo | MH15 | CZ11 | rDXGF | Household | 1 | 1242 | None | 136 | 0.019 | -0.33 | 121 | 0.017 | -0.26 | 136 | 0.019 | -0.33 | 121 | 0.017 | -0.26 | DEER:Res:ClothesDishWasher | Annual | 1719 |  | Appl-CW-Front-ElecDHW-ElecDry-Tier1DEER2017 | Appl-CW-Front-ElecDHW-ElecDry-Tier1AnyDMoMH15CZ11DEER2017 | 43
Appl-CW-Front-ElecDHW-ElecDry-Tier1 | DEER2017 | D17 v3 |  | Any | DMo | MH15 | CZ12 | rDXGF | Household | 1 | 1242 | None | 135 | 0.02 | -0.34 | 120 | 0.017 | -0.27 | 135 | 0.02 | -0.34 | 120 | 0.017 | -0.27 | DEER:Res:ClothesDishWasher | Annual | 1719 |  | Appl-CW-Front-ElecDHW-ElecDry-Tier1DEER2017 | Appl-CW-Front-ElecDHW-ElecDry-Tier1AnyDMoMH15CZ12DEER2017 | 44
Appl-CW-Front-ElecDHW-ElecDry-Tier1 | DEER2017 | D17 v3 |  | Any | DMo | MH15 | CZ13 | rDXGF | Household | 1 | 1242 | None | 136 | 0.019 | -0.3 | 121 | 0.017 | -0.24 | 136 | 0.019 | -0.3 | 121 | 0.017 | -0.24 | DEER:Res:ClothesDishWasher | Annual | 1719 |  | Appl-CW-Front-ElecDHW-ElecDry-Tier1DEER2017 | Appl-CW-Front-ElecDHW-ElecDry-Tier1AnyDMoMH15CZ13DEER2017 | 45
Appl-CW-Front-ElecDHW-ElecDry-Tier1 | DEER2017 | D17 v3 |  | Any | DMo | MH15 | CZ14 | rDXGF | Household | 1 | 1242 | None | 136 | 0.019 | -0.33 | 121 | 0.017 | -0.26 | 136 | 0.019 | -0.33 | 121 | 0.017 | -0.26 | DEER:Res:ClothesDishWasher | Annual | 1719 |  | Appl-CW-Front-ElecDHW-ElecDry-Tier1DEER2017 | Appl-CW-Front-ElecDHW-ElecDry-Tier1AnyDMoMH15CZ14DEER2017 | 46
Appl-CW-Front-ElecDHW-ElecDry-Tier1 | DEER2017 | D17 v3 |  | Any | DMo | MH15 | CZ15 | rDXGF | Household | 1 | 1242 | None | 137 | 0.019 | -0.11 | 122 | 0.017 | -0.09 | 137 | 0.019 | -0.11 | 122 | 0.017 | -0.09 | DEER:Res:ClothesDishWasher | Annual | 1719 |  | Appl-CW-Front-ElecDHW-ElecDry-Tier1DEER2017 | Appl-CW-Front-ElecDHW-ElecDry-Tier1AnyDMoMH15CZ15DEER2017 | 47
Appl-CW-Front-ElecDHW-ElecDry-Tier1 | DEER2017 | D17 v3 |  | Any | DMo | MH15 | CZ16 | rDXGF | Household | 1 | 1242 | None | 135 | 0.019 | -0.36 | 121 | 0.017 | -0.28 | 135 | 0.019 | -0.36 | 121 | 0.017 | -0.28 | DEER:Res:ClothesDishWasher | Annual | 1719 |  | Appl-CW-Front-ElecDHW-ElecDry-Tier1DEER2017 | Appl-CW-Front-ElecDHW-ElecDry-Tier1AnyDMoMH15CZ16DEER2017 | 48
Appl-CW-Front-ElecDHW-ElecDry-Tier1 | DEER2017 | D17 v3 |  | Any | DMo | MH72 | CZ01 | rDXGF | Household | 1 | 1196 | None | 134 | 0.018 | -0.4 | 119 | 0.017 | -0.31 | 134 | 0.018 | -0.4 | 119 | 0.017 | -0.31 | DEER:Res:ClothesDishWasher | Annual | 1719 |  | Appl-CW-Front-ElecDHW-ElecDry-Tier1DEER2017 | Appl-CW-Front-ElecDHW-ElecDry-Tier1AnyDMoMH72CZ01DEER2017 | 49
Appl-CW-Front-ElecDHW-ElecDry-Tier1 | DEER2017 | D17 v3 |  | Any | DMo | MH72 | CZ02 | rDXGF | Household | 1 | 1196 | None | 135 | 0.021 | -0.36 | 120 | 0.018 | -0.28 | 135 | 0.021 | -0.36 | 120 | 0.018 | -0.28 | DEER:Res:ClothesDishWasher | Annual | 1719 |  | Appl-CW-Front-ElecDHW-ElecDry-Tier1DEER2017 | Appl-CW-Front-ElecDHW-ElecDry-Tier1AnyDMoMH72CZ02DEER2017 | 50
Appl-CW-Front-ElecDHW-ElecDry-Tier1 | DEER2017 | D17 v3 |  | Any | DMo | MH72 | CZ03 | rDXGF | Household | 1 | 1196 | None | 135 | 0.02 | -0.35 | 120 | 0.018 | -0.28 | 135 | 0.02 | -0.35 | 120 | 0.018 | -0.28 | DEER:Res:ClothesDishWasher | Annual | 1719 |  | Appl-CW-Front-ElecDHW-ElecDry-Tier1DEER2017 | Appl-CW-Front-ElecDHW-ElecDry-Tier1AnyDMoMH72CZ03DEER2017 | 51
Appl-CW-Front-ElecDHW-ElecDry-Tier1 | DEER2017 | D17 v3 |  | Any | DMo | MH72 | CZ04 | rDXGF | Household | 1 | 1196 | None | 135 | 0.021 | -0.3 | 120 | 0.018 | -0.23 | 135 | 0.021 | -0.3 | 120 | 0.018 | -0.23 | DEER:Res:ClothesDishWasher | Annual | 1719 |  | Appl-CW-Front-ElecDHW-ElecDry-Tier1DEER2017 | Appl-CW-Front-ElecDHW-ElecDry-Tier1AnyDMoMH72CZ04DEER2017 | 52
Appl-CW-Front-ElecDHW-ElecDry-Tier1 | DEER2017 | D17 v3 |  | Any | DMo | MH72 | CZ05 | rDXGF | Household | 1 | 1196 | None | 133 | 0.02 | -0.47 | 119 | 0.017 | -0.38 | 133 | 0.02 | -0.47 | 119 | 0.017 | -0.38 | DEER:Res:ClothesDishWasher | Annual | 1719 |  | Appl-CW-Front-ElecDHW-ElecDry-Tier1DEER2017 | Appl-CW-Front-ElecDHW-ElecDry-Tier1AnyDMoMH72CZ05DEER2017 | 53
Appl-CW-Front-ElecDHW-ElecDry-Tier1 | DEER2017 | D17 v3 |  | Any | DMo | MH72 | CZ06 | rDXGF | Household | 1 | 1196 | None | 136 | 0.02 | -0.21 | 121 | 0.018 | -0.17 | 136 | 0.02 | -0.21 | 121 | 0.018 | -0.17 | DEER:Res:ClothesDishWasher | Annual | 1719 |  | Appl-CW-Front-ElecDHW-ElecDry-Tier1DEER2017 | Appl-CW-Front-ElecDHW-ElecDry-Tier1AnyDMoMH72CZ06DEER2017 | 54
Appl-CW-Front-ElecDHW-ElecDry-Tier1 | DEER2017 | D17 v3 |  | Any | DMo | MH72 | CZ07 | rDXGF | Household | 1 | 1196 | None | 136 | 0.02 | -0.21 | 121 | 0.017 | -0.17 | 136 | 0.02 | -0.21 | 121 | 0.017 | -0.17 | DEER:Res:ClothesDishWasher | Annual | 1719 |  | Appl-CW-Front-ElecDHW-ElecDry-Tier1DEER2017 | Appl-CW-Front-ElecDHW-ElecDry-Tier1AnyDMoMH72CZ07DEER2017 | 55
Appl-CW-Front-ElecDHW-ElecDry-Tier1 | DEER2017 | D17 v3 |  | Any | DMo | MH72 | CZ08 | rDXGF | Household | 1 | 1196 | None | 136 | 0.02 | -0.2 | 121 | 0.017 | -0.15 | 136 | 0.02 | -0.2 | 121 | 0.017 | -0.15 | DEER:Res:ClothesDishWasher | Annual | 1719 |  | Appl-CW-Front-ElecDHW-ElecDry-Tier1DEER2017 | Appl-CW-Front-ElecDHW-ElecDry-Tier1AnyDMoMH72CZ08DEER2017 | 56
Appl-CW-Front-ElecDHW-ElecDry-Tier1 | DEER2017 | D17 v3 |  | Any | DMo | MH72 | CZ09 | rDXGF | Household | 1 | 1196 | None | 136 | 0.02 | -0.2 | 121 | 0.017 | -0.16 | 136 | 0.02 | -0.2 | 121 | 0.017 | -0.16 | DEER:Res:ClothesDishWasher | Annual | 1719 |  | Appl-CW-Front-ElecDHW-ElecDry-Tier1DEER2017 | Appl-CW-Front-ElecDHW-ElecDry-Tier1AnyDMoMH72CZ09DEER2017 | 57
Appl-CW-Front-ElecDHW-ElecDry-Tier1 | DEER2017 | D17 v3 |  | Any | DMo | MH72 | CZ10 | rDXGF | Household | 1 | 1196 | None | 136 | 0.02 | -0.23 | 121 | 0.018 | -0.18 | 136 | 0.02 | -0.23 | 121 | 0.018 | -0.18 | DEER:Res:ClothesDishWasher | Annual | 1719 |  | Appl-CW-Front-ElecDHW-ElecDry-Tier1DEER2017 | Appl-CW-Front-ElecDHW-ElecDry-Tier1AnyDMoMH72CZ10DEER2017 | 58
Appl-CW-Front-ElecDHW-ElecDry-Tier1 | DEER2017 | D17 v3 |  | Any | DMo | MH72 | CZ11 | rDXGF | Household | 1 | 1196 | None | 136 | 0.02 | -0.27 | 121 | 0.018 | -0.21 | 136 | 0.02 | -0.27 | 121 | 0.018 | -0.21 | DEER:Res:ClothesDishWasher | Annual | 1719 |  | Appl-CW-Front-ElecDHW-ElecDry-Tier1DEER2017 | Appl-CW-Front-ElecDHW-ElecDry-Tier1AnyDMoMH72CZ11DEER2017 | 59
Appl-CW-Front-ElecDHW-ElecDry-Tier1 | DEER2017 | D17 v3 |  | Any | DMo | MH72 | CZ12 | rDXGF | Household | 1 | 1196 | None | 136 | 0.021 | -0.33 | 121 | 0.018 | -0.25 | 136 | 0.021 | -0.33 | 121 | 0.018 | -0.25 | DEER:Res:ClothesDishWasher | Annual | 1719 |  | Appl-CW-Front-ElecDHW-ElecDry-Tier1DEER2017 | Appl-CW-Front-ElecDHW-ElecDry-Tier1AnyDMoMH72CZ12DEER2017 | 60
Appl-CW-Front-ElecDHW-ElecDry-Tier1 | DEER2017 | D17 v3 |  | Any | DMo | MH72 | CZ13 | rDXGF | Household | 1 | 1196 | None | 136 | 0.02 | -0.31 | 121 | 0.018 | -0.24 | 136 | 0.02 | -0.31 | 121 | 0.018 | -0.24 | DEER:Res:ClothesDishWasher | Annual | 1719 |  | Appl-CW-Front-ElecDHW-ElecDry-Tier1DEER2017 | Appl-CW-Front-ElecDHW-ElecDry-Tier1AnyDMoMH72CZ13DEER2017 | 61
Appl-CW-Front-ElecDHW-ElecDry-Tier1 | DEER2017 | D17 v3 |  | Any | DMo | MH72 | CZ14 | rDXGF | Household | 1 | 1196 | None | 136 | 0.019 | -0.27 | 121 | 0.017 | -0.22 | 136 | 0.019 | -0.27 | 121 | 0.017 | -0.22 | DEER:Res:ClothesDishWasher | Annual | 1719 |  | Appl-CW-Front-ElecDHW-ElecDry-Tier1DEER2017 | Appl-CW-Front-ElecDHW-ElecDry-Tier1AnyDMoMH72CZ14DEER2017 | 62
Appl-CW-Front-ElecDHW-ElecDry-Tier1 | DEER2017 | D17 v3 |  | Any | DMo | MH72 | CZ15 | rDXGF | Household | 1 | 1196 | None | 136 | 0.019 | -0.1 | 121 | 0.017 | -0.08 | 136 | 0.019 | -0.1 | 121 | 0.017 | -0.08 | DEER:Res:ClothesDishWasher | Annual | 1719 |  | Appl-CW-Front-ElecDHW-ElecDry-Tier1DEER2017 | Appl-CW-Front-ElecDHW-ElecDry-Tier1AnyDMoMH72CZ15DEER2017 | 63
Appl-CW-Front-ElecDHW-ElecDry-Tier1 | DEER2017 | D17 v3 |  | Any | DMo | MH72 | CZ16 | rDXGF | Household | 1 | 1196 | None | 136 | 0.02 | -0.4 | 121 | 0.017 | -0.32 | 136 | 0.02 | -0.4 | 121 | 0.017 | -0.32 | DEER:Res:ClothesDishWasher | Annual | 1719 |  | Appl-CW-Front-ElecDHW-ElecDry-Tier1DEER2017 | Appl-CW-Front-ElecDHW-ElecDry-Tier1AnyDMoMH72CZ16DEER2017 | 64
Appl-CW-Front-ElecDHW-ElecDry-Tier1 | DEER2017 | D17 v3 |  | Any | DMo | MH85 | CZ01 | rDXGF | Household | 1 | 1242 | None | 134 | 0.018 | -0.53 | 119 | 0.016 | -0.43 | 134 | 0.018 | -0.53 | 119 | 0.016 | -0.43 | DEER:Res:ClothesDishWasher | Annual | 1719 |  | Appl-CW-Front-ElecDHW-ElecDry-Tier1DEER2017 | Appl-CW-Front-ElecDHW-ElecDry-Tier1AnyDMoMH85CZ01DEER2017 | 65
Appl-CW-Front-ElecDHW-ElecDry-Tier1 | DEER2017 | D17 v3 |  | Any | DMo | MH85 | CZ02 | rDXGF | Household | 1 | 1242 | None | 135 | 0.021 | -0.47 | 120 | 0.019 | -0.37 | 135 | 0.021 | -0.47 | 120 | 0.019 | -0.37 | DEER:Res:ClothesDishWasher | Annual | 1719 |  | Appl-CW-Front-ElecDHW-ElecDry-Tier1DEER2017 | Appl-CW-Front-ElecDHW-ElecDry-Tier1AnyDMoMH85CZ02DEER2017 | 66
Appl-CW-Front-ElecDHW-ElecDry-Tier1 | DEER2017 | D17 v3 |  | Any | DMo | MH85 | CZ03 | rDXGF | Household | 1 | 1242 | None | 134 | 0.02 | -0.47 | 120 | 0.018 | -0.37 | 134 | 0.02 | -0.47 | 120 | 0.018 | -0.37 | DEER:Res:ClothesDishWasher | Annual | 1719 |  | Appl-CW-Front-ElecDHW-ElecDry-Tier1DEER2017 | Appl-CW-Front-ElecDHW-ElecDry-Tier1AnyDMoMH85CZ03DEER2017 | 67
Appl-CW-Front-ElecDHW-ElecDry-Tier1 | DEER2017 | D17 v3 |  | Any | DMo | MH85 | CZ04 | rDXGF | Household | 1 | 1242 | None | 136 | 0.02 | -0.37 | 121 | 0.018 | -0.29 | 136 | 0.02 | -0.37 | 121 | 0.018 | -0.29 | DEER:Res:ClothesDishWasher | Annual | 1719 |  | Appl-CW-Front-ElecDHW-ElecDry-Tier1DEER2017 | Appl-CW-Front-ElecDHW-ElecDry-Tier1AnyDMoMH85CZ04DEER2017 | 68
Appl-CW-Front-ElecDHW-ElecDry-Tier1 | DEER2017 | D17 v3 |  | Any | DMo | MH85 | CZ05 | rDXGF | Household | 1 | 1242 | None | 134 | 0.024 | -0.5 | 120 | 0.022 | -0.4 | 134 | 0.024 | -0.5 | 120 | 0.022 | -0.4 | DEER:Res:ClothesDishWasher | Annual | 1719 |  | Appl-CW-Front-ElecDHW-ElecDry-Tier1DEER2017 | Appl-CW-Front-ElecDHW-ElecDry-Tier1AnyDMoMH85CZ05DEER2017 | 69
Appl-CW-Front-ElecDHW-ElecDry-Tier1 | DEER2017 | D17 v3 |  | Any | DMo | MH85 | CZ06 | rDXGF | Household | 1 | 1242 | None | 136 | 0.02 | -0.29 | 121 | 0.018 | -0.23 | 136 | 0.02 | -0.29 | 121 | 0.018 | -0.23 | DEER:Res:ClothesDishWasher | Annual | 1719 |  | Appl-CW-Front-ElecDHW-ElecDry-Tier1DEER2017 | Appl-CW-Front-ElecDHW-ElecDry-Tier1AnyDMoMH85CZ06DEER2017 | 70
Appl-CW-Front-ElecDHW-ElecDry-Tier1 | DEER2017 | D17 v3 |  | Any | DMo | MH85 | CZ07 | rDXGF | Household | 1 | 1242 | None | 136 | 0.02 | -0.24 | 121 | 0.017 | -0.18 | 136 | 0.02 | -0.24 | 121 | 0.017 | -0.18 | DEER:Res:ClothesDishWasher | Annual | 1719 |  | Appl-CW-Front-ElecDHW-ElecDry-Tier1DEER2017 | Appl-CW-Front-ElecDHW-ElecDry-Tier1AnyDMoMH85CZ07DEER2017 | 71
Appl-CW-Front-ElecDHW-ElecDry-Tier1 | DEER2017 | D17 v3 |  | Any | DMo | MH85 | CZ08 | rDXGF | Household | 1 | 1242 | None | 136 | 0.02 | -0.25 | 121 | 0.018 | -0.2 | 136 | 0.02 | -0.25 | 121 | 0.018 | -0.2 | DEER:Res:ClothesDishWasher | Annual | 1719 |  | Appl-CW-Front-ElecDHW-ElecDry-Tier1DEER2017 | Appl-CW-Front-ElecDHW-ElecDry-Tier1AnyDMoMH85CZ08DEER2017 | 72
Appl-CW-Front-ElecDHW-ElecDry-Tier1 | DEER2017 | D17 v3 |  | Any | DMo | MH85 | CZ09 | rDXGF | Household | 1 | 1242 | None | 136 | 0.02 | -0.29 | 121 | 0.017 | -0.22 | 136 | 0.02 | -0.29 | 121 | 0.017 | -0.22 | DEER:Res:ClothesDishWasher | Annual | 1719 |  | Appl-CW-Front-ElecDHW-ElecDry-Tier1DEER2017 | Appl-CW-Front-ElecDHW-ElecDry-Tier1AnyDMoMH85CZ09DEER2017 | 73
Appl-CW-Front-ElecDHW-ElecDry-Tier1 | DEER2017 | D17 v3 |  | Any | DMo | MH85 | CZ10 | rDXGF | Household | 1 | 1242 | None | 136 | 0.02 | -0.27 | 121 | 0.017 | -0.22 | 136 | 0.02 | -0.27 | 121 | 0.017 | -0.22 | DEER:Res:ClothesDishWasher | Annual | 1719 |  | Appl-CW-Front-ElecDHW-ElecDry-Tier1DEER2017 | Appl-CW-Front-ElecDHW-ElecDry-Tier1AnyDMoMH85CZ10DEER2017 | 74
Appl-CW-Front-ElecDHW-ElecDry-Tier1 | DEER2017 | D17 v3 |  | Any | DMo | MH85 | CZ11 | rDXGF | Household | 1 | 1242 | None | 136 | 0.02 | -0.37 | 121 | 0.018 | -0.29 | 136 | 0.02 | -0.37 | 121 | 0.018 | -0.29 | DEER:Res:ClothesDishWasher | Annual | 1719 |  | Appl-CW-Front-ElecDHW-ElecDry-Tier1DEER2017 | Appl-CW-Front-ElecDHW-ElecDry-Tier1AnyDMoMH85CZ11DEER2017 | 75
Appl-CW-Front-ElecDHW-ElecDry-Tier1 | DEER2017 | D17 v3 |  | Any | DMo | MH85 | CZ12 | rDXGF | Household | 1 | 1242 | None | 136 | 0.021 | -0.41 | 121 | 0.018 | -0.32 | 136 | 0.021 | -0.41 | 121 | 0.018 | -0.32 | DEER:Res:ClothesDishWasher | Annual | 1719 |  | Appl-CW-Front-ElecDHW-ElecDry-Tier1DEER2017 | Appl-CW-Front-ElecDHW-ElecDry-Tier1AnyDMoMH85CZ12DEER2017 | 76
Appl-CW-Front-ElecDHW-ElecDry-Tier1 | DEER2017 | D17 v3 |  | Any | DMo | MH85 | CZ13 | rDXGF | Household | 1 | 1242 | None | 136 | 0.02 | -0.36 | 121 | 0.018 | -0.28 | 136 | 0.02 | -0.36 | 121 | 0.018 | -0.28 | DEER:Res:ClothesDishWasher | Annual | 1719 |  | Appl-CW-Front-ElecDHW-ElecDry-Tier1DEER2017 | Appl-CW-Front-ElecDHW-ElecDry-Tier1AnyDMoMH85CZ13DEER2017 | 77
Appl-CW-Front-ElecDHW-ElecDry-Tier1 | DEER2017 | D17 v3 |  | Any | DMo | MH85 | CZ14 | rDXGF | Household | 1 | 1242 | None | 137 | 0.02 | -0.37 | 122 | 0.017 | -0.28 | 137 | 0.02 | -0.37 | 122 | 0.017 | -0.28 | DEER:Res:ClothesDishWasher | Annual | 1719 |  | Appl-CW-Front-ElecDHW-ElecDry-Tier1DEER2017 | Appl-CW-Front-ElecDHW-ElecDry-Tier1AnyDMoMH85CZ14DEER2017 | 78
Appl-CW-Front-ElecDHW-ElecDry-Tier1 | DEER2017 | D17 v3 |  | Any | DMo | MH85 | CZ15 | rDXGF | Household | 1 | 1242 | None | 137 | 0.02 | -0.14 | 121 | 0.018 | -0.11 | 137 | 0.02 | -0.14 | 121 | 0.018 | -0.11 | DEER:Res:ClothesDishWasher | Annual | 1719 |  | Appl-CW-Front-ElecDHW-ElecDry-Tier1DEER2017 | Appl-CW-Front-ElecDHW-ElecDry-Tier1AnyDMoMH85CZ15DEER2017 | 79
Appl-CW-Front-ElecDHW-ElecDry-Tier1 | DEER2017 | D17 v3 |  | Any | DMo | MH85 | CZ16 | rDXGF | Household | 1 | 1242 | None | 135 | 0.02 | -0.48 | 121 | 0.017 | -0.38 | 135 | 0.02 | -0.48 | 121 | 0.017 | -0.38 | DEER:Res:ClothesDishWasher | Annual | 1719 |  | Appl-CW-Front-ElecDHW-ElecDry-Tier1DEER2017 | Appl-CW-Front-ElecDHW-ElecDry-Tier1AnyDMoMH85CZ16DEER2017 | 80
Appl-CW-Front-ElecDHW-ElecDry-Tier1 | DEER2017 | D17 v3 |  | Any | MFm | 1975 | CZ01 | rDXGF | Household | 1 | 1070.2 | None | 135 | 0.019 | -0.46 | 121 | 0.017 | -0.36 | 135 | 0.019 | -0.46 | 121 | 0.017 | -0.36 | DEER:Res:ClothesDishWasher | Annual | 1719 |  | Appl-CW-Front-ElecDHW-ElecDry-Tier1DEER2017 | Appl-CW-Front-ElecDHW-ElecDry-Tier1AnyMFm1975CZ01DEER2017 | 81
Appl-CW-Front-ElecDHW-ElecDry-Tier1 | DEER2017 | D17 v3 |  | Any | MFm | 1975 | CZ02 | rDXGF | Household | 1 | 1070.2 | None | 136 | 0.02 | -0.3 | 121 | 0.018 | -0.23 | 136 | 0.02 | -0.3 | 121 | 0.018 | -0.23 | DEER:Res:ClothesDishWasher | Annual | 1719 |  | Appl-CW-Front-ElecDHW-ElecDry-Tier1DEER2017 | Appl-CW-Front-ElecDHW-ElecDry-Tier1AnyMFm1975CZ02DEER2017 | 82
Appl-CW-Front-ElecDHW-ElecDry-Tier1 | DEER2017 | D17 v3 |  | Any | MFm | 1975 | CZ03 | rDXGF | Household | 1 | 1070.2 | None | 136 | 0.019 | -0.26 | 121 | 0.017 | -0.26 | 136 | 0.019 | -0.26 | 121 | 0.017 | -0.26 | DEER:Res:ClothesDishWasher | Annual | 1719 |  | Appl-CW-Front-ElecDHW-ElecDry-Tier1DEER2017 | Appl-CW-Front-ElecDHW-ElecDry-Tier1AnyMFm1975CZ03DEER2017 | 83
Appl-CW-Front-ElecDHW-ElecDry-Tier1 | DEER2017 | D17 v3 |  | Any | MFm | 1975 | CZ04 | rDXGF | Household | 1 | 1070.2 | None | 136 | 0.02 | -0.25 | 121 | 0.017 | -0.2 | 136 | 0.02 | -0.25 | 121 | 0.017 | -0.2 | DEER:Res:ClothesDishWasher | Annual | 1719 |  | Appl-CW-Front-ElecDHW-ElecDry-Tier1DEER2017 | Appl-CW-Front-ElecDHW-ElecDry-Tier1AnyMFm1975CZ04DEER2017 | 84
Appl-CW-Front-ElecDHW-ElecDry-Tier1 | DEER2017 | D17 v3 |  | Any | MFm | 1975 | CZ05 | rDXGF | Household | 1 | 1070.2 | None | 135 | 0.019 | -0.4 | 121 | 0.017 | -0.32 | 135 | 0.019 | -0.4 | 121 | 0.017 | -0.32 | DEER:Res:ClothesDishWasher | Annual | 1719 |  | Appl-CW-Front-ElecDHW-ElecDry-Tier1DEER2017 | Appl-CW-Front-ElecDHW-ElecDry-Tier1AnyMFm1975CZ05DEER2017 | 85
Appl-CW-Front-ElecDHW-ElecDry-Tier1 | DEER2017 | D17 v3 |  | Any | MFm | 1975 | CZ06 | rDXGF | Household | 1 | 1047.7 | None | 136 | 0.02 | -0.23 | 121 | 0.018 | -0.19 | 136 | 0.02 | -0.23 | 121 | 0.018 | -0.19 | DEER:Res:ClothesDishWasher | Annual | 1719 |  | Appl-CW-Front-ElecDHW-ElecDry-Tier1DEER2017 | Appl-CW-Front-ElecDHW-ElecDry-Tier1AnyMFm1975CZ06DEER2017 | 86
Appl-CW-Front-ElecDHW-ElecDry-Tier1 | DEER2017 | D17 v3 |  | Any | MFm | 1975 | CZ07 | rDXGF | Household | 1 | 1047.7 | None | 136 | 0.02 | -0.15 | 121 | 0.018 | -0.12 | 136 | 0.02 | -0.15 | 121 | 0.018 | -0.12 | DEER:Res:ClothesDishWasher | Annual | 1719 |  | Appl-CW-Front-ElecDHW-ElecDry-Tier1DEER2017 | Appl-CW-Front-ElecDHW-ElecDry-Tier1AnyMFm1975CZ07DEER2017 | 87
Appl-CW-Front-ElecDHW-ElecDry-Tier1 | DEER2017 | D17 v3 |  | Any | MFm | 1975 | CZ08 | rDXGF | Household | 1 | 1047.7 | None | 136 | 0.021 | -0.18 | 121 | 0.018 | -0.14 | 136 | 0.021 | -0.18 | 121 | 0.018 | -0.14 | DEER:Res:ClothesDishWasher | Annual | 1719 |  | Appl-CW-Front-ElecDHW-ElecDry-Tier1DEER2017 | Appl-CW-Front-ElecDHW-ElecDry-Tier1AnyMFm1975CZ08DEER2017 | 88
Appl-CW-Front-ElecDHW-ElecDry-Tier1 | DEER2017 | D17 v3 |  | Any | MFm | 1975 | CZ09 | rDXGF | Household | 1 | 1216.8 | None | 137 | 0.02 | -0.21 | 122 | 0.018 | -0.17 | 137 | 0.02 | -0.21 | 122 | 0.018 | -0.17 | DEER:Res:ClothesDishWasher | Annual | 1719 |  | Appl-CW-Front-ElecDHW-ElecDry-Tier1DEER2017 | Appl-CW-Front-ElecDHW-ElecDry-Tier1AnyMFm1975CZ09DEER2017 | 89
Appl-CW-Front-ElecDHW-ElecDry-Tier1 | DEER2017 | D17 v3 |  | Any | MFm | 1975 | CZ10 | rDXGF | Household | 1 | 1216.8 | None | 136 | 0.02 | -0.24 | 121 | 0.018 | -0.2 | 136 | 0.02 | -0.24 | 121 | 0.018 | -0.2 | DEER:Res:ClothesDishWasher | Annual | 1719 |  | Appl-CW-Front-ElecDHW-ElecDry-Tier1DEER2017 | Appl-CW-Front-ElecDHW-ElecDry-Tier1AnyMFm1975CZ10DEER2017 | 90
Appl-CW-Front-ElecDHW-ElecDry-Tier1 | DEER2017 | D17 v3 |  | Any | MFm | 1975 | CZ11 | rDXGF | Household | 1 | 1098.9 | None | 136 | 0.02 | -0.28 | 121 | 0.018 | -0.22 | 136 | 0.02 | -0.28 | 121 | 0.018 | -0.22 | DEER:Res:ClothesDishWasher | Annual | 1719 |  | Appl-CW-Front-ElecDHW-ElecDry-Tier1DEER2017 | Appl-CW-Front-ElecDHW-ElecDry-Tier1AnyMFm1975CZ11DEER2017 | 91
Appl-CW-Front-ElecDHW-ElecDry-Tier1 | DEER2017 | D17 v3 |  | Any | MFm | 1975 | CZ12 | rDXGF | Household | 1 | 1098.9 | None | 136 | 0.02 | -0.3 | 121 | 0.018 | -0.24 | 136 | 0.02 | -0.3 | 121 | 0.018 | -0.24 | DEER:Res:ClothesDishWasher | Annual | 1719 |  | Appl-CW-Front-ElecDHW-ElecDry-Tier1DEER2017 | Appl-CW-Front-ElecDHW-ElecDry-Tier1AnyMFm1975CZ12DEER2017 | 92
Appl-CW-Front-ElecDHW-ElecDry-Tier1 | DEER2017 | D17 v3 |  | Any | MFm | 1975 | CZ13 | rDXGF | Household | 1 | 1098.9 | None | 137 | 0.02 | -0.26 | 122 | 0.018 | -0.21 | 137 | 0.02 | -0.26 | 122 | 0.018 | -0.21 | DEER:Res:ClothesDishWasher | Annual | 1719 |  | Appl-CW-Front-ElecDHW-ElecDry-Tier1DEER2017 | Appl-CW-Front-ElecDHW-ElecDry-Tier1AnyMFm1975CZ13DEER2017 | 93
Appl-CW-Front-ElecDHW-ElecDry-Tier1 | DEER2017 | D17 v3 |  | Any | MFm | 1975 | CZ14 | rDXGF | Household | 1 | 1409.4 | None | 138 | 0.022 | -0.21 | 123 | 0.019 | -0.16 | 138 | 0.022 | -0.21 | 123 | 0.019 | -0.16 | DEER:Res:ClothesDishWasher | Annual | 1719 |  | Appl-CW-Front-ElecDHW-ElecDry-Tier1DEER2017 | Appl-CW-Front-ElecDHW-ElecDry-Tier1AnyMFm1975CZ14DEER2017 | 94
Appl-CW-Front-ElecDHW-ElecDry-Tier1 | DEER2017 | D17 v3 |  | Any | MFm | 1975 | CZ15 | rDXGF | Household | 1 | 1409.4 | None | 137 | 0.019 | -0.12 | 122 | 0.017 | -0.09 | 137 | 0.019 | -0.12 | 122 | 0.017 | -0.09 | DEER:Res:ClothesDishWasher | Annual | 1719 |  | Appl-CW-Front-ElecDHW-ElecDry-Tier1DEER2017 | Appl-CW-Front-ElecDHW-ElecDry-Tier1AnyMFm1975CZ15DEER2017 | 95
Appl-CW-Front-ElecDHW-ElecDry-Tier1 | DEER2017 | D17 v3 |  | Any | MFm | 1975 | CZ16 | rDXGF | Household | 1 | 1070.2 | None | 137 | 0.02 | -0.31 | 122 | 0.018 | -0.25 | 137 | 0.02 | -0.31 | 122 | 0.018 | -0.25 | DEER:Res:ClothesDishWasher | Annual | 1719 |  | Appl-CW-Front-ElecDHW-ElecDry-Tier1DEER2017 | Appl-CW-Front-ElecDHW-ElecDry-Tier1AnyMFm1975CZ16DEER2017 | 96
Appl-CW-Front-ElecDHW-ElecDry-Tier1 | DEER2017 | D17 v3 |  | Any | MFm | 1985 | CZ01 | rDXGF | Household | 1 | 1152 | None | 135 | 0.018 | -0.52 | 121 | 0.016 | -0.41 | 135 | 0.018 | -0.52 | 121 | 0.016 | -0.41 | DEER:Res:ClothesDishWasher | Annual | 1719 |  | Appl-CW-Front-ElecDHW-ElecDry-Tier1DEER2017 | Appl-CW-Front-ElecDHW-ElecDry-Tier1AnyMFm1985CZ01DEER2017 | 97
Appl-CW-Front-ElecDHW-ElecDry-Tier1 | DEER2017 | D17 v3 |  | Any | MFm | 1985 | CZ02 | rDXGF | Household | 1 | 1152 | None | 134 | 0.014 | -0.89 | 119 | 0.011 | -0.83 | 134 | 0.014 | -0.89 | 119 | 0.011 | -0.83 | DEER:Res:ClothesDishWasher | Annual | 1719 |  | Appl-CW-Front-ElecDHW-ElecDry-Tier1DEER2017 | Appl-CW-Front-ElecDHW-ElecDry-Tier1AnyMFm1985CZ02DEER2017 | 98
Appl-CW-Front-ElecDHW-ElecDry-Tier1 | DEER2017 | D17 v3 |  | Any | MFm | 1985 | CZ03 | rDXGF | Household | 1 | 1152 | None | 135 | 0.019 | -0.32 | 121 | 0.017 | -0.25 | 135 | 0.019 | -0.32 | 121 | 0.017 | -0.25 | DEER:Res:ClothesDishWasher | Annual | 1719 |  | Appl-CW-Front-ElecDHW-ElecDry-Tier1DEER2017 | Appl-CW-Front-ElecDHW-ElecDry-Tier1AnyMFm1985CZ03DEER2017 | 99
Appl-CW-Front-ElecDHW-ElecDry-Tier1 | DEER2017 | D17 v3 |  | Any | MFm | 1985 | CZ04 | rDXGF | Household | 1 | 1152 | None | 136 | 0.02 | -0.24 | 121 | 0.018 | -0.19 | 136 | 0.02 | -0.24 | 121 | 0.018 | -0.19 | DEER:Res:ClothesDishWasher | Annual | 1719 |  | Appl-CW-Front-ElecDHW-ElecDry-Tier1DEER2017 | Appl-CW-Front-ElecDHW-ElecDry-Tier1AnyMFm1985CZ04DEER2017 | 100
Appl-CW-Front-ElecDHW-ElecDry-Tier1 | DEER2017 | D17 v3 |  | Any | MFm | 1985 | CZ05 | rDXGF | Household | 1 | 1152 | None | 135 | 0.02 | -0.38 | 121 | 0.018 | -0.3 | 135 | 0.02 | -0.38 | 121 | 0.018 | -0.3 | DEER:Res:ClothesDishWasher | Annual | 1719 |  | Appl-CW-Front-ElecDHW-ElecDry-Tier1DEER2017 | Appl-CW-Front-ElecDHW-ElecDry-Tier1AnyMFm1985CZ05DEER2017 | 101
Appl-CW-Front-ElecDHW-ElecDry-Tier1 | DEER2017 | D17 v3 |  | Any | MFm | 1985 | CZ06 | rDXGF | Household | 1 | 1295.2 | None | 136 | 0.02 | -0.18 | 120 | 0.014 | -0.42 | 136 | 0.02 | -0.18 | 120 | 0.014 | -0.42 | DEER:Res:ClothesDishWasher | Annual | 1719 |  | Appl-CW-Front-ElecDHW-ElecDry-Tier1DEER2017 | Appl-CW-Front-ElecDHW-ElecDry-Tier1AnyMFm1985CZ06DEER2017 | 102
Appl-CW-Front-ElecDHW-ElecDry-Tier1 | DEER2017 | D17 v3 |  | Any | MFm | 1985 | CZ07 | rDXGF | Household | 1 | 1295.2 | None | 136 | 0.019 | -0.17 | 121 | 0.017 | -0.14 | 136 | 0.019 | -0.17 | 121 | 0.017 | -0.14 | DEER:Res:ClothesDishWasher | Annual | 1719 |  | Appl-CW-Front-ElecDHW-ElecDry-Tier1DEER2017 | Appl-CW-Front-ElecDHW-ElecDry-Tier1AnyMFm1985CZ07DEER2017 | 103
Appl-CW-Front-ElecDHW-ElecDry-Tier1 | DEER2017 | D17 v3 |  | Any | MFm | 1985 | CZ08 | rDXGF | Household | 1 | 1295.2 | None | 137 | 0.02 | -0.19 | 122 | 0.018 | -0.15 | 137 | 0.02 | -0.19 | 122 | 0.018 | -0.15 | DEER:Res:ClothesDishWasher | Annual | 1719 |  | Appl-CW-Front-ElecDHW-ElecDry-Tier1DEER2017 | Appl-CW-Front-ElecDHW-ElecDry-Tier1AnyMFm1985CZ08DEER2017 | 104
Appl-CW-Front-ElecDHW-ElecDry-Tier1 | DEER2017 | D17 v3 |  | Any | MFm | 1985 | CZ09 | rDXGF | Household | 1 | 1438.9 | None | 137 | 0.02 | -0.23 | 122 | 0.018 | -0.18 | 137 | 0.02 | -0.23 | 122 | 0.018 | -0.18 | DEER:Res:ClothesDishWasher | Annual | 1719 |  | Appl-CW-Front-ElecDHW-ElecDry-Tier1DEER2017 | Appl-CW-Front-ElecDHW-ElecDry-Tier1AnyMFm1985CZ09DEER2017 | 105
Appl-CW-Front-ElecDHW-ElecDry-Tier1 | DEER2017 | D17 v3 |  | Any | MFm | 1985 | CZ10 | rDXGF | Household | 1 | 1438.9 | None | 137 | 0.021 | -0.16 | 122 | 0.018 | -0.17 | 137 | 0.021 | -0.16 | 122 | 0.018 | -0.17 | DEER:Res:ClothesDishWasher | Annual | 1719 |  | Appl-CW-Front-ElecDHW-ElecDry-Tier1DEER2017 | Appl-CW-Front-ElecDHW-ElecDry-Tier1AnyMFm1985CZ10DEER2017 | 106
Appl-CW-Front-ElecDHW-ElecDry-Tier1 | DEER2017 | D17 v3 |  | Any | MFm | 1985 | CZ11 | rDXGF | Household | 1 | 1150 | None | 136 | 0.02 | -0.29 | 121 | 0.018 | -0.23 | 136 | 0.02 | -0.29 | 121 | 0.018 | -0.23 | DEER:Res:ClothesDishWasher | Annual | 1719 |  | Appl-CW-Front-ElecDHW-ElecDry-Tier1DEER2017 | Appl-CW-Front-ElecDHW-ElecDry-Tier1AnyMFm1985CZ11DEER2017 | 107
Appl-CW-Front-ElecDHW-ElecDry-Tier1 | DEER2017 | D17 v3 |  | Any | MFm | 1985 | CZ12 | rDXGF | Household | 1 | 1150 | None | 136 | 0.02 | -0.29 | 121 | 0.018 | -0.23 | 136 | 0.02 | -0.29 | 121 | 0.018 | -0.23 | DEER:Res:ClothesDishWasher | Annual | 1719 |  | Appl-CW-Front-ElecDHW-ElecDry-Tier1DEER2017 | Appl-CW-Front-ElecDHW-ElecDry-Tier1AnyMFm1985CZ12DEER2017 | 108
Appl-CW-Front-ElecDHW-ElecDry-Tier1 | DEER2017 | D17 v3 |  | Any | MFm | 1985 | CZ13 | rDXGF | Household | 1 | 1150 | None | 137 | 0.02 | -0.3 | 122 | 0.018 | -0.23 | 137 | 0.02 | -0.3 | 122 | 0.018 | -0.23 | DEER:Res:ClothesDishWasher | Annual | 1719 |  | Appl-CW-Front-ElecDHW-ElecDry-Tier1DEER2017 | Appl-CW-Front-ElecDHW-ElecDry-Tier1AnyMFm1985CZ13DEER2017 | 109
Appl-CW-Front-ElecDHW-ElecDry-Tier1 | DEER2017 | D17 v3 |  | Any | MFm | 1985 | CZ14 | rDXGF | Household | 1 | 1407.2 | None | 137 | 0.019 | -0.25 | 122 | 0.017 | -0.2 | 137 | 0.019 | -0.25 | 122 | 0.017 | -0.2 | DEER:Res:ClothesDishWasher | Annual | 1719 |  | Appl-CW-Front-ElecDHW-ElecDry-Tier1DEER2017 | Appl-CW-Front-ElecDHW-ElecDry-Tier1AnyMFm1985CZ14DEER2017 | 110
Appl-CW-Front-ElecDHW-ElecDry-Tier1 | DEER2017 | D17 v3 |  | Any | MFm | 1985 | CZ15 | rDXGF | Household | 1 | 1407.2 | None | 137 | 0.02 | -0.12 | 122 | 0.017 | -0.1 | 137 | 0.02 | -0.12 | 122 | 0.017 | -0.1 | DEER:Res:ClothesDishWasher | Annual | 1719 |  | Appl-CW-Front-ElecDHW-ElecDry-Tier1DEER2017 | Appl-CW-Front-ElecDHW-ElecDry-Tier1AnyMFm1985CZ15DEER2017 | 111
Appl-CW-Front-ElecDHW-ElecDry-Tier1 | DEER2017 | D17 v3 |  | Any | MFm | 1985 | CZ16 | rDXGF | Household | 1 | 1152 | None | 137 | 0.02 | -0.32 | 122 | 0.018 | -0.25 | 137 | 0.02 | -0.32 | 122 | 0.018 | -0.25 | DEER:Res:ClothesDishWasher | Annual | 1719 |  | Appl-CW-Front-ElecDHW-ElecDry-Tier1DEER2017 | Appl-CW-Front-ElecDHW-ElecDry-Tier1AnyMFm1985CZ16DEER2017 | 112
Appl-CW-Front-ElecDHW-ElecDry-Tier1 | DEER2017 | D17 v3 |  | Any | MFm | 1996 | CZ01 | rDXGF | Household | 1 | 981.6 | None | 135 | 0.018 | -0.4 | 121 | 0.016 | -0.31 | 135 | 0.018 | -0.4 | 121 | 0.016 | -0.31 | DEER:Res:ClothesDishWasher | Annual | 1719 |  | Appl-CW-Front-ElecDHW-ElecDry-Tier1DEER2017 | Appl-CW-Front-ElecDHW-ElecDry-Tier1AnyMFm1996CZ01DEER2017 | 113
Appl-CW-Front-ElecDHW-ElecDry-Tier1 | DEER2017 | D17 v3 |  | Any | MFm | 1996 | CZ02 | rDXGF | Household | 1 | 981.6 | None | 136 | 0.018 | -0.34 | 121 | 0.017 | -0.2 | 136 | 0.018 | -0.34 | 121 | 0.017 | -0.2 | DEER:Res:ClothesDishWasher | Annual | 1719 |  | Appl-CW-Front-ElecDHW-ElecDry-Tier1DEER2017 | Appl-CW-Front-ElecDHW-ElecDry-Tier1AnyMFm1996CZ02DEER2017 | 114
Appl-CW-Front-ElecDHW-ElecDry-Tier1 | DEER2017 | D17 v3 |  | Any | MFm | 1996 | CZ03 | rDXGF | Household | 1 | 981.6 | None | 135 | 0.019 | -0.28 | 121 | 0.017 | -0.22 | 135 | 0.019 | -0.28 | 121 | 0.017 | -0.22 | DEER:Res:ClothesDishWasher | Annual | 1719 |  | Appl-CW-Front-ElecDHW-ElecDry-Tier1DEER2017 | Appl-CW-Front-ElecDHW-ElecDry-Tier1AnyMFm1996CZ03DEER2017 | 115
Appl-CW-Front-ElecDHW-ElecDry-Tier1 | DEER2017 | D17 v3 |  | Any | MFm | 1996 | CZ04 | rDXGF | Household | 1 | 981.6 | None | 136 | 0.019 | -0.21 | 121 | 0.017 | -0.16 | 136 | 0.019 | -0.21 | 121 | 0.017 | -0.16 | DEER:Res:ClothesDishWasher | Annual | 1719 |  | Appl-CW-Front-ElecDHW-ElecDry-Tier1DEER2017 | Appl-CW-Front-ElecDHW-ElecDry-Tier1AnyMFm1996CZ04DEER2017 | 116
Appl-CW-Front-ElecDHW-ElecDry-Tier1 | DEER2017 | D17 v3 |  | Any | MFm | 1996 | CZ05 | rDXGF | Household | 1 | 981.6 | None | 135 | 0.019 | -0.31 | 121 | 0.017 | -0.24 | 135 | 0.019 | -0.31 | 121 | 0.017 | -0.24 | DEER:Res:ClothesDishWasher | Annual | 1719 |  | Appl-CW-Front-ElecDHW-ElecDry-Tier1DEER2017 | Appl-CW-Front-ElecDHW-ElecDry-Tier1AnyMFm1996CZ05DEER2017 | 117
Appl-CW-Front-ElecDHW-ElecDry-Tier1 | DEER2017 | D17 v3 |  | Any | MFm | 1996 | CZ06 | rDXGF | Household | 1 | 1169.1 | None | 136 | 0.021 | -0.22 | 121 | 0.018 | -0.17 | 136 | 0.021 | -0.22 | 121 | 0.018 | -0.17 | DEER:Res:ClothesDishWasher | Annual | 1719 |  | Appl-CW-Front-ElecDHW-ElecDry-Tier1DEER2017 | Appl-CW-Front-ElecDHW-ElecDry-Tier1AnyMFm1996CZ06DEER2017 | 118
Appl-CW-Front-ElecDHW-ElecDry-Tier1 | DEER2017 | D17 v3 |  | Any | MFm | 1996 | CZ07 | rDXGF | Household | 1 | 1169.1 | None | 136 | 0.019 | -0.11 | 121 | 0.017 | -0.08 | 136 | 0.019 | -0.11 | 121 | 0.017 | -0.08 | DEER:Res:ClothesDishWasher | Annual | 1719 |  | Appl-CW-Front-ElecDHW-ElecDry-Tier1DEER2017 | Appl-CW-Front-ElecDHW-ElecDry-Tier1AnyMFm1996CZ07DEER2017 | 119
Appl-CW-Front-ElecDHW-ElecDry-Tier1 | DEER2017 | D17 v3 |  | Any | MFm | 1996 | CZ08 | rDXGF | Household | 1 | 1169.1 | None | 136 | 0.02 | -0.17 | 121 | 0.017 | -0.14 | 136 | 0.02 | -0.17 | 121 | 0.017 | -0.14 | DEER:Res:ClothesDishWasher | Annual | 1719 |  | Appl-CW-Front-ElecDHW-ElecDry-Tier1DEER2017 | Appl-CW-Front-ElecDHW-ElecDry-Tier1AnyMFm1996CZ08DEER2017 | 120
Appl-CW-Front-ElecDHW-ElecDry-Tier1 | DEER2017 | D17 v3 |  | Any | MFm | 1996 | CZ09 | rDXGF | Household | 1 | 1093.6 | None | 137 | 0.02 | -0.17 | 122 | 0.018 | -0.13 | 137 | 0.02 | -0.17 | 122 | 0.018 | -0.13 | DEER:Res:ClothesDishWasher | Annual | 1719 |  | Appl-CW-Front-ElecDHW-ElecDry-Tier1DEER2017 | Appl-CW-Front-ElecDHW-ElecDry-Tier1AnyMFm1996CZ09DEER2017 | 121
Appl-CW-Front-ElecDHW-ElecDry-Tier1 | DEER2017 | D17 v3 |  | Any | MFm | 1996 | CZ10 | rDXGF | Household | 1 | 1093.6 | None | 136 | 0.021 | -0.25 | 121 | 0.018 | -0.19 | 136 | 0.021 | -0.25 | 121 | 0.018 | -0.19 | DEER:Res:ClothesDishWasher | Annual | 1719 |  | Appl-CW-Front-ElecDHW-ElecDry-Tier1DEER2017 | Appl-CW-Front-ElecDHW-ElecDry-Tier1AnyMFm1996CZ10DEER2017 | 122
Appl-CW-Front-ElecDHW-ElecDry-Tier1 | DEER2017 | D17 v3 |  | Any | MFm | 1996 | CZ11 | rDXGF | Household | 1 | 1031.9 | None | 137 | 0.02 | -0.2 | 122 | 0.018 | -0.14 | 137 | 0.02 | -0.2 | 122 | 0.018 | -0.14 | DEER:Res:ClothesDishWasher | Annual | 1719 |  | Appl-CW-Front-ElecDHW-ElecDry-Tier1DEER2017 | Appl-CW-Front-ElecDHW-ElecDry-Tier1AnyMFm1996CZ11DEER2017 | 123
Appl-CW-Front-ElecDHW-ElecDry-Tier1 | DEER2017 | D17 v3 |  | Any | MFm | 1996 | CZ12 | rDXGF | Household | 1 | 1031.9 | None | 136 | 0.02 | -0.27 | 121 | 0.018 | -0.22 | 136 | 0.02 | -0.27 | 121 | 0.018 | -0.22 | DEER:Res:ClothesDishWasher | Annual | 1719 |  | Appl-CW-Front-ElecDHW-ElecDry-Tier1DEER2017 | Appl-CW-Front-ElecDHW-ElecDry-Tier1AnyMFm1996CZ12DEER2017 | 124
Appl-CW-Front-ElecDHW-ElecDry-Tier1 | DEER2017 | D17 v3 |  | Any | MFm | 1996 | CZ13 | rDXGF | Household | 1 | 1031.9 | None | 137 | 0.02 | -0.23 | 122 | 0.017 | -0.18 | 137 | 0.02 | -0.23 | 122 | 0.017 | -0.18 | DEER:Res:ClothesDishWasher | Annual | 1719 |  | Appl-CW-Front-ElecDHW-ElecDry-Tier1DEER2017 | Appl-CW-Front-ElecDHW-ElecDry-Tier1AnyMFm1996CZ13DEER2017 | 125
Appl-CW-Front-ElecDHW-ElecDry-Tier1 | DEER2017 | D17 v3 |  | Any | MFm | 1996 | CZ14 | rDXGF | Household | 1 | 1086 | None | 138 | 0.02 | -0.22 | 122 | 0.017 | -0.18 | 138 | 0.02 | -0.22 | 122 | 0.017 | -0.18 | DEER:Res:ClothesDishWasher | Annual | 1719 |  | Appl-CW-Front-ElecDHW-ElecDry-Tier1DEER2017 | Appl-CW-Front-ElecDHW-ElecDry-Tier1AnyMFm1996CZ14DEER2017 | 126
Appl-CW-Front-ElecDHW-ElecDry-Tier1 | DEER2017 | D17 v3 |  | Any | MFm | 1996 | CZ15 | rDXGF | Household | 1 | 1086 | None | 137 | 0.02 | -0.11 | 122 | 0.018 | -0.08 | 137 | 0.02 | -0.11 | 122 | 0.018 | -0.08 | DEER:Res:ClothesDishWasher | Annual | 1719 |  | Appl-CW-Front-ElecDHW-ElecDry-Tier1DEER2017 | Appl-CW-Front-ElecDHW-ElecDry-Tier1AnyMFm1996CZ15DEER2017 | 127
Appl-CW-Front-ElecDHW-ElecDry-Tier1 | DEER2017 | D17 v3 |  | Any | MFm | 1996 | CZ16 | rDXGF | Household | 1 | 981.6 | None | 137 | 0.019 | -0.31 | 122 | 0.017 | -0.25 | 137 | 0.019 | -0.31 | 122 | 0.017 | -0.25 | DEER:Res:ClothesDishWasher | Annual | 1719 |  | Appl-CW-Front-ElecDHW-ElecDry-Tier1DEER2017 | Appl-CW-Front-ElecDHW-ElecDry-Tier1AnyMFm1996CZ16DEER2017 | 128
Appl-CW-Front-ElecDHW-ElecDry-Tier1 | DEER2017 | D17 v3 |  | Any | MFm | 2003 | CZ01 | rDXGF | Household | 1 | 998.7 | None | 135 | 0.018 | -0.32 | 121 | 0.016 | -0.33 | 135 | 0.018 | -0.32 | 121 | 0.016 | -0.33 | DEER:Res:ClothesDishWasher | Annual | 1719 |  | Appl-CW-Front-ElecDHW-ElecDry-Tier1DEER2017 | Appl-CW-Front-ElecDHW-ElecDry-Tier1AnyMFm2003CZ01DEER2017 | 129
Appl-CW-Front-ElecDHW-ElecDry-Tier1 | DEER2017 | D17 v3 |  | Any | MFm | 2003 | CZ02 | rDXGF | Household | 1 | 1073.2 | None | 136 | 0.02 | -0.13 | 121 | 0.018 | -0.13 | 136 | 0.02 | -0.13 | 121 | 0.018 | -0.13 | DEER:Res:ClothesDishWasher | Annual | 1719 |  | Appl-CW-Front-ElecDHW-ElecDry-Tier1DEER2017 | Appl-CW-Front-ElecDHW-ElecDry-Tier1AnyMFm2003CZ02DEER2017 | 130
Appl-CW-Front-ElecDHW-ElecDry-Tier1 | DEER2017 | D17 v3 |  | Any | MFm | 2003 | CZ03 | rDXGF | Household | 1 | 998.7 | None | 135 | 0.02 | -0.32 | 121 | 0.017 | -0.25 | 135 | 0.02 | -0.32 | 121 | 0.017 | -0.25 | DEER:Res:ClothesDishWasher | Annual | 1719 |  | Appl-CW-Front-ElecDHW-ElecDry-Tier1DEER2017 | Appl-CW-Front-ElecDHW-ElecDry-Tier1AnyMFm2003CZ03DEER2017 | 131
Appl-CW-Front-ElecDHW-ElecDry-Tier1 | DEER2017 | D17 v3 |  | Any | MFm | 2003 | CZ04 | rDXGF | Household | 1 | 998.7 | None | 139 | 0.024 | -0.1 | 121 | 0.018 | -0.17 | 139 | 0.024 | -0.1 | 121 | 0.018 | -0.17 | DEER:Res:ClothesDishWasher | Annual | 1719 |  | Appl-CW-Front-ElecDHW-ElecDry-Tier1DEER2017 | Appl-CW-Front-ElecDHW-ElecDry-Tier1AnyMFm2003CZ04DEER2017 | 132
Appl-CW-Front-ElecDHW-ElecDry-Tier1 | DEER2017 | D17 v3 |  | Any | MFm | 2003 | CZ05 | rDXGF | Household | 1 | 998.7 | None | 135 | 0.019 | -0.33 | 121 | 0.017 | -0.26 | 135 | 0.019 | -0.33 | 121 | 0.017 | -0.26 | DEER:Res:ClothesDishWasher | Annual | 1719 |  | Appl-CW-Front-ElecDHW-ElecDry-Tier1DEER2017 | Appl-CW-Front-ElecDHW-ElecDry-Tier1AnyMFm2003CZ05DEER2017 | 133
Appl-CW-Front-ElecDHW-ElecDry-Tier1 | DEER2017 | D17 v3 |  | Any | MFm | 2003 | CZ06 | rDXGF | Household | 1 | 1206 | None | 136 | 0.02 | -0.2 | 121 | 0.018 | -0.16 | 136 | 0.02 | -0.2 | 121 | 0.018 | -0.16 | DEER:Res:ClothesDishWasher | Annual | 1719 |  | Appl-CW-Front-ElecDHW-ElecDry-Tier1DEER2017 | Appl-CW-Front-ElecDHW-ElecDry-Tier1AnyMFm2003CZ06DEER2017 | 134
Appl-CW-Front-ElecDHW-ElecDry-Tier1 | DEER2017 | D17 v3 |  | Any | MFm | 2003 | CZ07 | rDXGF | Household | 1 | 1206 | None | 136 | 0.019 | -0.19 | 121 | 0.017 | -0.15 | 136 | 0.019 | -0.19 | 121 | 0.017 | -0.15 | DEER:Res:ClothesDishWasher | Annual | 1719 |  | Appl-CW-Front-ElecDHW-ElecDry-Tier1DEER2017 | Appl-CW-Front-ElecDHW-ElecDry-Tier1AnyMFm2003CZ07DEER2017 | 135
Appl-CW-Front-ElecDHW-ElecDry-Tier1 | DEER2017 | D17 v3 |  | Any | MFm | 2003 | CZ08 | rDXGF | Household | 1 | 1206 | None | 136 | 0.021 | -0.17 | 121 | 0.018 | -0.13 | 136 | 0.021 | -0.17 | 121 | 0.018 | -0.13 | DEER:Res:ClothesDishWasher | Annual | 1719 |  | Appl-CW-Front-ElecDHW-ElecDry-Tier1DEER2017 | Appl-CW-Front-ElecDHW-ElecDry-Tier1AnyMFm2003CZ08DEER2017 | 136
Appl-CW-Front-ElecDHW-ElecDry-Tier1 | DEER2017 | D17 v3 |  | Any | MFm | 2003 | CZ09 | rDXGF | Household | 1 | 1126.6 | None | 136 | 0.019 | -0.31 | 119 | 0.015 | -0.24 | 136 | 0.019 | -0.31 | 119 | 0.015 | -0.24 | DEER:Res:ClothesDishWasher | Annual | 1719 |  | Appl-CW-Front-ElecDHW-ElecDry-Tier1DEER2017 | Appl-CW-Front-ElecDHW-ElecDry-Tier1AnyMFm2003CZ09DEER2017 | 137
Appl-CW-Front-ElecDHW-ElecDry-Tier1 | DEER2017 | D17 v3 |  | Any | MFm | 2003 | CZ10 | rDXGF | Household | 1 | 1073.2 | None | 137 | 0.021 | -0.12 | 122 | 0.019 | -0.09 | 137 | 0.021 | -0.12 | 122 | 0.019 | -0.09 | DEER:Res:ClothesDishWasher | Annual | 1719 |  | Appl-CW-Front-ElecDHW-ElecDry-Tier1DEER2017 | Appl-CW-Front-ElecDHW-ElecDry-Tier1AnyMFm2003CZ10DEER2017 | 138
Appl-CW-Front-ElecDHW-ElecDry-Tier1 | DEER2017 | D17 v3 |  | Any | MFm | 2003 | CZ11 | rDXGF | Household | 1 | 1073.2 | None | 137 | 0.019 | -0.24 | 122 | 0.017 | -0.19 | 137 | 0.019 | -0.24 | 122 | 0.017 | -0.19 | DEER:Res:ClothesDishWasher | Annual | 1719 |  | Appl-CW-Front-ElecDHW-ElecDry-Tier1DEER2017 | Appl-CW-Front-ElecDHW-ElecDry-Tier1AnyMFm2003CZ11DEER2017 | 139
Appl-CW-Front-ElecDHW-ElecDry-Tier1 | DEER2017 | D17 v3 |  | Any | MFm | 2003 | CZ12 | rDXGF | Household | 1 | 1073.2 | None | 137 | 0.02 | -0.23 | 122 | 0.018 | -0.18 | 137 | 0.02 | -0.23 | 122 | 0.018 | -0.18 | DEER:Res:ClothesDishWasher | Annual | 1719 |  | Appl-CW-Front-ElecDHW-ElecDry-Tier1DEER2017 | Appl-CW-Front-ElecDHW-ElecDry-Tier1AnyMFm2003CZ12DEER2017 | 140
Appl-CW-Front-ElecDHW-ElecDry-Tier1 | DEER2017 | D17 v3 |  | Any | MFm | 2003 | CZ13 | rDXGF | Household | 1 | 1073.2 | None | 137 | 0.02 | -0.21 | 122 | 0.018 | -0.16 | 137 | 0.02 | -0.21 | 122 | 0.018 | -0.16 | DEER:Res:ClothesDishWasher | Annual | 1719 |  | Appl-CW-Front-ElecDHW-ElecDry-Tier1DEER2017 | Appl-CW-Front-ElecDHW-ElecDry-Tier1AnyMFm2003CZ13DEER2017 | 141
Appl-CW-Front-ElecDHW-ElecDry-Tier1 | DEER2017 | D17 v3 |  | Any | MFm | 2003 | CZ14 | rDXGF | Household | 1 | 1094.6 | None | 137 | 0.019 | -0.24 | 122 | 0.017 | -0.19 | 137 | 0.019 | -0.24 | 122 | 0.017 | -0.19 | DEER:Res:ClothesDishWasher | Annual | 1719 |  | Appl-CW-Front-ElecDHW-ElecDry-Tier1DEER2017 | Appl-CW-Front-ElecDHW-ElecDry-Tier1AnyMFm2003CZ14DEER2017 | 142
Appl-CW-Front-ElecDHW-ElecDry-Tier1 | DEER2017 | D17 v3 |  | Any | MFm | 2003 | CZ15 | rDXGF | Household | 1 | 1094.6 | None | 137 | 0.019 | -0.11 | 122 | 0.017 | -0.09 | 137 | 0.019 | -0.11 | 122 | 0.017 | -0.09 | DEER:Res:ClothesDishWasher | Annual | 1719 |  | Appl-CW-Front-ElecDHW-ElecDry-Tier1DEER2017 | Appl-CW-Front-ElecDHW-ElecDry-Tier1AnyMFm2003CZ15DEER2017 | 143
Appl-CW-Front-ElecDHW-ElecDry-Tier1 | DEER2017 | D17 v3 |  | Any | MFm | 2003 | CZ16 | rDXGF | Household | 1 | 998.7 | None | 137 | 0.02 | -0.31 | 122 | 0.018 | -0.24 | 137 | 0.02 | -0.31 | 122 | 0.018 | -0.24 | DEER:Res:ClothesDishWasher | Annual | 1719 |  | Appl-CW-Front-ElecDHW-ElecDry-Tier1DEER2017 | Appl-CW-Front-ElecDHW-ElecDry-Tier1AnyMFm2003CZ16DEER2017 | 144
Appl-CW-Front-ElecDHW-ElecDry-Tier1 | DEER2017 | D17 v3 |  | Any | MFm | 2007 | CZ01 | rDXGF | Household | 1 | 998.7 | None | 135 | 0.019 | -0.41 | 121 | 0.017 | -0.33 | 135 | 0.019 | -0.41 | 121 | 0.017 | -0.33 | DEER:Res:ClothesDishWasher | Annual | 1719 |  | Appl-CW-Front-ElecDHW-ElecDry-Tier1DEER2017 | Appl-CW-Front-ElecDHW-ElecDry-Tier1AnyMFm2007CZ01DEER2017 | 145
Appl-CW-Front-ElecDHW-ElecDry-Tier1 | DEER2017 | D17 v3 |  | Any | MFm | 2007 | CZ02 | rDXGF | Household | 1 | 1073.2 | None | 136 | 0.02 | -0.21 | 121 | 0.017 | -0.27 | 136 | 0.02 | -0.21 | 121 | 0.017 | -0.27 | DEER:Res:ClothesDishWasher | Annual | 1719 |  | Appl-CW-Front-ElecDHW-ElecDry-Tier1DEER2017 | Appl-CW-Front-ElecDHW-ElecDry-Tier1AnyMFm2007CZ02DEER2017 | 146
Appl-CW-Front-ElecDHW-ElecDry-Tier1 | DEER2017 | D17 v3 |  | Any | MFm | 2007 | CZ03 | rDXGF | Household | 1 | 998.7 | None | 135 | 0.019 | -0.32 | 121 | 0.017 | -0.25 | 135 | 0.019 | -0.32 | 121 | 0.017 | -0.25 | DEER:Res:ClothesDishWasher | Annual | 1719 |  | Appl-CW-Front-ElecDHW-ElecDry-Tier1DEER2017 | Appl-CW-Front-ElecDHW-ElecDry-Tier1AnyMFm2007CZ03DEER2017 | 147
Appl-CW-Front-ElecDHW-ElecDry-Tier1 | DEER2017 | D17 v3 |  | Any | MFm | 2007 | CZ04 | rDXGF | Household | 1 | 998.7 | None | 136 | 0.019 | -0.19 | 122 | 0.017 | -0.15 | 136 | 0.019 | -0.19 | 122 | 0.017 | -0.15 | DEER:Res:ClothesDishWasher | Annual | 1719 |  | Appl-CW-Front-ElecDHW-ElecDry-Tier1DEER2017 | Appl-CW-Front-ElecDHW-ElecDry-Tier1AnyMFm2007CZ04DEER2017 | 148
Appl-CW-Front-ElecDHW-ElecDry-Tier1 | DEER2017 | D17 v3 |  | Any | MFm | 2007 | CZ05 | rDXGF | Household | 1 | 998.7 | None | 135 | 0.02 | -0.27 | 121 | 0.017 | -0.22 | 135 | 0.02 | -0.27 | 121 | 0.017 | -0.22 | DEER:Res:ClothesDishWasher | Annual | 1719 |  | Appl-CW-Front-ElecDHW-ElecDry-Tier1DEER2017 | Appl-CW-Front-ElecDHW-ElecDry-Tier1AnyMFm2007CZ05DEER2017 | 149
Appl-CW-Front-ElecDHW-ElecDry-Tier1 | DEER2017 | D17 v3 |  | Any | MFm | 2007 | CZ06 | rDXGF | Household | 1 | 1206 | None | 136 | 0.019 | -0.21 | 121 | 0.017 | -0.17 | 136 | 0.019 | -0.21 | 121 | 0.017 | -0.17 | DEER:Res:ClothesDishWasher | Annual | 1719 |  | Appl-CW-Front-ElecDHW-ElecDry-Tier1DEER2017 | Appl-CW-Front-ElecDHW-ElecDry-Tier1AnyMFm2007CZ06DEER2017 | 150
Appl-CW-Front-ElecDHW-ElecDry-Tier1 | DEER2017 | D17 v3 |  | Any | MFm | 2007 | CZ07 | rDXGF | Household | 1 | 1206 | None | 135 | 0.017 | -0.4 | 122 | 0.018 | -0.11 | 135 | 0.017 | -0.4 | 122 | 0.018 | -0.11 | DEER:Res:ClothesDishWasher | Annual | 1719 |  | Appl-CW-Front-ElecDHW-ElecDry-Tier1DEER2017 | Appl-CW-Front-ElecDHW-ElecDry-Tier1AnyMFm2007CZ07DEER2017 | 151
Appl-CW-Front-ElecDHW-ElecDry-Tier1 | DEER2017 | D17 v3 |  | Any | MFm | 2007 | CZ08 | rDXGF | Household | 1 | 1206 | None | 133 | 0.014 | -0.3 | 118 | 0.012 | -0.26 | 133 | 0.014 | -0.3 | 118 | 0.012 | -0.26 | DEER:Res:ClothesDishWasher | Annual | 1719 |  | Appl-CW-Front-ElecDHW-ElecDry-Tier1DEER2017 | Appl-CW-Front-ElecDHW-ElecDry-Tier1AnyMFm2007CZ08DEER2017 | 152
Appl-CW-Front-ElecDHW-ElecDry-Tier1 | DEER2017 | D17 v3 |  | Any | MFm | 2007 | CZ09 | rDXGF | Household | 1 | 1126.6 | None | 136 | 0.02 | -0.19 | 121 | 0.017 | -0.15 | 136 | 0.02 | -0.19 | 121 | 0.017 | -0.15 | DEER:Res:ClothesDishWasher | Annual | 1719 |  | Appl-CW-Front-ElecDHW-ElecDry-Tier1DEER2017 | Appl-CW-Front-ElecDHW-ElecDry-Tier1AnyMFm2007CZ09DEER2017 | 153
Appl-CW-Front-ElecDHW-ElecDry-Tier1 | DEER2017 | D17 v3 |  | Any | MFm | 2007 | CZ10 | rDXGF | Household | 1 | 1073.2 | None | 135 | 0.018 | -0.2 | 122 | 0.019 | -0.09 | 135 | 0.018 | -0.2 | 122 | 0.019 | -0.09 | DEER:Res:ClothesDishWasher | Annual | 1719 |  | Appl-CW-Front-ElecDHW-ElecDry-Tier1DEER2017 | Appl-CW-Front-ElecDHW-ElecDry-Tier1AnyMFm2007CZ10DEER2017 | 154
Appl-CW-Front-ElecDHW-ElecDry-Tier1 | DEER2017 | D17 v3 |  | Any | MFm | 2007 | CZ11 | rDXGF | Household | 1 | 1073.2 | None | 137 | 0.019 | -0.24 | 122 | 0.017 | -0.19 | 137 | 0.019 | -0.24 | 122 | 0.017 | -0.19 | DEER:Res:ClothesDishWasher | Annual | 1719 |  | Appl-CW-Front-ElecDHW-ElecDry-Tier1DEER2017 | Appl-CW-Front-ElecDHW-ElecDry-Tier1AnyMFm2007CZ11DEER2017 | 155
Appl-CW-Front-ElecDHW-ElecDry-Tier1 | DEER2017 | D17 v3 |  | Any | MFm | 2007 | CZ12 | rDXGF | Household | 1 | 1073.2 | None | 137 | 0.02 | -0.22 | 122 | 0.018 | -0.17 | 137 | 0.02 | -0.22 | 122 | 0.018 | -0.17 | DEER:Res:ClothesDishWasher | Annual | 1719 |  | Appl-CW-Front-ElecDHW-ElecDry-Tier1DEER2017 | Appl-CW-Front-ElecDHW-ElecDry-Tier1AnyMFm2007CZ12DEER2017 | 156
Appl-CW-Front-ElecDHW-ElecDry-Tier1 | DEER2017 | D17 v3 |  | Any | MFm | 2007 | CZ13 | rDXGF | Household | 1 | 1073.2 | None | 137 | 0.019 | -0.23 | 122 | 0.017 | -0.19 | 137 | 0.019 | -0.23 | 122 | 0.017 | -0.19 | DEER:Res:ClothesDishWasher | Annual | 1719 |  | Appl-CW-Front-ElecDHW-ElecDry-Tier1DEER2017 | Appl-CW-Front-ElecDHW-ElecDry-Tier1AnyMFm2007CZ13DEER2017 | 157
Appl-CW-Front-ElecDHW-ElecDry-Tier1 | DEER2017 | D17 v3 |  | Any | MFm | 2007 | CZ14 | rDXGF | Household | 1 | 1094.6 | None | 137 | 0.02 | -0.23 | 122 | 0.017 | -0.19 | 137 | 0.02 | -0.23 | 122 | 0.017 | -0.19 | DEER:Res:ClothesDishWasher | Annual | 1719 |  | Appl-CW-Front-ElecDHW-ElecDry-Tier1DEER2017 | Appl-CW-Front-ElecDHW-ElecDry-Tier1AnyMFm2007CZ14DEER2017 | 158
Appl-CW-Front-ElecDHW-ElecDry-Tier1 | DEER2017 | D17 v3 |  | Any | MFm | 2007 | CZ15 | rDXGF | Household | 1 | 1094.6 | None | 137 | 0.02 | -0.11 | 121 | 0.018 | -0.09 | 137 | 0.02 | -0.11 | 121 | 0.018 | -0.09 | DEER:Res:ClothesDishWasher | Annual | 1719 |  | Appl-CW-Front-ElecDHW-ElecDry-Tier1DEER2017 | Appl-CW-Front-ElecDHW-ElecDry-Tier1AnyMFm2007CZ15DEER2017 | 159
Appl-CW-Front-ElecDHW-ElecDry-Tier1 | DEER2017 | D17 v3 |  | Any | MFm | 2007 | CZ16 | rDXGF | Household | 1 | 998.7 | None | 137 | 0.02 | -0.31 | 122 | 0.018 | -0.25 | 137 | 0.02 | -0.31 | 122 | 0.018 | -0.25 | DEER:Res:ClothesDishWasher | Annual | 1719 |  | Appl-CW-Front-ElecDHW-ElecDry-Tier1DEER2017 | Appl-CW-Front-ElecDHW-ElecDry-Tier1AnyMFm2007CZ16DEER2017 | 160
Appl-CW-Front-ElecDHW-ElecDry-Tier1 | DEER2017 | D17 v3 |  | Any | MFm | 2011 | CZ01 | rDXGF | Household | 1 | 998.7 | None | 135 | 0.019 | -0.41 | 121 | 0.017 | -0.32 | 135 | 0.019 | -0.41 | 121 | 0.017 | -0.32 | DEER:Res:ClothesDishWasher | Annual | 1719 |  | Appl-CW-Front-ElecDHW-ElecDry-Tier1DEER2017 | Appl-CW-Front-ElecDHW-ElecDry-Tier1AnyMFm2011CZ01DEER2017 | 161
Appl-CW-Front-ElecDHW-ElecDry-Tier1 | DEER2017 | D17 v3 |  | Any | MFm | 2011 | CZ02 | rDXGF | Household | 1 | 1073.2 | None | 137 | 0.021 | -0.15 | 122 | 0.018 | -0.1 | 137 | 0.021 | -0.15 | 122 | 0.018 | -0.1 | DEER:Res:ClothesDishWasher | Annual | 1719 |  | Appl-CW-Front-ElecDHW-ElecDry-Tier1DEER2017 | Appl-CW-Front-ElecDHW-ElecDry-Tier1AnyMFm2011CZ02DEER2017 | 162
Appl-CW-Front-ElecDHW-ElecDry-Tier1 | DEER2017 | D17 v3 |  | Any | MFm | 2011 | CZ03 | rDXGF | Household | 1 | 998.7 | None | 135 | 0.019 | -0.25 | 121 | 0.017 | -0.18 | 135 | 0.019 | -0.25 | 121 | 0.017 | -0.18 | DEER:Res:ClothesDishWasher | Annual | 1719 |  | Appl-CW-Front-ElecDHW-ElecDry-Tier1DEER2017 | Appl-CW-Front-ElecDHW-ElecDry-Tier1AnyMFm2011CZ03DEER2017 | 163
Appl-CW-Front-ElecDHW-ElecDry-Tier1 | DEER2017 | D17 v3 |  | Any | MFm | 2011 | CZ04 | rDXGF | Household | 1 | 998.7 | None | 137 | 0.02 | -0.16 | 122 | 0.018 | -0.13 | 137 | 0.02 | -0.16 | 122 | 0.018 | -0.13 | DEER:Res:ClothesDishWasher | Annual | 1719 |  | Appl-CW-Front-ElecDHW-ElecDry-Tier1DEER2017 | Appl-CW-Front-ElecDHW-ElecDry-Tier1AnyMFm2011CZ04DEER2017 | 164
Appl-CW-Front-ElecDHW-ElecDry-Tier1 | DEER2017 | D17 v3 |  | Any | MFm | 2011 | CZ05 | rDXGF | Household | 1 | 998.7 | None | 136 | 0.019 | -0.27 | 121 | 0.017 | -0.21 | 136 | 0.019 | -0.27 | 121 | 0.017 | -0.21 | DEER:Res:ClothesDishWasher | Annual | 1719 |  | Appl-CW-Front-ElecDHW-ElecDry-Tier1DEER2017 | Appl-CW-Front-ElecDHW-ElecDry-Tier1AnyMFm2011CZ05DEER2017 | 165
Appl-CW-Front-ElecDHW-ElecDry-Tier1 | DEER2017 | D17 v3 |  | Any | MFm | 2011 | CZ06 | rDXGF | Household | 1 | 1206 | None | 136 | 0.02 | -0.21 | 121 | 0.018 | -0.17 | 136 | 0.02 | -0.21 | 121 | 0.018 | -0.17 | DEER:Res:ClothesDishWasher | Annual | 1719 |  | Appl-CW-Front-ElecDHW-ElecDry-Tier1DEER2017 | Appl-CW-Front-ElecDHW-ElecDry-Tier1AnyMFm2011CZ06DEER2017 | 166
Appl-CW-Front-ElecDHW-ElecDry-Tier1 | DEER2017 | D17 v3 |  | Any | MFm | 2011 | CZ07 | rDXGF | Household | 1 | 1206 | None | 137 | 0.019 | -0.17 | 122 | 0.017 | -0.14 | 137 | 0.019 | -0.17 | 122 | 0.017 | -0.14 | DEER:Res:ClothesDishWasher | Annual | 1719 |  | Appl-CW-Front-ElecDHW-ElecDry-Tier1DEER2017 | Appl-CW-Front-ElecDHW-ElecDry-Tier1AnyMFm2011CZ07DEER2017 | 167
Appl-CW-Front-ElecDHW-ElecDry-Tier1 | DEER2017 | D17 v3 |  | Any | MFm | 2011 | CZ08 | rDXGF | Household | 1 | 1206 | None | 137 | 0.02 | -0.15 | 122 | 0.018 | -0.11 | 137 | 0.02 | -0.15 | 122 | 0.018 | -0.11 | DEER:Res:ClothesDishWasher | Annual | 1719 |  | Appl-CW-Front-ElecDHW-ElecDry-Tier1DEER2017 | Appl-CW-Front-ElecDHW-ElecDry-Tier1AnyMFm2011CZ08DEER2017 | 168
Appl-CW-Front-ElecDHW-ElecDry-Tier1 | DEER2017 | D17 v3 |  | Any | MFm | 2011 | CZ09 | rDXGF | Household | 1 | 1126.6 | None | 136 | 0.02 | -0.17 | 121 | 0.018 | -0.14 | 136 | 0.02 | -0.17 | 121 | 0.018 | -0.14 | DEER:Res:ClothesDishWasher | Annual | 1719 |  | Appl-CW-Front-ElecDHW-ElecDry-Tier1DEER2017 | Appl-CW-Front-ElecDHW-ElecDry-Tier1AnyMFm2011CZ09DEER2017 | 169
Appl-CW-Front-ElecDHW-ElecDry-Tier1 | DEER2017 | D17 v3 |  | Any | MFm | 2011 | CZ10 | rDXGF | Household | 1 | 1073.2 | None | 136 | 0.02 | -0.14 | 121 | 0.018 | -0.11 | 136 | 0.02 | -0.14 | 121 | 0.018 | -0.11 | DEER:Res:ClothesDishWasher | Annual | 1719 |  | Appl-CW-Front-ElecDHW-ElecDry-Tier1DEER2017 | Appl-CW-Front-ElecDHW-ElecDry-Tier1AnyMFm2011CZ10DEER2017 | 170
Appl-CW-Front-ElecDHW-ElecDry-Tier1 | DEER2017 | D17 v3 |  | Any | MFm | 2011 | CZ11 | rDXGF | Household | 1 | 1073.2 | None | 137 | 0.019 | -0.22 | 122 | 0.017 | -0.17 | 137 | 0.019 | -0.22 | 122 | 0.017 | -0.17 | DEER:Res:ClothesDishWasher | Annual | 1719 |  | Appl-CW-Front-ElecDHW-ElecDry-Tier1DEER2017 | Appl-CW-Front-ElecDHW-ElecDry-Tier1AnyMFm2011CZ11DEER2017 | 171
Appl-CW-Front-ElecDHW-ElecDry-Tier1 | DEER2017 | D17 v3 |  | Any | MFm | 2011 | CZ12 | rDXGF | Household | 1 | 1073.2 | None | 137 | 0.02 | -0.21 | 122 | 0.017 | -0.16 | 137 | 0.02 | -0.21 | 122 | 0.017 | -0.16 | DEER:Res:ClothesDishWasher | Annual | 1719 |  | Appl-CW-Front-ElecDHW-ElecDry-Tier1DEER2017 | Appl-CW-Front-ElecDHW-ElecDry-Tier1AnyMFm2011CZ12DEER2017 | 172
Appl-CW-Front-ElecDHW-ElecDry-Tier1 | DEER2017 | D17 v3 |  | Any | MFm | 2011 | CZ13 | rDXGF | Household | 1 | 1073.2 | None | 137 | 0.019 | -0.21 | 122 | 0.017 | -0.17 | 137 | 0.019 | -0.21 | 122 | 0.017 | -0.17 | DEER:Res:ClothesDishWasher | Annual | 1719 |  | Appl-CW-Front-ElecDHW-ElecDry-Tier1DEER2017 | Appl-CW-Front-ElecDHW-ElecDry-Tier1AnyMFm2011CZ13DEER2017 | 173
Appl-CW-Front-ElecDHW-ElecDry-Tier1 | DEER2017 | D17 v3 |  | Any | MFm | 2011 | CZ14 | rDXGF | Household | 1 | 1094.6 | None | 137 | 0.02 | -0.22 | 122 | 0.017 | -0.18 | 137 | 0.02 | -0.22 | 122 | 0.017 | -0.18 | DEER:Res:ClothesDishWasher | Annual | 1719 |  | Appl-CW-Front-ElecDHW-ElecDry-Tier1DEER2017 | Appl-CW-Front-ElecDHW-ElecDry-Tier1AnyMFm2011CZ14DEER2017 | 174
Appl-CW-Front-ElecDHW-ElecDry-Tier1 | DEER2017 | D17 v3 |  | Any | MFm | 2011 | CZ15 | rDXGF | Household | 1 | 1094.6 | None | 137 | 0.02 | -0.1 | 121 | 0.017 | -0.08 | 137 | 0.02 | -0.1 | 121 | 0.017 | -0.08 | DEER:Res:ClothesDishWasher | Annual | 1719 |  | Appl-CW-Front-ElecDHW-ElecDry-Tier1DEER2017 | Appl-CW-Front-ElecDHW-ElecDry-Tier1AnyMFm2011CZ15DEER2017 | 175
Appl-CW-Front-ElecDHW-ElecDry-Tier1 | DEER2017 | D17 v3 |  | Any | MFm | 2011 | CZ16 | rDXGF | Household | 1 | 998.7 | None | 137 | 0.02 | -0.31 | 122 | 0.017 | -0.24 | 137 | 0.02 | -0.31 | 122 | 0.017 | -0.24 | DEER:Res:ClothesDishWasher | Annual | 1719 |  | Appl-CW-Front-ElecDHW-ElecDry-Tier1DEER2017 | Appl-CW-Front-ElecDHW-ElecDry-Tier1AnyMFm2011CZ16DEER2017 | 176
Appl-CW-Front-ElecDHW-ElecDry-Tier1 | DEER2017 | D17 v3 |  | Any | MFm | 2015 | CZ01 | rDXGF | Household | 1 | 998.7 | None | 135 | 0.019 | -0.31 | 121 | 0.017 | -0.21 | 135 | 0.019 | -0.31 | 121 | 0.017 | -0.21 | DEER:Res:ClothesDishWasher | Annual | 1719 |  | Appl-CW-Front-ElecDHW-ElecDry-Tier1DEER2017 | Appl-CW-Front-ElecDHW-ElecDry-Tier1AnyMFm2015CZ01DEER2017 | 177
Appl-CW-Front-ElecDHW-ElecDry-Tier1 | DEER2017 | D17 v3 |  | Any | MFm | 2015 | CZ02 | rDXGF | Household | 1 | 1073.2 | None | 136 | 0.02 | -0.23 | 121 | 0.018 | -0.18 | 136 | 0.02 | -0.23 | 121 | 0.018 | -0.18 | DEER:Res:ClothesDishWasher | Annual | 1719 |  | Appl-CW-Front-ElecDHW-ElecDry-Tier1DEER2017 | Appl-CW-Front-ElecDHW-ElecDry-Tier1AnyMFm2015CZ02DEER2017 | 178
Appl-CW-Front-ElecDHW-ElecDry-Tier1 | DEER2017 | D17 v3 |  | Any | MFm | 2015 | CZ03 | rDXGF | Household | 1 | 998.7 | None | 135 | 0.019 | -0.18 | 121 | 0.017 | -0.13 | 135 | 0.019 | -0.18 | 121 | 0.017 | -0.13 | DEER:Res:ClothesDishWasher | Annual | 1719 |  | Appl-CW-Front-ElecDHW-ElecDry-Tier1DEER2017 | Appl-CW-Front-ElecDHW-ElecDry-Tier1AnyMFm2015CZ03DEER2017 | 179
Appl-CW-Front-ElecDHW-ElecDry-Tier1 | DEER2017 | D17 v3 |  | Any | MFm | 2015 | CZ04 | rDXGF | Household | 1 | 998.7 | None | 136 | 0.019 | -0.18 | 122 | 0.017 | -0.14 | 136 | 0.019 | -0.18 | 122 | 0.017 | -0.14 | DEER:Res:ClothesDishWasher | Annual | 1719 |  | Appl-CW-Front-ElecDHW-ElecDry-Tier1DEER2017 | Appl-CW-Front-ElecDHW-ElecDry-Tier1AnyMFm2015CZ04DEER2017 | 180
Appl-CW-Front-ElecDHW-ElecDry-Tier1 | DEER2017 | D17 v3 |  | Any | MFm | 2015 | CZ05 | rDXGF | Household | 1 | 998.7 | None | 136 | 0.019 | -0.19 | 121 | 0.017 | -0.15 | 136 | 0.019 | -0.19 | 121 | 0.017 | -0.15 | DEER:Res:ClothesDishWasher | Annual | 1719 |  | Appl-CW-Front-ElecDHW-ElecDry-Tier1DEER2017 | Appl-CW-Front-ElecDHW-ElecDry-Tier1AnyMFm2015CZ05DEER2017 | 181
Appl-CW-Front-ElecDHW-ElecDry-Tier1 | DEER2017 | D17 v3 |  | Any | MFm | 2015 | CZ06 | rDXGF | Household | 1 | 1206 | None | 136 | 0.019 | -0.22 | 121 | 0.017 | -0.17 | 136 | 0.019 | -0.22 | 121 | 0.017 | -0.17 | DEER:Res:ClothesDishWasher | Annual | 1719 |  | Appl-CW-Front-ElecDHW-ElecDry-Tier1DEER2017 | Appl-CW-Front-ElecDHW-ElecDry-Tier1AnyMFm2015CZ06DEER2017 | 182
Appl-CW-Front-ElecDHW-ElecDry-Tier1 | DEER2017 | D17 v3 |  | Any | MFm | 2015 | CZ07 | rDXGF | Household | 1 | 1206 | None | 136 | 0.019 | -0.18 | 122 | 0.017 | -0.14 | 136 | 0.019 | -0.18 | 122 | 0.017 | -0.14 | DEER:Res:ClothesDishWasher | Annual | 1719 |  | Appl-CW-Front-ElecDHW-ElecDry-Tier1DEER2017 | Appl-CW-Front-ElecDHW-ElecDry-Tier1AnyMFm2015CZ07DEER2017 | 183
Appl-CW-Front-ElecDHW-ElecDry-Tier1 | DEER2017 | D17 v3 |  | Any | MFm | 2015 | CZ08 | rDXGF | Household | 1 | 1206 | None | 137 | 0.02 | -0.14 | 122 | 0.018 | -0.11 | 137 | 0.02 | -0.14 | 122 | 0.018 | -0.11 | DEER:Res:ClothesDishWasher | Annual | 1719 |  | Appl-CW-Front-ElecDHW-ElecDry-Tier1DEER2017 | Appl-CW-Front-ElecDHW-ElecDry-Tier1AnyMFm2015CZ08DEER2017 | 184
Appl-CW-Front-ElecDHW-ElecDry-Tier1 | DEER2017 | D17 v3 |  | Any | MFm | 2015 | CZ09 | rDXGF | Household | 1 | 1126.6 | None | 136 | 0.02 | -0.17 | 121 | 0.018 | -0.13 | 136 | 0.02 | -0.17 | 121 | 0.018 | -0.13 | DEER:Res:ClothesDishWasher | Annual | 1719 |  | Appl-CW-Front-ElecDHW-ElecDry-Tier1DEER2017 | Appl-CW-Front-ElecDHW-ElecDry-Tier1AnyMFm2015CZ09DEER2017 | 185
Appl-CW-Front-ElecDHW-ElecDry-Tier1 | DEER2017 | D17 v3 |  | Any | MFm | 2015 | CZ10 | rDXGF | Household | 1 | 1073.2 | None | 137 | 0.021 | -0.11 | 122 | 0.018 | -0.09 | 137 | 0.021 | -0.11 | 122 | 0.018 | -0.09 | DEER:Res:ClothesDishWasher | Annual | 1719 |  | Appl-CW-Front-ElecDHW-ElecDry-Tier1DEER2017 | Appl-CW-Front-ElecDHW-ElecDry-Tier1AnyMFm2015CZ10DEER2017 | 186
Appl-CW-Front-ElecDHW-ElecDry-Tier1 | DEER2017 | D17 v3 |  | Any | MFm | 2015 | CZ11 | rDXGF | Household | 1 | 1073.2 | None | 137 | 0.019 | -0.23 | 122 | 0.017 | -0.18 | 137 | 0.019 | -0.23 | 122 | 0.017 | -0.18 | DEER:Res:ClothesDishWasher | Annual | 1719 |  | Appl-CW-Front-ElecDHW-ElecDry-Tier1DEER2017 | Appl-CW-Front-ElecDHW-ElecDry-Tier1AnyMFm2015CZ11DEER2017 | 187
Appl-CW-Front-ElecDHW-ElecDry-Tier1 | DEER2017 | D17 v3 |  | Any | MFm | 2015 | CZ12 | rDXGF | Household | 1 | 1073.2 | None | 136 | 0.02 | -0.2 | 121 | 0.017 | -0.16 | 136 | 0.02 | -0.2 | 121 | 0.017 | -0.16 | DEER:Res:ClothesDishWasher | Annual | 1719 |  | Appl-CW-Front-ElecDHW-ElecDry-Tier1DEER2017 | Appl-CW-Front-ElecDHW-ElecDry-Tier1AnyMFm2015CZ12DEER2017 | 188
Appl-CW-Front-ElecDHW-ElecDry-Tier1 | DEER2017 | D17 v3 |  | Any | MFm | 2015 | CZ13 | rDXGF | Household | 1 | 1073.2 | None | 137 | 0.02 | -0.21 | 122 | 0.017 | -0.16 | 137 | 0.02 | -0.21 | 122 | 0.017 | -0.16 | DEER:Res:ClothesDishWasher | Annual | 1719 |  | Appl-CW-Front-ElecDHW-ElecDry-Tier1DEER2017 | Appl-CW-Front-ElecDHW-ElecDry-Tier1AnyMFm2015CZ13DEER2017 | 189
Appl-CW-Front-ElecDHW-ElecDry-Tier1 | DEER2017 | D17 v3 |  | Any | MFm | 2015 | CZ14 | rDXGF | Household | 1 | 1094.6 | None | 137 | 0.02 | -0.23 | 122 | 0.017 | -0.18 | 137 | 0.02 | -0.23 | 122 | 0.017 | -0.18 | DEER:Res:ClothesDishWasher | Annual | 1719 |  | Appl-CW-Front-ElecDHW-ElecDry-Tier1DEER2017 | Appl-CW-Front-ElecDHW-ElecDry-Tier1AnyMFm2015CZ14DEER2017 | 190
Appl-CW-Front-ElecDHW-ElecDry-Tier1 | DEER2017 | D17 v3 |  | Any | MFm | 2015 | CZ15 | rDXGF | Household | 1 | 1094.6 | None | 137 | 0.02 | -0.1 | 121 | 0.017 | -0.08 | 137 | 0.02 | -0.1 | 121 | 0.017 | -0.08 | DEER:Res:ClothesDishWasher | Annual | 1719 |  | Appl-CW-Front-ElecDHW-ElecDry-Tier1DEER2017 | Appl-CW-Front-ElecDHW-ElecDry-Tier1AnyMFm2015CZ15DEER2017 | 191
Appl-CW-Front-ElecDHW-ElecDry-Tier1 | DEER2017 | D17 v3 |  | Any | MFm | 2015 | CZ16 | rDXGF | Household | 1 | 998.7 | None | 137 | 0.02 | -0.32 | 122 | 0.017 | -0.25 | 137 | 0.02 | -0.32 | 122 | 0.017 | -0.25 | DEER:Res:ClothesDishWasher | Annual | 1719 |  | Appl-CW-Front-ElecDHW-ElecDry-Tier1DEER2017 | Appl-CW-Front-ElecDHW-ElecDry-Tier1AnyMFm2015CZ16DEER2017 | 192
Appl-CW-Front-ElecDHW-ElecDry-Tier1 | DEER2017 | D17 v3 |  | Any | MFm | 2017 | CZ01 | rDXGF | Household | 1 | 998.7 | None | 136 | 0.018 | -0.27 | 121 | 0.016 | -0.2 | 136 | 0.018 | -0.27 | 121 | 0.016 | -0.2 | DEER:Res:ClothesDishWasher | Annual | 1719 |  | Appl-CW-Front-ElecDHW-ElecDry-Tier1DEER2017 | Appl-CW-Front-ElecDHW-ElecDry-Tier1AnyMFm2017CZ01DEER2017 | 193
Appl-CW-Front-ElecDHW-ElecDry-Tier1 | DEER2017 | D17 v3 |  | Any | MFm | 2017 | CZ02 | rDXGF | Household | 1 | 1073.2 | None | 137 | 0.02 | -0.06 | 121 | 0.017 | -0.2 | 137 | 0.02 | -0.06 | 121 | 0.017 | -0.2 | DEER:Res:ClothesDishWasher | Annual | 1719 |  | Appl-CW-Front-ElecDHW-ElecDry-Tier1DEER2017 | Appl-CW-Front-ElecDHW-ElecDry-Tier1AnyMFm2017CZ02DEER2017 | 194
Appl-CW-Front-ElecDHW-ElecDry-Tier1 | DEER2017 | D17 v3 |  | Any | MFm | 2017 | CZ03 | rDXGF | Household | 1 | 998.7 | None | 135 | 0.019 | -0.39 | 121 | 0.017 | -0.18 | 135 | 0.019 | -0.39 | 121 | 0.017 | -0.18 | DEER:Res:ClothesDishWasher | Annual | 1719 |  | Appl-CW-Front-ElecDHW-ElecDry-Tier1DEER2017 | Appl-CW-Front-ElecDHW-ElecDry-Tier1AnyMFm2017CZ03DEER2017 | 195
Appl-CW-Front-ElecDHW-ElecDry-Tier1 | DEER2017 | D17 v3 |  | Any | MFm | 2017 | CZ04 | rDXGF | Household | 1 | 998.7 | None | 136 | 0.019 | -0.16 | 121 | 0.017 | -0.12 | 136 | 0.019 | -0.16 | 121 | 0.017 | -0.12 | DEER:Res:ClothesDishWasher | Annual | 1719 |  | Appl-CW-Front-ElecDHW-ElecDry-Tier1DEER2017 | Appl-CW-Front-ElecDHW-ElecDry-Tier1AnyMFm2017CZ04DEER2017 | 196
Appl-CW-Front-ElecDHW-ElecDry-Tier1 | DEER2017 | D17 v3 |  | Any | MFm | 2017 | CZ05 | rDXGF | Household | 1 | 998.7 | None | 136 | 0.019 | -0.16 | 121 | 0.017 | -0.14 | 136 | 0.019 | -0.16 | 121 | 0.017 | -0.14 | DEER:Res:ClothesDishWasher | Annual | 1719 |  | Appl-CW-Front-ElecDHW-ElecDry-Tier1DEER2017 | Appl-CW-Front-ElecDHW-ElecDry-Tier1AnyMFm2017CZ05DEER2017 | 197
Appl-CW-Front-ElecDHW-ElecDry-Tier1 | DEER2017 | D17 v3 |  | Any | MFm | 2017 | CZ06 | rDXGF | Household | 1 | 1206 | None | 136 | 0.019 | -0.2 | 121 | 0.017 | -0.17 | 136 | 0.019 | -0.2 | 121 | 0.017 | -0.17 | DEER:Res:ClothesDishWasher | Annual | 1719 |  | Appl-CW-Front-ElecDHW-ElecDry-Tier1DEER2017 | Appl-CW-Front-ElecDHW-ElecDry-Tier1AnyMFm2017CZ06DEER2017 | 198
Appl-CW-Front-ElecDHW-ElecDry-Tier1 | DEER2017 | D17 v3 |  | Any | MFm | 2017 | CZ07 | rDXGF | Household | 1 | 1206 | None | 137 | 0.019 | -0.17 | 122 | 0.017 | -0.13 | 137 | 0.019 | -0.17 | 122 | 0.017 | -0.13 | DEER:Res:ClothesDishWasher | Annual | 1719 |  | Appl-CW-Front-ElecDHW-ElecDry-Tier1DEER2017 | Appl-CW-Front-ElecDHW-ElecDry-Tier1AnyMFm2017CZ07DEER2017 | 199
Appl-CW-Front-ElecDHW-ElecDry-Tier1 | DEER2017 | D17 v3 |  | Any | MFm | 2017 | CZ08 | rDXGF | Household | 1 | 1206 | None | 136 | 0.019 | -0.14 | 122 | 0.017 | -0.11 | 136 | 0.019 | -0.14 | 122 | 0.017 | -0.11 | DEER:Res:ClothesDishWasher | Annual | 1719 |  | Appl-CW-Front-ElecDHW-ElecDry-Tier1DEER2017 | Appl-CW-Front-ElecDHW-ElecDry-Tier1AnyMFm2017CZ08DEER2017 | 200
Appl-CW-Front-ElecDHW-ElecDry-Tier1 | DEER2017 | D17 v3 |  | Any | MFm | 2017 | CZ09 | rDXGF | Household | 1 | 1126.6 | None | 136 | 0.019 | -0.16 | 121 | 0.017 | -0.13 | 136 | 0.019 | -0.16 | 121 | 0.017 | -0.13 | DEER:Res:ClothesDishWasher | Annual | 1719 |  | Appl-CW-Front-ElecDHW-ElecDry-Tier1DEER2017 | Appl-CW-Front-ElecDHW-ElecDry-Tier1AnyMFm2017CZ09DEER2017 | 201
Appl-CW-Front-ElecDHW-ElecDry-Tier1 | DEER2017 | D17 v3 |  | Any | MFm | 2017 | CZ10 | rDXGF | Household | 1 | 1073.2 | None | 136 | 0.019 | -0.13 | 121 | 0.017 | -0.1 | 136 | 0.019 | -0.13 | 121 | 0.017 | -0.1 | DEER:Res:ClothesDishWasher | Annual | 1719 |  | Appl-CW-Front-ElecDHW-ElecDry-Tier1DEER2017 | Appl-CW-Front-ElecDHW-ElecDry-Tier1AnyMFm2017CZ10DEER2017 | 202
Appl-CW-Front-ElecDHW-ElecDry-Tier1 | DEER2017 | D17 v3 |  | Any | MFm | 2017 | CZ11 | rDXGF | Household | 1 | 1073.2 | None | 137 | 0.02 | -0.19 | 122 | 0.018 | -0.15 | 137 | 0.02 | -0.19 | 122 | 0.018 | -0.15 | DEER:Res:ClothesDishWasher | Annual | 1719 |  | Appl-CW-Front-ElecDHW-ElecDry-Tier1DEER2017 | Appl-CW-Front-ElecDHW-ElecDry-Tier1AnyMFm2017CZ11DEER2017 | 203
Appl-CW-Front-ElecDHW-ElecDry-Tier1 | DEER2017 | D17 v3 |  | Any | MFm | 2017 | CZ12 | rDXGF | Household | 1 | 1073.2 | None | 137 | 0.02 | -0.18 | 122 | 0.017 | -0.14 | 137 | 0.02 | -0.18 | 122 | 0.017 | -0.14 | DEER:Res:ClothesDishWasher | Annual | 1719 |  | Appl-CW-Front-ElecDHW-ElecDry-Tier1DEER2017 | Appl-CW-Front-ElecDHW-ElecDry-Tier1AnyMFm2017CZ12DEER2017 | 204
Appl-CW-Front-ElecDHW-ElecDry-Tier1 | DEER2017 | D17 v3 |  | Any | MFm | 2017 | CZ13 | rDXGF | Household | 1 | 1073.2 | None | 137 | 0.019 | -0.2 | 122 | 0.017 | -0.16 | 137 | 0.019 | -0.2 | 122 | 0.017 | -0.16 | DEER:Res:ClothesDishWasher | Annual | 1719 |  | Appl-CW-Front-ElecDHW-ElecDry-Tier1DEER2017 | Appl-CW-Front-ElecDHW-ElecDry-Tier1AnyMFm2017CZ13DEER2017 | 205
Appl-CW-Front-ElecDHW-ElecDry-Tier1 | DEER2017 | D17 v3 |  | Any | MFm | 2017 | CZ14 | rDXGF | Household | 1 | 1094.6 | None | 137 | 0.02 | -0.24 | 122 | 0.018 | -0.19 | 137 | 0.02 | -0.24 | 122 | 0.018 | -0.19 | DEER:Res:ClothesDishWasher | Annual | 1719 |  | Appl-CW-Front-ElecDHW-ElecDry-Tier1DEER2017 | Appl-CW-Front-ElecDHW-ElecDry-Tier1AnyMFm2017CZ14DEER2017 | 206
Appl-CW-Front-ElecDHW-ElecDry-Tier1 | DEER2017 | D17 v3 |  | Any | MFm | 2017 | CZ15 | rDXGF | Household | 1 | 1094.6 | None | 136 | 0.019 | -0.1 | 121 | 0.017 | -0.08 | 136 | 0.019 | -0.1 | 121 | 0.017 | -0.08 | DEER:Res:ClothesDishWasher | Annual | 1719 |  | Appl-CW-Front-ElecDHW-ElecDry-Tier1DEER2017 | Appl-CW-Front-ElecDHW-ElecDry-Tier1AnyMFm2017CZ15DEER2017 | 207
Appl-CW-Front-ElecDHW-ElecDry-Tier1 | DEER2017 | D17 v3 |  | Any | MFm | 2017 | CZ16 | rDXGF | Household | 1 | 998.7 | None | 137 | 0.019 | -0.32 | 122 | 0.017 | -0.26 | 137 | 0.019 | -0.32 | 122 | 0.017 | -0.26 | DEER:Res:ClothesDishWasher | Annual | 1719 |  | Appl-CW-Front-ElecDHW-ElecDry-Tier1DEER2017 | Appl-CW-Front-ElecDHW-ElecDry-Tier1AnyMFm2017CZ16DEER2017 | 208
Appl-CW-Front-ElecDHW-ElecDry-Tier1 | DEER2017 | D17 v3 |  | Any | SFm | 1975 | CZ01 | rDXGF | Household | 1 | 1591 | None | 168 | 0.023 | -0.6 | 150 | 0.021 | -0.47 | 168 | 0.023 | -0.6 | 150 | 0.021 | -0.47 | DEER:Res:ClothesDishWasher | Annual | 1719 |  | Appl-CW-Front-ElecDHW-ElecDry-Tier1DEER2017 | Appl-CW-Front-ElecDHW-ElecDry-Tier1AnySFm1975CZ01DEER2017 | 209
Appl-CW-Front-ElecDHW-ElecDry-Tier1 | DEER2017 | D17 v3 |  | Any | SFm | 1975 | CZ02 | rDXGF | Household | 1 | 1591 | None | 169 | 0.026 | -0.56 | 150 | 0.023 | -0.44 | 169 | 0.026 | -0.56 | 150 | 0.023 | -0.44 | DEER:Res:ClothesDishWasher | Annual | 1719 |  | Appl-CW-Front-ElecDHW-ElecDry-Tier1DEER2017 | Appl-CW-Front-ElecDHW-ElecDry-Tier1AnySFm1975CZ02DEER2017 | 210
Appl-CW-Front-ElecDHW-ElecDry-Tier1 | DEER2017 | D17 v3 |  | Any | SFm | 1975 | CZ03 | rDXGF | Household | 1 | 1591 | None | 168 | 0.026 | -0.54 | 150 | 0.023 | -0.43 | 168 | 0.026 | -0.54 | 150 | 0.023 | -0.43 | DEER:Res:ClothesDishWasher | Annual | 1719 |  | Appl-CW-Front-ElecDHW-ElecDry-Tier1DEER2017 | Appl-CW-Front-ElecDHW-ElecDry-Tier1AnySFm1975CZ03DEER2017 | 211
Appl-CW-Front-ElecDHW-ElecDry-Tier1 | DEER2017 | D17 v3 |  | Any | SFm | 1975 | CZ04 | rDXGF | Household | 1 | 1591 | None | 169 | 0.027 | -0.43 | 151 | 0.023 | -0.34 | 169 | 0.027 | -0.43 | 151 | 0.023 | -0.34 | DEER:Res:ClothesDishWasher | Annual | 1719 |  | Appl-CW-Front-ElecDHW-ElecDry-Tier1DEER2017 | Appl-CW-Front-ElecDHW-ElecDry-Tier1AnySFm1975CZ04DEER2017 | 212
Appl-CW-Front-ElecDHW-ElecDry-Tier1 | DEER2017 | D17 v3 |  | Any | SFm | 1975 | CZ05 | rDXGF | Household | 1 | 1591 | None | 168 | 0.026 | -0.63 | 150 | 0.023 | -0.5 | 168 | 0.026 | -0.63 | 150 | 0.023 | -0.5 | DEER:Res:ClothesDishWasher | Annual | 1719 |  | Appl-CW-Front-ElecDHW-ElecDry-Tier1DEER2017 | Appl-CW-Front-ElecDHW-ElecDry-Tier1AnySFm1975CZ05DEER2017 | 213
Appl-CW-Front-ElecDHW-ElecDry-Tier1 | DEER2017 | D17 v3 |  | Any | SFm | 1975 | CZ06 | rDXGF | Household | 1 | 1528 | None | 170 | 0.024 | -0.33 | 151 | 0.022 | -0.27 | 170 | 0.024 | -0.33 | 151 | 0.022 | -0.27 | DEER:Res:ClothesDishWasher | Annual | 1719 |  | Appl-CW-Front-ElecDHW-ElecDry-Tier1DEER2017 | Appl-CW-Front-ElecDHW-ElecDry-Tier1AnySFm1975CZ06DEER2017 | 214
Appl-CW-Front-ElecDHW-ElecDry-Tier1 | DEER2017 | D17 v3 |  | Any | SFm | 1975 | CZ07 | rDXGF | Household | 1 | 1528 | None | 168 | 0.025 | -0.37 | 150 | 0.022 | -0.3 | 168 | 0.025 | -0.37 | 150 | 0.022 | -0.3 | DEER:Res:ClothesDishWasher | Annual | 1719 |  | Appl-CW-Front-ElecDHW-ElecDry-Tier1DEER2017 | Appl-CW-Front-ElecDHW-ElecDry-Tier1AnySFm1975CZ07DEER2017 | 215
Appl-CW-Front-ElecDHW-ElecDry-Tier1 | DEER2017 | D17 v3 |  | Any | SFm | 1975 | CZ08 | rDXGF | Household | 1 | 1528 | None | 169 | 0.025 | -0.35 | 151 | 0.022 | -0.28 | 169 | 0.025 | -0.35 | 151 | 0.022 | -0.28 | DEER:Res:ClothesDishWasher | Annual | 1719 |  | Appl-CW-Front-ElecDHW-ElecDry-Tier1DEER2017 | Appl-CW-Front-ElecDHW-ElecDry-Tier1AnySFm1975CZ08DEER2017 | 216
Appl-CW-Front-ElecDHW-ElecDry-Tier1 | DEER2017 | D17 v3 |  | Any | SFm | 1975 | CZ09 | rDXGF | Household | 1 | 1636 | None | 170 | 0.025 | -0.38 | 151 | 0.022 | -0.3 | 170 | 0.025 | -0.38 | 151 | 0.022 | -0.3 | DEER:Res:ClothesDishWasher | Annual | 1719 |  | Appl-CW-Front-ElecDHW-ElecDry-Tier1DEER2017 | Appl-CW-Front-ElecDHW-ElecDry-Tier1AnySFm1975CZ09DEER2017 | 217
Appl-CW-Front-ElecDHW-ElecDry-Tier1 | DEER2017 | D17 v3 |  | Any | SFm | 1975 | CZ10 | rDXGF | Household | 1 | 1636 | None | 169 | 0.026 | -0.45 | 151 | 0.023 | -0.36 | 169 | 0.026 | -0.45 | 151 | 0.023 | -0.36 | DEER:Res:ClothesDishWasher | Annual | 1719 |  | Appl-CW-Front-ElecDHW-ElecDry-Tier1DEER2017 | Appl-CW-Front-ElecDHW-ElecDry-Tier1AnySFm1975CZ10DEER2017 | 218
Appl-CW-Front-ElecDHW-ElecDry-Tier1 | DEER2017 | D17 v3 |  | Any | SFm | 1975 | CZ11 | rDXGF | Household | 1 | 1528 | None | 170 | 0.025 | -0.45 | 151 | 0.022 | -0.36 | 170 | 0.025 | -0.45 | 151 | 0.022 | -0.36 | DEER:Res:ClothesDishWasher | Annual | 1719 |  | Appl-CW-Front-ElecDHW-ElecDry-Tier1DEER2017 | Appl-CW-Front-ElecDHW-ElecDry-Tier1AnySFm1975CZ11DEER2017 | 219
Appl-CW-Front-ElecDHW-ElecDry-Tier1 | DEER2017 | D17 v3 |  | Any | SFm | 1975 | CZ12 | rDXGF | Household | 1 | 1528 | None | 169 | 0.026 | -0.49 | 151 | 0.023 | -0.39 | 169 | 0.026 | -0.49 | 151 | 0.023 | -0.39 | DEER:Res:ClothesDishWasher | Annual | 1719 |  | Appl-CW-Front-ElecDHW-ElecDry-Tier1DEER2017 | Appl-CW-Front-ElecDHW-ElecDry-Tier1AnySFm1975CZ12DEER2017 | 220
Appl-CW-Front-ElecDHW-ElecDry-Tier1 | DEER2017 | D17 v3 |  | Any | SFm | 1975 | CZ13 | rDXGF | Household | 1 | 1528 | None | 170 | 0.026 | -0.49 | 151 | 0.023 | -0.39 | 170 | 0.026 | -0.49 | 151 | 0.023 | -0.39 | DEER:Res:ClothesDishWasher | Annual | 1719 |  | Appl-CW-Front-ElecDHW-ElecDry-Tier1DEER2017 | Appl-CW-Front-ElecDHW-ElecDry-Tier1AnySFm1975CZ13DEER2017 | 221
Appl-CW-Front-ElecDHW-ElecDry-Tier1 | DEER2017 | D17 v3 |  | Any | SFm | 1975 | CZ14 | rDXGF | Household | 1 | 1555 | None | 171 | 0.025 | -0.43 | 152 | 0.022 | -0.34 | 171 | 0.025 | -0.43 | 152 | 0.022 | -0.34 | DEER:Res:ClothesDishWasher | Annual | 1719 |  | Appl-CW-Front-ElecDHW-ElecDry-Tier1DEER2017 | Appl-CW-Front-ElecDHW-ElecDry-Tier1AnySFm1975CZ14DEER2017 | 222
Appl-CW-Front-ElecDHW-ElecDry-Tier1 | DEER2017 | D17 v3 |  | Any | SFm | 1975 | CZ15 | rDXGF | Household | 1 | 1555 | None | 171 | 0.024 | -0.22 | 151 | 0.021 | -0.18 | 171 | 0.024 | -0.22 | 151 | 0.021 | -0.18 | DEER:Res:ClothesDishWasher | Annual | 1719 |  | Appl-CW-Front-ElecDHW-ElecDry-Tier1DEER2017 | Appl-CW-Front-ElecDHW-ElecDry-Tier1AnySFm1975CZ15DEER2017 | 223
Appl-CW-Front-ElecDHW-ElecDry-Tier1 | DEER2017 | D17 v3 |  | Any | SFm | 1975 | CZ16 | rDXGF | Household | 1 | 1591 | None | 170 | 0.025 | -0.52 | 152 | 0.022 | -0.41 | 170 | 0.025 | -0.52 | 152 | 0.022 | -0.41 | DEER:Res:ClothesDishWasher | Annual | 1719 |  | Appl-CW-Front-ElecDHW-ElecDry-Tier1DEER2017 | Appl-CW-Front-ElecDHW-ElecDry-Tier1AnySFm1975CZ16DEER2017 | 224
Appl-CW-Front-ElecDHW-ElecDry-Tier1 | DEER2017 | D17 v3 |  | Any | SFm | 1985 | CZ01 | rDXGF | Household | 1 | 1904 | None | 168 | 0.023 | -0.78 | 150 | 0.021 | -0.62 | 168 | 0.023 | -0.78 | 150 | 0.021 | -0.62 | DEER:Res:ClothesDishWasher | Annual | 1719 |  | Appl-CW-Front-ElecDHW-ElecDry-Tier1DEER2017 | Appl-CW-Front-ElecDHW-ElecDry-Tier1AnySFm1985CZ01DEER2017 | 225
Appl-CW-Front-ElecDHW-ElecDry-Tier1 | DEER2017 | D17 v3 |  | Any | SFm | 1985 | CZ02 | rDXGF | Household | 1 | 1904 | None | 168 | 0.026 | -0.69 | 149 | 0.023 | -0.54 | 168 | 0.026 | -0.69 | 149 | 0.023 | -0.54 | DEER:Res:ClothesDishWasher | Annual | 1719 |  | Appl-CW-Front-ElecDHW-ElecDry-Tier1DEER2017 | Appl-CW-Front-ElecDHW-ElecDry-Tier1AnySFm1985CZ02DEER2017 | 226
Appl-CW-Front-ElecDHW-ElecDry-Tier1 | DEER2017 | D17 v3 |  | Any | SFm | 1985 | CZ03 | rDXGF | Household | 1 | 1904 | None | 168 | 0.026 | -0.71 | 150 | 0.023 | -0.56 | 168 | 0.026 | -0.71 | 150 | 0.023 | -0.56 | DEER:Res:ClothesDishWasher | Annual | 1719 |  | Appl-CW-Front-ElecDHW-ElecDry-Tier1DEER2017 | Appl-CW-Front-ElecDHW-ElecDry-Tier1AnySFm1985CZ03DEER2017 | 227
Appl-CW-Front-ElecDHW-ElecDry-Tier1 | DEER2017 | D17 v3 |  | Any | SFm | 1985 | CZ04 | rDXGF | Household | 1 | 1904 | None | 169 | 0.022 | -0.55 | 151 | 0.019 | -0.44 | 169 | 0.022 | -0.55 | 151 | 0.019 | -0.44 | DEER:Res:ClothesDishWasher | Annual | 1719 |  | Appl-CW-Front-ElecDHW-ElecDry-Tier1DEER2017 | Appl-CW-Front-ElecDHW-ElecDry-Tier1AnySFm1985CZ04DEER2017 | 228
Appl-CW-Front-ElecDHW-ElecDry-Tier1 | DEER2017 | D17 v3 |  | Any | SFm | 1985 | CZ05 | rDXGF | Household | 1 | 1904 | None | 168 | 0.026 | -0.77 | 150 | 0.023 | -0.61 | 168 | 0.026 | -0.77 | 150 | 0.023 | -0.61 | DEER:Res:ClothesDishWasher | Annual | 1719 |  | Appl-CW-Front-ElecDHW-ElecDry-Tier1DEER2017 | Appl-CW-Front-ElecDHW-ElecDry-Tier1AnySFm1985CZ05DEER2017 | 229
Appl-CW-Front-ElecDHW-ElecDry-Tier1 | DEER2017 | D17 v3 |  | Any | SFm | 1985 | CZ06 | rDXGF | Household | 1 | 2064 | None | 169 | 0.026 | -0.42 | 150 | 0.023 | -0.33 | 169 | 0.026 | -0.42 | 150 | 0.023 | -0.33 | DEER:Res:ClothesDishWasher | Annual | 1719 |  | Appl-CW-Front-ElecDHW-ElecDry-Tier1DEER2017 | Appl-CW-Front-ElecDHW-ElecDry-Tier1AnySFm1985CZ06DEER2017 | 230
Appl-CW-Front-ElecDHW-ElecDry-Tier1 | DEER2017 | D17 v3 |  | Any | SFm | 1985 | CZ07 | rDXGF | Household | 1 | 2064 | None | 169 | 0.026 | -0.37 | 151 | 0.023 | -0.29 | 169 | 0.026 | -0.37 | 151 | 0.023 | -0.29 | DEER:Res:ClothesDishWasher | Annual | 1719 |  | Appl-CW-Front-ElecDHW-ElecDry-Tier1DEER2017 | Appl-CW-Front-ElecDHW-ElecDry-Tier1AnySFm1985CZ07DEER2017 | 231
Appl-CW-Front-ElecDHW-ElecDry-Tier1 | DEER2017 | D17 v3 |  | Any | SFm | 1985 | CZ08 | rDXGF | Household | 1 | 2064 | None | 170 | 0.024 | -0.4 | 151 | 0.022 | -0.31 | 170 | 0.024 | -0.4 | 151 | 0.022 | -0.31 | DEER:Res:ClothesDishWasher | Annual | 1719 |  | Appl-CW-Front-ElecDHW-ElecDry-Tier1DEER2017 | Appl-CW-Front-ElecDHW-ElecDry-Tier1AnySFm1985CZ08DEER2017 | 232
Appl-CW-Front-ElecDHW-ElecDry-Tier1 | DEER2017 | D17 v3 |  | Any | SFm | 1985 | CZ09 | rDXGF | Household | 1 | 1811 | None | 171 | 0.025 | -0.37 | 152 | 0.022 | -0.28 | 171 | 0.025 | -0.37 | 152 | 0.022 | -0.28 | DEER:Res:ClothesDishWasher | Annual | 1719 |  | Appl-CW-Front-ElecDHW-ElecDry-Tier1DEER2017 | Appl-CW-Front-ElecDHW-ElecDry-Tier1AnySFm1985CZ09DEER2017 | 233
Appl-CW-Front-ElecDHW-ElecDry-Tier1 | DEER2017 | D17 v3 |  | Any | SFm | 1985 | CZ10 | rDXGF | Household | 1 | 1811 | None | 170 | 0.025 | -0.46 | 151 | 0.022 | -0.36 | 170 | 0.025 | -0.46 | 151 | 0.022 | -0.36 | DEER:Res:ClothesDishWasher | Annual | 1719 |  | Appl-CW-Front-ElecDHW-ElecDry-Tier1DEER2017 | Appl-CW-Front-ElecDHW-ElecDry-Tier1AnySFm1985CZ10DEER2017 | 234
Appl-CW-Front-ElecDHW-ElecDry-Tier1 | DEER2017 | D17 v3 |  | Any | SFm | 1985 | CZ11 | rDXGF | Household | 1 | 1704 | None | 170 | 0.025 | -0.58 | 151 | 0.022 | -0.46 | 170 | 0.025 | -0.58 | 151 | 0.022 | -0.46 | DEER:Res:ClothesDishWasher | Annual | 1719 |  | Appl-CW-Front-ElecDHW-ElecDry-Tier1DEER2017 | Appl-CW-Front-ElecDHW-ElecDry-Tier1AnySFm1985CZ11DEER2017 | 235
Appl-CW-Front-ElecDHW-ElecDry-Tier1 | DEER2017 | D17 v3 |  | Any | SFm | 1985 | CZ12 | rDXGF | Household | 1 | 1704 | None | 170 | 0.026 | -0.58 | 151 | 0.023 | -0.46 | 170 | 0.026 | -0.58 | 151 | 0.023 | -0.46 | DEER:Res:ClothesDishWasher | Annual | 1719 |  | Appl-CW-Front-ElecDHW-ElecDry-Tier1DEER2017 | Appl-CW-Front-ElecDHW-ElecDry-Tier1AnySFm1985CZ12DEER2017 | 236
Appl-CW-Front-ElecDHW-ElecDry-Tier1 | DEER2017 | D17 v3 |  | Any | SFm | 1985 | CZ13 | rDXGF | Household | 1 | 1704 | None | 170 | 0.025 | -0.58 | 151 | 0.022 | -0.45 | 170 | 0.025 | -0.58 | 151 | 0.022 | -0.45 | DEER:Res:ClothesDishWasher | Annual | 1719 |  | Appl-CW-Front-ElecDHW-ElecDry-Tier1DEER2017 | Appl-CW-Front-ElecDHW-ElecDry-Tier1AnySFm1985CZ13DEER2017 | 237
Appl-CW-Front-ElecDHW-ElecDry-Tier1 | DEER2017 | D17 v3 |  | Any | SFm | 1985 | CZ14 | rDXGF | Household | 1 | 1741 | None | 171 | 0.025 | -0.56 | 152 | 0.022 | -0.44 | 171 | 0.025 | -0.56 | 152 | 0.022 | -0.44 | DEER:Res:ClothesDishWasher | Annual | 1719 |  | Appl-CW-Front-ElecDHW-ElecDry-Tier1DEER2017 | Appl-CW-Front-ElecDHW-ElecDry-Tier1AnySFm1985CZ14DEER2017 | 238
Appl-CW-Front-ElecDHW-ElecDry-Tier1 | DEER2017 | D17 v3 |  | Any | SFm | 1985 | CZ15 | rDXGF | Household | 1 | 1741 | None | 171 | 0.024 | -0.25 | 151 | 0.022 | -0.2 | 171 | 0.024 | -0.25 | 151 | 0.022 | -0.2 | DEER:Res:ClothesDishWasher | Annual | 1719 |  | Appl-CW-Front-ElecDHW-ElecDry-Tier1DEER2017 | Appl-CW-Front-ElecDHW-ElecDry-Tier1AnySFm1985CZ15DEER2017 | 239
Appl-CW-Front-ElecDHW-ElecDry-Tier1 | DEER2017 | D17 v3 |  | Any | SFm | 1985 | CZ16 | rDXGF | Household | 1 | 1904 | None | 170 | 0.025 | -0.63 | 151 | 0.022 | -0.49 | 170 | 0.025 | -0.63 | 151 | 0.022 | -0.49 | DEER:Res:ClothesDishWasher | Annual | 1719 |  | Appl-CW-Front-ElecDHW-ElecDry-Tier1DEER2017 | Appl-CW-Front-ElecDHW-ElecDry-Tier1AnySFm1985CZ16DEER2017 | 240
Appl-CW-Front-ElecDHW-ElecDry-Tier1 | DEER2017 | D17 v3 |  | Any | SFm | 1996 | CZ01 | rDXGF | Household | 1 | 2193 | None | 168 | 0.023 | -0.5 | 150 | 0.021 | -0.4 | 168 | 0.023 | -0.5 | 150 | 0.021 | -0.4 | DEER:Res:ClothesDishWasher | Annual | 1719 |  | Appl-CW-Front-ElecDHW-ElecDry-Tier1DEER2017 | Appl-CW-Front-ElecDHW-ElecDry-Tier1AnySFm1996CZ01DEER2017 | 241
Appl-CW-Front-ElecDHW-ElecDry-Tier1 | DEER2017 | D17 v3 |  | Any | SFm | 1996 | CZ02 | rDXGF | Household | 1 | 2193 | None | 168 | 0.025 | -0.53 | 150 | 0.022 | -0.44 | 168 | 0.025 | -0.53 | 150 | 0.022 | -0.44 | DEER:Res:ClothesDishWasher | Annual | 1719 |  | Appl-CW-Front-ElecDHW-ElecDry-Tier1DEER2017 | Appl-CW-Front-ElecDHW-ElecDry-Tier1AnySFm1996CZ02DEER2017 | 242
Appl-CW-Front-ElecDHW-ElecDry-Tier1 | DEER2017 | D17 v3 |  | Any | SFm | 1996 | CZ03 | rDXGF | Household | 1 | 2193 | None | 168 | 0.025 | -0.52 | 150 | 0.022 | -0.41 | 168 | 0.025 | -0.52 | 150 | 0.022 | -0.41 | DEER:Res:ClothesDishWasher | Annual | 1719 |  | Appl-CW-Front-ElecDHW-ElecDry-Tier1DEER2017 | Appl-CW-Front-ElecDHW-ElecDry-Tier1AnySFm1996CZ03DEER2017 | 243
Appl-CW-Front-ElecDHW-ElecDry-Tier1 | DEER2017 | D17 v3 |  | Any | SFm | 1996 | CZ04 | rDXGF | Household | 1 | 2193 | None | 169 | 0.026 | -0.45 | 151 | 0.023 | -0.36 | 169 | 0.026 | -0.45 | 151 | 0.023 | -0.36 | DEER:Res:ClothesDishWasher | Annual | 1719 |  | Appl-CW-Front-ElecDHW-ElecDry-Tier1DEER2017 | Appl-CW-Front-ElecDHW-ElecDry-Tier1AnySFm1996CZ04DEER2017 | 244
Appl-CW-Front-ElecDHW-ElecDry-Tier1 | DEER2017 | D17 v3 |  | Any | SFm | 1996 | CZ05 | rDXGF | Household | 1 | 2193 | None | 168 | 0.026 | -0.75 | 150 | 0.022 | -0.6 | 168 | 0.026 | -0.75 | 150 | 0.022 | -0.6 | DEER:Res:ClothesDishWasher | Annual | 1719 |  | Appl-CW-Front-ElecDHW-ElecDry-Tier1DEER2017 | Appl-CW-Front-ElecDHW-ElecDry-Tier1AnySFm1996CZ05DEER2017 | 245
Appl-CW-Front-ElecDHW-ElecDry-Tier1 | DEER2017 | D17 v3 |  | Any | SFm | 1996 | CZ06 | rDXGF | Household | 1 | 2297 | None | 169 | 0.025 | -0.35 | 151 | 0.022 | -0.28 | 169 | 0.025 | -0.35 | 151 | 0.022 | -0.28 | DEER:Res:ClothesDishWasher | Annual | 1719 |  | Appl-CW-Front-ElecDHW-ElecDry-Tier1DEER2017 | Appl-CW-Front-ElecDHW-ElecDry-Tier1AnySFm1996CZ06DEER2017 | 246
Appl-CW-Front-ElecDHW-ElecDry-Tier1 | DEER2017 | D17 v3 |  | Any | SFm | 1996 | CZ07 | rDXGF | Household | 1 | 2297 | None | 168 | 0.025 | -0.29 | 150 | 0.022 | -0.23 | 168 | 0.025 | -0.29 | 150 | 0.022 | -0.23 | DEER:Res:ClothesDishWasher | Annual | 1719 |  | Appl-CW-Front-ElecDHW-ElecDry-Tier1DEER2017 | Appl-CW-Front-ElecDHW-ElecDry-Tier1AnySFm1996CZ07DEER2017 | 247
Appl-CW-Front-ElecDHW-ElecDry-Tier1 | DEER2017 | D17 v3 |  | Any | SFm | 1996 | CZ08 | rDXGF | Household | 1 | 2297 | None | 170 | 0.024 | -0.32 | 151 | 0.021 | -0.25 | 170 | 0.024 | -0.32 | 151 | 0.021 | -0.25 | DEER:Res:ClothesDishWasher | Annual | 1719 |  | Appl-CW-Front-ElecDHW-ElecDry-Tier1DEER2017 | Appl-CW-Front-ElecDHW-ElecDry-Tier1AnySFm1996CZ08DEER2017 | 248
Appl-CW-Front-ElecDHW-ElecDry-Tier1 | DEER2017 | D17 v3 |  | Any | SFm | 1996 | CZ09 | rDXGF | Household | 1 | 2186 | None | 170 | 0.025 | -0.35 | 151 | 0.022 | -0.27 | 170 | 0.025 | -0.35 | 151 | 0.022 | -0.27 | DEER:Res:ClothesDishWasher | Annual | 1719 |  | Appl-CW-Front-ElecDHW-ElecDry-Tier1DEER2017 | Appl-CW-Front-ElecDHW-ElecDry-Tier1AnySFm1996CZ09DEER2017 | 249
Appl-CW-Front-ElecDHW-ElecDry-Tier1 | DEER2017 | D17 v3 |  | Any | SFm | 1996 | CZ10 | rDXGF | Household | 1 | 2186 | None | 170 | 0.025 | -0.42 | 151 | 0.023 | -0.33 | 170 | 0.025 | -0.42 | 151 | 0.023 | -0.33 | DEER:Res:ClothesDishWasher | Annual | 1719 |  | Appl-CW-Front-ElecDHW-ElecDry-Tier1DEER2017 | Appl-CW-Front-ElecDHW-ElecDry-Tier1AnySFm1996CZ10DEER2017 | 250
Appl-CW-Front-ElecDHW-ElecDry-Tier1 | DEER2017 | D17 v3 |  | Any | SFm | 1996 | CZ11 | rDXGF | Household | 1 | 2032 | None | 170 | 0.025 | -0.48 | 151 | 0.022 | -0.38 | 170 | 0.025 | -0.48 | 151 | 0.022 | -0.38 | DEER:Res:ClothesDishWasher | Annual | 1719 |  | Appl-CW-Front-ElecDHW-ElecDry-Tier1DEER2017 | Appl-CW-Front-ElecDHW-ElecDry-Tier1AnySFm1996CZ11DEER2017 | 251
Appl-CW-Front-ElecDHW-ElecDry-Tier1 | DEER2017 | D17 v3 |  | Any | SFm | 1996 | CZ12 | rDXGF | Household | 1 | 2032 | None | 170 | 0.026 | -0.47 | 151 | 0.023 | -0.37 | 170 | 0.026 | -0.47 | 151 | 0.023 | -0.37 | DEER:Res:ClothesDishWasher | Annual | 1719 |  | Appl-CW-Front-ElecDHW-ElecDry-Tier1DEER2017 | Appl-CW-Front-ElecDHW-ElecDry-Tier1AnySFm1996CZ12DEER2017 | 252
Appl-CW-Front-ElecDHW-ElecDry-Tier1 | DEER2017 | D17 v3 |  | Any | SFm | 1996 | CZ13 | rDXGF | Household | 1 | 2032 | None | 171 | 0.025 | -0.52 | 152 | 0.022 | -0.41 | 171 | 0.025 | -0.52 | 152 | 0.022 | -0.41 | DEER:Res:ClothesDishWasher | Annual | 1719 |  | Appl-CW-Front-ElecDHW-ElecDry-Tier1DEER2017 | Appl-CW-Front-ElecDHW-ElecDry-Tier1AnySFm1996CZ13DEER2017 | 253
Appl-CW-Front-ElecDHW-ElecDry-Tier1 | DEER2017 | D17 v3 |  | Any | SFm | 1996 | CZ14 | rDXGF | Household | 1 | 1758 | None | 171 | 0.025 | -0.5 | 152 | 0.022 | -0.39 | 171 | 0.025 | -0.5 | 152 | 0.022 | -0.39 | DEER:Res:ClothesDishWasher | Annual | 1719 |  | Appl-CW-Front-ElecDHW-ElecDry-Tier1DEER2017 | Appl-CW-Front-ElecDHW-ElecDry-Tier1AnySFm1996CZ14DEER2017 | 254
Appl-CW-Front-ElecDHW-ElecDry-Tier1 | DEER2017 | D17 v3 |  | Any | SFm | 1996 | CZ15 | rDXGF | Household | 1 | 1758 | None | 171 | 0.025 | -0.23 | 152 | 0.022 | -0.18 | 171 | 0.025 | -0.23 | 152 | 0.022 | -0.18 | DEER:Res:ClothesDishWasher | Annual | 1719 |  | Appl-CW-Front-ElecDHW-ElecDry-Tier1DEER2017 | Appl-CW-Front-ElecDHW-ElecDry-Tier1AnySFm1996CZ15DEER2017 | 255
Appl-CW-Front-ElecDHW-ElecDry-Tier1 | DEER2017 | D17 v3 |  | Any | SFm | 1996 | CZ16 | rDXGF | Household | 1 | 2193 | None | 170 | 0.025 | -0.4 | 151 | 0.022 | -0.31 | 170 | 0.025 | -0.4 | 151 | 0.022 | -0.31 | DEER:Res:ClothesDishWasher | Annual | 1719 |  | Appl-CW-Front-ElecDHW-ElecDry-Tier1DEER2017 | Appl-CW-Front-ElecDHW-ElecDry-Tier1AnySFm1996CZ16DEER2017 | 256
Appl-CW-Front-ElecDHW-ElecDry-Tier1 | DEER2017 | D17 v3 |  | Any | SFm | 2003 | CZ01 | rDXGF | Household | 1 | 2295.6 | None | 168 | 0.024 | -0.55 | 150 | 0.021 | -0.43 | 168 | 0.024 | -0.55 | 150 | 0.021 | -0.43 | DEER:Res:ClothesDishWasher | Annual | 1719 |  | Appl-CW-Front-ElecDHW-ElecDry-Tier1DEER2017 | Appl-CW-Front-ElecDHW-ElecDry-Tier1AnySFm2003CZ01DEER2017 | 257
Appl-CW-Front-ElecDHW-ElecDry-Tier1 | DEER2017 | D17 v3 |  | Any | SFm | 2003 | CZ02 | rDXGF | Household | 1 | 1948.8 | None | 169 | 0.026 | -0.49 | 151 | 0.023 | -0.38 | 169 | 0.026 | -0.49 | 151 | 0.023 | -0.38 | DEER:Res:ClothesDishWasher | Annual | 1719 |  | Appl-CW-Front-ElecDHW-ElecDry-Tier1DEER2017 | Appl-CW-Front-ElecDHW-ElecDry-Tier1AnySFm2003CZ02DEER2017 | 258
Appl-CW-Front-ElecDHW-ElecDry-Tier1 | DEER2017 | D17 v3 |  | Any | SFm | 2003 | CZ03 | rDXGF | Household | 1 | 2295.6 | None | 168 | 0.026 | -0.53 | 150 | 0.023 | -0.42 | 168 | 0.026 | -0.53 | 150 | 0.023 | -0.42 | DEER:Res:ClothesDishWasher | Annual | 1719 |  | Appl-CW-Front-ElecDHW-ElecDry-Tier1DEER2017 | Appl-CW-Front-ElecDHW-ElecDry-Tier1AnySFm2003CZ03DEER2017 | 259
Appl-CW-Front-ElecDHW-ElecDry-Tier1 | DEER2017 | D17 v3 |  | Any | SFm | 2003 | CZ04 | rDXGF | Household | 1 | 2295.6 | None | 169 | 0.025 | -0.43 | 151 | 0.022 | -0.34 | 169 | 0.025 | -0.43 | 151 | 0.022 | -0.34 | DEER:Res:ClothesDishWasher | Annual | 1719 |  | Appl-CW-Front-ElecDHW-ElecDry-Tier1DEER2017 | Appl-CW-Front-ElecDHW-ElecDry-Tier1AnySFm2003CZ04DEER2017 | 260
Appl-CW-Front-ElecDHW-ElecDry-Tier1 | DEER2017 | D17 v3 |  | Any | SFm | 2003 | CZ05 | rDXGF | Household | 1 | 2295.6 | None | 168 | 0.025 | -0.68 | 150 | 0.022 | -0.53 | 168 | 0.025 | -0.68 | 150 | 0.022 | -0.53 | DEER:Res:ClothesDishWasher | Annual | 1719 |  | Appl-CW-Front-ElecDHW-ElecDry-Tier1DEER2017 | Appl-CW-Front-ElecDHW-ElecDry-Tier1AnySFm2003CZ05DEER2017 | 261
Appl-CW-Front-ElecDHW-ElecDry-Tier1 | DEER2017 | D17 v3 |  | Any | SFm | 2003 | CZ06 | rDXGF | Household | 1 | 2392.9 | None | 172 | 0.025 | -0.3 | 153 | 0.022 | -0.24 | 172 | 0.025 | -0.3 | 153 | 0.022 | -0.24 | DEER:Res:ClothesDishWasher | Annual | 1719 |  | Appl-CW-Front-ElecDHW-ElecDry-Tier1DEER2017 | Appl-CW-Front-ElecDHW-ElecDry-Tier1AnySFm2003CZ06DEER2017 | 262
Appl-CW-Front-ElecDHW-ElecDry-Tier1 | DEER2017 | D17 v3 |  | Any | SFm | 2003 | CZ07 | rDXGF | Household | 1 | 2392.9 | None | 170 | 0.025 | -0.38 | 151 | 0.023 | -0.3 | 170 | 0.025 | -0.38 | 151 | 0.023 | -0.3 | DEER:Res:ClothesDishWasher | Annual | 1719 |  | Appl-CW-Front-ElecDHW-ElecDry-Tier1DEER2017 | Appl-CW-Front-ElecDHW-ElecDry-Tier1AnySFm2003CZ07DEER2017 | 263
Appl-CW-Front-ElecDHW-ElecDry-Tier1 | DEER2017 | D17 v3 |  | Any | SFm | 2003 | CZ08 | rDXGF | Household | 1 | 2392.9 | None | 172 | 0.026 | -0.27 | 152 | 0.023 | -0.2 | 172 | 0.026 | -0.27 | 152 | 0.023 | -0.2 | DEER:Res:ClothesDishWasher | Annual | 1719 |  | Appl-CW-Front-ElecDHW-ElecDry-Tier1DEER2017 | Appl-CW-Front-ElecDHW-ElecDry-Tier1AnySFm2003CZ08DEER2017 | 264
Appl-CW-Front-ElecDHW-ElecDry-Tier1 | DEER2017 | D17 v3 |  | Any | SFm | 2003 | CZ09 | rDXGF | Household | 1 | 2422.9 | None | 170 | 0.024 | -0.36 | 151 | 0.021 | -0.28 | 170 | 0.024 | -0.36 | 151 | 0.021 | -0.28 | DEER:Res:ClothesDishWasher | Annual | 1719 |  | Appl-CW-Front-ElecDHW-ElecDry-Tier1DEER2017 | Appl-CW-Front-ElecDHW-ElecDry-Tier1AnySFm2003CZ09DEER2017 | 265
Appl-CW-Front-ElecDHW-ElecDry-Tier1 | DEER2017 | D17 v3 |  | Any | SFm | 2003 | CZ10 | rDXGF | Household | 1 | 1948.8 | None | 170 | 0.024 | -0.42 | 151 | 0.021 | -0.34 | 170 | 0.024 | -0.42 | 151 | 0.021 | -0.34 | DEER:Res:ClothesDishWasher | Annual | 1719 |  | Appl-CW-Front-ElecDHW-ElecDry-Tier1DEER2017 | Appl-CW-Front-ElecDHW-ElecDry-Tier1AnySFm2003CZ10DEER2017 | 266
Appl-CW-Front-ElecDHW-ElecDry-Tier1 | DEER2017 | D17 v3 |  | Any | SFm | 2003 | CZ11 | rDXGF | Household | 1 | 1948.8 | None | 170 | 0.025 | -0.46 | 151 | 0.022 | -0.35 | 170 | 0.025 | -0.46 | 151 | 0.022 | -0.35 | DEER:Res:ClothesDishWasher | Annual | 1719 |  | Appl-CW-Front-ElecDHW-ElecDry-Tier1DEER2017 | Appl-CW-Front-ElecDHW-ElecDry-Tier1AnySFm2003CZ11DEER2017 | 267
Appl-CW-Front-ElecDHW-ElecDry-Tier1 | DEER2017 | D17 v3 |  | Any | SFm | 2003 | CZ12 | rDXGF | Household | 1 | 1948.8 | None | 169 | 0.025 | -0.45 | 151 | 0.022 | -0.36 | 169 | 0.025 | -0.45 | 151 | 0.022 | -0.36 | DEER:Res:ClothesDishWasher | Annual | 1719 |  | Appl-CW-Front-ElecDHW-ElecDry-Tier1DEER2017 | Appl-CW-Front-ElecDHW-ElecDry-Tier1AnySFm2003CZ12DEER2017 | 268
Appl-CW-Front-ElecDHW-ElecDry-Tier1 | DEER2017 | D17 v3 |  | Any | SFm | 2003 | CZ13 | rDXGF | Household | 1 | 1948.8 | None | 170 | 0.025 | -0.47 | 151 | 0.022 | -0.37 | 170 | 0.025 | -0.47 | 151 | 0.022 | -0.37 | DEER:Res:ClothesDishWasher | Annual | 1719 |  | Appl-CW-Front-ElecDHW-ElecDry-Tier1DEER2017 | Appl-CW-Front-ElecDHW-ElecDry-Tier1AnySFm2003CZ13DEER2017 | 269
Appl-CW-Front-ElecDHW-ElecDry-Tier1 | DEER2017 | D17 v3 |  | Any | SFm | 2003 | CZ14 | rDXGF | Household | 1 | 2160.9 | None | 170 | 0.024 | -0.47 | 152 | 0.021 | -0.37 | 170 | 0.024 | -0.47 | 152 | 0.021 | -0.37 | DEER:Res:ClothesDishWasher | Annual | 1719 |  | Appl-CW-Front-ElecDHW-ElecDry-Tier1DEER2017 | Appl-CW-Front-ElecDHW-ElecDry-Tier1AnySFm2003CZ14DEER2017 | 270
Appl-CW-Front-ElecDHW-ElecDry-Tier1 | DEER2017 | D17 v3 |  | Any | SFm | 2003 | CZ15 | rDXGF | Household | 1 | 2160.9 | None | 170 | 0.024 | -0.22 | 151 | 0.021 | -0.17 | 170 | 0.024 | -0.22 | 151 | 0.021 | -0.17 | DEER:Res:ClothesDishWasher | Annual | 1719 |  | Appl-CW-Front-ElecDHW-ElecDry-Tier1DEER2017 | Appl-CW-Front-ElecDHW-ElecDry-Tier1AnySFm2003CZ15DEER2017 | 271
Appl-CW-Front-ElecDHW-ElecDry-Tier1 | DEER2017 | D17 v3 |  | Any | SFm | 2003 | CZ16 | rDXGF | Household | 1 | 2295.6 | None | 170 | 0.025 | -0.4 | 151 | 0.022 | -0.31 | 170 | 0.025 | -0.4 | 151 | 0.022 | -0.31 | DEER:Res:ClothesDishWasher | Annual | 1719 |  | Appl-CW-Front-ElecDHW-ElecDry-Tier1DEER2017 | Appl-CW-Front-ElecDHW-ElecDry-Tier1AnySFm2003CZ16DEER2017 | 272
Appl-CW-Front-ElecDHW-ElecDry-Tier1 | DEER2017 | D17 v3 |  | Any | SFm | 2007 | CZ01 | rDXGF | Household | 1 | 2295.6 | None | 168 | 0.024 | -0.55 | 150 | 0.021 | -0.43 | 168 | 0.024 | -0.55 | 150 | 0.021 | -0.43 | DEER:Res:ClothesDishWasher | Annual | 1719 |  | Appl-CW-Front-ElecDHW-ElecDry-Tier1DEER2017 | Appl-CW-Front-ElecDHW-ElecDry-Tier1AnySFm2007CZ01DEER2017 | 273
Appl-CW-Front-ElecDHW-ElecDry-Tier1 | DEER2017 | D17 v3 |  | Any | SFm | 2007 | CZ02 | rDXGF | Household | 1 | 1948.8 | None | 169 | 0.025 | -0.6 | 150 | 0.023 | -0.47 | 169 | 0.025 | -0.6 | 150 | 0.023 | -0.47 | DEER:Res:ClothesDishWasher | Annual | 1719 |  | Appl-CW-Front-ElecDHW-ElecDry-Tier1DEER2017 | Appl-CW-Front-ElecDHW-ElecDry-Tier1AnySFm2007CZ02DEER2017 | 274
Appl-CW-Front-ElecDHW-ElecDry-Tier1 | DEER2017 | D17 v3 |  | Any | SFm | 2007 | CZ03 | rDXGF | Household | 1 | 2295.6 | None | 168 | 0.025 | -0.56 | 150 | 0.022 | -0.44 | 168 | 0.025 | -0.56 | 150 | 0.022 | -0.44 | DEER:Res:ClothesDishWasher | Annual | 1719 |  | Appl-CW-Front-ElecDHW-ElecDry-Tier1DEER2017 | Appl-CW-Front-ElecDHW-ElecDry-Tier1AnySFm2007CZ03DEER2017 | 275
Appl-CW-Front-ElecDHW-ElecDry-Tier1 | DEER2017 | D17 v3 |  | Any | SFm | 2007 | CZ04 | rDXGF | Household | 1 | 2295.6 | None | 169 | 0.025 | -0.46 | 151 | 0.022 | -0.36 | 169 | 0.025 | -0.46 | 151 | 0.022 | -0.36 | DEER:Res:ClothesDishWasher | Annual | 1719 |  | Appl-CW-Front-ElecDHW-ElecDry-Tier1DEER2017 | Appl-CW-Front-ElecDHW-ElecDry-Tier1AnySFm2007CZ04DEER2017 | 276
Appl-CW-Front-ElecDHW-ElecDry-Tier1 | DEER2017 | D17 v3 |  | Any | SFm | 2007 | CZ05 | rDXGF | Household | 1 | 2295.6 | None | 168 | 0.024 | -0.64 | 150 | 0.021 | -0.51 | 168 | 0.024 | -0.64 | 150 | 0.021 | -0.51 | DEER:Res:ClothesDishWasher | Annual | 1719 |  | Appl-CW-Front-ElecDHW-ElecDry-Tier1DEER2017 | Appl-CW-Front-ElecDHW-ElecDry-Tier1AnySFm2007CZ05DEER2017 | 277
Appl-CW-Front-ElecDHW-ElecDry-Tier1 | DEER2017 | D17 v3 |  | Any | SFm | 2007 | CZ06 | rDXGF | Household | 1 | 2392.9 | None | 169 | 0.024 | -0.36 | 150 | 0.022 | -0.27 | 169 | 0.024 | -0.36 | 150 | 0.022 | -0.27 | DEER:Res:ClothesDishWasher | Annual | 1719 |  | Appl-CW-Front-ElecDHW-ElecDry-Tier1DEER2017 | Appl-CW-Front-ElecDHW-ElecDry-Tier1AnySFm2007CZ06DEER2017 | 278
Appl-CW-Front-ElecDHW-ElecDry-Tier1 | DEER2017 | D17 v3 |  | Any | SFm | 2007 | CZ07 | rDXGF | Household | 1 | 2392.9 | None | 170 | 0.026 | -0.32 | 152 | 0.023 | -0.26 | 170 | 0.026 | -0.32 | 152 | 0.023 | -0.26 | DEER:Res:ClothesDishWasher | Annual | 1719 |  | Appl-CW-Front-ElecDHW-ElecDry-Tier1DEER2017 | Appl-CW-Front-ElecDHW-ElecDry-Tier1AnySFm2007CZ07DEER2017 | 279
Appl-CW-Front-ElecDHW-ElecDry-Tier1 | DEER2017 | D17 v3 |  | Any | SFm | 2007 | CZ08 | rDXGF | Household | 1 | 2392.9 | None | 171 | 0.025 | -0.26 | 152 | 0.022 | -0.19 | 171 | 0.025 | -0.26 | 152 | 0.022 | -0.19 | DEER:Res:ClothesDishWasher | Annual | 1719 |  | Appl-CW-Front-ElecDHW-ElecDry-Tier1DEER2017 | Appl-CW-Front-ElecDHW-ElecDry-Tier1AnySFm2007CZ08DEER2017 | 280
Appl-CW-Front-ElecDHW-ElecDry-Tier1 | DEER2017 | D17 v3 |  | Any | SFm | 2007 | CZ09 | rDXGF | Household | 1 | 2422.9 | None | 169 | 0.024 | -0.32 | 151 | 0.021 | -0.25 | 169 | 0.024 | -0.32 | 151 | 0.021 | -0.25 | DEER:Res:ClothesDishWasher | Annual | 1719 |  | Appl-CW-Front-ElecDHW-ElecDry-Tier1DEER2017 | Appl-CW-Front-ElecDHW-ElecDry-Tier1AnySFm2007CZ09DEER2017 | 281
Appl-CW-Front-ElecDHW-ElecDry-Tier1 | DEER2017 | D17 v3 |  | Any | SFm | 2007 | CZ10 | rDXGF | Household | 1 | 1948.8 | None | 170 | 0.024 | -0.43 | 151 | 0.021 | -0.34 | 170 | 0.024 | -0.43 | 151 | 0.021 | -0.34 | DEER:Res:ClothesDishWasher | Annual | 1719 |  | Appl-CW-Front-ElecDHW-ElecDry-Tier1DEER2017 | Appl-CW-Front-ElecDHW-ElecDry-Tier1AnySFm2007CZ10DEER2017 | 282
Appl-CW-Front-ElecDHW-ElecDry-Tier1 | DEER2017 | D17 v3 |  | Any | SFm | 2007 | CZ11 | rDXGF | Household | 1 | 1948.8 | None | 169 | 0.024 | -0.49 | 151 | 0.021 | -0.39 | 169 | 0.024 | -0.49 | 151 | 0.021 | -0.39 | DEER:Res:ClothesDishWasher | Annual | 1719 |  | Appl-CW-Front-ElecDHW-ElecDry-Tier1DEER2017 | Appl-CW-Front-ElecDHW-ElecDry-Tier1AnySFm2007CZ11DEER2017 | 283
Appl-CW-Front-ElecDHW-ElecDry-Tier1 | DEER2017 | D17 v3 |  | Any | SFm | 2007 | CZ12 | rDXGF | Household | 1 | 1948.8 | None | 169 | 0.025 | -0.44 | 151 | 0.022 | -0.34 | 169 | 0.025 | -0.44 | 151 | 0.022 | -0.34 | DEER:Res:ClothesDishWasher | Annual | 1719 |  | Appl-CW-Front-ElecDHW-ElecDry-Tier1DEER2017 | Appl-CW-Front-ElecDHW-ElecDry-Tier1AnySFm2007CZ12DEER2017 | 284
Appl-CW-Front-ElecDHW-ElecDry-Tier1 | DEER2017 | D17 v3 |  | Any | SFm | 2007 | CZ13 | rDXGF | Household | 1 | 1948.8 | None | 170 | 0.024 | -0.41 | 151 | 0.022 | -0.32 | 170 | 0.024 | -0.41 | 151 | 0.022 | -0.32 | DEER:Res:ClothesDishWasher | Annual | 1719 |  | Appl-CW-Front-ElecDHW-ElecDry-Tier1DEER2017 | Appl-CW-Front-ElecDHW-ElecDry-Tier1AnySFm2007CZ13DEER2017 | 285
Appl-CW-Front-ElecDHW-ElecDry-Tier1 | DEER2017 | D17 v3 |  | Any | SFm | 2007 | CZ14 | rDXGF | Household | 1 | 2160.9 | None | 170 | 0.024 | -0.52 | 151 | 0.021 | -0.41 | 170 | 0.024 | -0.52 | 151 | 0.021 | -0.41 | DEER:Res:ClothesDishWasher | Annual | 1719 |  | Appl-CW-Front-ElecDHW-ElecDry-Tier1DEER2017 | Appl-CW-Front-ElecDHW-ElecDry-Tier1AnySFm2007CZ14DEER2017 | 286
Appl-CW-Front-ElecDHW-ElecDry-Tier1 | DEER2017 | D17 v3 |  | Any | SFm | 2007 | CZ15 | rDXGF | Household | 1 | 2160.9 | None | 170 | 0.024 | -0.21 | 151 | 0.021 | -0.17 | 170 | 0.024 | -0.21 | 151 | 0.021 | -0.17 | DEER:Res:ClothesDishWasher | Annual | 1719 |  | Appl-CW-Front-ElecDHW-ElecDry-Tier1DEER2017 | Appl-CW-Front-ElecDHW-ElecDry-Tier1AnySFm2007CZ15DEER2017 | 287
Appl-CW-Front-ElecDHW-ElecDry-Tier1 | DEER2017 | D17 v3 |  | Any | SFm | 2007 | CZ16 | rDXGF | Household | 1 | 2295.6 | None | 169 | 0.025 | -0.4 | 151 | 0.022 | -0.31 | 169 | 0.025 | -0.4 | 151 | 0.022 | -0.31 | DEER:Res:ClothesDishWasher | Annual | 1719 |  | Appl-CW-Front-ElecDHW-ElecDry-Tier1DEER2017 | Appl-CW-Front-ElecDHW-ElecDry-Tier1AnySFm2007CZ16DEER2017 | 288
Appl-CW-Front-ElecDHW-ElecDry-Tier1 | DEER2017 | D17 v3 |  | Any | SFm | 2011 | CZ01 | rDXGF | Household | 1 | 2295.6 | None | 168 | 0.023 | -0.52 | 150 | 0.021 | -0.41 | 168 | 0.023 | -0.52 | 150 | 0.021 | -0.41 | DEER:Res:ClothesDishWasher | Annual | 1719 |  | Appl-CW-Front-ElecDHW-ElecDry-Tier1DEER2017 | Appl-CW-Front-ElecDHW-ElecDry-Tier1AnySFm2011CZ01DEER2017 | 289
Appl-CW-Front-ElecDHW-ElecDry-Tier1 | DEER2017 | D17 v3 |  | Any | SFm | 2011 | CZ02 | rDXGF | Household | 1 | 1948.8 | None | 169 | 0.025 | -0.57 | 151 | 0.022 | -0.45 | 169 | 0.025 | -0.57 | 151 | 0.022 | -0.45 | DEER:Res:ClothesDishWasher | Annual | 1719 |  | Appl-CW-Front-ElecDHW-ElecDry-Tier1DEER2017 | Appl-CW-Front-ElecDHW-ElecDry-Tier1AnySFm2011CZ02DEER2017 | 290
Appl-CW-Front-ElecDHW-ElecDry-Tier1 | DEER2017 | D17 v3 |  | Any | SFm | 2011 | CZ03 | rDXGF | Household | 1 | 2295.6 | None | 168 | 0.025 | -0.54 | 150 | 0.022 | -0.43 | 168 | 0.025 | -0.54 | 150 | 0.022 | -0.43 | DEER:Res:ClothesDishWasher | Annual | 1719 |  | Appl-CW-Front-ElecDHW-ElecDry-Tier1DEER2017 | Appl-CW-Front-ElecDHW-ElecDry-Tier1AnySFm2011CZ03DEER2017 | 291
Appl-CW-Front-ElecDHW-ElecDry-Tier1 | DEER2017 | D17 v3 |  | Any | SFm | 2011 | CZ04 | rDXGF | Household | 1 | 2295.6 | None | 169 | 0.025 | -0.45 | 151 | 0.022 | -0.35 | 169 | 0.025 | -0.45 | 151 | 0.022 | -0.35 | DEER:Res:ClothesDishWasher | Annual | 1719 |  | Appl-CW-Front-ElecDHW-ElecDry-Tier1DEER2017 | Appl-CW-Front-ElecDHW-ElecDry-Tier1AnySFm2011CZ04DEER2017 | 292
Appl-CW-Front-ElecDHW-ElecDry-Tier1 | DEER2017 | D17 v3 |  | Any | SFm | 2011 | CZ05 | rDXGF | Household | 1 | 2295.6 | None | 168 | 0.025 | -0.6 | 150 | 0.022 | -0.47 | 168 | 0.025 | -0.6 | 150 | 0.022 | -0.47 | DEER:Res:ClothesDishWasher | Annual | 1719 |  | Appl-CW-Front-ElecDHW-ElecDry-Tier1DEER2017 | Appl-CW-Front-ElecDHW-ElecDry-Tier1AnySFm2011CZ05DEER2017 | 293
Appl-CW-Front-ElecDHW-ElecDry-Tier1 | DEER2017 | D17 v3 |  | Any | SFm | 2011 | CZ06 | rDXGF | Household | 1 | 2392.9 | None | 169 | 0.025 | -0.41 | 150 | 0.022 | -0.32 | 169 | 0.025 | -0.41 | 150 | 0.022 | -0.32 | DEER:Res:ClothesDishWasher | Annual | 1719 |  | Appl-CW-Front-ElecDHW-ElecDry-Tier1DEER2017 | Appl-CW-Front-ElecDHW-ElecDry-Tier1AnySFm2011CZ06DEER2017 | 294
Appl-CW-Front-ElecDHW-ElecDry-Tier1 | DEER2017 | D17 v3 |  | Any | SFm | 2011 | CZ07 | rDXGF | Household | 1 | 2392.9 | None | 170 | 0.024 | -0.26 | 151 | 0.021 | -0.2 | 170 | 0.024 | -0.26 | 151 | 0.021 | -0.2 | DEER:Res:ClothesDishWasher | Annual | 1719 |  | Appl-CW-Front-ElecDHW-ElecDry-Tier1DEER2017 | Appl-CW-Front-ElecDHW-ElecDry-Tier1AnySFm2011CZ07DEER2017 | 295
Appl-CW-Front-ElecDHW-ElecDry-Tier1 | DEER2017 | D17 v3 |  | Any | SFm | 2011 | CZ08 | rDXGF | Household | 1 | 2392.9 | None | 171 | 0.024 | -0.26 | 152 | 0.021 | -0.21 | 171 | 0.024 | -0.26 | 152 | 0.021 | -0.21 | DEER:Res:ClothesDishWasher | Annual | 1719 |  | Appl-CW-Front-ElecDHW-ElecDry-Tier1DEER2017 | Appl-CW-Front-ElecDHW-ElecDry-Tier1AnySFm2011CZ08DEER2017 | 296
Appl-CW-Front-ElecDHW-ElecDry-Tier1 | DEER2017 | D17 v3 |  | Any | SFm | 2011 | CZ09 | rDXGF | Household | 1 | 2422.9 | None | 169 | 0.024 | -0.29 | 150 | 0.021 | -0.23 | 169 | 0.024 | -0.29 | 150 | 0.021 | -0.23 | DEER:Res:ClothesDishWasher | Annual | 1719 |  | Appl-CW-Front-ElecDHW-ElecDry-Tier1DEER2017 | Appl-CW-Front-ElecDHW-ElecDry-Tier1AnySFm2011CZ09DEER2017 | 297
Appl-CW-Front-ElecDHW-ElecDry-Tier1 | DEER2017 | D17 v3 |  | Any | SFm | 2011 | CZ10 | rDXGF | Household | 1 | 1948.8 | None | 170 | 0.024 | -0.42 | 151 | 0.021 | -0.33 | 170 | 0.024 | -0.42 | 151 | 0.021 | -0.33 | DEER:Res:ClothesDishWasher | Annual | 1719 |  | Appl-CW-Front-ElecDHW-ElecDry-Tier1DEER2017 | Appl-CW-Front-ElecDHW-ElecDry-Tier1AnySFm2011CZ10DEER2017 | 298
Appl-CW-Front-ElecDHW-ElecDry-Tier1 | DEER2017 | D17 v3 |  | Any | SFm | 2011 | CZ11 | rDXGF | Household | 1 | 1948.8 | None | 170 | 0.024 | -0.47 | 151 | 0.021 | -0.36 | 170 | 0.024 | -0.47 | 151 | 0.021 | -0.36 | DEER:Res:ClothesDishWasher | Annual | 1719 |  | Appl-CW-Front-ElecDHW-ElecDry-Tier1DEER2017 | Appl-CW-Front-ElecDHW-ElecDry-Tier1AnySFm2011CZ11DEER2017 | 299
Appl-CW-Front-ElecDHW-ElecDry-Tier1 | DEER2017 | D17 v3 |  | Any | SFm | 2011 | CZ12 | rDXGF | Household | 1 | 1948.8 | None | 169 | 0.025 | -0.41 | 151 | 0.022 | -0.33 | 169 | 0.025 | -0.41 | 151 | 0.022 | -0.33 | DEER:Res:ClothesDishWasher | Annual | 1719 |  | Appl-CW-Front-ElecDHW-ElecDry-Tier1DEER2017 | Appl-CW-Front-ElecDHW-ElecDry-Tier1AnySFm2011CZ12DEER2017 | 300
Appl-CW-Front-ElecDHW-ElecDry-Tier1 | DEER2017 | D17 v3 |  | Any | SFm | 2011 | CZ13 | rDXGF | Household | 1 | 1948.8 | None | 170 | 0.024 | -0.4 | 151 | 0.022 | -0.32 | 170 | 0.024 | -0.4 | 151 | 0.022 | -0.32 | DEER:Res:ClothesDishWasher | Annual | 1719 |  | Appl-CW-Front-ElecDHW-ElecDry-Tier1DEER2017 | Appl-CW-Front-ElecDHW-ElecDry-Tier1AnySFm2011CZ13DEER2017 | 301
Appl-CW-Front-ElecDHW-ElecDry-Tier1 | DEER2017 | D17 v3 |  | Any | SFm | 2011 | CZ14 | rDXGF | Household | 1 | 2160.9 | None | 170 | 0.025 | -0.47 | 151 | 0.022 | -0.37 | 170 | 0.025 | -0.47 | 151 | 0.022 | -0.37 | DEER:Res:ClothesDishWasher | Annual | 1719 |  | Appl-CW-Front-ElecDHW-ElecDry-Tier1DEER2017 | Appl-CW-Front-ElecDHW-ElecDry-Tier1AnySFm2011CZ14DEER2017 | 302
Appl-CW-Front-ElecDHW-ElecDry-Tier1 | DEER2017 | D17 v3 |  | Any | SFm | 2011 | CZ15 | rDXGF | Household | 1 | 2160.9 | None | 170 | 0.023 | -0.22 | 151 | 0.021 | -0.17 | 170 | 0.023 | -0.22 | 151 | 0.021 | -0.17 | DEER:Res:ClothesDishWasher | Annual | 1719 |  | Appl-CW-Front-ElecDHW-ElecDry-Tier1DEER2017 | Appl-CW-Front-ElecDHW-ElecDry-Tier1AnySFm2011CZ15DEER2017 | 303
Appl-CW-Front-ElecDHW-ElecDry-Tier1 | DEER2017 | D17 v3 |  | Any | SFm | 2011 | CZ16 | rDXGF | Household | 1 | 2295.6 | None | 169 | 0.024 | -0.38 | 151 | 0.021 | -0.31 | 169 | 0.024 | -0.38 | 151 | 0.021 | -0.31 | DEER:Res:ClothesDishWasher | Annual | 1719 |  | Appl-CW-Front-ElecDHW-ElecDry-Tier1DEER2017 | Appl-CW-Front-ElecDHW-ElecDry-Tier1AnySFm2011CZ16DEER2017 | 304
Appl-CW-Front-ElecDHW-ElecDry-Tier1 | DEER2017 | D17 v3 |  | Any | SFm | 2015 | CZ01 | rDXGF | Household | 1 | 2295.6 | None | 168 | 0.023 | -0.48 | 150 | 0.021 | -0.38 | 168 | 0.023 | -0.48 | 150 | 0.021 | -0.38 | DEER:Res:ClothesDishWasher | Annual | 1719 |  | Appl-CW-Front-ElecDHW-ElecDry-Tier1DEER2017 | Appl-CW-Front-ElecDHW-ElecDry-Tier1AnySFm2015CZ01DEER2017 | 305
Appl-CW-Front-ElecDHW-ElecDry-Tier1 | DEER2017 | D17 v3 |  | Any | SFm | 2015 | CZ02 | rDXGF | Household | 1 | 1948.8 | None | 169 | 0.025 | -0.58 | 150 | 0.022 | -0.46 | 169 | 0.025 | -0.58 | 150 | 0.022 | -0.46 | DEER:Res:ClothesDishWasher | Annual | 1719 |  | Appl-CW-Front-ElecDHW-ElecDry-Tier1DEER2017 | Appl-CW-Front-ElecDHW-ElecDry-Tier1AnySFm2015CZ02DEER2017 | 306
Appl-CW-Front-ElecDHW-ElecDry-Tier1 | DEER2017 | D17 v3 |  | Any | SFm | 2015 | CZ03 | rDXGF | Household | 1 | 2295.6 | None | 168 | 0.025 | -0.45 | 150 | 0.022 | -0.36 | 168 | 0.025 | -0.45 | 150 | 0.022 | -0.36 | DEER:Res:ClothesDishWasher | Annual | 1719 |  | Appl-CW-Front-ElecDHW-ElecDry-Tier1DEER2017 | Appl-CW-Front-ElecDHW-ElecDry-Tier1AnySFm2015CZ03DEER2017 | 307
Appl-CW-Front-ElecDHW-ElecDry-Tier1 | DEER2017 | D17 v3 |  | Any | SFm | 2015 | CZ04 | rDXGF | Household | 1 | 2295.6 | None | 169 | 0.025 | -0.47 | 150 | 0.022 | -0.38 | 169 | 0.025 | -0.47 | 150 | 0.022 | -0.38 | DEER:Res:ClothesDishWasher | Annual | 1719 |  | Appl-CW-Front-ElecDHW-ElecDry-Tier1DEER2017 | Appl-CW-Front-ElecDHW-ElecDry-Tier1AnySFm2015CZ04DEER2017 | 308
Appl-CW-Front-ElecDHW-ElecDry-Tier1 | DEER2017 | D17 v3 |  | Any | SFm | 2015 | CZ05 | rDXGF | Household | 1 | 2295.6 | None | 168 | 0.024 | -0.52 | 150 | 0.022 | -0.41 | 168 | 0.024 | -0.52 | 150 | 0.022 | -0.41 | DEER:Res:ClothesDishWasher | Annual | 1719 |  | Appl-CW-Front-ElecDHW-ElecDry-Tier1DEER2017 | Appl-CW-Front-ElecDHW-ElecDry-Tier1AnySFm2015CZ05DEER2017 | 309
Appl-CW-Front-ElecDHW-ElecDry-Tier1 | DEER2017 | D17 v3 |  | Any | SFm | 2015 | CZ06 | rDXGF | Household | 1 | 2392.9 | None | 168 | 0.025 | -0.39 | 150 | 0.022 | -0.31 | 168 | 0.025 | -0.39 | 150 | 0.022 | -0.31 | DEER:Res:ClothesDishWasher | Annual | 1719 |  | Appl-CW-Front-ElecDHW-ElecDry-Tier1DEER2017 | Appl-CW-Front-ElecDHW-ElecDry-Tier1AnySFm2015CZ06DEER2017 | 310
Appl-CW-Front-ElecDHW-ElecDry-Tier1 | DEER2017 | D17 v3 |  | Any | SFm | 2015 | CZ07 | rDXGF | Household | 1 | 2392.9 | None | 170 | 0.024 | -0.31 | 151 | 0.02 | -0.25 | 170 | 0.024 | -0.31 | 151 | 0.02 | -0.25 | DEER:Res:ClothesDishWasher | Annual | 1719 |  | Appl-CW-Front-ElecDHW-ElecDry-Tier1DEER2017 | Appl-CW-Front-ElecDHW-ElecDry-Tier1AnySFm2015CZ07DEER2017 | 311
Appl-CW-Front-ElecDHW-ElecDry-Tier1 | DEER2017 | D17 v3 |  | Any | SFm | 2015 | CZ08 | rDXGF | Household | 1 | 2392.9 | None | 169 | 0.021 | -0.26 | 152 | 0.02 | -0.07 | 169 | 0.021 | -0.26 | 152 | 0.02 | -0.07 | DEER:Res:ClothesDishWasher | Annual | 1719 |  | Appl-CW-Front-ElecDHW-ElecDry-Tier1DEER2017 | Appl-CW-Front-ElecDHW-ElecDry-Tier1AnySFm2015CZ08DEER2017 | 312
Appl-CW-Front-ElecDHW-ElecDry-Tier1 | DEER2017 | D17 v3 |  | Any | SFm | 2015 | CZ09 | rDXGF | Household | 1 | 2422.9 | None | 169 | 0.024 | -0.3 | 150 | 0.021 | -0.24 | 169 | 0.024 | -0.3 | 150 | 0.021 | -0.24 | DEER:Res:ClothesDishWasher | Annual | 1719 |  | Appl-CW-Front-ElecDHW-ElecDry-Tier1DEER2017 | Appl-CW-Front-ElecDHW-ElecDry-Tier1AnySFm2015CZ09DEER2017 | 313
Appl-CW-Front-ElecDHW-ElecDry-Tier1 | DEER2017 | D17 v3 |  | Any | SFm | 2015 | CZ10 | rDXGF | Household | 1 | 1948.8 | None | 169 | 0.024 | -0.41 | 150 | 0.022 | -0.33 | 169 | 0.024 | -0.41 | 150 | 0.022 | -0.33 | DEER:Res:ClothesDishWasher | Annual | 1719 |  | Appl-CW-Front-ElecDHW-ElecDry-Tier1DEER2017 | Appl-CW-Front-ElecDHW-ElecDry-Tier1AnySFm2015CZ10DEER2017 | 314
Appl-CW-Front-ElecDHW-ElecDry-Tier1 | DEER2017 | D17 v3 |  | Any | SFm | 2015 | CZ11 | rDXGF | Household | 1 | 1948.8 | None | 169 | 0.025 | -0.47 | 150 | 0.022 | -0.37 | 169 | 0.025 | -0.47 | 150 | 0.022 | -0.37 | DEER:Res:ClothesDishWasher | Annual | 1719 |  | Appl-CW-Front-ElecDHW-ElecDry-Tier1DEER2017 | Appl-CW-Front-ElecDHW-ElecDry-Tier1AnySFm2015CZ11DEER2017 | 315
Appl-CW-Front-ElecDHW-ElecDry-Tier1 | DEER2017 | D17 v3 |  | Any | SFm | 2015 | CZ12 | rDXGF | Household | 1 | 1948.8 | None | 169 | 0.025 | -0.42 | 150 | 0.022 | -0.33 | 169 | 0.025 | -0.42 | 150 | 0.022 | -0.33 | DEER:Res:ClothesDishWasher | Annual | 1719 |  | Appl-CW-Front-ElecDHW-ElecDry-Tier1DEER2017 | Appl-CW-Front-ElecDHW-ElecDry-Tier1AnySFm2015CZ12DEER2017 | 316
Appl-CW-Front-ElecDHW-ElecDry-Tier1 | DEER2017 | D17 v3 |  | Any | SFm | 2015 | CZ13 | rDXGF | Household | 1 | 1948.8 | None | 169 | 0.025 | -0.38 | 151 | 0.022 | -0.3 | 169 | 0.025 | -0.38 | 151 | 0.022 | -0.3 | DEER:Res:ClothesDishWasher | Annual | 1719 |  | Appl-CW-Front-ElecDHW-ElecDry-Tier1DEER2017 | Appl-CW-Front-ElecDHW-ElecDry-Tier1AnySFm2015CZ13DEER2017 | 317
Appl-CW-Front-ElecDHW-ElecDry-Tier1 | DEER2017 | D17 v3 |  | Any | SFm | 2015 | CZ14 | rDXGF | Household | 1 | 2160.9 | None | 170 | 0.025 | -0.5 | 151 | 0.022 | -0.39 | 170 | 0.025 | -0.5 | 151 | 0.022 | -0.39 | DEER:Res:ClothesDishWasher | Annual | 1719 |  | Appl-CW-Front-ElecDHW-ElecDry-Tier1DEER2017 | Appl-CW-Front-ElecDHW-ElecDry-Tier1AnySFm2015CZ14DEER2017 | 318
Appl-CW-Front-ElecDHW-ElecDry-Tier1 | DEER2017 | D17 v3 |  | Any | SFm | 2015 | CZ15 | rDXGF | Household | 1 | 2160.9 | None | 170 | 0.024 | -0.22 | 150 | 0.021 | -0.17 | 170 | 0.024 | -0.22 | 150 | 0.021 | -0.17 | DEER:Res:ClothesDishWasher | Annual | 1719 |  | Appl-CW-Front-ElecDHW-ElecDry-Tier1DEER2017 | Appl-CW-Front-ElecDHW-ElecDry-Tier1AnySFm2015CZ15DEER2017 | 319
Appl-CW-Front-ElecDHW-ElecDry-Tier1 | DEER2017 | D17 v3 |  | Any | SFm | 2015 | CZ16 | rDXGF | Household | 1 | 2295.6 | None | 169 | 0.025 | -0.44 | 151 | 0.022 | -0.35 | 169 | 0.025 | -0.44 | 151 | 0.022 | -0.35 | DEER:Res:ClothesDishWasher | Annual | 1719 |  | Appl-CW-Front-ElecDHW-ElecDry-Tier1DEER2017 | Appl-CW-Front-ElecDHW-ElecDry-Tier1AnySFm2015CZ16DEER2017 | 320
Appl-CW-Front-ElecDHW-ElecDry-Tier1 | DEER2017 | D17 v3 |  | Any | SFm | 2017 | CZ01 | rDXGF | Household | 1 | 2295.6 | None | 168 | 0.023 | -0.46 | 150 | 0.021 | -0.36 | 168 | 0.023 | -0.46 | 150 | 0.021 | -0.36 | DEER:Res:ClothesDishWasher | Annual | 1719 |  | Appl-CW-Front-ElecDHW-ElecDry-Tier1DEER2017 | Appl-CW-Front-ElecDHW-ElecDry-Tier1AnySFm2017CZ01DEER2017 | 321
Appl-CW-Front-ElecDHW-ElecDry-Tier1 | DEER2017 | D17 v3 |  | Any | SFm | 2017 | CZ02 | rDXGF | Household | 1 | 1948.8 | None | 169 | 0.025 | -0.55 | 150 | 0.023 | -0.44 | 169 | 0.025 | -0.55 | 150 | 0.023 | -0.44 | DEER:Res:ClothesDishWasher | Annual | 1719 |  | Appl-CW-Front-ElecDHW-ElecDry-Tier1DEER2017 | Appl-CW-Front-ElecDHW-ElecDry-Tier1AnySFm2017CZ02DEER2017 | 322
Appl-CW-Front-ElecDHW-ElecDry-Tier1 | DEER2017 | D17 v3 |  | Any | SFm | 2017 | CZ03 | rDXGF | Household | 1 | 2295.6 | None | 168 | 0.024 | -0.44 | 150 | 0.022 | -0.34 | 168 | 0.024 | -0.44 | 150 | 0.022 | -0.34 | DEER:Res:ClothesDishWasher | Annual | 1719 |  | Appl-CW-Front-ElecDHW-ElecDry-Tier1DEER2017 | Appl-CW-Front-ElecDHW-ElecDry-Tier1AnySFm2017CZ03DEER2017 | 323
Appl-CW-Front-ElecDHW-ElecDry-Tier1 | DEER2017 | D17 v3 |  | Any | SFm | 2017 | CZ04 | rDXGF | Household | 1 | 2295.6 | None | 169 | 0.025 | -0.45 | 150 | 0.022 | -0.35 | 169 | 0.025 | -0.45 | 150 | 0.022 | -0.35 | DEER:Res:ClothesDishWasher | Annual | 1719 |  | Appl-CW-Front-ElecDHW-ElecDry-Tier1DEER2017 | Appl-CW-Front-ElecDHW-ElecDry-Tier1AnySFm2017CZ04DEER2017 | 324
Appl-CW-Front-ElecDHW-ElecDry-Tier1 | DEER2017 | D17 v3 |  | Any | SFm | 2017 | CZ05 | rDXGF | Household | 1 | 2295.6 | None | 168 | 0.025 | -0.48 | 150 | 0.022 | -0.38 | 168 | 0.025 | -0.48 | 150 | 0.022 | -0.38 | DEER:Res:ClothesDishWasher | Annual | 1719 |  | Appl-CW-Front-ElecDHW-ElecDry-Tier1DEER2017 | Appl-CW-Front-ElecDHW-ElecDry-Tier1AnySFm2017CZ05DEER2017 | 325
Appl-CW-Front-ElecDHW-ElecDry-Tier1 | DEER2017 | D17 v3 |  | Any | SFm | 2017 | CZ06 | rDXGF | Household | 1 | 2392.9 | None | 168 | 0.028 | -0.39 | 150 | 0.025 | -0.3 | 168 | 0.028 | -0.39 | 150 | 0.025 | -0.3 | DEER:Res:ClothesDishWasher | Annual | 1719 |  | Appl-CW-Front-ElecDHW-ElecDry-Tier1DEER2017 | Appl-CW-Front-ElecDHW-ElecDry-Tier1AnySFm2017CZ06DEER2017 | 326
Appl-CW-Front-ElecDHW-ElecDry-Tier1 | DEER2017 | D17 v3 |  | Any | SFm | 2017 | CZ07 | rDXGF | Household | 1 | 2392.9 | None | 170 | 0.025 | -0.28 | 151 | 0.023 | -0.22 | 170 | 0.025 | -0.28 | 151 | 0.023 | -0.22 | DEER:Res:ClothesDishWasher | Annual | 1719 |  | Appl-CW-Front-ElecDHW-ElecDry-Tier1DEER2017 | Appl-CW-Front-ElecDHW-ElecDry-Tier1AnySFm2017CZ07DEER2017 | 327
Appl-CW-Front-ElecDHW-ElecDry-Tier1 | DEER2017 | D17 v3 |  | Any | SFm | 2017 | CZ08 | rDXGF | Household | 1 | 2392.9 | None | 169 | 0.024 | -0.25 | 150 | 0.021 | -0.19 | 169 | 0.024 | -0.25 | 150 | 0.021 | -0.19 | DEER:Res:ClothesDishWasher | Annual | 1719 |  | Appl-CW-Front-ElecDHW-ElecDry-Tier1DEER2017 | Appl-CW-Front-ElecDHW-ElecDry-Tier1AnySFm2017CZ08DEER2017 | 328
Appl-CW-Front-ElecDHW-ElecDry-Tier1 | DEER2017 | D17 v3 |  | Any | SFm | 2017 | CZ09 | rDXGF | Household | 1 | 2422.9 | None | 167 | 0.024 | -0.37 | 150 | 0.021 | -0.28 | 167 | 0.024 | -0.37 | 150 | 0.021 | -0.28 | DEER:Res:ClothesDishWasher | Annual | 1719 |  | Appl-CW-Front-ElecDHW-ElecDry-Tier1DEER2017 | Appl-CW-Front-ElecDHW-ElecDry-Tier1AnySFm2017CZ09DEER2017 | 329
Appl-CW-Front-ElecDHW-ElecDry-Tier1 | DEER2017 | D17 v3 |  | Any | SFm | 2017 | CZ10 | rDXGF | Household | 1 | 1948.8 | None | 169 | 0.025 | -0.39 | 150 | 0.022 | -0.3 | 169 | 0.025 | -0.39 | 150 | 0.022 | -0.3 | DEER:Res:ClothesDishWasher | Annual | 1719 |  | Appl-CW-Front-ElecDHW-ElecDry-Tier1DEER2017 | Appl-CW-Front-ElecDHW-ElecDry-Tier1AnySFm2017CZ10DEER2017 | 330
Appl-CW-Front-ElecDHW-ElecDry-Tier1 | DEER2017 | D17 v3 |  | Any | SFm | 2017 | CZ11 | rDXGF | Household | 1 | 1948.8 | None | 169 | 0.025 | -0.45 | 150 | 0.022 | -0.36 | 169 | 0.025 | -0.45 | 150 | 0.022 | -0.36 | DEER:Res:ClothesDishWasher | Annual | 1719 |  | Appl-CW-Front-ElecDHW-ElecDry-Tier1DEER2017 | Appl-CW-Front-ElecDHW-ElecDry-Tier1AnySFm2017CZ11DEER2017 | 331
Appl-CW-Front-ElecDHW-ElecDry-Tier1 | DEER2017 | D17 v3 |  | Any | SFm | 2017 | CZ12 | rDXGF | Household | 1 | 1948.8 | None | 169 | 0.025 | -0.4 | 150 | 0.022 | -0.32 | 169 | 0.025 | -0.4 | 150 | 0.022 | -0.32 | DEER:Res:ClothesDishWasher | Annual | 1719 |  | Appl-CW-Front-ElecDHW-ElecDry-Tier1DEER2017 | Appl-CW-Front-ElecDHW-ElecDry-Tier1AnySFm2017CZ12DEER2017 | 332
Appl-CW-Front-ElecDHW-ElecDry-Tier1 | DEER2017 | D17 v3 |  | Any | SFm | 2017 | CZ13 | rDXGF | Household | 1 | 1948.8 | None | 169 | 0.024 | -0.39 | 151 | 0.021 | -0.31 | 169 | 0.024 | -0.39 | 151 | 0.021 | -0.31 | DEER:Res:ClothesDishWasher | Annual | 1719 |  | Appl-CW-Front-ElecDHW-ElecDry-Tier1DEER2017 | Appl-CW-Front-ElecDHW-ElecDry-Tier1AnySFm2017CZ13DEER2017 | 333
Appl-CW-Front-ElecDHW-ElecDry-Tier1 | DEER2017 | D17 v3 |  | Any | SFm | 2017 | CZ14 | rDXGF | Household | 1 | 2160.9 | None | 170 | 0.024 | -0.48 | 151 | 0.022 | -0.38 | 170 | 0.024 | -0.48 | 151 | 0.022 | -0.38 | DEER:Res:ClothesDishWasher | Annual | 1719 |  | Appl-CW-Front-ElecDHW-ElecDry-Tier1DEER2017 | Appl-CW-Front-ElecDHW-ElecDry-Tier1AnySFm2017CZ14DEER2017 | 334
Appl-CW-Front-ElecDHW-ElecDry-Tier1 | DEER2017 | D17 v3 |  | Any | SFm | 2017 | CZ15 | rDXGF | Household | 1 | 2160.9 | None | 170 | 0.023 | -0.21 | 151 | 0.021 | -0.17 | 170 | 0.023 | -0.21 | 151 | 0.021 | -0.17 | DEER:Res:ClothesDishWasher | Annual | 1719 |  | Appl-CW-Front-ElecDHW-ElecDry-Tier1DEER2017 | Appl-CW-Front-ElecDHW-ElecDry-Tier1AnySFm2017CZ15DEER2017 | 335
Appl-CW-Front-ElecDHW-ElecDry-Tier1 | DEER2017 | D17 v3 |  | Any | SFm | 2017 | CZ16 | rDXGF | Household | 1 | 2295.6 | None | 168 | 0.025 | -0.45 | 150 | 0.022 | -0.36 | 168 | 0.025 | -0.45 | 150 | 0.022 | -0.36 | DEER:Res:ClothesDishWasher | Annual | 1719 |  | Appl-CW-Front-ElecDHW-ElecDry-Tier1DEER2017 | Appl-CW-Front-ElecDHW-ElecDry-Tier1AnySFm2017CZ16DEER2017 | 336
Appl-CW-Front-ElecDHW-ElecDry-Tier2 | DEER2017 | D17 v3 |  | Any | DMo | MH00 | CZ01 | rDXGF | Household | 1 | 1242 | None | 187 | 0.026 | -0.91 | 173 | 0.024 | -0.81 | 187 | 0.026 | -0.91 | 173 | 0.024 | -0.241 | DEER:Res:ClothesDishWasher | Annual | 2 |  | Appl-CW-Front-ElecDHW-ElecDry-Tier2DEER2017 | Appl-CW-Front-ElecDHW-ElecDry-Tier2AnyDMoMH00CZ01DEER2017 | 337
Appl-CW-Front-ElecDHW-ElecDry-Tier2 | DEER2017 | D17 v3 |  | Any | DMo | MH00 | CZ02 | rDXGF | Household | 1 | 1242 | None | 191 | 0.025 | -0.77 | 176 | 0.023 | -0.69 | 191 | 0.025 | -0.77 | 176 | 0.023 | -0.24 | DEER:Res:ClothesDishWasher | Annual | 2 |  | Appl-CW-Front-ElecDHW-ElecDry-Tier2DEER2017 | Appl-CW-Front-ElecDHW-ElecDry-Tier2AnyDMoMH00CZ02DEER2017 | 338
Appl-CW-Front-ElecDHW-ElecDry-Tier2 | DEER2017 | D17 v3 |  | Any | DMo | MH00 | CZ03 | rDXGF | Household | 1 | 1242 | None | 188 | 0.031 | -0.89 | 174 | 0.028 | -0.8 | 188 | 0.031 | -0.89 | 174 | 0.028 | -0.232 | DEER:Res:ClothesDishWasher | Annual | 2 |  | Appl-CW-Front-ElecDHW-ElecDry-Tier2DEER2017 | Appl-CW-Front-ElecDHW-ElecDry-Tier2AnyDMoMH00CZ03DEER2017 | 339
Appl-CW-Front-ElecDHW-ElecDry-Tier2 | DEER2017 | D17 v3 |  | Any | DMo | MH00 | CZ04 | rDXGF | Household | 1 | 1242 | None | 191 | 0.036 | -0.79 | 178 | 0.034 | -0.71 | 191 | 0.036 | -0.79 | 178 | 0.034 | -0.182 | DEER:Res:ClothesDishWasher | Annual | 2 |  | Appl-CW-Front-ElecDHW-ElecDry-Tier2DEER2017 | Appl-CW-Front-ElecDHW-ElecDry-Tier2AnyDMoMH00CZ04DEER2017 | 340
Appl-CW-Front-ElecDHW-ElecDry-Tier2 | DEER2017 | D17 v3 |  | Any | DMo | MH00 | CZ05 | rDXGF | Household | 1 | 1242 | None | 188 | 0.029 | -1.31 | 173 | 0.027 | -1.19 | 188 | 0.029 | -1.31 | 173 | 0.027 | -0.277 | DEER:Res:ClothesDishWasher | Annual | 2 |  | Appl-CW-Front-ElecDHW-ElecDry-Tier2DEER2017 | Appl-CW-Front-ElecDHW-ElecDry-Tier2AnyDMoMH00CZ05DEER2017 | 341
Appl-CW-Front-ElecDHW-ElecDry-Tier2 | DEER2017 | D17 v3 |  | Any | DMo | MH00 | CZ06 | rDXGF | Household | 1 | 1242 | None | 191 | 0.028 | -0.68 | 176 | 0.026 | -0.61 | 191 | 0.028 | -0.68 | 176 | 0.026 | -0.19 | DEER:Res:ClothesDishWasher | Annual | 2 |  | Appl-CW-Front-ElecDHW-ElecDry-Tier2DEER2017 | Appl-CW-Front-ElecDHW-ElecDry-Tier2AnyDMoMH00CZ06DEER2017 | 342
Appl-CW-Front-ElecDHW-ElecDry-Tier2 | DEER2017 | D17 v3 |  | Any | DMo | MH00 | CZ07 | rDXGF | Household | 1 | 1242 | None | 191 | 0.029 | -0.55 | 176 | 0.027 | -0.5 | 191 | 0.029 | -0.55 | 176 | 0.027 | -0.2 | DEER:Res:ClothesDishWasher | Annual | 2 |  | Appl-CW-Front-ElecDHW-ElecDry-Tier2DEER2017 | Appl-CW-Front-ElecDHW-ElecDry-Tier2AnyDMoMH00CZ07DEER2017 | 343
Appl-CW-Front-ElecDHW-ElecDry-Tier2 | DEER2017 | D17 v3 |  | Any | DMo | MH00 | CZ08 | rDXGF | Household | 1 | 1242 | None | 192 | 0.029 | -0.55 | 177 | 0.026 | -0.49 | 192 | 0.029 | -0.55 | 177 | 0.026 | -0.178 | DEER:Res:ClothesDishWasher | Annual | 2 |  | Appl-CW-Front-ElecDHW-ElecDry-Tier2DEER2017 | Appl-CW-Front-ElecDHW-ElecDry-Tier2AnyDMoMH00CZ08DEER2017 | 344
Appl-CW-Front-ElecDHW-ElecDry-Tier2 | DEER2017 | D17 v3 |  | Any | DMo | MH00 | CZ09 | rDXGF | Household | 1 | 1242 | None | 191 | 0.03 | -0.63 | 176 | 0.027 | -0.56 | 191 | 0.03 | -0.63 | 176 | 0.027 | -0.258 | DEER:Res:ClothesDishWasher | Annual | 2 |  | Appl-CW-Front-ElecDHW-ElecDry-Tier2DEER2017 | Appl-CW-Front-ElecDHW-ElecDry-Tier2AnyDMoMH00CZ09DEER2017 | 345
Appl-CW-Front-ElecDHW-ElecDry-Tier2 | DEER2017 | D17 v3 |  | Any | DMo | MH00 | CZ10 | rDXGF | Household | 1 | 1242 | None | 194 | 0.029 | -0.59 | 179 | 0.026 | -0.53 | 194 | 0.029 | -0.59 | 179 | 0.026 | -0.208 | DEER:Res:ClothesDishWasher | Annual | 2 |  | Appl-CW-Front-ElecDHW-ElecDry-Tier2DEER2017 | Appl-CW-Front-ElecDHW-ElecDry-Tier2AnyDMoMH00CZ10DEER2017 | 346
Appl-CW-Front-ElecDHW-ElecDry-Tier2 | DEER2017 | D17 v3 |  | Any | DMo | MH00 | CZ11 | rDXGF | Household | 1 | 1242 | None | 192 | 0.03 | -0.72 | 177 | 0.027 | -0.65 | 192 | 0.03 | -0.72 | 177 | 0.027 | -0.257 | DEER:Res:ClothesDishWasher | Annual | 2 |  | Appl-CW-Front-ElecDHW-ElecDry-Tier2DEER2017 | Appl-CW-Front-ElecDHW-ElecDry-Tier2AnyDMoMH00CZ11DEER2017 | 347
Appl-CW-Front-ElecDHW-ElecDry-Tier2 | DEER2017 | D17 v3 |  | Any | DMo | MH00 | CZ12 | rDXGF | Household | 1 | 1242 | None | 192 | 0.03 | -0.79 | 177 | 0.027 | -0.72 | 192 | 0.03 | -0.79 | 177 | 0.027 | -0.297 | DEER:Res:ClothesDishWasher | Annual | 2 |  | Appl-CW-Front-ElecDHW-ElecDry-Tier2DEER2017 | Appl-CW-Front-ElecDHW-ElecDry-Tier2AnyDMoMH00CZ12DEER2017 | 348
Appl-CW-Front-ElecDHW-ElecDry-Tier2 | DEER2017 | D17 v3 |  | Any | DMo | MH00 | CZ13 | rDXGF | Household | 1 | 1242 | None | 193 | 0.029 | -0.77 | 178 | 0.027 | -0.7 | 193 | 0.029 | -0.77 | 178 | 0.027 | -0.174 | DEER:Res:ClothesDishWasher | Annual | 2 |  | Appl-CW-Front-ElecDHW-ElecDry-Tier2DEER2017 | Appl-CW-Front-ElecDHW-ElecDry-Tier2AnyDMoMH00CZ13DEER2017 | 349
Appl-CW-Front-ElecDHW-ElecDry-Tier2 | DEER2017 | D17 v3 |  | Any | DMo | MH00 | CZ14 | rDXGF | Household | 1 | 1242 | None | 193 | 0.029 | -0.75 | 178 | 0.027 | -0.67 | 193 | 0.029 | -0.75 | 178 | 0.027 | -0.137 | DEER:Res:ClothesDishWasher | Annual | 2 |  | Appl-CW-Front-ElecDHW-ElecDry-Tier2DEER2017 | Appl-CW-Front-ElecDHW-ElecDry-Tier2AnyDMoMH00CZ14DEER2017 | 350
Appl-CW-Front-ElecDHW-ElecDry-Tier2 | DEER2017 | D17 v3 |  | Any | DMo | MH00 | CZ15 | rDXGF | Household | 1 | 1242 | None | 196 | 0.029 | -0.25 | 180 | 0.026 | -0.23 | 196 | 0.029 | -0.25 | 180 | 0.026 | -0.193 | DEER:Res:ClothesDishWasher | Annual | 2 |  | Appl-CW-Front-ElecDHW-ElecDry-Tier2DEER2017 | Appl-CW-Front-ElecDHW-ElecDry-Tier2AnyDMoMH00CZ15DEER2017 | 351
Appl-CW-Front-ElecDHW-ElecDry-Tier2 | DEER2017 | D17 v3 |  | Any | DMo | MH00 | CZ16 | rDXGF | Household | 1 | 1242 | None | 191 | 0.034 | -0.75 | 176 | 0.027 | -0.67 | 191 | 0.034 | -0.75 | 176 | 0.027 | -0.158 | DEER:Res:ClothesDishWasher | Annual | 2 |  | Appl-CW-Front-ElecDHW-ElecDry-Tier2DEER2017 | Appl-CW-Front-ElecDHW-ElecDry-Tier2AnyDMoMH00CZ16DEER2017 | 352
Appl-CW-Front-ElecDHW-ElecDry-Tier2 | DEER2017 | D17 v3 |  | Any | DMo | MH06 | CZ01 | rDXGF | Household | 1 | 1242 | None | 187 | 0.026 | -1.11 | 173 | 0.024 | -0.99 | 187 | 0.026 | -1.11 | 173 | 0.024 | -0.161 | DEER:Res:ClothesDishWasher | Annual | 2 |  | Appl-CW-Front-ElecDHW-ElecDry-Tier2DEER2017 | Appl-CW-Front-ElecDHW-ElecDry-Tier2AnyDMoMH06CZ01DEER2017 | 353
Appl-CW-Front-ElecDHW-ElecDry-Tier2 | DEER2017 | D17 v3 |  | Any | DMo | MH06 | CZ02 | rDXGF | Household | 1 | 1242 | None | 191 | 0.029 | -0.86 | 176 | 0.026 | -0.78 | 191 | 0.029 | -0.86 | 176 | 0.026 | -0.152 | DEER:Res:ClothesDishWasher | Annual | 2 |  | Appl-CW-Front-ElecDHW-ElecDry-Tier2DEER2017 | Appl-CW-Front-ElecDHW-ElecDry-Tier2AnyDMoMH06CZ02DEER2017 | 354
Appl-CW-Front-ElecDHW-ElecDry-Tier2 | DEER2017 | D17 v3 |  | Any | DMo | MH06 | CZ03 | rDXGF | Household | 1 | 1242 | None | 189 | 0.03 | -0.54 | 174 | 0.027 | -0.48 | 189 | 0.03 | -0.54 | 174 | 0.027 | -0.177 | DEER:Res:ClothesDishWasher | Annual | 2 |  | Appl-CW-Front-ElecDHW-ElecDry-Tier2DEER2017 | Appl-CW-Front-ElecDHW-ElecDry-Tier2AnyDMoMH06CZ03DEER2017 | 355
Appl-CW-Front-ElecDHW-ElecDry-Tier2 | DEER2017 | D17 v3 |  | Any | DMo | MH06 | CZ04 | rDXGF | Household | 1 | 1242 | None | 191 | 0.029 | -0.68 | 176 | 0.027 | -0.61 | 191 | 0.029 | -0.68 | 176 | 0.027 | -0.17 | DEER:Res:ClothesDishWasher | Annual | 2 |  | Appl-CW-Front-ElecDHW-ElecDry-Tier2DEER2017 | Appl-CW-Front-ElecDHW-ElecDry-Tier2AnyDMoMH06CZ04DEER2017 | 356
Appl-CW-Front-ElecDHW-ElecDry-Tier2 | DEER2017 | D17 v3 |  | Any | DMo | MH06 | CZ05 | rDXGF | Household | 1 | 1242 | None | 189 | 0.029 | -0.87 | 175 | 0.026 | -0.79 | 189 | 0.029 | -0.87 | 175 | 0.026 | -0.318 | DEER:Res:ClothesDishWasher | Annual | 2 |  | Appl-CW-Front-ElecDHW-ElecDry-Tier2DEER2017 | Appl-CW-Front-ElecDHW-ElecDry-Tier2AnyDMoMH06CZ05DEER2017 | 357
Appl-CW-Front-ElecDHW-ElecDry-Tier2 | DEER2017 | D17 v3 |  | Any | DMo | MH06 | CZ06 | rDXGF | Household | 1 | 1242 | None | 191 | 0.028 | -0.11 | 176 | 0.025 | -0.1 | 191 | 0.028 | -0.11 | 176 | 0.025 | -0.324 | DEER:Res:ClothesDishWasher | Annual | 2 |  | Appl-CW-Front-ElecDHW-ElecDry-Tier2DEER2017 | Appl-CW-Front-ElecDHW-ElecDry-Tier2AnyDMoMH06CZ06DEER2017 | 358
Appl-CW-Front-ElecDHW-ElecDry-Tier2 | DEER2017 | D17 v3 |  | Any | DMo | MH06 | CZ07 | rDXGF | Household | 1 | 1242 | None | 194 | 0.029 | -0.22 | 180 | 0.027 | -0.2 | 194 | 0.029 | -0.22 | 180 | 0.027 | -0.255 | DEER:Res:ClothesDishWasher | Annual | 2 |  | Appl-CW-Front-ElecDHW-ElecDry-Tier2DEER2017 | Appl-CW-Front-ElecDHW-ElecDry-Tier2AnyDMoMH06CZ07DEER2017 | 359
Appl-CW-Front-ElecDHW-ElecDry-Tier2 | DEER2017 | D17 v3 |  | Any | DMo | MH06 | CZ08 | rDXGF | Household | 1 | 1242 | None | 193 | 0.028 | -0.39 | 178 | 0.026 | -0.34 | 193 | 0.028 | -0.39 | 178 | 0.026 | -0.236 | DEER:Res:ClothesDishWasher | Annual | 2 |  | Appl-CW-Front-ElecDHW-ElecDry-Tier2DEER2017 | Appl-CW-Front-ElecDHW-ElecDry-Tier2AnyDMoMH06CZ08DEER2017 | 360
Appl-CW-Front-ElecDHW-ElecDry-Tier2 | DEER2017 | D17 v3 |  | Any | DMo | MH06 | CZ09 | rDXGF | Household | 1 | 1242 | None | 192 | 0.028 | -0.45 | 177 | 0.026 | -0.41 | 192 | 0.028 | -0.45 | 177 | 0.026 | -0.332 | DEER:Res:ClothesDishWasher | Annual | 2 |  | Appl-CW-Front-ElecDHW-ElecDry-Tier2DEER2017 | Appl-CW-Front-ElecDHW-ElecDry-Tier2AnyDMoMH06CZ09DEER2017 | 361
Appl-CW-Front-ElecDHW-ElecDry-Tier2 | DEER2017 | D17 v3 |  | Any | DMo | MH06 | CZ10 | rDXGF | Household | 1 | 1242 | None | 193 | 0.028 | -0.58 | 178 | 0.026 | -0.53 | 193 | 0.028 | -0.58 | 178 | 0.026 | -0.247 | DEER:Res:ClothesDishWasher | Annual | 2 |  | Appl-CW-Front-ElecDHW-ElecDry-Tier2DEER2017 | Appl-CW-Front-ElecDHW-ElecDry-Tier2AnyDMoMH06CZ10DEER2017 | 362
Appl-CW-Front-ElecDHW-ElecDry-Tier2 | DEER2017 | D17 v3 |  | Any | DMo | MH06 | CZ11 | rDXGF | Household | 1 | 1242 | None | 192 | 0.029 | -0.6 | 177 | 0.027 | -0.54 | 192 | 0.029 | -0.6 | 177 | 0.027 | -0.252 | DEER:Res:ClothesDishWasher | Annual | 2 |  | Appl-CW-Front-ElecDHW-ElecDry-Tier2DEER2017 | Appl-CW-Front-ElecDHW-ElecDry-Tier2AnyDMoMH06CZ11DEER2017 | 363
Appl-CW-Front-ElecDHW-ElecDry-Tier2 | DEER2017 | D17 v3 |  | Any | DMo | MH06 | CZ12 | rDXGF | Household | 1 | 1242 | None | 191 | 0.029 | -0.76 | 176 | 0.027 | -0.68 | 191 | 0.029 | -0.76 | 176 | 0.027 | -0.254 | DEER:Res:ClothesDishWasher | Annual | 2 |  | Appl-CW-Front-ElecDHW-ElecDry-Tier2DEER2017 | Appl-CW-Front-ElecDHW-ElecDry-Tier2AnyDMoMH06CZ12DEER2017 | 364
Appl-CW-Front-ElecDHW-ElecDry-Tier2 | DEER2017 | D17 v3 |  | Any | DMo | MH06 | CZ13 | rDXGF | Household | 1 | 1242 | None | 192 | 0.028 | -0.64 | 177 | 0.026 | -0.58 | 192 | 0.028 | -0.64 | 177 | 0.026 | -0.304 | DEER:Res:ClothesDishWasher | Annual | 2 |  | Appl-CW-Front-ElecDHW-ElecDry-Tier2DEER2017 | Appl-CW-Front-ElecDHW-ElecDry-Tier2AnyDMoMH06CZ13DEER2017 | 365
Appl-CW-Front-ElecDHW-ElecDry-Tier2 | DEER2017 | D17 v3 |  | Any | DMo | MH06 | CZ14 | rDXGF | Household | 1 | 1242 | None | 193 | 0.028 | -0.68 | 178 | 0.026 | -0.61 | 193 | 0.028 | -0.68 | 178 | 0.026 | -0.259 | DEER:Res:ClothesDishWasher | Annual | 2 |  | Appl-CW-Front-ElecDHW-ElecDry-Tier2DEER2017 | Appl-CW-Front-ElecDHW-ElecDry-Tier2AnyDMoMH06CZ14DEER2017 | 366
Appl-CW-Front-ElecDHW-ElecDry-Tier2 | DEER2017 | D17 v3 |  | Any | DMo | MH06 | CZ15 | rDXGF | Household | 1 | 1242 | None | 194 | 0.028 | -0.24 | 178 | 0.026 | -0.21 | 194 | 0.028 | -0.24 | 178 | 0.026 | -0.343 | DEER:Res:ClothesDishWasher | Annual | 2 |  | Appl-CW-Front-ElecDHW-ElecDry-Tier2DEER2017 | Appl-CW-Front-ElecDHW-ElecDry-Tier2AnyDMoMH06CZ15DEER2017 | 367
Appl-CW-Front-ElecDHW-ElecDry-Tier2 | DEER2017 | D17 v3 |  | Any | DMo | MH06 | CZ16 | rDXGF | Household | 1 | 1242 | None | 190 | 0.028 | -0.73 | 175 | 0.026 | -0.66 | 190 | 0.028 | -0.73 | 175 | 0.026 | -0.34 | DEER:Res:ClothesDishWasher | Annual | 2 |  | Appl-CW-Front-ElecDHW-ElecDry-Tier2DEER2017 | Appl-CW-Front-ElecDHW-ElecDry-Tier2AnyDMoMH06CZ16DEER2017 | 368
Appl-CW-Front-ElecDHW-ElecDry-Tier2 | DEER2017 | D17 v3 |  | Any | DMo | MH15 | CZ01 | rDXGF | Household | 1 | 1242 | None | 187 | 0.026 | -1.02 | 173 | 0.024 | -0.91 | 187 | 0.026 | -1.02 | 173 | 0.024 | -0.322 | DEER:Res:ClothesDishWasher | Annual | 2 |  | Appl-CW-Front-ElecDHW-ElecDry-Tier2DEER2017 | Appl-CW-Front-ElecDHW-ElecDry-Tier2AnyDMoMH15CZ01DEER2017 | 369
Appl-CW-Front-ElecDHW-ElecDry-Tier2 | DEER2017 | D17 v3 |  | Any | DMo | MH15 | CZ02 | rDXGF | Household | 1 | 1242 | None | 190 | 0.027 | -0.86 | 176 | 0.024 | -0.78 | 190 | 0.027 | -0.86 | 176 | 0.024 | -0.296 | DEER:Res:ClothesDishWasher | Annual | 2 |  | Appl-CW-Front-ElecDHW-ElecDry-Tier2DEER2017 | Appl-CW-Front-ElecDHW-ElecDry-Tier2AnyDMoMH15CZ02DEER2017 | 370
Appl-CW-Front-ElecDHW-ElecDry-Tier2 | DEER2017 | D17 v3 |  | Any | DMo | MH15 | CZ03 | rDXGF | Household | 1 | 1242 | None | 188 | 0.03 | -0.83 | 174 | 0.027 | -0.74 | 188 | 0.03 | -0.83 | 174 | 0.027 | -0.38 | DEER:Res:ClothesDishWasher | Annual | 2 |  | Appl-CW-Front-ElecDHW-ElecDry-Tier2DEER2017 | Appl-CW-Front-ElecDHW-ElecDry-Tier2AnyDMoMH15CZ03DEER2017 | 371
Appl-CW-Front-ElecDHW-ElecDry-Tier2 | DEER2017 | D17 v3 |  | Any | DMo | MH15 | CZ04 | rDXGF | Household | 1 | 1242 | None | 190 | 0.028 | -0.72 | 176 | 0.026 | -0.66 | 190 | 0.028 | -0.72 | 176 | 0.026 | -0.278 | DEER:Res:ClothesDishWasher | Annual | 2 |  | Appl-CW-Front-ElecDHW-ElecDry-Tier2DEER2017 | Appl-CW-Front-ElecDHW-ElecDry-Tier2AnyDMoMH15CZ04DEER2017 | 372
Appl-CW-Front-ElecDHW-ElecDry-Tier2 | DEER2017 | D17 v3 |  | Any | DMo | MH15 | CZ05 | rDXGF | Household | 1 | 1242 | None | 188 | 0.029 | -0.99 | 174 | 0.027 | -0.89 | 188 | 0.029 | -0.99 | 174 | 0.027 | -0.285 | DEER:Res:ClothesDishWasher | Annual | 2 |  | Appl-CW-Front-ElecDHW-ElecDry-Tier2DEER2017 | Appl-CW-Front-ElecDHW-ElecDry-Tier2AnyDMoMH15CZ05DEER2017 | 373
Appl-CW-Front-ElecDHW-ElecDry-Tier2 | DEER2017 | D17 v3 |  | Any | DMo | MH15 | CZ06 | rDXGF | Household | 1 | 1242 | None | 191 | 0.028 | -0.62 | 176 | 0.026 | -0.57 | 191 | 0.028 | -0.62 | 176 | 0.026 | -0.294 | DEER:Res:ClothesDishWasher | Annual | 2 |  | Appl-CW-Front-ElecDHW-ElecDry-Tier2DEER2017 | Appl-CW-Front-ElecDHW-ElecDry-Tier2AnyDMoMH15CZ06DEER2017 | 374
Appl-CW-Front-ElecDHW-ElecDry-Tier2 | DEER2017 | D17 v3 |  | Any | DMo | MH15 | CZ07 | rDXGF | Household | 1 | 1242 | None | 193 | 0.028 | -0.25 | 178 | 0.026 | -0.23 | 193 | 0.028 | -0.25 | 178 | 0.026 | -0.314 | DEER:Res:ClothesDishWasher | Annual | 2 |  | Appl-CW-Front-ElecDHW-ElecDry-Tier2DEER2017 | Appl-CW-Front-ElecDHW-ElecDry-Tier2AnyDMoMH15CZ07DEER2017 | 375
Appl-CW-Front-ElecDHW-ElecDry-Tier2 | DEER2017 | D17 v3 |  | Any | DMo | MH15 | CZ08 | rDXGF | Household | 1 | 1242 | None | 193 | 0.028 | -0.39 | 177 | 0.025 | -0.35 | 193 | 0.028 | -0.39 | 177 | 0.025 | -0.305 | DEER:Res:ClothesDishWasher | Annual | 2 |  | Appl-CW-Front-ElecDHW-ElecDry-Tier2DEER2017 | Appl-CW-Front-ElecDHW-ElecDry-Tier2AnyDMoMH15CZ08DEER2017 | 376
Appl-CW-Front-ElecDHW-ElecDry-Tier2 | DEER2017 | D17 v3 |  | Any | DMo | MH15 | CZ09 | rDXGF | Household | 1 | 1242 | None | 193 | 0.028 | -0.47 | 178 | 0.026 | -0.43 | 193 | 0.028 | -0.47 | 178 | 0.026 | -0.136 | DEER:Res:ClothesDishWasher | Annual | 2 |  | Appl-CW-Front-ElecDHW-ElecDry-Tier2DEER2017 | Appl-CW-Front-ElecDHW-ElecDry-Tier2AnyDMoMH15CZ09DEER2017 | 377
Appl-CW-Front-ElecDHW-ElecDry-Tier2 | DEER2017 | D17 v3 |  | Any | DMo | MH15 | CZ10 | rDXGF | Household | 1 | 1242 | None | 192 | 0.028 | -0.53 | 177 | 0.025 | -0.48 | 192 | 0.028 | -0.53 | 177 | 0.025 | -0.131 | DEER:Res:ClothesDishWasher | Annual | 2 |  | Appl-CW-Front-ElecDHW-ElecDry-Tier2DEER2017 | Appl-CW-Front-ElecDHW-ElecDry-Tier2AnyDMoMH15CZ10DEER2017 | 378
Appl-CW-Front-ElecDHW-ElecDry-Tier2 | DEER2017 | D17 v3 |  | Any | DMo | MH15 | CZ11 | rDXGF | Household | 1 | 1242 | None | 191 | 0.028 | -0.68 | 176 | 0.026 | -0.61 | 191 | 0.028 | -0.68 | 176 | 0.026 | -0.151 | DEER:Res:ClothesDishWasher | Annual | 2 |  | Appl-CW-Front-ElecDHW-ElecDry-Tier2DEER2017 | Appl-CW-Front-ElecDHW-ElecDry-Tier2AnyDMoMH15CZ11DEER2017 | 379
Appl-CW-Front-ElecDHW-ElecDry-Tier2 | DEER2017 | D17 v3 |  | Any | DMo | MH15 | CZ12 | rDXGF | Household | 1 | 1242 | None | 191 | 0.029 | -0.7 | 176 | 0.026 | -0.63 | 191 | 0.029 | -0.7 | 176 | 0.026 | -0.136 | DEER:Res:ClothesDishWasher | Annual | 2 |  | Appl-CW-Front-ElecDHW-ElecDry-Tier2DEER2017 | Appl-CW-Front-ElecDHW-ElecDry-Tier2AnyDMoMH15CZ12DEER2017 | 380
Appl-CW-Front-ElecDHW-ElecDry-Tier2 | DEER2017 | D17 v3 |  | Any | DMo | MH15 | CZ13 | rDXGF | Household | 1 | 1242 | None | 193 | 0.028 | -0.61 | 178 | 0.026 | -0.55 | 193 | 0.028 | -0.61 | 178 | 0.026 | -0.178 | DEER:Res:ClothesDishWasher | Annual | 2 |  | Appl-CW-Front-ElecDHW-ElecDry-Tier2DEER2017 | Appl-CW-Front-ElecDHW-ElecDry-Tier2AnyDMoMH15CZ13DEER2017 | 381
Appl-CW-Front-ElecDHW-ElecDry-Tier2 | DEER2017 | D17 v3 |  | Any | DMo | MH15 | CZ14 | rDXGF | Household | 1 | 1242 | None | 192 | 0.028 | -0.7 | 177 | 0.026 | -0.63 | 192 | 0.028 | -0.7 | 177 | 0.026 | -0.183 | DEER:Res:ClothesDishWasher | Annual | 2 |  | Appl-CW-Front-ElecDHW-ElecDry-Tier2DEER2017 | Appl-CW-Front-ElecDHW-ElecDry-Tier2AnyDMoMH15CZ14DEER2017 | 382
Appl-CW-Front-ElecDHW-ElecDry-Tier2 | DEER2017 | D17 v3 |  | Any | DMo | MH15 | CZ15 | rDXGF | Household | 1 | 1242 | None | 194 | 0.028 | -0.24 | 179 | 0.026 | -0.22 | 194 | 0.028 | -0.24 | 179 | 0.026 | -0.0698 | DEER:Res:ClothesDishWasher | Annual | 2 |  | Appl-CW-Front-ElecDHW-ElecDry-Tier2DEER2017 | Appl-CW-Front-ElecDHW-ElecDry-Tier2AnyDMoMH15CZ15DEER2017 | 383
Appl-CW-Front-ElecDHW-ElecDry-Tier2 | DEER2017 | D17 v3 |  | Any | DMo | MH15 | CZ16 | rDXGF | Household | 1 | 1242 | None | 190 | 0.026 | -0.75 | 175 | 0.024 | -0.67 | 190 | 0.026 | -0.75 | 175 | 0.024 | -0.258 | DEER:Res:ClothesDishWasher | Annual | 2 |  | Appl-CW-Front-ElecDHW-ElecDry-Tier2DEER2017 | Appl-CW-Front-ElecDHW-ElecDry-Tier2AnyDMoMH15CZ16DEER2017 | 384
Appl-CW-Front-ElecDHW-ElecDry-Tier2 | DEER2017 | D17 v3 |  | Any | DMo | MH72 | CZ01 | rDXGF | Household | 1 | 1196 | None | 187 | 0.025 | -0.8 | 173 | 0.024 | -0.71 | 187 | 0.025 | -0.8 | 173 | 0.024 | -0.152 | DEER:Res:ClothesDishWasher | Annual | 2 |  | Appl-CW-Front-ElecDHW-ElecDry-Tier2DEER2017 | Appl-CW-Front-ElecDHW-ElecDry-Tier2AnyDMoMH72CZ01DEER2017 | 385
Appl-CW-Front-ElecDHW-ElecDry-Tier2 | DEER2017 | D17 v3 |  | Any | DMo | MH72 | CZ02 | rDXGF | Household | 1 | 1196 | None | 191 | 0.032 | -0.75 | 176 | 0.029 | -0.67 | 191 | 0.032 | -0.75 | 176 | 0.029 | -0.229 | DEER:Res:ClothesDishWasher | Annual | 2 |  | Appl-CW-Front-ElecDHW-ElecDry-Tier2DEER2017 | Appl-CW-Front-ElecDHW-ElecDry-Tier2AnyDMoMH72CZ02DEER2017 | 386
Appl-CW-Front-ElecDHW-ElecDry-Tier2 | DEER2017 | D17 v3 |  | Any | DMo | MH72 | CZ03 | rDXGF | Household | 1 | 1196 | None | 190 | 0.029 | -0.72 | 175 | 0.027 | -0.65 | 190 | 0.029 | -0.72 | 175 | 0.027 | -0.0488 | DEER:Res:ClothesDishWasher | Annual | 2 |  | Appl-CW-Front-ElecDHW-ElecDry-Tier2DEER2017 | Appl-CW-Front-ElecDHW-ElecDry-Tier2AnyDMoMH72CZ03DEER2017 | 387
Appl-CW-Front-ElecDHW-ElecDry-Tier2 | DEER2017 | D17 v3 |  | Any | DMo | MH72 | CZ04 | rDXGF | Household | 1 | 1196 | None | 191 | 0.03 | -0.62 | 176 | 0.027 | -0.55 | 191 | 0.03 | -0.62 | 176 | 0.027 | -0.102 | DEER:Res:ClothesDishWasher | Annual | 2 |  | Appl-CW-Front-ElecDHW-ElecDry-Tier2DEER2017 | Appl-CW-Front-ElecDHW-ElecDry-Tier2AnyDMoMH72CZ04DEER2017 | 388
Appl-CW-Front-ElecDHW-ElecDry-Tier2 | DEER2017 | D17 v3 |  | Any | DMo | MH72 | CZ05 | rDXGF | Household | 1 | 1196 | None | 188 | 0.029 | -0.93 | 173 | 0.026 | -0.84 | 188 | 0.029 | -0.93 | 173 | 0.026 | -0.12 | DEER:Res:ClothesDishWasher | Annual | 2 |  | Appl-CW-Front-ElecDHW-ElecDry-Tier2DEER2017 | Appl-CW-Front-ElecDHW-ElecDry-Tier2AnyDMoMH72CZ05DEER2017 | 389
Appl-CW-Front-ElecDHW-ElecDry-Tier2 | DEER2017 | D17 v3 |  | Any | DMo | MH72 | CZ06 | rDXGF | Household | 1 | 1196 | None | 192 | 0.028 | -0.44 | 177 | 0.026 | -0.4 | 192 | 0.028 | -0.44 | 177 | 0.026 | 0.0395 | DEER:Res:ClothesDishWasher | Annual | 2 |  | Appl-CW-Front-ElecDHW-ElecDry-Tier2DEER2017 | Appl-CW-Front-ElecDHW-ElecDry-Tier2AnyDMoMH72CZ06DEER2017 | 390
Appl-CW-Front-ElecDHW-ElecDry-Tier2 | DEER2017 | D17 v3 |  | Any | DMo | MH72 | CZ07 | rDXGF | Household | 1 | 1196 | None | 192 | 0.029 | -0.45 | 177 | 0.026 | -0.41 | 192 | 0.029 | -0.45 | 177 | 0.026 | -0.15 | DEER:Res:ClothesDishWasher | Annual | 2 |  | Appl-CW-Front-ElecDHW-ElecDry-Tier2DEER2017 | Appl-CW-Front-ElecDHW-ElecDry-Tier2AnyDMoMH72CZ07DEER2017 | 391
Appl-CW-Front-ElecDHW-ElecDry-Tier2 | DEER2017 | D17 v3 |  | Any | DMo | MH72 | CZ08 | rDXGF | Household | 1 | 1196 | None | 193 | 0.029 | -0.43 | 178 | 0.026 | -0.38 | 193 | 0.029 | -0.43 | 178 | 0.026 | -0.177 | DEER:Res:ClothesDishWasher | Annual | 2 |  | Appl-CW-Front-ElecDHW-ElecDry-Tier2DEER2017 | Appl-CW-Front-ElecDHW-ElecDry-Tier2AnyDMoMH72CZ08DEER2017 | 392
Appl-CW-Front-ElecDHW-ElecDry-Tier2 | DEER2017 | D17 v3 |  | Any | DMo | MH72 | CZ09 | rDXGF | Household | 1 | 1196 | None | 194 | 0.029 | -0.43 | 178 | 0.026 | -0.39 | 194 | 0.029 | -0.43 | 178 | 0.026 | -0.0692 | DEER:Res:ClothesDishWasher | Annual | 2 |  | Appl-CW-Front-ElecDHW-ElecDry-Tier2DEER2017 | Appl-CW-Front-ElecDHW-ElecDry-Tier2AnyDMoMH72CZ09DEER2017 | 393
Appl-CW-Front-ElecDHW-ElecDry-Tier2 | DEER2017 | D17 v3 |  | Any | DMo | MH72 | CZ10 | rDXGF | Household | 1 | 1196 | None | 192 | 0.029 | -0.46 | 178 | 0.027 | -0.41 | 192 | 0.029 | -0.46 | 178 | 0.027 | -0.175 | DEER:Res:ClothesDishWasher | Annual | 2 |  | Appl-CW-Front-ElecDHW-ElecDry-Tier2DEER2017 | Appl-CW-Front-ElecDHW-ElecDry-Tier2AnyDMoMH72CZ10DEER2017 | 394
Appl-CW-Front-ElecDHW-ElecDry-Tier2 | DEER2017 | D17 v3 |  | Any | DMo | MH72 | CZ11 | rDXGF | Household | 1 | 1196 | None | 193 | 0.029 | -0.58 | 177 | 0.027 | -0.52 | 193 | 0.029 | -0.58 | 177 | 0.027 | -0.0787 | DEER:Res:ClothesDishWasher | Annual | 2 |  | Appl-CW-Front-ElecDHW-ElecDry-Tier2DEER2017 | Appl-CW-Front-ElecDHW-ElecDry-Tier2AnyDMoMH72CZ11DEER2017 | 395
Appl-CW-Front-ElecDHW-ElecDry-Tier2 | DEER2017 | D17 v3 |  | Any | DMo | MH72 | CZ12 | rDXGF | Household | 1 | 1196 | None | 192 | 0.031 | -0.68 | 177 | 0.028 | -0.6 | 192 | 0.031 | -0.68 | 177 | 0.028 | -0.328 | DEER:Res:ClothesDishWasher | Annual | 2 |  | Appl-CW-Front-ElecDHW-ElecDry-Tier2DEER2017 | Appl-CW-Front-ElecDHW-ElecDry-Tier2AnyDMoMH72CZ12DEER2017 | 396
Appl-CW-Front-ElecDHW-ElecDry-Tier2 | DEER2017 | D17 v3 |  | Any | DMo | MH72 | CZ13 | rDXGF | Household | 1 | 1196 | None | 193 | 0.029 | -0.64 | 178 | 0.027 | -0.57 | 193 | 0.029 | -0.64 | 178 | 0.027 | -0.131 | DEER:Res:ClothesDishWasher | Annual | 2 |  | Appl-CW-Front-ElecDHW-ElecDry-Tier2DEER2017 | Appl-CW-Front-ElecDHW-ElecDry-Tier2AnyDMoMH72CZ13DEER2017 | 397
Appl-CW-Front-ElecDHW-ElecDry-Tier2 | DEER2017 | D17 v3 |  | Any | DMo | MH72 | CZ14 | rDXGF | Household | 1 | 1196 | None | 193 | 0.028 | -0.57 | 178 | 0.026 | -0.52 | 193 | 0.028 | -0.57 | 178 | 0.026 | -0.161 | DEER:Res:ClothesDishWasher | Annual | 2 |  | Appl-CW-Front-ElecDHW-ElecDry-Tier2DEER2017 | Appl-CW-Front-ElecDHW-ElecDry-Tier2AnyDMoMH72CZ14DEER2017 | 398
Appl-CW-Front-ElecDHW-ElecDry-Tier2 | DEER2017 | D17 v3 |  | Any | DMo | MH72 | CZ15 | rDXGF | Household | 1 | 1196 | None | 194 | 0.028 | -0.21 | 179 | 0.026 | -0.19 | 194 | 0.028 | -0.21 | 179 | 0.026 | -0.194 | DEER:Res:ClothesDishWasher | Annual | 2 |  | Appl-CW-Front-ElecDHW-ElecDry-Tier2DEER2017 | Appl-CW-Front-ElecDHW-ElecDry-Tier2AnyDMoMH72CZ15DEER2017 | 399
Appl-CW-Front-ElecDHW-ElecDry-Tier2 | DEER2017 | D17 v3 |  | Any | DMo | MH72 | CZ16 | rDXGF | Household | 1 | 1196 | None | 191 | 0.029 | -0.83 | 176 | 0.026 | -0.75 | 191 | 0.029 | -0.83 | 176 | 0.026 | -0.214 | DEER:Res:ClothesDishWasher | Annual | 2 |  | Appl-CW-Front-ElecDHW-ElecDry-Tier2DEER2017 | Appl-CW-Front-ElecDHW-ElecDry-Tier2AnyDMoMH72CZ16DEER2017 | 400
Appl-CW-Front-ElecDHW-ElecDry-Tier2 | DEER2017 | D17 v3 |  | Any | DMo | MH85 | CZ01 | rDXGF | Household | 1 | 1242 | None | 187 | 0.026 | -1.11 | 173 | 0.024 | -1.01 | 187 | 0.026 | -1.11 | 173 | 0.024 | -0.275 | DEER:Res:ClothesDishWasher | Annual | 2 |  | Appl-CW-Front-ElecDHW-ElecDry-Tier2DEER2017 | Appl-CW-Front-ElecDHW-ElecDry-Tier2AnyDMoMH85CZ01DEER2017 | 401
Appl-CW-Front-ElecDHW-ElecDry-Tier2 | DEER2017 | D17 v3 |  | Any | DMo | MH85 | CZ02 | rDXGF | Household | 1 | 1242 | None | 190 | 0.033 | -0.98 | 176 | 0.031 | -0.88 | 190 | 0.033 | -0.98 | 176 | 0.031 | -0.277 | DEER:Res:ClothesDishWasher | Annual | 2 |  | Appl-CW-Front-ElecDHW-ElecDry-Tier2DEER2017 | Appl-CW-Front-ElecDHW-ElecDry-Tier2AnyDMoMH85CZ02DEER2017 | 402
Appl-CW-Front-ElecDHW-ElecDry-Tier2 | DEER2017 | D17 v3 |  | Any | DMo | MH85 | CZ03 | rDXGF | Household | 1 | 1242 | None | 188 | 0.03 | -0.97 | 174 | 0.028 | -0.87 | 188 | 0.03 | -0.97 | 174 | 0.028 | -0.103 | DEER:Res:ClothesDishWasher | Annual | 2 |  | Appl-CW-Front-ElecDHW-ElecDry-Tier2DEER2017 | Appl-CW-Front-ElecDHW-ElecDry-Tier2AnyDMoMH85CZ03DEER2017 | 403
Appl-CW-Front-ElecDHW-ElecDry-Tier2 | DEER2017 | D17 v3 |  | Any | DMo | MH85 | CZ04 | rDXGF | Household | 1 | 1242 | None | 191 | 0.03 | -0.76 | 176 | 0.028 | -0.68 | 191 | 0.03 | -0.76 | 176 | 0.028 | -0.288 | DEER:Res:ClothesDishWasher | Annual | 2 |  | Appl-CW-Front-ElecDHW-ElecDry-Tier2DEER2017 | Appl-CW-Front-ElecDHW-ElecDry-Tier2AnyDMoMH85CZ04DEER2017 | 404
Appl-CW-Front-ElecDHW-ElecDry-Tier2 | DEER2017 | D17 v3 |  | Any | DMo | MH85 | CZ05 | rDXGF | Household | 1 | 1242 | None | 188 | 0.033 | -1.06 | 173 | 0.031 | -0.96 | 188 | 0.033 | -1.06 | 173 | 0.031 | -0.186 | DEER:Res:ClothesDishWasher | Annual | 2 |  | Appl-CW-Front-ElecDHW-ElecDry-Tier2DEER2017 | Appl-CW-Front-ElecDHW-ElecDry-Tier2AnyDMoMH85CZ05DEER2017 | 405
Appl-CW-Front-ElecDHW-ElecDry-Tier2 | DEER2017 | D17 v3 |  | Any | DMo | MH85 | CZ06 | rDXGF | Household | 1 | 1242 | None | 194 | 0.029 | -0.62 | 178 | 0.027 | -0.56 | 194 | 0.029 | -0.62 | 178 | 0.027 | -0.362 | DEER:Res:ClothesDishWasher | Annual | 2 |  | Appl-CW-Front-ElecDHW-ElecDry-Tier2DEER2017 | Appl-CW-Front-ElecDHW-ElecDry-Tier2AnyDMoMH85CZ06DEER2017 | 406
Appl-CW-Front-ElecDHW-ElecDry-Tier2 | DEER2017 | D17 v3 |  | Any | DMo | MH85 | CZ07 | rDXGF | Household | 1 | 1242 | None | 192 | 0.029 | -0.52 | 177 | 0.026 | -0.46 | 192 | 0.029 | -0.52 | 177 | 0.026 | -0.205 | DEER:Res:ClothesDishWasher | Annual | 2 |  | Appl-CW-Front-ElecDHW-ElecDry-Tier2DEER2017 | Appl-CW-Front-ElecDHW-ElecDry-Tier2AnyDMoMH85CZ07DEER2017 | 407
Appl-CW-Front-ElecDHW-ElecDry-Tier2 | DEER2017 | D17 v3 |  | Any | DMo | MH85 | CZ08 | rDXGF | Household | 1 | 1242 | None | 193 | 0.029 | -0.53 | 177 | 0.027 | -0.48 | 193 | 0.029 | -0.53 | 177 | 0.027 | -0.192 | DEER:Res:ClothesDishWasher | Annual | 2 |  | Appl-CW-Front-ElecDHW-ElecDry-Tier2DEER2017 | Appl-CW-Front-ElecDHW-ElecDry-Tier2AnyDMoMH85CZ08DEER2017 | 408
Appl-CW-Front-ElecDHW-ElecDry-Tier2 | DEER2017 | D17 v3 |  | Any | DMo | MH85 | CZ09 | rDXGF | Household | 1 | 1242 | None | 192 | 0.028 | -0.6 | 177 | 0.025 | -0.53 | 192 | 0.028 | -0.6 | 177 | 0.025 | -0.227 | DEER:Res:ClothesDishWasher | Annual | 2 |  | Appl-CW-Front-ElecDHW-ElecDry-Tier2DEER2017 | Appl-CW-Front-ElecDHW-ElecDry-Tier2AnyDMoMH85CZ09DEER2017 | 409
Appl-CW-Front-ElecDHW-ElecDry-Tier2 | DEER2017 | D17 v3 |  | Any | DMo | MH85 | CZ10 | rDXGF | Household | 1 | 1242 | None | 193 | 0.03 | -0.55 | 178 | 0.027 | -0.5 | 193 | 0.03 | -0.55 | 178 | 0.027 | -0.255 | DEER:Res:ClothesDishWasher | Annual | 2 |  | Appl-CW-Front-ElecDHW-ElecDry-Tier2DEER2017 | Appl-CW-Front-ElecDHW-ElecDry-Tier2AnyDMoMH85CZ10DEER2017 | 410
Appl-CW-Front-ElecDHW-ElecDry-Tier2 | DEER2017 | D17 v3 |  | Any | DMo | MH85 | CZ11 | rDXGF | Household | 1 | 1242 | None | 192 | 0.029 | -0.76 | 177 | 0.027 | -0.68 | 192 | 0.029 | -0.76 | 177 | 0.027 | -0.292 | DEER:Res:ClothesDishWasher | Annual | 2 |  | Appl-CW-Front-ElecDHW-ElecDry-Tier2DEER2017 | Appl-CW-Front-ElecDHW-ElecDry-Tier2AnyDMoMH85CZ11DEER2017 | 411
Appl-CW-Front-ElecDHW-ElecDry-Tier2 | DEER2017 | D17 v3 |  | Any | DMo | MH85 | CZ12 | rDXGF | Household | 1 | 1242 | None | 192 | 0.031 | -0.84 | 177 | 0.028 | -0.75 | 192 | 0.031 | -0.84 | 177 | 0.028 | -0.295 | DEER:Res:ClothesDishWasher | Annual | 2 |  | Appl-CW-Front-ElecDHW-ElecDry-Tier2DEER2017 | Appl-CW-Front-ElecDHW-ElecDry-Tier2AnyDMoMH85CZ12DEER2017 | 412
Appl-CW-Front-ElecDHW-ElecDry-Tier2 | DEER2017 | D17 v3 |  | Any | DMo | MH85 | CZ13 | rDXGF | Household | 1 | 1242 | None | 193 | 0.029 | -0.74 | 178 | 0.027 | -0.66 | 193 | 0.029 | -0.74 | 178 | 0.027 | -0.139 | DEER:Res:ClothesDishWasher | Annual | 2 |  | Appl-CW-Front-ElecDHW-ElecDry-Tier2DEER2017 | Appl-CW-Front-ElecDHW-ElecDry-Tier2AnyDMoMH85CZ13DEER2017 | 413
Appl-CW-Front-ElecDHW-ElecDry-Tier2 | DEER2017 | D17 v3 |  | Any | DMo | MH85 | CZ14 | rDXGF | Household | 1 | 1242 | None | 193 | 0.029 | -0.77 | 178 | 0.026 | -0.68 | 193 | 0.029 | -0.77 | 178 | 0.026 | -0.308 | DEER:Res:ClothesDishWasher | Annual | 2 |  | Appl-CW-Front-ElecDHW-ElecDry-Tier2DEER2017 | Appl-CW-Front-ElecDHW-ElecDry-Tier2AnyDMoMH85CZ14DEER2017 | 414
Appl-CW-Front-ElecDHW-ElecDry-Tier2 | DEER2017 | D17 v3 |  | Any | DMo | MH85 | CZ15 | rDXGF | Household | 1 | 1242 | None | 195 | 0.029 | -0.3 | 179 | 0.027 | -0.27 | 195 | 0.029 | -0.3 | 179 | 0.027 | -0.232 | DEER:Res:ClothesDishWasher | Annual | 2 |  | Appl-CW-Front-ElecDHW-ElecDry-Tier2DEER2017 | Appl-CW-Front-ElecDHW-ElecDry-Tier2AnyDMoMH85CZ15DEER2017 | 415
Appl-CW-Front-ElecDHW-ElecDry-Tier2 | DEER2017 | D17 v3 |  | Any | DMo | MH85 | CZ16 | rDXGF | Household | 1 | 1242 | None | 190 | 0.028 | -1 | 176 | 0.025 | -0.9 | 190 | 0.028 | -1 | 176 | 0.025 | -0.21 | DEER:Res:ClothesDishWasher | Annual | 2 |  | Appl-CW-Front-ElecDHW-ElecDry-Tier2DEER2017 | Appl-CW-Front-ElecDHW-ElecDry-Tier2AnyDMoMH85CZ16DEER2017 | 416
Appl-CW-Front-ElecDHW-ElecDry-Tier2 | DEER2017 | D17 v3 |  | Any | MFm | 1975 | CZ01 | rDXGF | Household | 1 | 1070.2 | None | 189 | 0.027 | -0.94 | 175 | 0.025 | -0.84 | 189 | 0.027 | -0.94 | 175 | 0.025 | -0.293 | DEER:Res:ClothesDishWasher | Annual | 2 |  | Appl-CW-Front-ElecDHW-ElecDry-Tier2DEER2017 | Appl-CW-Front-ElecDHW-ElecDry-Tier2AnyMFm1975CZ01DEER2017 | 417
Appl-CW-Front-ElecDHW-ElecDry-Tier2 | DEER2017 | D17 v3 |  | Any | MFm | 1975 | CZ02 | rDXGF | Household | 1 | 1070.2 | None | 191 | 0.03 | -0.62 | 176 | 0.028 | -0.55 | 191 | 0.03 | -0.62 | 176 | 0.028 | -0.136 | DEER:Res:ClothesDishWasher | Annual | 2 |  | Appl-CW-Front-ElecDHW-ElecDry-Tier2DEER2017 | Appl-CW-Front-ElecDHW-ElecDry-Tier2AnyMFm1975CZ02DEER2017 | 418
Appl-CW-Front-ElecDHW-ElecDry-Tier2 | DEER2017 | D17 v3 |  | Any | MFm | 1975 | CZ03 | rDXGF | Household | 1 | 1070.2 | None | 190 | 0.027 | -0.59 | 175 | 0.025 | -0.59 | 190 | 0.027 | -0.59 | 175 | 0.025 | -0.135 | DEER:Res:ClothesDishWasher | Annual | 2 |  | Appl-CW-Front-ElecDHW-ElecDry-Tier2DEER2017 | Appl-CW-Front-ElecDHW-ElecDry-Tier2AnyMFm1975CZ03DEER2017 | 419
Appl-CW-Front-ElecDHW-ElecDry-Tier2 | DEER2017 | D17 v3 |  | Any | MFm | 1975 | CZ04 | rDXGF | Household | 1 | 1070.2 | None | 191 | 0.029 | -0.53 | 176 | 0.026 | -0.48 | 191 | 0.029 | -0.53 | 176 | 0.026 | -0.154 | DEER:Res:ClothesDishWasher | Annual | 2 |  | Appl-CW-Front-ElecDHW-ElecDry-Tier2DEER2017 | Appl-CW-Front-ElecDHW-ElecDry-Tier2AnyMFm1975CZ04DEER2017 | 420
Appl-CW-Front-ElecDHW-ElecDry-Tier2 | DEER2017 | D17 v3 |  | Any | MFm | 1975 | CZ05 | rDXGF | Household | 1 | 1070.2 | None | 189 | 0.026 | -0.82 | 175 | 0.024 | -0.74 | 189 | 0.026 | -0.82 | 175 | 0.024 | -0.136 | DEER:Res:ClothesDishWasher | Annual | 2 |  | Appl-CW-Front-ElecDHW-ElecDry-Tier2DEER2017 | Appl-CW-Front-ElecDHW-ElecDry-Tier2AnyMFm1975CZ05DEER2017 | 421
Appl-CW-Front-ElecDHW-ElecDry-Tier2 | DEER2017 | D17 v3 |  | Any | MFm | 1975 | CZ06 | rDXGF | Household | 1 | 1047.7 | None | 192 | 0.029 | -0.46 | 177 | 0.027 | -0.42 | 192 | 0.029 | -0.46 | 177 | 0.027 | -0.179 | DEER:Res:ClothesDishWasher | Annual | 2 |  | Appl-CW-Front-ElecDHW-ElecDry-Tier2DEER2017 | Appl-CW-Front-ElecDHW-ElecDry-Tier2AnyMFm1975CZ06DEER2017 | 422
Appl-CW-Front-ElecDHW-ElecDry-Tier2 | DEER2017 | D17 v3 |  | Any | MFm | 1975 | CZ07 | rDXGF | Household | 1 | 1047.7 | None | 191 | 0.028 | -0.56 | 176 | 0.026 | -0.53 | 191 | 0.028 | -0.56 | 176 | 0.026 | -0.201 | DEER:Res:ClothesDishWasher | Annual | 2 |  | Appl-CW-Front-ElecDHW-ElecDry-Tier2DEER2017 | Appl-CW-Front-ElecDHW-ElecDry-Tier2AnyMFm1975CZ07DEER2017 | 423
Appl-CW-Front-ElecDHW-ElecDry-Tier2 | DEER2017 | D17 v3 |  | Any | MFm | 1975 | CZ08 | rDXGF | Household | 1 | 1047.7 | None | 192 | 0.03 | -0.36 | 177 | 0.027 | -0.32 | 192 | 0.03 | -0.36 | 177 | 0.027 | -0.0735 | DEER:Res:ClothesDishWasher | Annual | 2 |  | Appl-CW-Front-ElecDHW-ElecDry-Tier2DEER2017 | Appl-CW-Front-ElecDHW-ElecDry-Tier2AnyMFm1975CZ08DEER2017 | 424
Appl-CW-Front-ElecDHW-ElecDry-Tier2 | DEER2017 | D17 v3 |  | Any | MFm | 1975 | CZ09 | rDXGF | Household | 1 | 1216.8 | None | 193 | 0.029 | -0.44 | 178 | 0.027 | -0.4 | 193 | 0.029 | -0.44 | 178 | 0.027 | -0.214 | DEER:Res:ClothesDishWasher | Annual | 2 |  | Appl-CW-Front-ElecDHW-ElecDry-Tier2DEER2017 | Appl-CW-Front-ElecDHW-ElecDry-Tier2AnyMFm1975CZ09DEER2017 | 425
Appl-CW-Front-ElecDHW-ElecDry-Tier2 | DEER2017 | D17 v3 |  | Any | MFm | 1975 | CZ10 | rDXGF | Household | 1 | 1216.8 | None | 192 | 0.029 | -0.49 | 177 | 0.027 | -0.45 | 192 | 0.029 | -0.49 | 177 | 0.027 | -0.147 | DEER:Res:ClothesDishWasher | Annual | 2 |  | Appl-CW-Front-ElecDHW-ElecDry-Tier2DEER2017 | Appl-CW-Front-ElecDHW-ElecDry-Tier2AnyMFm1975CZ10DEER2017 | 426
Appl-CW-Front-ElecDHW-ElecDry-Tier2 | DEER2017 | D17 v3 |  | Any | MFm | 1975 | CZ11 | rDXGF | Household | 1 | 1098.9 | None | 192 | 0.029 | -0.59 | 177 | 0.027 | -0.53 | 192 | 0.029 | -0.59 | 177 | 0.027 | -0.141 | DEER:Res:ClothesDishWasher | Annual | 2 |  | Appl-CW-Front-ElecDHW-ElecDry-Tier2DEER2017 | Appl-CW-Front-ElecDHW-ElecDry-Tier2AnyMFm1975CZ11DEER2017 | 427
Appl-CW-Front-ElecDHW-ElecDry-Tier2 | DEER2017 | D17 v3 |  | Any | MFm | 1975 | CZ12 | rDXGF | Household | 1 | 1098.9 | None | 191 | 0.029 | -0.62 | 177 | 0.027 | -0.56 | 191 | 0.029 | -0.62 | 177 | 0.027 | -0.19 | DEER:Res:ClothesDishWasher | Annual | 2 |  | Appl-CW-Front-ElecDHW-ElecDry-Tier2DEER2017 | Appl-CW-Front-ElecDHW-ElecDry-Tier2AnyMFm1975CZ12DEER2017 | 428
Appl-CW-Front-ElecDHW-ElecDry-Tier2 | DEER2017 | D17 v3 |  | Any | MFm | 1975 | CZ13 | rDXGF | Household | 1 | 1098.9 | None | 193 | 0.029 | -0.54 | 178 | 0.027 | -0.49 | 193 | 0.029 | -0.54 | 178 | 0.027 | -0.0388 | DEER:Res:ClothesDishWasher | Annual | 2 |  | Appl-CW-Front-ElecDHW-ElecDry-Tier2DEER2017 | Appl-CW-Front-ElecDHW-ElecDry-Tier2AnyMFm1975CZ13DEER2017 | 429
Appl-CW-Front-ElecDHW-ElecDry-Tier2 | DEER2017 | D17 v3 |  | Any | MFm | 1975 | CZ14 | rDXGF | Household | 1 | 1409.4 | None | 193 | 0.028 | -0.56 | 178 | 0.025 | -0.51 | 193 | 0.028 | -0.56 | 178 | 0.025 | -0.0949 | DEER:Res:ClothesDishWasher | Annual | 2 |  | Appl-CW-Front-ElecDHW-ElecDry-Tier2DEER2017 | Appl-CW-Front-ElecDHW-ElecDry-Tier2AnyMFm1975CZ14DEER2017 | 430
Appl-CW-Front-ElecDHW-ElecDry-Tier2 | DEER2017 | D17 v3 |  | Any | MFm | 1975 | CZ15 | rDXGF | Household | 1 | 1409.4 | None | 195 | 0.028 | -0.25 | 180 | 0.026 | -0.22 | 195 | 0.028 | -0.25 | 180 | 0.026 | -0.102 | DEER:Res:ClothesDishWasher | Annual | 2 |  | Appl-CW-Front-ElecDHW-ElecDry-Tier2DEER2017 | Appl-CW-Front-ElecDHW-ElecDry-Tier2AnyMFm1975CZ15DEER2017 | 431
Appl-CW-Front-ElecDHW-ElecDry-Tier2 | DEER2017 | D17 v3 |  | Any | MFm | 1975 | CZ16 | rDXGF | Household | 1 | 1070.2 | None | 192 | 0.028 | -0.64 | 177 | 0.026 | -0.58 | 192 | 0.028 | -0.64 | 177 | 0.026 | -0.12 | DEER:Res:ClothesDishWasher | Annual | 2 |  | Appl-CW-Front-ElecDHW-ElecDry-Tier2DEER2017 | Appl-CW-Front-ElecDHW-ElecDry-Tier2AnyMFm1975CZ16DEER2017 | 432
Appl-CW-Front-ElecDHW-ElecDry-Tier2 | DEER2017 | D17 v3 |  | Any | MFm | 1985 | CZ01 | rDXGF | Household | 1 | 1152 | None | 189 | 0.026 | -1.06 | 175 | 0.024 | -0.95 | 189 | 0.026 | -1.06 | 175 | 0.024 | 0.0492 | DEER:Res:ClothesDishWasher | Annual | 2 |  | Appl-CW-Front-ElecDHW-ElecDry-Tier2DEER2017 | Appl-CW-Front-ElecDHW-ElecDry-Tier2AnyMFm1985CZ01DEER2017 | 433
Appl-CW-Front-ElecDHW-ElecDry-Tier2 | DEER2017 | D17 v3 |  | Any | MFm | 1985 | CZ02 | rDXGF | Household | 1 | 1152 | None | 189 | 0.023 | -1.13 | 174 | 0.02 | -1.07 | 189 | 0.023 | -1.13 | 174 | 0.02 | -0.149 | DEER:Res:ClothesDishWasher | Annual | 2 |  | Appl-CW-Front-ElecDHW-ElecDry-Tier2DEER2017 | Appl-CW-Front-ElecDHW-ElecDry-Tier2AnyMFm1985CZ02DEER2017 | 434
Appl-CW-Front-ElecDHW-ElecDry-Tier2 | DEER2017 | D17 v3 |  | Any | MFm | 1985 | CZ03 | rDXGF | Household | 1 | 1152 | None | 190 | 0.028 | -0.67 | 175 | 0.026 | -0.6 | 190 | 0.028 | -0.67 | 175 | 0.026 | -0.182 | DEER:Res:ClothesDishWasher | Annual | 2 |  | Appl-CW-Front-ElecDHW-ElecDry-Tier2DEER2017 | Appl-CW-Front-ElecDHW-ElecDry-Tier2AnyMFm1985CZ03DEER2017 | 435
Appl-CW-Front-ElecDHW-ElecDry-Tier2 | DEER2017 | D17 v3 |  | Any | MFm | 1985 | CZ04 | rDXGF | Household | 1 | 1152 | None | 190 | 0.029 | -0.5 | 176 | 0.027 | -0.45 | 190 | 0.029 | -0.5 | 176 | 0.027 | -0.0699 | DEER:Res:ClothesDishWasher | Annual | 2 |  | Appl-CW-Front-ElecDHW-ElecDry-Tier2DEER2017 | Appl-CW-Front-ElecDHW-ElecDry-Tier2AnyMFm1985CZ04DEER2017 | 436
Appl-CW-Front-ElecDHW-ElecDry-Tier2 | DEER2017 | D17 v3 |  | Any | MFm | 1985 | CZ05 | rDXGF | Household | 1 | 1152 | None | 190 | 0.028 | -0.61 | 175 | 0.026 | -0.53 | 190 | 0.028 | -0.61 | 175 | 0.026 | -0.178 | DEER:Res:ClothesDishWasher | Annual | 2 |  | Appl-CW-Front-ElecDHW-ElecDry-Tier2DEER2017 | Appl-CW-Front-ElecDHW-ElecDry-Tier2AnyMFm1985CZ05DEER2017 | 437
Appl-CW-Front-ElecDHW-ElecDry-Tier2 | DEER2017 | D17 v3 |  | Any | MFm | 1985 | CZ06 | rDXGF | Household | 1 | 1295.2 | None | 192 | 0.032 | -0.12 | 176 | 0.026 | -0.36 | 192 | 0.032 | -0.12 | 176 | 0.026 | -0.0941 | DEER:Res:ClothesDishWasher | Annual | 2 |  | Appl-CW-Front-ElecDHW-ElecDry-Tier2DEER2017 | Appl-CW-Front-ElecDHW-ElecDry-Tier2AnyMFm1985CZ06DEER2017 | 438
Appl-CW-Front-ElecDHW-ElecDry-Tier2 | DEER2017 | D17 v3 |  | Any | MFm | 1985 | CZ07 | rDXGF | Household | 1 | 1295.2 | None | 191 | 0.027 | -0.36 | 176 | 0.025 | -0.33 | 191 | 0.027 | -0.36 | 176 | 0.025 | -0.26 | DEER:Res:ClothesDishWasher | Annual | 2 |  | Appl-CW-Front-ElecDHW-ElecDry-Tier2DEER2017 | Appl-CW-Front-ElecDHW-ElecDry-Tier2AnyMFm1985CZ07DEER2017 | 439
Appl-CW-Front-ElecDHW-ElecDry-Tier2 | DEER2017 | D17 v3 |  | Any | MFm | 1985 | CZ08 | rDXGF | Household | 1 | 1295.2 | None | 192 | 0.029 | -0.4 | 177 | 0.027 | -0.36 | 192 | 0.029 | -0.4 | 177 | 0.027 | -0.338 | DEER:Res:ClothesDishWasher | Annual | 2 |  | Appl-CW-Front-ElecDHW-ElecDry-Tier2DEER2017 | Appl-CW-Front-ElecDHW-ElecDry-Tier2AnyMFm1985CZ08DEER2017 | 440
Appl-CW-Front-ElecDHW-ElecDry-Tier2 | DEER2017 | D17 v3 |  | Any | MFm | 1985 | CZ09 | rDXGF | Household | 1 | 1438.9 | None | 193 | 0.029 | -0.48 | 178 | 0.027 | -0.43 | 193 | 0.029 | -0.48 | 178 | 0.027 | -0.144 | DEER:Res:ClothesDishWasher | Annual | 2 |  | Appl-CW-Front-ElecDHW-ElecDry-Tier2DEER2017 | Appl-CW-Front-ElecDHW-ElecDry-Tier2AnyMFm1985CZ09DEER2017 | 441
Appl-CW-Front-ElecDHW-ElecDry-Tier2 | DEER2017 | D17 v3 |  | Any | MFm | 1985 | CZ10 | rDXGF | Household | 1 | 1438.9 | None | 193 | 0.03 | -0.38 | 178 | 0.027 | -0.39 | 193 | 0.03 | -0.38 | 178 | 0.027 | -0.129 | DEER:Res:ClothesDishWasher | Annual | 2 |  | Appl-CW-Front-ElecDHW-ElecDry-Tier2DEER2017 | Appl-CW-Front-ElecDHW-ElecDry-Tier2AnyMFm1985CZ10DEER2017 | 442
Appl-CW-Front-ElecDHW-ElecDry-Tier2 | DEER2017 | D17 v3 |  | Any | MFm | 1985 | CZ11 | rDXGF | Household | 1 | 1150 | None | 192 | 0.029 | -0.59 | 177 | 0.027 | -0.53 | 192 | 0.029 | -0.59 | 177 | 0.027 | -0.16 | DEER:Res:ClothesDishWasher | Annual | 2 |  | Appl-CW-Front-ElecDHW-ElecDry-Tier2DEER2017 | Appl-CW-Front-ElecDHW-ElecDry-Tier2AnyMFm1985CZ11DEER2017 | 443
Appl-CW-Front-ElecDHW-ElecDry-Tier2 | DEER2017 | D17 v3 |  | Any | MFm | 1985 | CZ12 | rDXGF | Household | 1 | 1150 | None | 191 | 0.029 | -0.6 | 176 | 0.027 | -0.54 | 191 | 0.029 | -0.6 | 176 | 0.027 | -0.176 | DEER:Res:ClothesDishWasher | Annual | 2 |  | Appl-CW-Front-ElecDHW-ElecDry-Tier2DEER2017 | Appl-CW-Front-ElecDHW-ElecDry-Tier2AnyMFm1985CZ12DEER2017 | 444
Appl-CW-Front-ElecDHW-ElecDry-Tier2 | DEER2017 | D17 v3 |  | Any | MFm | 1985 | CZ13 | rDXGF | Household | 1 | 1150 | None | 193 | 0.029 | -0.61 | 178 | 0.027 | -0.54 | 193 | 0.029 | -0.61 | 178 | 0.027 | -0.222 | DEER:Res:ClothesDishWasher | Annual | 2 |  | Appl-CW-Front-ElecDHW-ElecDry-Tier2DEER2017 | Appl-CW-Front-ElecDHW-ElecDry-Tier2AnyMFm1985CZ13DEER2017 | 445
Appl-CW-Front-ElecDHW-ElecDry-Tier2 | DEER2017 | D17 v3 |  | Any | MFm | 1985 | CZ14 | rDXGF | Household | 1 | 1407.2 | None | 193 | 0.028 | -0.51 | 178 | 0.026 | -0.46 | 193 | 0.028 | -0.51 | 178 | 0.026 | -0.265 | DEER:Res:ClothesDishWasher | Annual | 2 |  | Appl-CW-Front-ElecDHW-ElecDry-Tier2DEER2017 | Appl-CW-Front-ElecDHW-ElecDry-Tier2AnyMFm1985CZ14DEER2017 | 446
Appl-CW-Front-ElecDHW-ElecDry-Tier2 | DEER2017 | D17 v3 |  | Any | MFm | 1985 | CZ15 | rDXGF | Household | 1 | 1407.2 | None | 195 | 0.029 | -0.25 | 179 | 0.026 | -0.23 | 195 | 0.029 | -0.25 | 179 | 0.026 | -0.283 | DEER:Res:ClothesDishWasher | Annual | 2 |  | Appl-CW-Front-ElecDHW-ElecDry-Tier2DEER2017 | Appl-CW-Front-ElecDHW-ElecDry-Tier2AnyMFm1985CZ15DEER2017 | 447
Appl-CW-Front-ElecDHW-ElecDry-Tier2 | DEER2017 | D17 v3 |  | Any | MFm | 1985 | CZ16 | rDXGF | Household | 1 | 1152 | None | 192 | 0.028 | -0.67 | 178 | 0.026 | -0.6 | 192 | 0.028 | -0.67 | 178 | 0.026 | -0.0947 | DEER:Res:ClothesDishWasher | Annual | 2 |  | Appl-CW-Front-ElecDHW-ElecDry-Tier2DEER2017 | Appl-CW-Front-ElecDHW-ElecDry-Tier2AnyMFm1985CZ16DEER2017 | 448
Appl-CW-Front-ElecDHW-ElecDry-Tier2 | DEER2017 | D17 v3 |  | Any | MFm | 1996 | CZ01 | rDXGF | Household | 1 | 981.6 | None | 189 | 0.026 | -0.76 | 175 | 0.024 | -0.67 | 189 | 0.026 | -0.76 | 175 | 0.024 | -0.283 | DEER:Res:ClothesDishWasher | Annual | 2 |  | Appl-CW-Front-ElecDHW-ElecDry-Tier2DEER2017 | Appl-CW-Front-ElecDHW-ElecDry-Tier2AnyMFm1996CZ01DEER2017 | 449
Appl-CW-Front-ElecDHW-ElecDry-Tier2 | DEER2017 | D17 v3 |  | Any | MFm | 1996 | CZ02 | rDXGF | Household | 1 | 981.6 | None | 191 | 0.028 | -0.58 | 176 | 0.027 | -0.44 | 191 | 0.028 | -0.58 | 176 | 0.027 | -0.182 | DEER:Res:ClothesDishWasher | Annual | 2 |  | Appl-CW-Front-ElecDHW-ElecDry-Tier2DEER2017 | Appl-CW-Front-ElecDHW-ElecDry-Tier2AnyMFm1996CZ02DEER2017 | 450
Appl-CW-Front-ElecDHW-ElecDry-Tier2 | DEER2017 | D17 v3 |  | Any | MFm | 1996 | CZ03 | rDXGF | Household | 1 | 981.6 | None | 190 | 0.027 | -0.47 | 176 | 0.025 | -0.41 | 190 | 0.027 | -0.47 | 176 | 0.025 | -0.278 | DEER:Res:ClothesDishWasher | Annual | 2 |  | Appl-CW-Front-ElecDHW-ElecDry-Tier2DEER2017 | Appl-CW-Front-ElecDHW-ElecDry-Tier2AnyMFm1996CZ03DEER2017 | 451
Appl-CW-Front-ElecDHW-ElecDry-Tier2 | DEER2017 | D17 v3 |  | Any | MFm | 1996 | CZ04 | rDXGF | Household | 1 | 981.6 | None | 191 | 0.028 | -0.44 | 176 | 0.026 | -0.39 | 191 | 0.028 | -0.44 | 176 | 0.026 | -0.379 | DEER:Res:ClothesDishWasher | Annual | 2 |  | Appl-CW-Front-ElecDHW-ElecDry-Tier2DEER2017 | Appl-CW-Front-ElecDHW-ElecDry-Tier2AnyMFm1996CZ04DEER2017 | 452
Appl-CW-Front-ElecDHW-ElecDry-Tier2 | DEER2017 | D17 v3 |  | Any | MFm | 1996 | CZ05 | rDXGF | Household | 1 | 981.6 | None | 190 | 0.026 | -0.64 | 175 | 0.024 | -0.57 | 190 | 0.026 | -0.64 | 175 | 0.024 | -0.207 | DEER:Res:ClothesDishWasher | Annual | 2 |  | Appl-CW-Front-ElecDHW-ElecDry-Tier2DEER2017 | Appl-CW-Front-ElecDHW-ElecDry-Tier2AnyMFm1996CZ05DEER2017 | 453
Appl-CW-Front-ElecDHW-ElecDry-Tier2 | DEER2017 | D17 v3 |  | Any | MFm | 1996 | CZ06 | rDXGF | Household | 1 | 1169.1 | None | 192 | 0.03 | -0.47 | 177 | 0.027 | -0.42 | 192 | 0.03 | -0.47 | 177 | 0.027 | -0.165 | DEER:Res:ClothesDishWasher | Annual | 2 |  | Appl-CW-Front-ElecDHW-ElecDry-Tier2DEER2017 | Appl-CW-Front-ElecDHW-ElecDry-Tier2AnyMFm1996CZ06DEER2017 | 454
Appl-CW-Front-ElecDHW-ElecDry-Tier2 | DEER2017 | D17 v3 |  | Any | MFm | 1996 | CZ07 | rDXGF | Household | 1 | 1169.1 | None | 192 | 0.028 | -0.22 | 177 | 0.026 | -0.19 | 192 | 0.028 | -0.22 | 177 | 0.026 | -0.192 | DEER:Res:ClothesDishWasher | Annual | 2 |  | Appl-CW-Front-ElecDHW-ElecDry-Tier2DEER2017 | Appl-CW-Front-ElecDHW-ElecDry-Tier2AnyMFm1996CZ07DEER2017 | 455
Appl-CW-Front-ElecDHW-ElecDry-Tier2 | DEER2017 | D17 v3 |  | Any | MFm | 1996 | CZ08 | rDXGF | Household | 1 | 1169.1 | None | 192 | 0.028 | -0.35 | 177 | 0.025 | -0.32 | 192 | 0.028 | -0.35 | 177 | 0.025 | -0.227 | DEER:Res:ClothesDishWasher | Annual | 2 |  | Appl-CW-Front-ElecDHW-ElecDry-Tier2DEER2017 | Appl-CW-Front-ElecDHW-ElecDry-Tier2AnyMFm1996CZ08DEER2017 | 456
Appl-CW-Front-ElecDHW-ElecDry-Tier2 | DEER2017 | D17 v3 |  | Any | MFm | 1996 | CZ09 | rDXGF | Household | 1 | 1093.6 | None | 194 | 0.028 | -0.34 | 178 | 0.026 | -0.3 | 194 | 0.028 | -0.34 | 178 | 0.026 | -0.254 | DEER:Res:ClothesDishWasher | Annual | 2 |  | Appl-CW-Front-ElecDHW-ElecDry-Tier2DEER2017 | Appl-CW-Front-ElecDHW-ElecDry-Tier2AnyMFm1996CZ09DEER2017 | 457
Appl-CW-Front-ElecDHW-ElecDry-Tier2 | DEER2017 | D17 v3 |  | Any | MFm | 1996 | CZ10 | rDXGF | Household | 1 | 1093.6 | None | 191 | 0.031 | -0.5 | 176 | 0.028 | -0.44 | 191 | 0.031 | -0.5 | 176 | 0.028 | -0.291 | DEER:Res:ClothesDishWasher | Annual | 2 |  | Appl-CW-Front-ElecDHW-ElecDry-Tier2DEER2017 | Appl-CW-Front-ElecDHW-ElecDry-Tier2AnyMFm1996CZ10DEER2017 | 458
Appl-CW-Front-ElecDHW-ElecDry-Tier2 | DEER2017 | D17 v3 |  | Any | MFm | 1996 | CZ11 | rDXGF | Household | 1 | 1031.9 | None | 193 | 0.029 | -0.41 | 179 | 0.027 | -0.35 | 193 | 0.029 | -0.41 | 179 | 0.027 | -0.3 | DEER:Res:ClothesDishWasher | Annual | 2 |  | Appl-CW-Front-ElecDHW-ElecDry-Tier2DEER2017 | Appl-CW-Front-ElecDHW-ElecDry-Tier2AnyMFm1996CZ11DEER2017 | 459
Appl-CW-Front-ElecDHW-ElecDry-Tier2 | DEER2017 | D17 v3 |  | Any | MFm | 1996 | CZ12 | rDXGF | Household | 1 | 1031.9 | None | 192 | 0.03 | -0.55 | 177 | 0.028 | -0.5 | 192 | 0.03 | -0.55 | 177 | 0.028 | -0.135 | DEER:Res:ClothesDishWasher | Annual | 2 |  | Appl-CW-Front-ElecDHW-ElecDry-Tier2DEER2017 | Appl-CW-Front-ElecDHW-ElecDry-Tier2AnyMFm1996CZ12DEER2017 | 460
Appl-CW-Front-ElecDHW-ElecDry-Tier2 | DEER2017 | D17 v3 |  | Any | MFm | 1996 | CZ13 | rDXGF | Household | 1 | 1031.9 | None | 193 | 0.029 | -0.49 | 178 | 0.026 | -0.44 | 193 | 0.029 | -0.49 | 178 | 0.026 | -0.313 | DEER:Res:ClothesDishWasher | Annual | 2 |  | Appl-CW-Front-ElecDHW-ElecDry-Tier2DEER2017 | Appl-CW-Front-ElecDHW-ElecDry-Tier2AnyMFm1996CZ13DEER2017 | 461
Appl-CW-Front-ElecDHW-ElecDry-Tier2 | DEER2017 | D17 v3 |  | Any | MFm | 1996 | CZ14 | rDXGF | Household | 1 | 1086 | None | 194 | 0.028 | -0.45 | 179 | 0.025 | -0.41 | 194 | 0.028 | -0.45 | 179 | 0.025 | -0.23 | DEER:Res:ClothesDishWasher | Annual | 2 |  | Appl-CW-Front-ElecDHW-ElecDry-Tier2DEER2017 | Appl-CW-Front-ElecDHW-ElecDry-Tier2AnyMFm1996CZ14DEER2017 | 462
Appl-CW-Front-ElecDHW-ElecDry-Tier2 | DEER2017 | D17 v3 |  | Any | MFm | 1996 | CZ15 | rDXGF | Household | 1 | 1086 | None | 194 | 0.028 | -0.22 | 179 | 0.026 | -0.19 | 194 | 0.028 | -0.22 | 179 | 0.026 | -0.141 | DEER:Res:ClothesDishWasher | Annual | 2 |  | Appl-CW-Front-ElecDHW-ElecDry-Tier2DEER2017 | Appl-CW-Front-ElecDHW-ElecDry-Tier2AnyMFm1996CZ15DEER2017 | 463
Appl-CW-Front-ElecDHW-ElecDry-Tier2 | DEER2017 | D17 v3 |  | Any | MFm | 1996 | CZ16 | rDXGF | Household | 1 | 981.6 | None | 193 | 0.028 | -0.65 | 178 | 0.026 | -0.59 | 193 | 0.028 | -0.65 | 178 | 0.026 | -0.12 | DEER:Res:ClothesDishWasher | Annual | 2 |  | Appl-CW-Front-ElecDHW-ElecDry-Tier2DEER2017 | Appl-CW-Front-ElecDHW-ElecDry-Tier2AnyMFm1996CZ16DEER2017 | 464
Appl-CW-Front-ElecDHW-ElecDry-Tier2 | DEER2017 | D17 v3 |  | Any | MFm | 2003 | CZ01 | rDXGF | Household | 1 | 998.7 | None | 189 | 0.026 | -0.66 | 175 | 0.024 | -0.67 | 189 | 0.026 | -0.66 | 175 | 0.024 | -0.139 | DEER:Res:ClothesDishWasher | Annual | 2 |  | Appl-CW-Front-ElecDHW-ElecDry-Tier2DEER2017 | Appl-CW-Front-ElecDHW-ElecDry-Tier2AnyMFm2003CZ01DEER2017 | 465
Appl-CW-Front-ElecDHW-ElecDry-Tier2 | DEER2017 | D17 v3 |  | Any | MFm | 2003 | CZ02 | rDXGF | Household | 1 | 1073.2 | None | 191 | 0.029 | -0.38 | 176 | 0.027 | -0.38 | 191 | 0.029 | -0.38 | 176 | 0.027 | -0.176 | DEER:Res:ClothesDishWasher | Annual | 2 |  | Appl-CW-Front-ElecDHW-ElecDry-Tier2DEER2017 | Appl-CW-Front-ElecDHW-ElecDry-Tier2AnyMFm2003CZ02DEER2017 | 466
Appl-CW-Front-ElecDHW-ElecDry-Tier2 | DEER2017 | D17 v3 |  | Any | MFm | 2003 | CZ03 | rDXGF | Household | 1 | 998.7 | None | 189 | 0.027 | -0.68 | 175 | 0.024 | -0.61 | 189 | 0.027 | -0.68 | 175 | 0.024 | -0.139 | DEER:Res:ClothesDishWasher | Annual | 2 |  | Appl-CW-Front-ElecDHW-ElecDry-Tier2DEER2017 | Appl-CW-Front-ElecDHW-ElecDry-Tier2AnyMFm2003CZ03DEER2017 | 467
Appl-CW-Front-ElecDHW-ElecDry-Tier2 | DEER2017 | D17 v3 |  | Any | MFm | 2003 | CZ04 | rDXGF | Household | 1 | 998.7 | None | 194 | 0.033 | -0.32 | 177 | 0.027 | -0.39 | 194 | 0.033 | -0.32 | 177 | 0.027 | 0.00882 | DEER:Res:ClothesDishWasher | Annual | 2 |  | Appl-CW-Front-ElecDHW-ElecDry-Tier2DEER2017 | Appl-CW-Front-ElecDHW-ElecDry-Tier2AnyMFm2003CZ04DEER2017 | 468
Appl-CW-Front-ElecDHW-ElecDry-Tier2 | DEER2017 | D17 v3 |  | Any | MFm | 2003 | CZ05 | rDXGF | Household | 1 | 998.7 | None | 190 | 0.027 | -0.68 | 175 | 0.025 | -0.61 | 190 | 0.027 | -0.68 | 175 | 0.025 | -0.093 | DEER:Res:ClothesDishWasher | Annual | 2 |  | Appl-CW-Front-ElecDHW-ElecDry-Tier2DEER2017 | Appl-CW-Front-ElecDHW-ElecDry-Tier2AnyMFm2003CZ05DEER2017 | 469
Appl-CW-Front-ElecDHW-ElecDry-Tier2 | DEER2017 | D17 v3 |  | Any | MFm | 2003 | CZ06 | rDXGF | Household | 1 | 1206 | None | 191 | 0.029 | -0.41 | 176 | 0.027 | -0.37 | 191 | 0.029 | -0.41 | 176 | 0.027 | -0.0989 | DEER:Res:ClothesDishWasher | Annual | 2 |  | Appl-CW-Front-ElecDHW-ElecDry-Tier2DEER2017 | Appl-CW-Front-ElecDHW-ElecDry-Tier2AnyMFm2003CZ06DEER2017 | 470
Appl-CW-Front-ElecDHW-ElecDry-Tier2 | DEER2017 | D17 v3 |  | Any | MFm | 2003 | CZ07 | rDXGF | Household | 1 | 1206 | None | 192 | 0.027 | -0.39 | 177 | 0.025 | -0.35 | 192 | 0.027 | -0.39 | 177 | 0.025 | 0.0441 | DEER:Res:ClothesDishWasher | Annual | 2 |  | Appl-CW-Front-ElecDHW-ElecDry-Tier2DEER2017 | Appl-CW-Front-ElecDHW-ElecDry-Tier2AnyMFm2003CZ07DEER2017 | 471
Appl-CW-Front-ElecDHW-ElecDry-Tier2 | DEER2017 | D17 v3 |  | Any | MFm | 2003 | CZ08 | rDXGF | Household | 1 | 1206 | None | 192 | 0.029 | -0.36 | 177 | 0.026 | -0.32 | 192 | 0.029 | -0.36 | 177 | 0.026 | -0.218 | DEER:Res:ClothesDishWasher | Annual | 2 |  | Appl-CW-Front-ElecDHW-ElecDry-Tier2DEER2017 | Appl-CW-Front-ElecDHW-ElecDry-Tier2AnyMFm2003CZ08DEER2017 | 472
Appl-CW-Front-ElecDHW-ElecDry-Tier2 | DEER2017 | D17 v3 |  | Any | MFm | 2003 | CZ09 | rDXGF | Household | 1 | 1126.6 | None | 192 | 0.028 | -0.49 | 176 | 0.024 | -0.42 | 192 | 0.028 | -0.49 | 176 | 0.024 | -0.0696 | DEER:Res:ClothesDishWasher | Annual | 2 |  | Appl-CW-Front-ElecDHW-ElecDry-Tier2DEER2017 | Appl-CW-Front-ElecDHW-ElecDry-Tier2AnyMFm2003CZ09DEER2017 | 473
Appl-CW-Front-ElecDHW-ElecDry-Tier2 | DEER2017 | D17 v3 |  | Any | MFm | 2003 | CZ10 | rDXGF | Household | 1 | 1073.2 | None | 192 | 0.03 | -0.3 | 177 | 0.028 | -0.27 | 192 | 0.03 | -0.3 | 177 | 0.028 | -0.06 | DEER:Res:ClothesDishWasher | Annual | 2 |  | Appl-CW-Front-ElecDHW-ElecDry-Tier2DEER2017 | Appl-CW-Front-ElecDHW-ElecDry-Tier2AnyMFm2003CZ10DEER2017 | 474
Appl-CW-Front-ElecDHW-ElecDry-Tier2 | DEER2017 | D17 v3 |  | Any | MFm | 2003 | CZ11 | rDXGF | Household | 1 | 1073.2 | None | 193 | 0.028 | -0.5 | 178 | 0.026 | -0.45 | 193 | 0.028 | -0.5 | 178 | 0.026 | -0.17 | DEER:Res:ClothesDishWasher | Annual | 2 |  | Appl-CW-Front-ElecDHW-ElecDry-Tier2DEER2017 | Appl-CW-Front-ElecDHW-ElecDry-Tier2AnyMFm2003CZ11DEER2017 | 475
Appl-CW-Front-ElecDHW-ElecDry-Tier2 | DEER2017 | D17 v3 |  | Any | MFm | 2003 | CZ12 | rDXGF | Household | 1 | 1073.2 | None | 193 | 0.029 | -0.47 | 178 | 0.027 | -0.42 | 193 | 0.029 | -0.47 | 178 | 0.027 | -0.118 | DEER:Res:ClothesDishWasher | Annual | 2 |  | Appl-CW-Front-ElecDHW-ElecDry-Tier2DEER2017 | Appl-CW-Front-ElecDHW-ElecDry-Tier2AnyMFm2003CZ12DEER2017 | 476
Appl-CW-Front-ElecDHW-ElecDry-Tier2 | DEER2017 | D17 v3 |  | Any | MFm | 2003 | CZ13 | rDXGF | Household | 1 | 1073.2 | None | 193 | 0.028 | -0.44 | 178 | 0.026 | -0.39 | 193 | 0.028 | -0.44 | 178 | 0.026 | -0.133 | DEER:Res:ClothesDishWasher | Annual | 2 |  | Appl-CW-Front-ElecDHW-ElecDry-Tier2DEER2017 | Appl-CW-Front-ElecDHW-ElecDry-Tier2AnyMFm2003CZ13DEER2017 | 477
Appl-CW-Front-ElecDHW-ElecDry-Tier2 | DEER2017 | D17 v3 |  | Any | MFm | 2003 | CZ14 | rDXGF | Household | 1 | 1094.6 | None | 194 | 0.028 | -0.49 | 179 | 0.026 | -0.44 | 194 | 0.028 | -0.49 | 179 | 0.026 | -0.173 | DEER:Res:ClothesDishWasher | Annual | 2 |  | Appl-CW-Front-ElecDHW-ElecDry-Tier2DEER2017 | Appl-CW-Front-ElecDHW-ElecDry-Tier2AnyMFm2003CZ14DEER2017 | 478
Appl-CW-Front-ElecDHW-ElecDry-Tier2 | DEER2017 | D17 v3 |  | Any | MFm | 2003 | CZ15 | rDXGF | Household | 1 | 1094.6 | None | 194 | 0.028 | -0.22 | 179 | 0.026 | -0.2 | 194 | 0.028 | -0.22 | 179 | 0.026 | -0.262 | DEER:Res:ClothesDishWasher | Annual | 2 |  | Appl-CW-Front-ElecDHW-ElecDry-Tier2DEER2017 | Appl-CW-Front-ElecDHW-ElecDry-Tier2AnyMFm2003CZ15DEER2017 | 479
Appl-CW-Front-ElecDHW-ElecDry-Tier2 | DEER2017 | D17 v3 |  | Any | MFm | 2003 | CZ16 | rDXGF | Household | 1 | 998.7 | None | 193 | 0.028 | -0.63 | 178 | 0.026 | -0.56 | 193 | 0.028 | -0.63 | 178 | 0.026 | -0.13 | DEER:Res:ClothesDishWasher | Annual | 2 |  | Appl-CW-Front-ElecDHW-ElecDry-Tier2DEER2017 | Appl-CW-Front-ElecDHW-ElecDry-Tier2AnyMFm2003CZ16DEER2017 | 480
Appl-CW-Front-ElecDHW-ElecDry-Tier2 | DEER2017 | D17 v3 |  | Any | MFm | 2007 | CZ01 | rDXGF | Household | 1 | 998.7 | None | 189 | 0.027 | -0.83 | 175 | 0.025 | -0.75 | 189 | 0.027 | -0.83 | 175 | 0.025 | -0.138 | DEER:Res:ClothesDishWasher | Annual | 2 |  | Appl-CW-Front-ElecDHW-ElecDry-Tier2DEER2017 | Appl-CW-Front-ElecDHW-ElecDry-Tier2AnyMFm2007CZ01DEER2017 | 481
Appl-CW-Front-ElecDHW-ElecDry-Tier2 | DEER2017 | D17 v3 |  | Any | MFm | 2007 | CZ02 | rDXGF | Household | 1 | 1073.2 | None | 191 | 0.029 | -0.45 | 176 | 0.026 | -0.51 | 191 | 0.029 | -0.45 | 176 | 0.026 | -0.216 | DEER:Res:ClothesDishWasher | Annual | 2 |  | Appl-CW-Front-ElecDHW-ElecDry-Tier2DEER2017 | Appl-CW-Front-ElecDHW-ElecDry-Tier2AnyMFm2007CZ02DEER2017 | 482
Appl-CW-Front-ElecDHW-ElecDry-Tier2 | DEER2017 | D17 v3 |  | Any | MFm | 2007 | CZ03 | rDXGF | Household | 1 | 998.7 | None | 189 | 0.026 | -0.63 | 175 | 0.024 | -0.56 | 189 | 0.026 | -0.63 | 175 | 0.024 | -0.13 | DEER:Res:ClothesDishWasher | Annual | 2 |  | Appl-CW-Front-ElecDHW-ElecDry-Tier2DEER2017 | Appl-CW-Front-ElecDHW-ElecDry-Tier2AnyMFm2007CZ03DEER2017 | 483
Appl-CW-Front-ElecDHW-ElecDry-Tier2 | DEER2017 | D17 v3 |  | Any | MFm | 2007 | CZ04 | rDXGF | Household | 1 | 998.7 | None | 192 | 0.028 | -0.41 | 177 | 0.026 | -0.37 | 192 | 0.028 | -0.41 | 177 | 0.026 | -0.195 | DEER:Res:ClothesDishWasher | Annual | 2 |  | Appl-CW-Front-ElecDHW-ElecDry-Tier2DEER2017 | Appl-CW-Front-ElecDHW-ElecDry-Tier2AnyMFm2007CZ04DEER2017 | 484
Appl-CW-Front-ElecDHW-ElecDry-Tier2 | DEER2017 | D17 v3 |  | Any | MFm | 2007 | CZ05 | rDXGF | Household | 1 | 998.7 | None | 190 | 0.028 | -0.57 | 175 | 0.025 | -0.52 | 190 | 0.028 | -0.57 | 175 | 0.025 | -0.254 | DEER:Res:ClothesDishWasher | Annual | 2 |  | Appl-CW-Front-ElecDHW-ElecDry-Tier2DEER2017 | Appl-CW-Front-ElecDHW-ElecDry-Tier2AnyMFm2007CZ05DEER2017 | 485
Appl-CW-Front-ElecDHW-ElecDry-Tier2 | DEER2017 | D17 v3 |  | Any | MFm | 2007 | CZ06 | rDXGF | Household | 1 | 1206 | None | 190 | 0.026 | -0.71 | 175 | 0.024 | -0.67 | 190 | 0.026 | -0.71 | 175 | 0.024 | -0.275 | DEER:Res:ClothesDishWasher | Annual | 2 |  | Appl-CW-Front-ElecDHW-ElecDry-Tier2DEER2017 | Appl-CW-Front-ElecDHW-ElecDry-Tier2AnyMFm2007CZ06DEER2017 | 486
Appl-CW-Front-ElecDHW-ElecDry-Tier2 | DEER2017 | D17 v3 |  | Any | MFm | 2007 | CZ07 | rDXGF | Household | 1 | 1206 | None | 191 | 0.026 | -0.59 | 178 | 0.027 | -0.3 | 191 | 0.026 | -0.59 | 178 | 0.027 | -0.134 | DEER:Res:ClothesDishWasher | Annual | 2 |  | Appl-CW-Front-ElecDHW-ElecDry-Tier2DEER2017 | Appl-CW-Front-ElecDHW-ElecDry-Tier2AnyMFm2007CZ07DEER2017 | 487
Appl-CW-Front-ElecDHW-ElecDry-Tier2 | DEER2017 | D17 v3 |  | Any | MFm | 2007 | CZ08 | rDXGF | Household | 1 | 1206 | None | 187 | 0.019 | -0.63 | 172 | 0.017 | -0.59 | 187 | 0.019 | -0.63 | 172 | 0.017 | -0.175 | DEER:Res:ClothesDishWasher | Annual | 2 |  | Appl-CW-Front-ElecDHW-ElecDry-Tier2DEER2017 | Appl-CW-Front-ElecDHW-ElecDry-Tier2AnyMFm2007CZ08DEER2017 | 488
Appl-CW-Front-ElecDHW-ElecDry-Tier2 | DEER2017 | D17 v3 |  | Any | MFm | 2007 | CZ09 | rDXGF | Household | 1 | 1126.6 | None | 192 | 0.029 | -0.4 | 177 | 0.026 | -0.36 | 192 | 0.029 | -0.4 | 177 | 0.026 | -0.36 | DEER:Res:ClothesDishWasher | Annual | 1719 |  | Appl-CW-Front-ElecDHW-ElecDry-Tier2DEER2017 | Appl-CW-Front-ElecDHW-ElecDry-Tier2AnyMFm2007CZ09DEER2017 | 489
Appl-CW-Front-ElecDHW-ElecDry-Tier2 | DEER2017 | D17 v3 |  | Any | MFm | 2007 | CZ10 | rDXGF | Household | 1 | 1073.2 | None | 192 | 0.027 | -0.35 | 179 | 0.028 | -0.24 | 192 | 0.027 | -0.35 | 179 | 0.028 | -0.24 | DEER:Res:ClothesDishWasher | Annual | 1719 |  | Appl-CW-Front-ElecDHW-ElecDry-Tier2DEER2017 | Appl-CW-Front-ElecDHW-ElecDry-Tier2AnyMFm2007CZ10DEER2017 | 490
Appl-CW-Front-ElecDHW-ElecDry-Tier2 | DEER2017 | D17 v3 |  | Any | MFm | 2007 | CZ11 | rDXGF | Household | 1 | 1073.2 | None | 192 | 0.027 | -0.51 | 178 | 0.025 | -0.46 | 192 | 0.027 | -0.51 | 178 | 0.025 | -0.46 | DEER:Res:ClothesDishWasher | Annual | 1719 |  | Appl-CW-Front-ElecDHW-ElecDry-Tier2DEER2017 | Appl-CW-Front-ElecDHW-ElecDry-Tier2AnyMFm2007CZ11DEER2017 | 491
Appl-CW-Front-ElecDHW-ElecDry-Tier2 | DEER2017 | D17 v3 |  | Any | MFm | 2007 | CZ12 | rDXGF | Household | 1 | 1073.2 | None | 192 | 0.028 | -0.46 | 177 | 0.026 | -0.41 | 192 | 0.028 | -0.46 | 177 | 0.026 | -0.41 | DEER:Res:ClothesDishWasher | Annual | 1719 |  | Appl-CW-Front-ElecDHW-ElecDry-Tier2DEER2017 | Appl-CW-Front-ElecDHW-ElecDry-Tier2AnyMFm2007CZ12DEER2017 | 492
Appl-CW-Front-ElecDHW-ElecDry-Tier2 | DEER2017 | D17 v3 |  | Any | MFm | 2007 | CZ13 | rDXGF | Household | 1 | 1073.2 | None | 193 | 0.027 | -0.48 | 178 | 0.025 | -0.44 | 193 | 0.027 | -0.48 | 178 | 0.025 | -0.44 | DEER:Res:ClothesDishWasher | Annual | 1719 |  | Appl-CW-Front-ElecDHW-ElecDry-Tier2DEER2017 | Appl-CW-Front-ElecDHW-ElecDry-Tier2AnyMFm2007CZ13DEER2017 | 493
Appl-CW-Front-ElecDHW-ElecDry-Tier2 | DEER2017 | D17 v3 |  | Any | MFm | 2007 | CZ14 | rDXGF | Household | 1 | 1094.6 | None | 193 | 0.028 | -0.49 | 178 | 0.025 | -0.45 | 193 | 0.028 | -0.49 | 178 | 0.025 | -0.45 | DEER:Res:ClothesDishWasher | Annual | 1719 |  | Appl-CW-Front-ElecDHW-ElecDry-Tier2DEER2017 | Appl-CW-Front-ElecDHW-ElecDry-Tier2AnyMFm2007CZ14DEER2017 | 494
Appl-CW-Front-ElecDHW-ElecDry-Tier2 | DEER2017 | D17 v3 |  | Any | MFm | 2007 | CZ15 | rDXGF | Household | 1 | 1094.6 | None | 193 | 0.028 | -0.22 | 178 | 0.026 | -0.2 | 193 | 0.028 | -0.22 | 178 | 0.026 | -0.2 | DEER:Res:ClothesDishWasher | Annual | 1719 |  | Appl-CW-Front-ElecDHW-ElecDry-Tier2DEER2017 | Appl-CW-Front-ElecDHW-ElecDry-Tier2AnyMFm2007CZ15DEER2017 | 495
Appl-CW-Front-ElecDHW-ElecDry-Tier2 | DEER2017 | D17 v3 |  | Any | MFm | 2007 | CZ16 | rDXGF | Household | 1 | 998.7 | None | 192 | 0.028 | -0.64 | 177 | 0.026 | -0.58 | 192 | 0.028 | -0.64 | 177 | 0.026 | -0.58 | DEER:Res:ClothesDishWasher | Annual | 1719 |  | Appl-CW-Front-ElecDHW-ElecDry-Tier2DEER2017 | Appl-CW-Front-ElecDHW-ElecDry-Tier2AnyMFm2007CZ16DEER2017 | 496
Appl-CW-Front-ElecDHW-ElecDry-Tier2 | DEER2017 | D17 v3 |  | Any | MFm | 2011 | CZ01 | rDXGF | Household | 1 | 998.7 | None | 189 | 0.026 | -0.82 | 175 | 0.024 | -0.73 | 189 | 0.026 | -0.82 | 175 | 0.024 | -0.73 | DEER:Res:ClothesDishWasher | Annual | 1719 |  | Appl-CW-Front-ElecDHW-ElecDry-Tier2DEER2017 | Appl-CW-Front-ElecDHW-ElecDry-Tier2AnyMFm2011CZ01DEER2017 | 497
Appl-CW-Front-ElecDHW-ElecDry-Tier2 | DEER2017 | D17 v3 |  | Any | MFm | 2011 | CZ02 | rDXGF | Household | 1 | 1073.2 | None | 192 | 0.029 | -0.44 | 177 | 0.026 | -0.39 | 192 | 0.029 | -0.44 | 177 | 0.026 | -0.39 | DEER:Res:ClothesDishWasher | Annual | 1719 |  | Appl-CW-Front-ElecDHW-ElecDry-Tier2DEER2017 | Appl-CW-Front-ElecDHW-ElecDry-Tier2AnyMFm2011CZ02DEER2017 | 498
Appl-CW-Front-ElecDHW-ElecDry-Tier2 | DEER2017 | D17 v3 |  | Any | MFm | 2011 | CZ03 | rDXGF | Household | 1 | 998.7 | None | 190 | 0.027 | -0.57 | 175 | 0.025 | -0.5 | 190 | 0.027 | -0.57 | 175 | 0.025 | -0.5 | DEER:Res:ClothesDishWasher | Annual | 1719 |  | Appl-CW-Front-ElecDHW-ElecDry-Tier2DEER2017 | Appl-CW-Front-ElecDHW-ElecDry-Tier2AnyMFm2011CZ03DEER2017 | 499
Appl-CW-Front-ElecDHW-ElecDry-Tier2 | DEER2017 | D17 v3 |  | Any | MFm | 2011 | CZ04 | rDXGF | Household | 1 | 998.7 | None | 193 | 0.03 | -0.33 | 178 | 0.028 | -0.3 | 193 | 0.03 | -0.33 | 178 | 0.028 | -0.3 | DEER:Res:ClothesDishWasher | Annual | 1719 |  | Appl-CW-Front-ElecDHW-ElecDry-Tier2DEER2017 | Appl-CW-Front-ElecDHW-ElecDry-Tier2AnyMFm2011CZ04DEER2017 | 500
Appl-CW-Front-ElecDHW-ElecDry-Tier2 | DEER2017 | D17 v3 |  | Any | MFm | 2011 | CZ05 | rDXGF | Household | 1 | 998.7 | None | 190 | 0.027 | -0.56 | 175 | 0.025 | -0.5 | 190 | 0.027 | -0.56 | 175 | 0.025 | -0.5 | DEER:Res:ClothesDishWasher | Annual | 1719 |  | Appl-CW-Front-ElecDHW-ElecDry-Tier2DEER2017 | Appl-CW-Front-ElecDHW-ElecDry-Tier2AnyMFm2011CZ05DEER2017 | 501
Appl-CW-Front-ElecDHW-ElecDry-Tier2 | DEER2017 | D17 v3 |  | Any | MFm | 2011 | CZ06 | rDXGF | Household | 1 | 1206 | None | 191 | 0.028 | -0.45 | 177 | 0.026 | -0.41 | 191 | 0.028 | -0.45 | 177 | 0.026 | -0.41 | DEER:Res:ClothesDishWasher | Annual | 1719 |  | Appl-CW-Front-ElecDHW-ElecDry-Tier2DEER2017 | Appl-CW-Front-ElecDHW-ElecDry-Tier2AnyMFm2011CZ06DEER2017 | 502
Appl-CW-Front-ElecDHW-ElecDry-Tier2 | DEER2017 | D17 v3 |  | Any | MFm | 2011 | CZ07 | rDXGF | Household | 1 | 1206 | None | 193 | 0.028 | -0.35 | 178 | 0.026 | -0.32 | 193 | 0.028 | -0.35 | 178 | 0.026 | -0.32 | DEER:Res:ClothesDishWasher | Annual | 1719 |  | Appl-CW-Front-ElecDHW-ElecDry-Tier2DEER2017 | Appl-CW-Front-ElecDHW-ElecDry-Tier2AnyMFm2011CZ07DEER2017 | 503
Appl-CW-Front-ElecDHW-ElecDry-Tier2 | DEER2017 | D17 v3 |  | Any | MFm | 2011 | CZ08 | rDXGF | Household | 1 | 1206 | None | 193 | 0.028 | -0.31 | 178 | 0.026 | -0.27 | 193 | 0.028 | -0.31 | 178 | 0.026 | -0.27 | DEER:Res:ClothesDishWasher | Annual | 1719 |  | Appl-CW-Front-ElecDHW-ElecDry-Tier2DEER2017 | Appl-CW-Front-ElecDHW-ElecDry-Tier2AnyMFm2011CZ08DEER2017 | 504
Appl-CW-Front-ElecDHW-ElecDry-Tier2 | DEER2017 | D17 v3 |  | Any | MFm | 2011 | CZ09 | rDXGF | Household | 1 | 1126.6 | None | 192 | 0.028 | -0.35 | 177 | 0.026 | -0.32 | 192 | 0.028 | -0.35 | 177 | 0.026 | -0.32 | DEER:Res:ClothesDishWasher | Annual | 1719 |  | Appl-CW-Front-ElecDHW-ElecDry-Tier2DEER2017 | Appl-CW-Front-ElecDHW-ElecDry-Tier2AnyMFm2011CZ09DEER2017 | 505
Appl-CW-Front-ElecDHW-ElecDry-Tier2 | DEER2017 | D17 v3 |  | Any | MFm | 2011 | CZ10 | rDXGF | Household | 1 | 1073.2 | None | 192 | 0.028 | -0.3 | 177 | 0.026 | -0.27 | 192 | 0.028 | -0.3 | 177 | 0.026 | -0.27 | DEER:Res:ClothesDishWasher | Annual | 1719 |  | Appl-CW-Front-ElecDHW-ElecDry-Tier2DEER2017 | Appl-CW-Front-ElecDHW-ElecDry-Tier2AnyMFm2011CZ10DEER2017 | 506
Appl-CW-Front-ElecDHW-ElecDry-Tier2 | DEER2017 | D17 v3 |  | Any | MFm | 2011 | CZ11 | rDXGF | Household | 1 | 1073.2 | None | 193 | 0.028 | -0.47 | 178 | 0.026 | -0.42 | 193 | 0.028 | -0.47 | 178 | 0.026 | -0.42 | DEER:Res:ClothesDishWasher | Annual | 1719 |  | Appl-CW-Front-ElecDHW-ElecDry-Tier2DEER2017 | Appl-CW-Front-ElecDHW-ElecDry-Tier2AnyMFm2011CZ11DEER2017 | 507
Appl-CW-Front-ElecDHW-ElecDry-Tier2 | DEER2017 | D17 v3 |  | Any | MFm | 2011 | CZ12 | rDXGF | Household | 1 | 1073.2 | None | 192 | 0.028 | -0.43 | 178 | 0.025 | -0.38 | 192 | 0.028 | -0.43 | 178 | 0.025 | -0.38 | DEER:Res:ClothesDishWasher | Annual | 1719 |  | Appl-CW-Front-ElecDHW-ElecDry-Tier2DEER2017 | Appl-CW-Front-ElecDHW-ElecDry-Tier2AnyMFm2011CZ12DEER2017 | 508
Appl-CW-Front-ElecDHW-ElecDry-Tier2 | DEER2017 | D17 v3 |  | Any | MFm | 2011 | CZ13 | rDXGF | Household | 1 | 1073.2 | None | 193 | 0.028 | -0.45 | 178 | 0.026 | -0.41 | 193 | 0.028 | -0.45 | 178 | 0.026 | -0.41 | DEER:Res:ClothesDishWasher | Annual | 1719 |  | Appl-CW-Front-ElecDHW-ElecDry-Tier2DEER2017 | Appl-CW-Front-ElecDHW-ElecDry-Tier2AnyMFm2011CZ13DEER2017 | 509
Appl-CW-Front-ElecDHW-ElecDry-Tier2 | DEER2017 | D17 v3 |  | Any | MFm | 2011 | CZ14 | rDXGF | Household | 1 | 1094.6 | None | 193 | 0.028 | -0.46 | 178 | 0.025 | -0.42 | 193 | 0.028 | -0.46 | 178 | 0.025 | -0.42 | DEER:Res:ClothesDishWasher | Annual | 1719 |  | Appl-CW-Front-ElecDHW-ElecDry-Tier2DEER2017 | Appl-CW-Front-ElecDHW-ElecDry-Tier2AnyMFm2011CZ14DEER2017 | 510
Appl-CW-Front-ElecDHW-ElecDry-Tier2 | DEER2017 | D17 v3 |  | Any | MFm | 2011 | CZ15 | rDXGF | Household | 1 | 1094.6 | None | 193 | 0.028 | -0.21 | 178 | 0.025 | -0.19 | 193 | 0.028 | -0.21 | 178 | 0.025 | -0.19 | DEER:Res:ClothesDishWasher | Annual | 1719 |  | Appl-CW-Front-ElecDHW-ElecDry-Tier2DEER2017 | Appl-CW-Front-ElecDHW-ElecDry-Tier2AnyMFm2011CZ15DEER2017 | 511
Appl-CW-Front-ElecDHW-ElecDry-Tier2 | DEER2017 | D17 v3 |  | Any | MFm | 2011 | CZ16 | rDXGF | Household | 1 | 998.7 | None | 192 | 0.028 | -0.63 | 177 | 0.025 | -0.56 | 192 | 0.028 | -0.63 | 177 | 0.025 | -0.56 | DEER:Res:ClothesDishWasher | Annual | 1719 |  | Appl-CW-Front-ElecDHW-ElecDry-Tier2DEER2017 | Appl-CW-Front-ElecDHW-ElecDry-Tier2AnyMFm2011CZ16DEER2017 | 512
Appl-CW-Front-ElecDHW-ElecDry-Tier2 | DEER2017 | D17 v3 |  | Any | MFm | 2015 | CZ01 | rDXGF | Household | 1 | 998.7 | None | 189 | 0.026 | -0.73 | 175 | 0.024 | -0.63 | 189 | 0.026 | -0.73 | 175 | 0.024 | -0.63 | DEER:Res:ClothesDishWasher | Annual | 1719 |  | Appl-CW-Front-ElecDHW-ElecDry-Tier2DEER2017 | Appl-CW-Front-ElecDHW-ElecDry-Tier2AnyMFm2015CZ01DEER2017 | 513
Appl-CW-Front-ElecDHW-ElecDry-Tier2 | DEER2017 | D17 v3 |  | Any | MFm | 2015 | CZ02 | rDXGF | Household | 1 | 1073.2 | None | 191 | 0.028 | -0.54 | 176 | 0.026 | -0.49 | 191 | 0.028 | -0.54 | 176 | 0.026 | -0.49 | DEER:Res:ClothesDishWasher | Annual | 1719 |  | Appl-CW-Front-ElecDHW-ElecDry-Tier2DEER2017 | Appl-CW-Front-ElecDHW-ElecDry-Tier2AnyMFm2015CZ02DEER2017 | 514
Appl-CW-Front-ElecDHW-ElecDry-Tier2 | DEER2017 | D17 v3 |  | Any | MFm | 2015 | CZ03 | rDXGF | Household | 1 | 998.7 | None | 190 | 0.027 | -0.45 | 175 | 0.025 | -0.4 | 190 | 0.027 | -0.45 | 175 | 0.025 | -0.4 | DEER:Res:ClothesDishWasher | Annual | 1719 |  | Appl-CW-Front-ElecDHW-ElecDry-Tier2DEER2017 | Appl-CW-Front-ElecDHW-ElecDry-Tier2AnyMFm2015CZ03DEER2017 | 515
Appl-CW-Front-ElecDHW-ElecDry-Tier2 | DEER2017 | D17 v3 |  | Any | MFm | 2015 | CZ04 | rDXGF | Household | 1 | 998.7 | None | 192 | 0.028 | -0.36 | 177 | 0.026 | -0.32 | 192 | 0.028 | -0.36 | 177 | 0.026 | -0.32 | DEER:Res:ClothesDishWasher | Annual | 1719 |  | Appl-CW-Front-ElecDHW-ElecDry-Tier2DEER2017 | Appl-CW-Front-ElecDHW-ElecDry-Tier2AnyMFm2015CZ04DEER2017 | 516
Appl-CW-Front-ElecDHW-ElecDry-Tier2 | DEER2017 | D17 v3 |  | Any | MFm | 2015 | CZ05 | rDXGF | Household | 1 | 998.7 | None | 191 | 0.027 | -0.38 | 176 | 0.025 | -0.34 | 191 | 0.027 | -0.38 | 176 | 0.025 | -0.34 | DEER:Res:ClothesDishWasher | Annual | 1719 |  | Appl-CW-Front-ElecDHW-ElecDry-Tier2DEER2017 | Appl-CW-Front-ElecDHW-ElecDry-Tier2AnyMFm2015CZ05DEER2017 | 517
Appl-CW-Front-ElecDHW-ElecDry-Tier2 | DEER2017 | D17 v3 |  | Any | MFm | 2015 | CZ06 | rDXGF | Household | 1 | 1206 | None | 191 | 0.028 | -0.45 | 176 | 0.026 | -0.4 | 191 | 0.028 | -0.45 | 176 | 0.026 | -0.4 | DEER:Res:ClothesDishWasher | Annual | 1719 |  | Appl-CW-Front-ElecDHW-ElecDry-Tier2DEER2017 | Appl-CW-Front-ElecDHW-ElecDry-Tier2AnyMFm2015CZ06DEER2017 | 518
Appl-CW-Front-ElecDHW-ElecDry-Tier2 | DEER2017 | D17 v3 |  | Any | MFm | 2015 | CZ07 | rDXGF | Household | 1 | 1206 | None | 192 | 0.027 | -0.36 | 178 | 0.025 | -0.32 | 192 | 0.027 | -0.36 | 178 | 0.025 | -0.32 | DEER:Res:ClothesDishWasher | Annual | 1719 |  | Appl-CW-Front-ElecDHW-ElecDry-Tier2DEER2017 | Appl-CW-Front-ElecDHW-ElecDry-Tier2AnyMFm2015CZ07DEER2017 | 519
Appl-CW-Front-ElecDHW-ElecDry-Tier2 | DEER2017 | D17 v3 |  | Any | MFm | 2015 | CZ08 | rDXGF | Household | 1 | 1206 | None | 194 | 0.03 | -0.28 | 179 | 0.028 | -0.25 | 194 | 0.03 | -0.28 | 179 | 0.028 | -0.25 | DEER:Res:ClothesDishWasher | Annual | 1719 |  | Appl-CW-Front-ElecDHW-ElecDry-Tier2DEER2017 | Appl-CW-Front-ElecDHW-ElecDry-Tier2AnyMFm2015CZ08DEER2017 | 520
Appl-CW-Front-ElecDHW-ElecDry-Tier2 | DEER2017 | D17 v3 |  | Any | MFm | 2015 | CZ09 | rDXGF | Household | 1 | 1126.6 | None | 192 | 0.028 | -0.35 | 177 | 0.026 | -0.31 | 192 | 0.028 | -0.35 | 177 | 0.026 | -0.31 | DEER:Res:ClothesDishWasher | Annual | 1719 |  | Appl-CW-Front-ElecDHW-ElecDry-Tier2DEER2017 | Appl-CW-Front-ElecDHW-ElecDry-Tier2AnyMFm2015CZ09DEER2017 | 521
Appl-CW-Front-ElecDHW-ElecDry-Tier2 | DEER2017 | D17 v3 |  | Any | MFm | 2015 | CZ10 | rDXGF | Household | 1 | 1073.2 | None | 193 | 0.03 | -0.26 | 178 | 0.027 | -0.24 | 193 | 0.03 | -0.26 | 178 | 0.027 | -0.24 | DEER:Res:ClothesDishWasher | Annual | 1719 |  | Appl-CW-Front-ElecDHW-ElecDry-Tier2DEER2017 | Appl-CW-Front-ElecDHW-ElecDry-Tier2AnyMFm2015CZ10DEER2017 | 522
Appl-CW-Front-ElecDHW-ElecDry-Tier2 | DEER2017 | D17 v3 |  | Any | MFm | 2015 | CZ11 | rDXGF | Household | 1 | 1073.2 | None | 192 | 0.027 | -0.47 | 177 | 0.025 | -0.42 | 192 | 0.027 | -0.47 | 177 | 0.025 | -0.42 | DEER:Res:ClothesDishWasher | Annual | 1719 |  | Appl-CW-Front-ElecDHW-ElecDry-Tier2DEER2017 | Appl-CW-Front-ElecDHW-ElecDry-Tier2AnyMFm2015CZ11DEER2017 | 523
Appl-CW-Front-ElecDHW-ElecDry-Tier2 | DEER2017 | D17 v3 |  | Any | MFm | 2015 | CZ12 | rDXGF | Household | 1 | 1073.2 | None | 192 | 0.028 | -0.43 | 177 | 0.025 | -0.39 | 192 | 0.028 | -0.43 | 177 | 0.025 | -0.39 | DEER:Res:ClothesDishWasher | Annual | 1719 |  | Appl-CW-Front-ElecDHW-ElecDry-Tier2DEER2017 | Appl-CW-Front-ElecDHW-ElecDry-Tier2AnyMFm2015CZ12DEER2017 | 524
Appl-CW-Front-ElecDHW-ElecDry-Tier2 | DEER2017 | D17 v3 |  | Any | MFm | 2015 | CZ13 | rDXGF | Household | 1 | 1073.2 | None | 193 | 0.028 | -0.44 | 177 | 0.025 | -0.39 | 193 | 0.028 | -0.44 | 177 | 0.025 | -0.39 | DEER:Res:ClothesDishWasher | Annual | 1719 |  | Appl-CW-Front-ElecDHW-ElecDry-Tier2DEER2017 | Appl-CW-Front-ElecDHW-ElecDry-Tier2AnyMFm2015CZ13DEER2017 | 525
Appl-CW-Front-ElecDHW-ElecDry-Tier2 | DEER2017 | D17 v3 |  | Any | MFm | 2015 | CZ14 | rDXGF | Household | 1 | 1094.6 | None | 193 | 0.028 | -0.47 | 178 | 0.025 | -0.42 | 193 | 0.028 | -0.47 | 178 | 0.025 | -0.42 | DEER:Res:ClothesDishWasher | Annual | 1719 |  | Appl-CW-Front-ElecDHW-ElecDry-Tier2DEER2017 | Appl-CW-Front-ElecDHW-ElecDry-Tier2AnyMFm2015CZ14DEER2017 | 526
Appl-CW-Front-ElecDHW-ElecDry-Tier2 | DEER2017 | D17 v3 |  | Any | MFm | 2015 | CZ15 | rDXGF | Household | 1 | 1094.6 | None | 193 | 0.028 | -0.2 | 178 | 0.025 | -0.18 | 193 | 0.028 | -0.2 | 178 | 0.025 | -0.18 | DEER:Res:ClothesDishWasher | Annual | 1719 |  | Appl-CW-Front-ElecDHW-ElecDry-Tier2DEER2017 | Appl-CW-Front-ElecDHW-ElecDry-Tier2AnyMFm2015CZ15DEER2017 | 527
Appl-CW-Front-ElecDHW-ElecDry-Tier2 | DEER2017 | D17 v3 |  | Any | MFm | 2015 | CZ16 | rDXGF | Household | 1 | 998.7 | None | 192 | 0.028 | -0.67 | 177 | 0.025 | -0.6 | 192 | 0.028 | -0.67 | 177 | 0.025 | -0.6 | DEER:Res:ClothesDishWasher | Annual | 1719 |  | Appl-CW-Front-ElecDHW-ElecDry-Tier2DEER2017 | Appl-CW-Front-ElecDHW-ElecDry-Tier2AnyMFm2015CZ16DEER2017 | 528
Appl-CW-Front-ElecDHW-ElecDry-Tier2 | DEER2017 | D17 v3 |  | Any | MFm | 2017 | CZ01 | rDXGF | Household | 1 | 998.7 | None | 190 | 0.026 | -0.64 | 175 | 0.024 | -0.57 | 190 | 0.026 | -0.64 | 175 | 0.024 | -0.57 | DEER:Res:ClothesDishWasher | Annual | 1719 |  | Appl-CW-Front-ElecDHW-ElecDry-Tier2DEER2017 | Appl-CW-Front-ElecDHW-ElecDry-Tier2AnyMFm2017CZ01DEER2017 | 529
Appl-CW-Front-ElecDHW-ElecDry-Tier2 | DEER2017 | D17 v3 |  | Any | MFm | 2017 | CZ02 | rDXGF | Household | 1 | 1073.2 | None | 192 | 0.029 | -0.34 | 176 | 0.026 | -0.48 | 192 | 0.029 | -0.34 | 176 | 0.026 | -0.48 | DEER:Res:ClothesDishWasher | Annual | 1719 |  | Appl-CW-Front-ElecDHW-ElecDry-Tier2DEER2017 | Appl-CW-Front-ElecDHW-ElecDry-Tier2AnyMFm2017CZ02DEER2017 | 530
Appl-CW-Front-ElecDHW-ElecDry-Tier2 | DEER2017 | D17 v3 |  | Any | MFm | 2017 | CZ03 | rDXGF | Household | 1 | 998.7 | None | 190 | 0.027 | -0.64 | 175 | 0.025 | -0.43 | 190 | 0.027 | -0.64 | 175 | 0.025 | -0.43 | DEER:Res:ClothesDishWasher | Annual | 1719 |  | Appl-CW-Front-ElecDHW-ElecDry-Tier2DEER2017 | Appl-CW-Front-ElecDHW-ElecDry-Tier2AnyMFm2017CZ03DEER2017 | 531
Appl-CW-Front-ElecDHW-ElecDry-Tier2 | DEER2017 | D17 v3 |  | Any | MFm | 2017 | CZ04 | rDXGF | Household | 1 | 998.7 | None | 192 | 0.027 | -0.32 | 177 | 0.025 | -0.28 | 192 | 0.027 | -0.32 | 177 | 0.025 | -0.28 | DEER:Res:ClothesDishWasher | Annual | 1719 |  | Appl-CW-Front-ElecDHW-ElecDry-Tier2DEER2017 | Appl-CW-Front-ElecDHW-ElecDry-Tier2AnyMFm2017CZ04DEER2017 | 532
Appl-CW-Front-ElecDHW-ElecDry-Tier2 | DEER2017 | D17 v3 |  | Any | MFm | 2017 | CZ05 | rDXGF | Household | 1 | 998.7 | None | 191 | 0.027 | -0.35 | 176 | 0.025 | -0.33 | 191 | 0.027 | -0.35 | 176 | 0.025 | -0.33 | DEER:Res:ClothesDishWasher | Annual | 1719 |  | Appl-CW-Front-ElecDHW-ElecDry-Tier2DEER2017 | Appl-CW-Front-ElecDHW-ElecDry-Tier2AnyMFm2017CZ05DEER2017 | 533
Appl-CW-Front-ElecDHW-ElecDry-Tier2 | DEER2017 | D17 v3 |  | Any | MFm | 2017 | CZ06 | rDXGF | Household | 1 | 1206 | None | 191 | 0.028 | -0.43 | 176 | 0.026 | -0.4 | 191 | 0.028 | -0.43 | 176 | 0.026 | -0.4 | DEER:Res:ClothesDishWasher | Annual | 1719 |  | Appl-CW-Front-ElecDHW-ElecDry-Tier2DEER2017 | Appl-CW-Front-ElecDHW-ElecDry-Tier2AnyMFm2017CZ06DEER2017 | 534
Appl-CW-Front-ElecDHW-ElecDry-Tier2 | DEER2017 | D17 v3 |  | Any | MFm | 2017 | CZ07 | rDXGF | Household | 1 | 1206 | None | 193 | 0.028 | -0.36 | 178 | 0.026 | -0.32 | 193 | 0.028 | -0.36 | 178 | 0.026 | -0.32 | DEER:Res:ClothesDishWasher | Annual | 1719 |  | Appl-CW-Front-ElecDHW-ElecDry-Tier2DEER2017 | Appl-CW-Front-ElecDHW-ElecDry-Tier2AnyMFm2017CZ07DEER2017 | 535
Appl-CW-Front-ElecDHW-ElecDry-Tier2 | DEER2017 | D17 v3 |  | Any | MFm | 2017 | CZ08 | rDXGF | Household | 1 | 1206 | None | 192 | 0.027 | -0.29 | 177 | 0.025 | -0.26 | 192 | 0.027 | -0.29 | 177 | 0.025 | -0.26 | DEER:Res:ClothesDishWasher | Annual | 1719 |  | Appl-CW-Front-ElecDHW-ElecDry-Tier2DEER2017 | Appl-CW-Front-ElecDHW-ElecDry-Tier2AnyMFm2017CZ08DEER2017 | 536
Appl-CW-Front-ElecDHW-ElecDry-Tier2 | DEER2017 | D17 v3 |  | Any | MFm | 2017 | CZ09 | rDXGF | Household | 1 | 1126.6 | None | 192 | 0.028 | -0.34 | 177 | 0.026 | -0.31 | 192 | 0.028 | -0.34 | 177 | 0.026 | -0.31 | DEER:Res:ClothesDishWasher | Annual | 1719 |  | Appl-CW-Front-ElecDHW-ElecDry-Tier2DEER2017 | Appl-CW-Front-ElecDHW-ElecDry-Tier2AnyMFm2017CZ09DEER2017 | 537
Appl-CW-Front-ElecDHW-ElecDry-Tier2 | DEER2017 | D17 v3 |  | Any | MFm | 2017 | CZ10 | rDXGF | Household | 1 | 1073.2 | None | 192 | 0.028 | -0.27 | 177 | 0.026 | -0.24 | 192 | 0.028 | -0.27 | 177 | 0.026 | -0.24 | DEER:Res:ClothesDishWasher | Annual | 1719 |  | Appl-CW-Front-ElecDHW-ElecDry-Tier2DEER2017 | Appl-CW-Front-ElecDHW-ElecDry-Tier2AnyMFm2017CZ10DEER2017 | 538
Appl-CW-Front-ElecDHW-ElecDry-Tier2 | DEER2017 | D17 v3 |  | Any | MFm | 2017 | CZ11 | rDXGF | Household | 1 | 1073.2 | None | 193 | 0.028 | -0.42 | 178 | 0.026 | -0.38 | 193 | 0.028 | -0.42 | 178 | 0.026 | -0.38 | DEER:Res:ClothesDishWasher | Annual | 1719 |  | Appl-CW-Front-ElecDHW-ElecDry-Tier2DEER2017 | Appl-CW-Front-ElecDHW-ElecDry-Tier2AnyMFm2017CZ11DEER2017 | 539
Appl-CW-Front-ElecDHW-ElecDry-Tier2 | DEER2017 | D17 v3 |  | Any | MFm | 2017 | CZ12 | rDXGF | Household | 1 | 1073.2 | None | 193 | 0.029 | -0.39 | 178 | 0.026 | -0.35 | 193 | 0.029 | -0.39 | 178 | 0.026 | -0.35 | DEER:Res:ClothesDishWasher | Annual | 1719 |  | Appl-CW-Front-ElecDHW-ElecDry-Tier2DEER2017 | Appl-CW-Front-ElecDHW-ElecDry-Tier2AnyMFm2017CZ12DEER2017 | 540
Appl-CW-Front-ElecDHW-ElecDry-Tier2 | DEER2017 | D17 v3 |  | Any | MFm | 2017 | CZ13 | rDXGF | Household | 1 | 1073.2 | None | 193 | 0.028 | -0.41 | 178 | 0.026 | -0.37 | 193 | 0.028 | -0.41 | 178 | 0.026 | -0.37 | DEER:Res:ClothesDishWasher | Annual | 1719 |  | Appl-CW-Front-ElecDHW-ElecDry-Tier2DEER2017 | Appl-CW-Front-ElecDHW-ElecDry-Tier2AnyMFm2017CZ13DEER2017 | 541
Appl-CW-Front-ElecDHW-ElecDry-Tier2 | DEER2017 | D17 v3 |  | Any | MFm | 2017 | CZ14 | rDXGF | Household | 1 | 1094.6 | None | 193 | 0.028 | -0.48 | 178 | 0.026 | -0.43 | 193 | 0.028 | -0.48 | 178 | 0.026 | -0.43 | DEER:Res:ClothesDishWasher | Annual | 1719 |  | Appl-CW-Front-ElecDHW-ElecDry-Tier2DEER2017 | Appl-CW-Front-ElecDHW-ElecDry-Tier2AnyMFm2017CZ14DEER2017 | 542
Appl-CW-Front-ElecDHW-ElecDry-Tier2 | DEER2017 | D17 v3 |  | Any | MFm | 2017 | CZ15 | rDXGF | Household | 1 | 1094.6 | None | 193 | 0.027 | -0.2 | 178 | 0.025 | -0.18 | 193 | 0.027 | -0.2 | 178 | 0.025 | -0.18 | DEER:Res:ClothesDishWasher | Annual | 1719 |  | Appl-CW-Front-ElecDHW-ElecDry-Tier2DEER2017 | Appl-CW-Front-ElecDHW-ElecDry-Tier2AnyMFm2017CZ15DEER2017 | 543
Appl-CW-Front-ElecDHW-ElecDry-Tier2 | DEER2017 | D17 v3 |  | Any | MFm | 2017 | CZ16 | rDXGF | Household | 1 | 998.7 | None | 192 | 0.028 | -0.66 | 177 | 0.026 | -0.6 | 192 | 0.028 | -0.66 | 177 | 0.026 | -0.6 | DEER:Res:ClothesDishWasher | Annual | 1719 |  | Appl-CW-Front-ElecDHW-ElecDry-Tier2DEER2017 | Appl-CW-Front-ElecDHW-ElecDry-Tier2AnyMFm2017CZ16DEER2017 | 544
Appl-CW-Front-ElecDHW-ElecDry-Tier2 | DEER2017 | D17 v3 |  | Any | SFm | 1975 | CZ01 | rDXGF | Household | 1 | 1591 | None | 234 | 0.032 | -1.24 | 217 | 0.03 | -1.11 | 234 | 0.032 | -1.24 | 217 | 0.03 | -1.11 | DEER:Res:ClothesDishWasher | Annual | 1719 |  | Appl-CW-Front-ElecDHW-ElecDry-Tier2DEER2017 | Appl-CW-Front-ElecDHW-ElecDry-Tier2AnySFm1975CZ01DEER2017 | 545
Appl-CW-Front-ElecDHW-ElecDry-Tier2 | DEER2017 | D17 v3 |  | Any | SFm | 1975 | CZ02 | rDXGF | Household | 1 | 1591 | None | 236 | 0.04 | -1.16 | 218 | 0.037 | -1.04 | 236 | 0.04 | -1.16 | 218 | 0.037 | -1.04 | DEER:Res:ClothesDishWasher | Annual | 1719 |  | Appl-CW-Front-ElecDHW-ElecDry-Tier2DEER2017 | Appl-CW-Front-ElecDHW-ElecDry-Tier2AnySFm1975CZ02DEER2017 | 546
Appl-CW-Front-ElecDHW-ElecDry-Tier2 | DEER2017 | D17 v3 |  | Any | SFm | 1975 | CZ03 | rDXGF | Household | 1 | 1591 | None | 235 | 0.039 | -1.11 | 217 | 0.036 | -1 | 235 | 0.039 | -1.11 | 217 | 0.036 | -1 | DEER:Res:ClothesDishWasher | Annual | 1719 |  | Appl-CW-Front-ElecDHW-ElecDry-Tier2DEER2017 | Appl-CW-Front-ElecDHW-ElecDry-Tier2AnySFm1975CZ03DEER2017 | 547
Appl-CW-Front-ElecDHW-ElecDry-Tier2 | DEER2017 | D17 v3 |  | Any | SFm | 1975 | CZ04 | rDXGF | Household | 1 | 1591 | None | 238 | 0.039 | -0.95 | 219 | 0.035 | -0.86 | 238 | 0.039 | -0.95 | 219 | 0.035 | -0.86 | DEER:Res:ClothesDishWasher | Annual | 1719 |  | Appl-CW-Front-ElecDHW-ElecDry-Tier2DEER2017 | Appl-CW-Front-ElecDHW-ElecDry-Tier2AnySFm1975CZ04DEER2017 | 548
Appl-CW-Front-ElecDHW-ElecDry-Tier2 | DEER2017 | D17 v3 |  | Any | SFm | 1975 | CZ05 | rDXGF | Household | 1 | 1591 | None | 235 | 0.038 | -1.31 | 217 | 0.035 | -1.18 | 235 | 0.038 | -1.31 | 217 | 0.035 | -1.18 | DEER:Res:ClothesDishWasher | Annual | 1719 |  | Appl-CW-Front-ElecDHW-ElecDry-Tier2DEER2017 | Appl-CW-Front-ElecDHW-ElecDry-Tier2AnySFm1975CZ05DEER2017 | 549
Appl-CW-Front-ElecDHW-ElecDry-Tier2 | DEER2017 | D17 v3 |  | Any | SFm | 1975 | CZ06 | rDXGF | Household | 1 | 1528 | None | 239 | 0.036 | -0.71 | 220 | 0.034 | -0.65 | 239 | 0.036 | -0.71 | 220 | 0.034 | -0.65 | DEER:Res:ClothesDishWasher | Annual | 1719 |  | Appl-CW-Front-ElecDHW-ElecDry-Tier2DEER2017 | Appl-CW-Front-ElecDHW-ElecDry-Tier2AnySFm1975CZ06DEER2017 | 550
Appl-CW-Front-ElecDHW-ElecDry-Tier2 | DEER2017 | D17 v3 |  | Any | SFm | 1975 | CZ07 | rDXGF | Household | 1 | 1528 | None | 238 | 0.036 | -0.76 | 219 | 0.033 | -0.69 | 238 | 0.036 | -0.76 | 219 | 0.033 | -0.69 | DEER:Res:ClothesDishWasher | Annual | 1719 |  | Appl-CW-Front-ElecDHW-ElecDry-Tier2DEER2017 | Appl-CW-Front-ElecDHW-ElecDry-Tier2AnySFm1975CZ07DEER2017 | 551
Appl-CW-Front-ElecDHW-ElecDry-Tier2 | DEER2017 | D17 v3 |  | Any | SFm | 1975 | CZ08 | rDXGF | Household | 1 | 1528 | None | 239 | 0.038 | -0.69 | 220 | 0.035 | -0.62 | 239 | 0.038 | -0.69 | 220 | 0.035 | -0.62 | DEER:Res:ClothesDishWasher | Annual | 1719 |  | Appl-CW-Front-ElecDHW-ElecDry-Tier2DEER2017 | Appl-CW-Front-ElecDHW-ElecDry-Tier2AnySFm1975CZ08DEER2017 | 552
Appl-CW-Front-ElecDHW-ElecDry-Tier2 | DEER2017 | D17 v3 |  | Any | SFm | 1975 | CZ09 | rDXGF | Household | 1 | 1636 | None | 240 | 0.036 | -0.8 | 221 | 0.033 | -0.72 | 240 | 0.036 | -0.8 | 221 | 0.033 | -0.72 | DEER:Res:ClothesDishWasher | Annual | 1719 |  | Appl-CW-Front-ElecDHW-ElecDry-Tier2DEER2017 | Appl-CW-Front-ElecDHW-ElecDry-Tier2AnySFm1975CZ09DEER2017 | 553
Appl-CW-Front-ElecDHW-ElecDry-Tier2 | DEER2017 | D17 v3 |  | Any | SFm | 1975 | CZ10 | rDXGF | Household | 1 | 1636 | None | 239 | 0.038 | -0.94 | 220 | 0.035 | -0.85 | 239 | 0.038 | -0.94 | 220 | 0.035 | -0.85 | DEER:Res:ClothesDishWasher | Annual | 1719 |  | Appl-CW-Front-ElecDHW-ElecDry-Tier2DEER2017 | Appl-CW-Front-ElecDHW-ElecDry-Tier2AnySFm1975CZ10DEER2017 | 554
Appl-CW-Front-ElecDHW-ElecDry-Tier2 | DEER2017 | D17 v3 |  | Any | SFm | 1975 | CZ11 | rDXGF | Household | 1 | 1528 | None | 240 | 0.038 | -0.93 | 221 | 0.035 | -0.84 | 240 | 0.038 | -0.93 | 221 | 0.035 | -0.84 | DEER:Res:ClothesDishWasher | Annual | 1719 |  | Appl-CW-Front-ElecDHW-ElecDry-Tier2DEER2017 | Appl-CW-Front-ElecDHW-ElecDry-Tier2AnySFm1975CZ11DEER2017 | 555
Appl-CW-Front-ElecDHW-ElecDry-Tier2 | DEER2017 | D17 v3 |  | Any | SFm | 1975 | CZ12 | rDXGF | Household | 1 | 1528 | None | 239 | 0.039 | -0.99 | 220 | 0.036 | -0.89 | 239 | 0.039 | -0.99 | 220 | 0.036 | -0.89 | DEER:Res:ClothesDishWasher | Annual | 1719 |  | Appl-CW-Front-ElecDHW-ElecDry-Tier2DEER2017 | Appl-CW-Front-ElecDHW-ElecDry-Tier2AnySFm1975CZ12DEER2017 | 556
Appl-CW-Front-ElecDHW-ElecDry-Tier2 | DEER2017 | D17 v3 |  | Any | SFm | 1975 | CZ13 | rDXGF | Household | 1 | 1528 | None | 240 | 0.038 | -1.03 | 221 | 0.035 | -0.93 | 240 | 0.038 | -1.03 | 221 | 0.035 | -0.93 | DEER:Res:ClothesDishWasher | Annual | 1719 |  | Appl-CW-Front-ElecDHW-ElecDry-Tier2DEER2017 | Appl-CW-Front-ElecDHW-ElecDry-Tier2AnySFm1975CZ13DEER2017 | 557
Appl-CW-Front-ElecDHW-ElecDry-Tier2 | DEER2017 | D17 v3 |  | Any | SFm | 1975 | CZ14 | rDXGF | Household | 1 | 1555 | None | 241 | 0.036 | -0.92 | 223 | 0.033 | -0.83 | 241 | 0.036 | -0.92 | 223 | 0.033 | -0.83 | DEER:Res:ClothesDishWasher | Annual | 1719 |  | Appl-CW-Front-ElecDHW-ElecDry-Tier2DEER2017 | Appl-CW-Front-ElecDHW-ElecDry-Tier2AnySFm1975CZ14DEER2017 | 558
Appl-CW-Front-ElecDHW-ElecDry-Tier2 | DEER2017 | D17 v3 |  | Any | SFm | 1975 | CZ15 | rDXGF | Household | 1 | 1555 | None | 243 | 0.035 | -0.44 | 224 | 0.032 | -0.4 | 243 | 0.035 | -0.44 | 224 | 0.032 | -0.4 | DEER:Res:ClothesDishWasher | Annual | 1719 |  | Appl-CW-Front-ElecDHW-ElecDry-Tier2DEER2017 | Appl-CW-Front-ElecDHW-ElecDry-Tier2AnySFm1975CZ15DEER2017 | 559
Appl-CW-Front-ElecDHW-ElecDry-Tier2 | DEER2017 | D17 v3 |  | Any | SFm | 1975 | CZ16 | rDXGF | Household | 1 | 1591 | None | 239 | 0.036 | -1.08 | 221 | 0.033 | -0.97 | 239 | 0.036 | -1.08 | 221 | 0.033 | -0.97 | DEER:Res:ClothesDishWasher | Annual | 1719 |  | Appl-CW-Front-ElecDHW-ElecDry-Tier2DEER2017 | Appl-CW-Front-ElecDHW-ElecDry-Tier2AnySFm1975CZ16DEER2017 | 560
Appl-CW-Front-ElecDHW-ElecDry-Tier2 | DEER2017 | D17 v3 |  | Any | SFm | 1985 | CZ01 | rDXGF | Household | 1 | 1904 | None | 234 | 0.032 | -1.62 | 216 | 0.03 | -1.46 | 234 | 0.032 | -1.62 | 216 | 0.03 | -1.46 | DEER:Res:ClothesDishWasher | Annual | 1719 |  | Appl-CW-Front-ElecDHW-ElecDry-Tier2DEER2017 | Appl-CW-Front-ElecDHW-ElecDry-Tier2AnySFm1985CZ01DEER2017 | 561
Appl-CW-Front-ElecDHW-ElecDry-Tier2 | DEER2017 | D17 v3 |  | Any | SFm | 1985 | CZ02 | rDXGF | Household | 1 | 1904 | None | 236 | 0.038 | -1.41 | 218 | 0.035 | -1.26 | 236 | 0.038 | -1.41 | 218 | 0.035 | -1.26 | DEER:Res:ClothesDishWasher | Annual | 1719 |  | Appl-CW-Front-ElecDHW-ElecDry-Tier2DEER2017 | Appl-CW-Front-ElecDHW-ElecDry-Tier2AnySFm1985CZ02DEER2017 | 562
Appl-CW-Front-ElecDHW-ElecDry-Tier2 | DEER2017 | D17 v3 |  | Any | SFm | 1985 | CZ03 | rDXGF | Household | 1 | 1904 | None | 235 | 0.038 | -1.48 | 217 | 0.035 | -1.33 | 235 | 0.038 | -1.48 | 217 | 0.035 | -1.33 | DEER:Res:ClothesDishWasher | Annual | 1719 |  | Appl-CW-Front-ElecDHW-ElecDry-Tier2DEER2017 | Appl-CW-Front-ElecDHW-ElecDry-Tier2AnySFm1985CZ03DEER2017 | 563
Appl-CW-Front-ElecDHW-ElecDry-Tier2 | DEER2017 | D17 v3 |  | Any | SFm | 1985 | CZ04 | rDXGF | Household | 1 | 1904 | None | 239 | 0.035 | -1.14 | 220 | 0.032 | -1.03 | 239 | 0.035 | -1.14 | 220 | 0.032 | -1.03 | DEER:Res:ClothesDishWasher | Annual | 1719 |  | Appl-CW-Front-ElecDHW-ElecDry-Tier2DEER2017 | Appl-CW-Front-ElecDHW-ElecDry-Tier2AnySFm1985CZ04DEER2017 | 564
Appl-CW-Front-ElecDHW-ElecDry-Tier2 | DEER2017 | D17 v3 |  | Any | SFm | 1985 | CZ05 | rDXGF | Household | 1 | 1904 | None | 235 | 0.038 | -1.61 | 217 | 0.035 | -1.45 | 235 | 0.038 | -1.61 | 217 | 0.035 | -1.45 | DEER:Res:ClothesDishWasher | Annual | 1719 |  | Appl-CW-Front-ElecDHW-ElecDry-Tier2DEER2017 | Appl-CW-Front-ElecDHW-ElecDry-Tier2AnySFm1985CZ05DEER2017 | 565
Appl-CW-Front-ElecDHW-ElecDry-Tier2 | DEER2017 | D17 v3 |  | Any | SFm | 1985 | CZ06 | rDXGF | Household | 1 | 2064 | None | 237 | 0.037 | -0.87 | 219 | 0.034 | -0.78 | 237 | 0.037 | -0.87 | 219 | 0.034 | -0.78 | DEER:Res:ClothesDishWasher | Annual | 1719 |  | Appl-CW-Front-ElecDHW-ElecDry-Tier2DEER2017 | Appl-CW-Front-ElecDHW-ElecDry-Tier2AnySFm1985CZ06DEER2017 | 566
Appl-CW-Front-ElecDHW-ElecDry-Tier2 | DEER2017 | D17 v3 |  | Any | SFm | 1985 | CZ07 | rDXGF | Household | 1 | 2064 | None | 238 | 0.037 | -0.79 | 220 | 0.034 | -0.71 | 238 | 0.037 | -0.79 | 220 | 0.034 | -0.71 | DEER:Res:ClothesDishWasher | Annual | 1719 |  | Appl-CW-Front-ElecDHW-ElecDry-Tier2DEER2017 | Appl-CW-Front-ElecDHW-ElecDry-Tier2AnySFm1985CZ07DEER2017 | 567
Appl-CW-Front-ElecDHW-ElecDry-Tier2 | DEER2017 | D17 v3 |  | Any | SFm | 1985 | CZ08 | rDXGF | Household | 1 | 2064 | None | 240 | 0.035 | -0.83 | 221 | 0.033 | -0.74 | 240 | 0.035 | -0.83 | 221 | 0.033 | -0.74 | DEER:Res:ClothesDishWasher | Annual | 1719 |  | Appl-CW-Front-ElecDHW-ElecDry-Tier2DEER2017 | Appl-CW-Front-ElecDHW-ElecDry-Tier2AnySFm1985CZ08DEER2017 | 568
Appl-CW-Front-ElecDHW-ElecDry-Tier2 | DEER2017 | D17 v3 |  | Any | SFm | 1985 | CZ09 | rDXGF | Household | 1 | 1811 | None | 240 | 0.037 | -0.82 | 222 | 0.034 | -0.73 | 240 | 0.037 | -0.82 | 222 | 0.034 | -0.73 | DEER:Res:ClothesDishWasher | Annual | 1719 |  | Appl-CW-Front-ElecDHW-ElecDry-Tier2DEER2017 | Appl-CW-Front-ElecDHW-ElecDry-Tier2AnySFm1985CZ09DEER2017 | 569
Appl-CW-Front-ElecDHW-ElecDry-Tier2 | DEER2017 | D17 v3 |  | Any | SFm | 1985 | CZ10 | rDXGF | Household | 1 | 1811 | None | 240 | 0.037 | -0.95 | 221 | 0.034 | -0.85 | 240 | 0.037 | -0.95 | 221 | 0.034 | -0.85 | DEER:Res:ClothesDishWasher | Annual | 1719 |  | Appl-CW-Front-ElecDHW-ElecDry-Tier2DEER2017 | Appl-CW-Front-ElecDHW-ElecDry-Tier2AnySFm1985CZ10DEER2017 | 570
Appl-CW-Front-ElecDHW-ElecDry-Tier2 | DEER2017 | D17 v3 |  | Any | SFm | 1985 | CZ11 | rDXGF | Household | 1 | 1704 | None | 239 | 0.037 | -1.2 | 220 | 0.034 | -1.08 | 239 | 0.037 | -1.2 | 220 | 0.034 | -1.08 | DEER:Res:ClothesDishWasher | Annual | 1719 |  | Appl-CW-Front-ElecDHW-ElecDry-Tier2DEER2017 | Appl-CW-Front-ElecDHW-ElecDry-Tier2AnySFm1985CZ11DEER2017 | 571
Appl-CW-Front-ElecDHW-ElecDry-Tier2 | DEER2017 | D17 v3 |  | Any | SFm | 1985 | CZ12 | rDXGF | Household | 1 | 1704 | None | 239 | 0.039 | -1.2 | 220 | 0.036 | -1.08 | 239 | 0.039 | -1.2 | 220 | 0.036 | -1.08 | DEER:Res:ClothesDishWasher | Annual | 1719 |  | Appl-CW-Front-ElecDHW-ElecDry-Tier2DEER2017 | Appl-CW-Front-ElecDHW-ElecDry-Tier2AnySFm1985CZ12DEER2017 | 572
Appl-CW-Front-ElecDHW-ElecDry-Tier2 | DEER2017 | D17 v3 |  | Any | SFm | 1985 | CZ13 | rDXGF | Household | 1 | 1704 | None | 241 | 0.037 | -1.21 | 222 | 0.034 | -1.08 | 241 | 0.037 | -1.21 | 222 | 0.034 | -1.08 | DEER:Res:ClothesDishWasher | Annual | 1719 |  | Appl-CW-Front-ElecDHW-ElecDry-Tier2DEER2017 | Appl-CW-Front-ElecDHW-ElecDry-Tier2AnySFm1985CZ13DEER2017 | 573
Appl-CW-Front-ElecDHW-ElecDry-Tier2 | DEER2017 | D17 v3 |  | Any | SFm | 1985 | CZ14 | rDXGF | Household | 1 | 1741 | None | 242 | 0.036 | -1.16 | 223 | 0.033 | -1.04 | 242 | 0.036 | -1.16 | 223 | 0.033 | -1.04 | DEER:Res:ClothesDishWasher | Annual | 1719 |  | Appl-CW-Front-ElecDHW-ElecDry-Tier2DEER2017 | Appl-CW-Front-ElecDHW-ElecDry-Tier2AnySFm1985CZ14DEER2017 | 574
Appl-CW-Front-ElecDHW-ElecDry-Tier2 | DEER2017 | D17 v3 |  | Any | SFm | 1985 | CZ15 | rDXGF | Household | 1 | 1741 | None | 243 | 0.036 | -0.5 | 223 | 0.034 | -0.45 | 243 | 0.036 | -0.5 | 223 | 0.034 | -0.45 | DEER:Res:ClothesDishWasher | Annual | 1719 |  | Appl-CW-Front-ElecDHW-ElecDry-Tier2DEER2017 | Appl-CW-Front-ElecDHW-ElecDry-Tier2AnySFm1985CZ15DEER2017 | 575
Appl-CW-Front-ElecDHW-ElecDry-Tier2 | DEER2017 | D17 v3 |  | Any | SFm | 1985 | CZ16 | rDXGF | Household | 1 | 1904 | None | 239 | 0.037 | -1.31 | 221 | 0.034 | -1.17 | 239 | 0.037 | -1.31 | 221 | 0.034 | -1.17 | DEER:Res:ClothesDishWasher | Annual | 1719 |  | Appl-CW-Front-ElecDHW-ElecDry-Tier2DEER2017 | Appl-CW-Front-ElecDHW-ElecDry-Tier2AnySFm1985CZ16DEER2017 | 576
Appl-CW-Front-ElecDHW-ElecDry-Tier2 | DEER2017 | D17 v3 |  | Any | SFm | 1996 | CZ01 | rDXGF | Household | 1 | 2193 | None | 235 | 0.032 | -1.04 | 217 | 0.03 | -0.94 | 235 | 0.032 | -1.04 | 217 | 0.03 | -0.94 | DEER:Res:ClothesDishWasher | Annual | 1719 |  | Appl-CW-Front-ElecDHW-ElecDry-Tier2DEER2017 | Appl-CW-Front-ElecDHW-ElecDry-Tier2AnySFm1996CZ01DEER2017 | 577
Appl-CW-Front-ElecDHW-ElecDry-Tier2 | DEER2017 | D17 v3 |  | Any | SFm | 1996 | CZ02 | rDXGF | Household | 1 | 2193 | None | 238 | 0.043 | -1 | 220 | 0.04 | -0.91 | 238 | 0.043 | -1 | 220 | 0.04 | -0.91 | DEER:Res:ClothesDishWasher | Annual | 1719 |  | Appl-CW-Front-ElecDHW-ElecDry-Tier2DEER2017 | Appl-CW-Front-ElecDHW-ElecDry-Tier2AnySFm1996CZ02DEER2017 | 578
Appl-CW-Front-ElecDHW-ElecDry-Tier2 | DEER2017 | D17 v3 |  | Any | SFm | 1996 | CZ03 | rDXGF | Household | 1 | 2193 | None | 236 | 0.028 | -1.08 | 217 | 0.025 | -0.97 | 236 | 0.028 | -1.08 | 217 | 0.025 | -0.97 | DEER:Res:ClothesDishWasher | Annual | 1719 |  | Appl-CW-Front-ElecDHW-ElecDry-Tier2DEER2017 | Appl-CW-Front-ElecDHW-ElecDry-Tier2AnySFm1996CZ03DEER2017 | 579
Appl-CW-Front-ElecDHW-ElecDry-Tier2 | DEER2017 | D17 v3 |  | Any | SFm | 1996 | CZ04 | rDXGF | Household | 1 | 2193 | None | 240 | 0.04 | -0.94 | 221 | 0.037 | -0.85 | 240 | 0.04 | -0.94 | 221 | 0.037 | -0.85 | DEER:Res:ClothesDishWasher | Annual | 1719 |  | Appl-CW-Front-ElecDHW-ElecDry-Tier2DEER2017 | Appl-CW-Front-ElecDHW-ElecDry-Tier2AnySFm1996CZ04DEER2017 | 580
Appl-CW-Front-ElecDHW-ElecDry-Tier2 | DEER2017 | D17 v3 |  | Any | SFm | 1996 | CZ05 | rDXGF | Household | 1 | 2193 | None | 235 | 0.037 | -1.55 | 217 | 0.033 | -1.4 | 235 | 0.037 | -1.55 | 217 | 0.033 | -1.4 | DEER:Res:ClothesDishWasher | Annual | 1719 |  | Appl-CW-Front-ElecDHW-ElecDry-Tier2DEER2017 | Appl-CW-Front-ElecDHW-ElecDry-Tier2AnySFm1996CZ05DEER2017 | 581
Appl-CW-Front-ElecDHW-ElecDry-Tier2 | DEER2017 | D17 v3 |  | Any | SFm | 1996 | CZ06 | rDXGF | Household | 1 | 2297 | None | 239 | 0.037 | -0.74 | 221 | 0.034 | -0.67 | 239 | 0.037 | -0.74 | 221 | 0.034 | -0.67 | DEER:Res:ClothesDishWasher | Annual | 1719 |  | Appl-CW-Front-ElecDHW-ElecDry-Tier2DEER2017 | Appl-CW-Front-ElecDHW-ElecDry-Tier2AnySFm1996CZ06DEER2017 | 582
Appl-CW-Front-ElecDHW-ElecDry-Tier2 | DEER2017 | D17 v3 |  | Any | SFm | 1996 | CZ07 | rDXGF | Household | 1 | 2297 | None | 242 | 0.043 | 0.01 | 224 | 0.04 | 0.07 | 242 | 0.043 | 0.01 | 224 | 0.04 | 0.07 | DEER:Res:ClothesDishWasher | Annual | 1719 |  | Appl-CW-Front-ElecDHW-ElecDry-Tier2DEER2017 | Appl-CW-Front-ElecDHW-ElecDry-Tier2AnySFm1996CZ07DEER2017 | 583
Appl-CW-Front-ElecDHW-ElecDry-Tier2 | DEER2017 | D17 v3 |  | Any | SFm | 1996 | CZ08 | rDXGF | Household | 1 | 2297 | None | 241 | 0.03 | -0.67 | 222 | 0.027 | -0.6 | 241 | 0.03 | -0.67 | 222 | 0.027 | -0.6 | DEER:Res:ClothesDishWasher | Annual | 1719 |  | Appl-CW-Front-ElecDHW-ElecDry-Tier2DEER2017 | Appl-CW-Front-ElecDHW-ElecDry-Tier2AnySFm1996CZ08DEER2017 | 584
Appl-CW-Front-ElecDHW-ElecDry-Tier2 | DEER2017 | D17 v3 |  | Any | SFm | 1996 | CZ09 | rDXGF | Household | 1 | 2186 | None | 240 | 0.036 | -0.71 | 221 | 0.033 | -0.63 | 240 | 0.036 | -0.71 | 221 | 0.033 | -0.63 | DEER:Res:ClothesDishWasher | Annual | 1719 |  | Appl-CW-Front-ElecDHW-ElecDry-Tier2DEER2017 | Appl-CW-Front-ElecDHW-ElecDry-Tier2AnySFm1996CZ09DEER2017 | 585
Appl-CW-Front-ElecDHW-ElecDry-Tier2 | DEER2017 | D17 v3 |  | Any | SFm | 1996 | CZ10 | rDXGF | Household | 1 | 2186 | None | 241 | 0.037 | -0.88 | 222 | 0.035 | -0.79 | 241 | 0.037 | -0.88 | 222 | 0.035 | -0.79 | DEER:Res:ClothesDishWasher | Annual | 1719 |  | Appl-CW-Front-ElecDHW-ElecDry-Tier2DEER2017 | Appl-CW-Front-ElecDHW-ElecDry-Tier2AnySFm1996CZ10DEER2017 | 586
Appl-CW-Front-ElecDHW-ElecDry-Tier2 | DEER2017 | D17 v3 |  | Any | SFm | 1996 | CZ11 | rDXGF | Household | 1 | 2032 | None | 240 | 0.037 | -1.01 | 222 | 0.034 | -0.91 | 240 | 0.037 | -1.01 | 222 | 0.034 | -0.91 | DEER:Res:ClothesDishWasher | Annual | 1719 |  | Appl-CW-Front-ElecDHW-ElecDry-Tier2DEER2017 | Appl-CW-Front-ElecDHW-ElecDry-Tier2AnySFm1996CZ11DEER2017 | 587
Appl-CW-Front-ElecDHW-ElecDry-Tier2 | DEER2017 | D17 v3 |  | Any | SFm | 1996 | CZ12 | rDXGF | Household | 1 | 2032 | None | 239 | 0.038 | -0.98 | 221 | 0.035 | -0.88 | 239 | 0.038 | -0.98 | 221 | 0.035 | -0.88 | DEER:Res:ClothesDishWasher | Annual | 1719 |  | Appl-CW-Front-ElecDHW-ElecDry-Tier2DEER2017 | Appl-CW-Front-ElecDHW-ElecDry-Tier2AnySFm1996CZ12DEER2017 | 588
Appl-CW-Front-ElecDHW-ElecDry-Tier2 | DEER2017 | D17 v3 |  | Any | SFm | 1996 | CZ13 | rDXGF | Household | 1 | 2032 | None | 242 | 0.037 | -1.06 | 223 | 0.034 | -0.95 | 242 | 0.037 | -1.06 | 223 | 0.034 | -0.95 | DEER:Res:ClothesDishWasher | Annual | 1719 |  | Appl-CW-Front-ElecDHW-ElecDry-Tier2DEER2017 | Appl-CW-Front-ElecDHW-ElecDry-Tier2AnySFm1996CZ13DEER2017 | 589
Appl-CW-Front-ElecDHW-ElecDry-Tier2 | DEER2017 | D17 v3 |  | Any | SFm | 1996 | CZ14 | rDXGF | Household | 1 | 1758 | None | 241 | 0.036 | -1.02 | 223 | 0.033 | -0.91 | 241 | 0.036 | -1.02 | 223 | 0.033 | -0.91 | DEER:Res:ClothesDishWasher | Annual | 1719 |  | Appl-CW-Front-ElecDHW-ElecDry-Tier2DEER2017 | Appl-CW-Front-ElecDHW-ElecDry-Tier2AnySFm1996CZ14DEER2017 | 590
Appl-CW-Front-ElecDHW-ElecDry-Tier2 | DEER2017 | D17 v3 |  | Any | SFm | 1996 | CZ15 | rDXGF | Household | 1 | 1758 | None | 243 | 0.036 | -0.47 | 223 | 0.033 | -0.42 | 243 | 0.036 | -0.47 | 223 | 0.033 | -0.42 | DEER:Res:ClothesDishWasher | Annual | 1719 |  | Appl-CW-Front-ElecDHW-ElecDry-Tier2DEER2017 | Appl-CW-Front-ElecDHW-ElecDry-Tier2AnySFm1996CZ15DEER2017 | 591
Appl-CW-Front-ElecDHW-ElecDry-Tier2 | DEER2017 | D17 v3 |  | Any | SFm | 1996 | CZ16 | rDXGF | Household | 1 | 2193 | None | 239 | 0.037 | -0.85 | 221 | 0.034 | -0.76 | 239 | 0.037 | -0.85 | 221 | 0.034 | -0.76 | DEER:Res:ClothesDishWasher | Annual | 1719 |  | Appl-CW-Front-ElecDHW-ElecDry-Tier2DEER2017 | Appl-CW-Front-ElecDHW-ElecDry-Tier2AnySFm1996CZ16DEER2017 | 592
Appl-CW-Front-ElecDHW-ElecDry-Tier2 | DEER2017 | D17 v3 |  | Any | SFm | 2003 | CZ01 | rDXGF | Household | 1 | 2295.6 | None | 235 | 0.033 | -1.14 | 217 | 0.03 | -1.02 | 235 | 0.033 | -1.14 | 217 | 0.03 | -1.02 | DEER:Res:ClothesDishWasher | Annual | 1719 |  | Appl-CW-Front-ElecDHW-ElecDry-Tier2DEER2017 | Appl-CW-Front-ElecDHW-ElecDry-Tier2AnySFm2003CZ01DEER2017 | 593
Appl-CW-Front-ElecDHW-ElecDry-Tier2 | DEER2017 | D17 v3 |  | Any | SFm | 2003 | CZ02 | rDXGF | Household | 1 | 1948.8 | None | 237 | 0.038 | -1.01 | 219 | 0.035 | -0.9 | 237 | 0.038 | -1.01 | 219 | 0.035 | -0.9 | DEER:Res:ClothesDishWasher | Annual | 1719 |  | Appl-CW-Front-ElecDHW-ElecDry-Tier2DEER2017 | Appl-CW-Front-ElecDHW-ElecDry-Tier2AnySFm2003CZ02DEER2017 | 594
Appl-CW-Front-ElecDHW-ElecDry-Tier2 | DEER2017 | D17 v3 |  | Any | SFm | 2003 | CZ03 | rDXGF | Household | 1 | 2295.6 | None | 235 | 0.037 | -1.1 | 217 | 0.034 | -0.99 | 235 | 0.037 | -1.1 | 217 | 0.034 | -0.99 | DEER:Res:ClothesDishWasher | Annual | 1719 |  | Appl-CW-Front-ElecDHW-ElecDry-Tier2DEER2017 | Appl-CW-Front-ElecDHW-ElecDry-Tier2AnySFm2003CZ03DEER2017 | 595
Appl-CW-Front-ElecDHW-ElecDry-Tier2 | DEER2017 | D17 v3 |  | Any | SFm | 2003 | CZ04 | rDXGF | Household | 1 | 2295.6 | None | 239 | 0.038 | -0.89 | 220 | 0.035 | -0.8 | 239 | 0.038 | -0.89 | 220 | 0.035 | -0.8 | DEER:Res:ClothesDishWasher | Annual | 1719 |  | Appl-CW-Front-ElecDHW-ElecDry-Tier2DEER2017 | Appl-CW-Front-ElecDHW-ElecDry-Tier2AnySFm2003CZ04DEER2017 | 596
Appl-CW-Front-ElecDHW-ElecDry-Tier2 | DEER2017 | D17 v3 |  | Any | SFm | 2003 | CZ05 | rDXGF | Household | 1 | 2295.6 | None | 235 | 0.037 | -1.39 | 217 | 0.034 | -1.24 | 235 | 0.037 | -1.39 | 217 | 0.034 | -1.24 | DEER:Res:ClothesDishWasher | Annual | 1719 |  | Appl-CW-Front-ElecDHW-ElecDry-Tier2DEER2017 | Appl-CW-Front-ElecDHW-ElecDry-Tier2AnySFm2003CZ05DEER2017 | 597
Appl-CW-Front-ElecDHW-ElecDry-Tier2 | DEER2017 | D17 v3 |  | Any | SFm | 2003 | CZ06 | rDXGF | Household | 1 | 2392.9 | None | 242 | 0.037 | -0.65 | 223 | 0.034 | -0.59 | 242 | 0.037 | -0.65 | 223 | 0.034 | -0.59 | DEER:Res:ClothesDishWasher | Annual | 1719 |  | Appl-CW-Front-ElecDHW-ElecDry-Tier2DEER2017 | Appl-CW-Front-ElecDHW-ElecDry-Tier2AnySFm2003CZ06DEER2017 | 598
Appl-CW-Front-ElecDHW-ElecDry-Tier2 | DEER2017 | D17 v3 |  | Any | SFm | 2003 | CZ07 | rDXGF | Household | 1 | 2392.9 | None | 241 | 0.036 | -0.77 | 223 | 0.034 | -0.69 | 241 | 0.036 | -0.77 | 223 | 0.034 | -0.69 | DEER:Res:ClothesDishWasher | Annual | 1719 |  | Appl-CW-Front-ElecDHW-ElecDry-Tier2DEER2017 | Appl-CW-Front-ElecDHW-ElecDry-Tier2AnySFm2003CZ07DEER2017 | 599
Appl-CW-Front-ElecDHW-ElecDry-Tier2 | DEER2017 | D17 v3 |  | Any | SFm | 2003 | CZ08 | rDXGF | Household | 1 | 2392.9 | None | 243 | 0.036 | -0.59 | 223 | 0.033 | -0.52 | 243 | 0.036 | -0.59 | 223 | 0.033 | -0.52 | DEER:Res:ClothesDishWasher | Annual | 1719 |  | Appl-CW-Front-ElecDHW-ElecDry-Tier2DEER2017 | Appl-CW-Front-ElecDHW-ElecDry-Tier2AnySFm2003CZ08DEER2017 | 600
Appl-CW-Front-ElecDHW-ElecDry-Tier2 | DEER2017 | D17 v3 |  | Any | SFm | 2003 | CZ09 | rDXGF | Household | 1 | 2422.9 | None | 240 | 0.034 | -0.75 | 221 | 0.031 | -0.67 | 240 | 0.034 | -0.75 | 221 | 0.031 | -0.67 | DEER:Res:ClothesDishWasher | Annual | 1719 |  | Appl-CW-Front-ElecDHW-ElecDry-Tier2DEER2017 | Appl-CW-Front-ElecDHW-ElecDry-Tier2AnySFm2003CZ09DEER2017 | 601
Appl-CW-Front-ElecDHW-ElecDry-Tier2 | DEER2017 | D17 v3 |  | Any | SFm | 2003 | CZ10 | rDXGF | Household | 1 | 1948.8 | None | 241 | 0.035 | -0.85 | 222 | 0.032 | -0.77 | 241 | 0.035 | -0.85 | 222 | 0.032 | -0.77 | DEER:Res:ClothesDishWasher | Annual | 1719 |  | Appl-CW-Front-ElecDHW-ElecDry-Tier2DEER2017 | Appl-CW-Front-ElecDHW-ElecDry-Tier2AnySFm2003CZ10DEER2017 | 602
Appl-CW-Front-ElecDHW-ElecDry-Tier2 | DEER2017 | D17 v3 |  | Any | SFm | 2003 | CZ11 | rDXGF | Household | 1 | 1948.8 | None | 240 | 0.036 | -0.95 | 221 | 0.033 | -0.84 | 240 | 0.036 | -0.95 | 221 | 0.033 | -0.84 | DEER:Res:ClothesDishWasher | Annual | 1719 |  | Appl-CW-Front-ElecDHW-ElecDry-Tier2DEER2017 | Appl-CW-Front-ElecDHW-ElecDry-Tier2AnySFm2003CZ11DEER2017 | 603
Appl-CW-Front-ElecDHW-ElecDry-Tier2 | DEER2017 | D17 v3 |  | Any | SFm | 2003 | CZ12 | rDXGF | Household | 1 | 1948.8 | None | 239 | 0.037 | -0.94 | 220 | 0.034 | -0.85 | 239 | 0.037 | -0.94 | 220 | 0.034 | -0.85 | DEER:Res:ClothesDishWasher | Annual | 1719 |  | Appl-CW-Front-ElecDHW-ElecDry-Tier2DEER2017 | Appl-CW-Front-ElecDHW-ElecDry-Tier2AnySFm2003CZ12DEER2017 | 604
Appl-CW-Front-ElecDHW-ElecDry-Tier2 | DEER2017 | D17 v3 |  | Any | SFm | 2003 | CZ13 | rDXGF | Household | 1 | 1948.8 | None | 240 | 0.037 | -0.97 | 221 | 0.034 | -0.87 | 240 | 0.037 | -0.97 | 221 | 0.034 | -0.87 | DEER:Res:ClothesDishWasher | Annual | 1719 |  | Appl-CW-Front-ElecDHW-ElecDry-Tier2DEER2017 | Appl-CW-Front-ElecDHW-ElecDry-Tier2AnySFm2003CZ13DEER2017 | 605
Appl-CW-Front-ElecDHW-ElecDry-Tier2 | DEER2017 | D17 v3 |  | Any | SFm | 2003 | CZ14 | rDXGF | Household | 1 | 2160.9 | None | 241 | 0.035 | -1.01 | 222 | 0.032 | -0.91 | 241 | 0.035 | -1.01 | 222 | 0.032 | -0.91 | DEER:Res:ClothesDishWasher | Annual | 1719 |  | Appl-CW-Front-ElecDHW-ElecDry-Tier2DEER2017 | Appl-CW-Front-ElecDHW-ElecDry-Tier2AnySFm2003CZ14DEER2017 | 606
Appl-CW-Front-ElecDHW-ElecDry-Tier2 | DEER2017 | D17 v3 |  | Any | SFm | 2003 | CZ15 | rDXGF | Household | 1 | 2160.9 | None | 242 | 0.035 | -0.48 | 223 | 0.032 | -0.43 | 242 | 0.035 | -0.48 | 223 | 0.032 | -0.43 | DEER:Res:ClothesDishWasher | Annual | 1719 |  | Appl-CW-Front-ElecDHW-ElecDry-Tier2DEER2017 | Appl-CW-Front-ElecDHW-ElecDry-Tier2AnySFm2003CZ15DEER2017 | 607
Appl-CW-Front-ElecDHW-ElecDry-Tier2 | DEER2017 | D17 v3 |  | Any | SFm | 2003 | CZ16 | rDXGF | Household | 1 | 2295.6 | None | 238 | 0.036 | -0.81 | 220 | 0.033 | -0.72 | 238 | 0.036 | -0.81 | 220 | 0.033 | -0.72 | DEER:Res:ClothesDishWasher | Annual | 1719 |  | Appl-CW-Front-ElecDHW-ElecDry-Tier2DEER2017 | Appl-CW-Front-ElecDHW-ElecDry-Tier2AnySFm2003CZ16DEER2017 | 608
Appl-CW-Front-ElecDHW-ElecDry-Tier2 | DEER2017 | D17 v3 |  | Any | SFm | 2007 | CZ01 | rDXGF | Household | 1 | 2295.6 | None | 235 | 0.033 | -1.14 | 217 | 0.03 | -1.02 | 235 | 0.033 | -1.14 | 217 | 0.03 | -1.02 | DEER:Res:ClothesDishWasher | Annual | 1719 |  | Appl-CW-Front-ElecDHW-ElecDry-Tier2DEER2017 | Appl-CW-Front-ElecDHW-ElecDry-Tier2AnySFm2007CZ01DEER2017 | 609
Appl-CW-Front-ElecDHW-ElecDry-Tier2 | DEER2017 | D17 v3 |  | Any | SFm | 2007 | CZ02 | rDXGF | Household | 1 | 1948.8 | None | 237 | 0.036 | -1.24 | 219 | 0.034 | -1.11 | 237 | 0.036 | -1.24 | 219 | 0.034 | -1.11 | DEER:Res:ClothesDishWasher | Annual | 1719 |  | Appl-CW-Front-ElecDHW-ElecDry-Tier2DEER2017 | Appl-CW-Front-ElecDHW-ElecDry-Tier2AnySFm2007CZ02DEER2017 | 610
Appl-CW-Front-ElecDHW-ElecDry-Tier2 | DEER2017 | D17 v3 |  | Any | SFm | 2007 | CZ03 | rDXGF | Household | 1 | 2295.6 | None | 235 | 0.036 | -1.14 | 217 | 0.033 | -1.02 | 235 | 0.036 | -1.14 | 217 | 0.033 | -1.02 | DEER:Res:ClothesDishWasher | Annual | 1719 |  | Appl-CW-Front-ElecDHW-ElecDry-Tier2DEER2017 | Appl-CW-Front-ElecDHW-ElecDry-Tier2AnySFm2007CZ03DEER2017 | 611
Appl-CW-Front-ElecDHW-ElecDry-Tier2 | DEER2017 | D17 v3 |  | Any | SFm | 2007 | CZ04 | rDXGF | Household | 1 | 2295.6 | None | 238 | 0.036 | -0.96 | 220 | 0.033 | -0.86 | 238 | 0.036 | -0.96 | 220 | 0.033 | -0.86 | DEER:Res:ClothesDishWasher | Annual | 1719 |  | Appl-CW-Front-ElecDHW-ElecDry-Tier2DEER2017 | Appl-CW-Front-ElecDHW-ElecDry-Tier2AnySFm2007CZ04DEER2017 | 612
Appl-CW-Front-ElecDHW-ElecDry-Tier2 | DEER2017 | D17 v3 |  | Any | SFm | 2007 | CZ05 | rDXGF | Household | 1 | 2295.6 | None | 235 | 0.034 | -1.51 | 217 | 0.031 | -1.38 | 235 | 0.034 | -1.51 | 217 | 0.031 | -1.38 | DEER:Res:ClothesDishWasher | Annual | 1719 |  | Appl-CW-Front-ElecDHW-ElecDry-Tier2DEER2017 | Appl-CW-Front-ElecDHW-ElecDry-Tier2AnySFm2007CZ05DEER2017 | 613
Appl-CW-Front-ElecDHW-ElecDry-Tier2 | DEER2017 | D17 v3 |  | Any | SFm | 2007 | CZ06 | rDXGF | Household | 1 | 2392.9 | None | 239 | 0.035 | -0.75 | 220 | 0.033 | -0.66 | 239 | 0.035 | -0.75 | 220 | 0.033 | -0.66 | DEER:Res:ClothesDishWasher | Annual | 1719 |  | Appl-CW-Front-ElecDHW-ElecDry-Tier2DEER2017 | Appl-CW-Front-ElecDHW-ElecDry-Tier2AnySFm2007CZ06DEER2017 | 614
Appl-CW-Front-ElecDHW-ElecDry-Tier2 | DEER2017 | D17 v3 |  | Any | SFm | 2007 | CZ07 | rDXGF | Household | 1 | 2392.9 | None | 240 | 0.037 | -0.63 | 221 | 0.034 | -0.57 | 240 | 0.037 | -0.63 | 221 | 0.034 | -0.57 | DEER:Res:ClothesDishWasher | Annual | 1719 |  | Appl-CW-Front-ElecDHW-ElecDry-Tier2DEER2017 | Appl-CW-Front-ElecDHW-ElecDry-Tier2AnySFm2007CZ07DEER2017 | 615
Appl-CW-Front-ElecDHW-ElecDry-Tier2 | DEER2017 | D17 v3 |  | Any | SFm | 2007 | CZ08 | rDXGF | Household | 1 | 2392.9 | None | 241 | 0.036 | -0.58 | 222 | 0.033 | -0.51 | 241 | 0.036 | -0.58 | 222 | 0.033 | -0.51 | DEER:Res:ClothesDishWasher | Annual | 1719 |  | Appl-CW-Front-ElecDHW-ElecDry-Tier2DEER2017 | Appl-CW-Front-ElecDHW-ElecDry-Tier2AnySFm2007CZ08DEER2017 | 616
Appl-CW-Front-ElecDHW-ElecDry-Tier2 | DEER2017 | D17 v3 |  | Any | SFm | 2007 | CZ09 | rDXGF | Household | 1 | 2422.9 | None | 239 | 0.033 | -0.68 | 220 | 0.03 | -0.61 | 239 | 0.033 | -0.68 | 220 | 0.03 | -0.61 | DEER:Res:ClothesDishWasher | Annual | 1719 |  | Appl-CW-Front-ElecDHW-ElecDry-Tier2DEER2017 | Appl-CW-Front-ElecDHW-ElecDry-Tier2AnySFm2007CZ09DEER2017 | 617
Appl-CW-Front-ElecDHW-ElecDry-Tier2 | DEER2017 | D17 v3 |  | Any | SFm | 2007 | CZ10 | rDXGF | Household | 1 | 1948.8 | None | 240 | 0.034 | -0.89 | 221 | 0.031 | -0.8 | 240 | 0.034 | -0.89 | 221 | 0.031 | -0.8 | DEER:Res:ClothesDishWasher | Annual | 1719 |  | Appl-CW-Front-ElecDHW-ElecDry-Tier2DEER2017 | Appl-CW-Front-ElecDHW-ElecDry-Tier2AnySFm2007CZ10DEER2017 | 618
Appl-CW-Front-ElecDHW-ElecDry-Tier2 | DEER2017 | D17 v3 |  | Any | SFm | 2007 | CZ11 | rDXGF | Household | 1 | 1948.8 | None | 239 | 0.035 | -1.01 | 220 | 0.032 | -0.91 | 239 | 0.035 | -1.01 | 220 | 0.032 | -0.91 | DEER:Res:ClothesDishWasher | Annual | 1719 |  | Appl-CW-Front-ElecDHW-ElecDry-Tier2DEER2017 | Appl-CW-Front-ElecDHW-ElecDry-Tier2AnySFm2007CZ11DEER2017 | 619
Appl-CW-Front-ElecDHW-ElecDry-Tier2 | DEER2017 | D17 v3 |  | Any | SFm | 2007 | CZ12 | rDXGF | Household | 1 | 1948.8 | None | 238 | 0.037 | -0.91 | 220 | 0.034 | -0.81 | 238 | 0.037 | -0.91 | 220 | 0.034 | -0.81 | DEER:Res:ClothesDishWasher | Annual | 1719 |  | Appl-CW-Front-ElecDHW-ElecDry-Tier2DEER2017 | Appl-CW-Front-ElecDHW-ElecDry-Tier2AnySFm2007CZ12DEER2017 | 620
Appl-CW-Front-ElecDHW-ElecDry-Tier2 | DEER2017 | D17 v3 |  | Any | SFm | 2007 | CZ13 | rDXGF | Household | 1 | 1948.8 | None | 240 | 0.035 | -0.86 | 221 | 0.033 | -0.77 | 240 | 0.035 | -0.86 | 221 | 0.033 | -0.77 | DEER:Res:ClothesDishWasher | Annual | 1719 |  | Appl-CW-Front-ElecDHW-ElecDry-Tier2DEER2017 | Appl-CW-Front-ElecDHW-ElecDry-Tier2AnySFm2007CZ13DEER2017 | 621
Appl-CW-Front-ElecDHW-ElecDry-Tier2 | DEER2017 | D17 v3 |  | Any | SFm | 2007 | CZ14 | rDXGF | Household | 1 | 2160.9 | None | 240 | 0.035 | -1.04 | 221 | 0.032 | -0.93 | 240 | 0.035 | -1.04 | 221 | 0.032 | -0.93 | DEER:Res:ClothesDishWasher | Annual | 1719 |  | Appl-CW-Front-ElecDHW-ElecDry-Tier2DEER2017 | Appl-CW-Front-ElecDHW-ElecDry-Tier2AnySFm2007CZ14DEER2017 | 622
Appl-CW-Front-ElecDHW-ElecDry-Tier2 | DEER2017 | D17 v3 |  | Any | SFm | 2007 | CZ15 | rDXGF | Household | 1 | 2160.9 | None | 241 | 0.035 | -0.45 | 222 | 0.032 | -0.41 | 241 | 0.035 | -0.45 | 222 | 0.032 | -0.41 | DEER:Res:ClothesDishWasher | Annual | 1719 |  | Appl-CW-Front-ElecDHW-ElecDry-Tier2DEER2017 | Appl-CW-Front-ElecDHW-ElecDry-Tier2AnySFm2007CZ15DEER2017 | 623
Appl-CW-Front-ElecDHW-ElecDry-Tier2 | DEER2017 | D17 v3 |  | Any | SFm | 2007 | CZ16 | rDXGF | Household | 1 | 2295.6 | None | 238 | 0.036 | -0.82 | 220 | 0.033 | -0.73 | 238 | 0.036 | -0.82 | 220 | 0.033 | -0.73 | DEER:Res:ClothesDishWasher | Annual | 1719 |  | Appl-CW-Front-ElecDHW-ElecDry-Tier2DEER2017 | Appl-CW-Front-ElecDHW-ElecDry-Tier2AnySFm2007CZ16DEER2017 | 624
Appl-CW-Front-ElecDHW-ElecDry-Tier2 | DEER2017 | D17 v3 |  | Any | SFm | 2011 | CZ01 | rDXGF | Household | 1 | 2295.6 | None | 235 | 0.033 | -1.07 | 217 | 0.031 | -0.96 | 235 | 0.033 | -1.07 | 217 | 0.031 | -0.96 | DEER:Res:ClothesDishWasher | Annual | 1719 |  | Appl-CW-Front-ElecDHW-ElecDry-Tier2DEER2017 | Appl-CW-Front-ElecDHW-ElecDry-Tier2AnySFm2011CZ01DEER2017 | 625
Appl-CW-Front-ElecDHW-ElecDry-Tier2 | DEER2017 | D17 v3 |  | Any | SFm | 2011 | CZ02 | rDXGF | Household | 1 | 1948.8 | None | 237 | 0.036 | -1.18 | 219 | 0.033 | -1.06 | 237 | 0.036 | -1.18 | 219 | 0.033 | -1.06 | DEER:Res:ClothesDishWasher | Annual | 1719 |  | Appl-CW-Front-ElecDHW-ElecDry-Tier2DEER2017 | Appl-CW-Front-ElecDHW-ElecDry-Tier2AnySFm2011CZ02DEER2017 | 626
Appl-CW-Front-ElecDHW-ElecDry-Tier2 | DEER2017 | D17 v3 |  | Any | SFm | 2011 | CZ03 | rDXGF | Household | 1 | 2295.6 | None | 235 | 0.037 | -1.11 | 217 | 0.034 | -1 | 235 | 0.037 | -1.11 | 217 | 0.034 | -1 | DEER:Res:ClothesDishWasher | Annual | 1719 |  | Appl-CW-Front-ElecDHW-ElecDry-Tier2DEER2017 | Appl-CW-Front-ElecDHW-ElecDry-Tier2AnySFm2011CZ03DEER2017 | 627
Appl-CW-Front-ElecDHW-ElecDry-Tier2 | DEER2017 | D17 v3 |  | Any | SFm | 2011 | CZ04 | rDXGF | Household | 1 | 2295.6 | None | 239 | 0.037 | -0.93 | 220 | 0.034 | -0.83 | 239 | 0.037 | -0.93 | 220 | 0.034 | -0.83 | DEER:Res:ClothesDishWasher | Annual | 1719 |  | Appl-CW-Front-ElecDHW-ElecDry-Tier2DEER2017 | Appl-CW-Front-ElecDHW-ElecDry-Tier2AnySFm2011CZ04DEER2017 | 628
Appl-CW-Front-ElecDHW-ElecDry-Tier2 | DEER2017 | D17 v3 |  | Any | SFm | 2011 | CZ05 | rDXGF | Household | 1 | 2295.6 | None | 235 | 0.036 | -1.33 | 217 | 0.033 | -1.2 | 235 | 0.036 | -1.33 | 217 | 0.033 | -1.2 | DEER:Res:ClothesDishWasher | Annual | 1719 |  | Appl-CW-Front-ElecDHW-ElecDry-Tier2DEER2017 | Appl-CW-Front-ElecDHW-ElecDry-Tier2AnySFm2011CZ05DEER2017 | 629
Appl-CW-Front-ElecDHW-ElecDry-Tier2 | DEER2017 | D17 v3 |  | Any | SFm | 2011 | CZ06 | rDXGF | Household | 1 | 2392.9 | None | 237 | 0.034 | -0.83 | 219 | 0.031 | -0.74 | 237 | 0.034 | -0.83 | 219 | 0.031 | -0.74 | DEER:Res:ClothesDishWasher | Annual | 1719 |  | Appl-CW-Front-ElecDHW-ElecDry-Tier2DEER2017 | Appl-CW-Front-ElecDHW-ElecDry-Tier2AnySFm2011CZ06DEER2017 | 630
Appl-CW-Front-ElecDHW-ElecDry-Tier2 | DEER2017 | D17 v3 |  | Any | SFm | 2011 | CZ07 | rDXGF | Household | 1 | 2392.9 | None | 239 | 0.034 | -0.53 | 221 | 0.031 | -0.47 | 239 | 0.034 | -0.53 | 221 | 0.031 | -0.47 | DEER:Res:ClothesDishWasher | Annual | 1719 |  | Appl-CW-Front-ElecDHW-ElecDry-Tier2DEER2017 | Appl-CW-Front-ElecDHW-ElecDry-Tier2AnySFm2011CZ07DEER2017 | 631
Appl-CW-Front-ElecDHW-ElecDry-Tier2 | DEER2017 | D17 v3 |  | Any | SFm | 2011 | CZ08 | rDXGF | Household | 1 | 2392.9 | None | 241 | 0.035 | -0.54 | 222 | 0.032 | -0.49 | 241 | 0.035 | -0.54 | 222 | 0.032 | -0.49 | DEER:Res:ClothesDishWasher | Annual | 1719 |  | Appl-CW-Front-ElecDHW-ElecDry-Tier2DEER2017 | Appl-CW-Front-ElecDHW-ElecDry-Tier2AnySFm2011CZ08DEER2017 | 632
Appl-CW-Front-ElecDHW-ElecDry-Tier2 | DEER2017 | D17 v3 |  | Any | SFm | 2011 | CZ09 | rDXGF | Household | 1 | 2422.9 | None | 239 | 0.034 | -0.63 | 220 | 0.031 | -0.57 | 239 | 0.034 | -0.63 | 220 | 0.031 | -0.57 | DEER:Res:ClothesDishWasher | Annual | 1719 |  | Appl-CW-Front-ElecDHW-ElecDry-Tier2DEER2017 | Appl-CW-Front-ElecDHW-ElecDry-Tier2AnySFm2011CZ09DEER2017 | 633
Appl-CW-Front-ElecDHW-ElecDry-Tier2 | DEER2017 | D17 v3 |  | Any | SFm | 2011 | CZ10 | rDXGF | Household | 1 | 1948.8 | None | 240 | 0.035 | -0.85 | 221 | 0.032 | -0.76 | 240 | 0.035 | -0.85 | 221 | 0.032 | -0.76 | DEER:Res:ClothesDishWasher | Annual | 1719 |  | Appl-CW-Front-ElecDHW-ElecDry-Tier2DEER2017 | Appl-CW-Front-ElecDHW-ElecDry-Tier2AnySFm2011CZ10DEER2017 | 634
Appl-CW-Front-ElecDHW-ElecDry-Tier2 | DEER2017 | D17 v3 |  | Any | SFm | 2011 | CZ11 | rDXGF | Household | 1 | 1948.8 | None | 239 | 0.035 | -0.97 | 221 | 0.032 | -0.86 | 239 | 0.035 | -0.97 | 221 | 0.032 | -0.86 | DEER:Res:ClothesDishWasher | Annual | 1719 |  | Appl-CW-Front-ElecDHW-ElecDry-Tier2DEER2017 | Appl-CW-Front-ElecDHW-ElecDry-Tier2AnySFm2011CZ11DEER2017 | 635
Appl-CW-Front-ElecDHW-ElecDry-Tier2 | DEER2017 | D17 v3 |  | Any | SFm | 2011 | CZ12 | rDXGF | Household | 1 | 1948.8 | None | 239 | 0.036 | -0.85 | 220 | 0.033 | -0.77 | 239 | 0.036 | -0.85 | 220 | 0.033 | -0.77 | DEER:Res:ClothesDishWasher | Annual | 1719 |  | Appl-CW-Front-ElecDHW-ElecDry-Tier2DEER2017 | Appl-CW-Front-ElecDHW-ElecDry-Tier2AnySFm2011CZ12DEER2017 | 636
Appl-CW-Front-ElecDHW-ElecDry-Tier2 | DEER2017 | D17 v3 |  | Any | SFm | 2011 | CZ13 | rDXGF | Household | 1 | 1948.8 | None | 240 | 0.035 | -0.81 | 221 | 0.033 | -0.73 | 240 | 0.035 | -0.81 | 221 | 0.033 | -0.73 | DEER:Res:ClothesDishWasher | Annual | 1719 |  | Appl-CW-Front-ElecDHW-ElecDry-Tier2DEER2017 | Appl-CW-Front-ElecDHW-ElecDry-Tier2AnySFm2011CZ13DEER2017 | 637
Appl-CW-Front-ElecDHW-ElecDry-Tier2 | DEER2017 | D17 v3 |  | Any | SFm | 2011 | CZ14 | rDXGF | Household | 1 | 2160.9 | None | 240 | 0.035 | -0.99 | 221 | 0.032 | -0.89 | 240 | 0.035 | -0.99 | 221 | 0.032 | -0.89 | DEER:Res:ClothesDishWasher | Annual | 1719 |  | Appl-CW-Front-ElecDHW-ElecDry-Tier2DEER2017 | Appl-CW-Front-ElecDHW-ElecDry-Tier2AnySFm2011CZ14DEER2017 | 638
Appl-CW-Front-ElecDHW-ElecDry-Tier2 | DEER2017 | D17 v3 |  | Any | SFm | 2011 | CZ15 | rDXGF | Household | 1 | 2160.9 | None | 241 | 0.034 | -0.44 | 222 | 0.032 | -0.39 | 241 | 0.034 | -0.44 | 222 | 0.032 | -0.39 | DEER:Res:ClothesDishWasher | Annual | 1719 |  | Appl-CW-Front-ElecDHW-ElecDry-Tier2DEER2017 | Appl-CW-Front-ElecDHW-ElecDry-Tier2AnySFm2011CZ15DEER2017 | 639
Appl-CW-Front-ElecDHW-ElecDry-Tier2 | DEER2017 | D17 v3 |  | Any | SFm | 2011 | CZ16 | rDXGF | Household | 1 | 2295.6 | None | 238 | 0.035 | -0.76 | 220 | 0.032 | -0.69 | 238 | 0.035 | -0.76 | 220 | 0.032 | -0.69 | DEER:Res:ClothesDishWasher | Annual | 1719 |  | Appl-CW-Front-ElecDHW-ElecDry-Tier2DEER2017 | Appl-CW-Front-ElecDHW-ElecDry-Tier2AnySFm2011CZ16DEER2017 | 640
Appl-CW-Front-ElecDHW-ElecDry-Tier2 | DEER2017 | D17 v3 |  | Any | SFm | 2015 | CZ01 | rDXGF | Household | 1 | 2295.6 | None | 235 | 0.032 | -0.98 | 217 | 0.03 | -0.88 | 235 | 0.032 | -0.98 | 217 | 0.03 | -0.88 | DEER:Res:ClothesDishWasher | Annual | 1719 |  | Appl-CW-Front-ElecDHW-ElecDry-Tier2DEER2017 | Appl-CW-Front-ElecDHW-ElecDry-Tier2AnySFm2015CZ01DEER2017 | 641
Appl-CW-Front-ElecDHW-ElecDry-Tier2 | DEER2017 | D17 v3 |  | Any | SFm | 2015 | CZ02 | rDXGF | Household | 1 | 1948.8 | None | 237 | 0.037 | -1.18 | 219 | 0.034 | -1.06 | 237 | 0.037 | -1.18 | 219 | 0.034 | -1.06 | DEER:Res:ClothesDishWasher | Annual | 1719 |  | Appl-CW-Front-ElecDHW-ElecDry-Tier2DEER2017 | Appl-CW-Front-ElecDHW-ElecDry-Tier2AnySFm2015CZ02DEER2017 | 642
Appl-CW-Front-ElecDHW-ElecDry-Tier2 | DEER2017 | D17 v3 |  | Any | SFm | 2015 | CZ03 | rDXGF | Household | 1 | 2295.6 | None | 236 | 0.036 | -0.93 | 218 | 0.033 | -0.84 | 236 | 0.036 | -0.93 | 218 | 0.033 | -0.84 | DEER:Res:ClothesDishWasher | Annual | 1719 |  | Appl-CW-Front-ElecDHW-ElecDry-Tier2DEER2017 | Appl-CW-Front-ElecDHW-ElecDry-Tier2AnySFm2015CZ03DEER2017 | 643
Appl-CW-Front-ElecDHW-ElecDry-Tier2 | DEER2017 | D17 v3 |  | Any | SFm | 2015 | CZ04 | rDXGF | Household | 1 | 2295.6 | None | 238 | 0.036 | -0.96 | 219 | 0.033 | -0.87 | 238 | 0.036 | -0.96 | 219 | 0.033 | -0.87 | DEER:Res:ClothesDishWasher | Annual | 1719 |  | Appl-CW-Front-ElecDHW-ElecDry-Tier2DEER2017 | Appl-CW-Front-ElecDHW-ElecDry-Tier2AnySFm2015CZ04DEER2017 | 644
Appl-CW-Front-ElecDHW-ElecDry-Tier2 | DEER2017 | D17 v3 |  | Any | SFm | 2015 | CZ05 | rDXGF | Household | 1 | 2295.6 | None | 236 | 0.035 | -1.08 | 218 | 0.033 | -0.97 | 236 | 0.035 | -1.08 | 218 | 0.033 | -0.97 | DEER:Res:ClothesDishWasher | Annual | 1719 |  | Appl-CW-Front-ElecDHW-ElecDry-Tier2DEER2017 | Appl-CW-Front-ElecDHW-ElecDry-Tier2AnySFm2015CZ05DEER2017 | 645
Appl-CW-Front-ElecDHW-ElecDry-Tier2 | DEER2017 | D17 v3 |  | Any | SFm | 2015 | CZ06 | rDXGF | Household | 1 | 2392.9 | None | 237 | 0.037 | -0.79 | 219 | 0.034 | -0.71 | 237 | 0.037 | -0.79 | 219 | 0.034 | -0.71 | DEER:Res:ClothesDishWasher | Annual | 1719 |  | Appl-CW-Front-ElecDHW-ElecDry-Tier2DEER2017 | Appl-CW-Front-ElecDHW-ElecDry-Tier2AnySFm2015CZ06DEER2017 | 646
Appl-CW-Front-ElecDHW-ElecDry-Tier2 | DEER2017 | D17 v3 |  | Any | SFm | 2015 | CZ07 | rDXGF | Household | 1 | 2392.9 | None | 239 | 0.036 | -0.6 | 220 | 0.032 | -0.54 | 239 | 0.036 | -0.6 | 220 | 0.032 | -0.54 | DEER:Res:ClothesDishWasher | Annual | 1719 |  | Appl-CW-Front-ElecDHW-ElecDry-Tier2DEER2017 | Appl-CW-Front-ElecDHW-ElecDry-Tier2AnySFm2015CZ07DEER2017 | 647
Appl-CW-Front-ElecDHW-ElecDry-Tier2 | DEER2017 | D17 v3 |  | Any | SFm | 2015 | CZ08 | rDXGF | Household | 1 | 2392.9 | None | 239 | 0.032 | -0.55 | 221 | 0.031 | -0.36 | 239 | 0.032 | -0.55 | 221 | 0.031 | -0.36 | DEER:Res:ClothesDishWasher | Annual | 1719 |  | Appl-CW-Front-ElecDHW-ElecDry-Tier2DEER2017 | Appl-CW-Front-ElecDHW-ElecDry-Tier2AnySFm2015CZ08DEER2017 | 648
Appl-CW-Front-ElecDHW-ElecDry-Tier2 | DEER2017 | D17 v3 |  | Any | SFm | 2015 | CZ09 | rDXGF | Household | 1 | 2422.9 | None | 238 | 0.034 | -0.62 | 220 | 0.031 | -0.56 | 238 | 0.034 | -0.62 | 220 | 0.031 | -0.56 | DEER:Res:ClothesDishWasher | Annual | 1719 |  | Appl-CW-Front-ElecDHW-ElecDry-Tier2DEER2017 | Appl-CW-Front-ElecDHW-ElecDry-Tier2AnySFm2015CZ09DEER2017 | 649
Appl-CW-Front-ElecDHW-ElecDry-Tier2 | DEER2017 | D17 v3 |  | Any | SFm | 2015 | CZ10 | rDXGF | Household | 1 | 1948.8 | None | 238 | 0.034 | -0.85 | 219 | 0.032 | -0.77 | 238 | 0.034 | -0.85 | 219 | 0.032 | -0.77 | DEER:Res:ClothesDishWasher | Annual | 1719 |  | Appl-CW-Front-ElecDHW-ElecDry-Tier2DEER2017 | Appl-CW-Front-ElecDHW-ElecDry-Tier2AnySFm2015CZ10DEER2017 | 650
Appl-CW-Front-ElecDHW-ElecDry-Tier2 | DEER2017 | D17 v3 |  | Any | SFm | 2015 | CZ11 | rDXGF | Household | 1 | 1948.8 | None | 238 | 0.036 | -0.97 | 219 | 0.033 | -0.87 | 238 | 0.036 | -0.97 | 219 | 0.033 | -0.87 | DEER:Res:ClothesDishWasher | Annual | 1719 |  | Appl-CW-Front-ElecDHW-ElecDry-Tier2DEER2017 | Appl-CW-Front-ElecDHW-ElecDry-Tier2AnySFm2015CZ11DEER2017 | 651
Appl-CW-Front-ElecDHW-ElecDry-Tier2 | DEER2017 | D17 v3 |  | Any | SFm | 2015 | CZ12 | rDXGF | Household | 1 | 1948.8 | None | 237 | 0.036 | -0.86 | 219 | 0.033 | -0.77 | 237 | 0.036 | -0.86 | 219 | 0.033 | -0.77 | DEER:Res:ClothesDishWasher | Annual | 1719 |  | Appl-CW-Front-ElecDHW-ElecDry-Tier2DEER2017 | Appl-CW-Front-ElecDHW-ElecDry-Tier2AnySFm2015CZ12DEER2017 | 652
Appl-CW-Front-ElecDHW-ElecDry-Tier2 | DEER2017 | D17 v3 |  | Any | SFm | 2015 | CZ13 | rDXGF | Household | 1 | 1948.8 | None | 239 | 0.035 | -0.79 | 220 | 0.032 | -0.71 | 239 | 0.035 | -0.79 | 220 | 0.032 | -0.71 | DEER:Res:ClothesDishWasher | Annual | 1719 |  | Appl-CW-Front-ElecDHW-ElecDry-Tier2DEER2017 | Appl-CW-Front-ElecDHW-ElecDry-Tier2AnySFm2015CZ13DEER2017 | 653
Appl-CW-Front-ElecDHW-ElecDry-Tier2 | DEER2017 | D17 v3 |  | Any | SFm | 2015 | CZ14 | rDXGF | Household | 1 | 2160.9 | None | 239 | 0.036 | -1.02 | 221 | 0.033 | -0.91 | 239 | 0.036 | -1.02 | 221 | 0.033 | -0.91 | DEER:Res:ClothesDishWasher | Annual | 1719 |  | Appl-CW-Front-ElecDHW-ElecDry-Tier2DEER2017 | Appl-CW-Front-ElecDHW-ElecDry-Tier2AnySFm2015CZ14DEER2017 | 654
Appl-CW-Front-ElecDHW-ElecDry-Tier2 | DEER2017 | D17 v3 |  | Any | SFm | 2015 | CZ15 | rDXGF | Household | 1 | 2160.9 | None | 241 | 0.034 | -0.44 | 221 | 0.031 | -0.39 | 241 | 0.034 | -0.44 | 221 | 0.031 | -0.39 | DEER:Res:ClothesDishWasher | Annual | 1719 |  | Appl-CW-Front-ElecDHW-ElecDry-Tier2DEER2017 | Appl-CW-Front-ElecDHW-ElecDry-Tier2AnySFm2015CZ15DEER2017 | 655
Appl-CW-Front-ElecDHW-ElecDry-Tier2 | DEER2017 | D17 v3 |  | Any | SFm | 2015 | CZ16 | rDXGF | Household | 1 | 2295.6 | None | 236 | 0.035 | -0.94 | 218 | 0.032 | -0.85 | 236 | 0.035 | -0.94 | 218 | 0.032 | -0.85 | DEER:Res:ClothesDishWasher | Annual | 1719 |  | Appl-CW-Front-ElecDHW-ElecDry-Tier2DEER2017 | Appl-CW-Front-ElecDHW-ElecDry-Tier2AnySFm2015CZ16DEER2017 | 656
Appl-CW-Front-ElecDHW-ElecDry-Tier2 | DEER2017 | D17 v3 |  | Any | SFm | 2017 | CZ01 | rDXGF | Household | 1 | 2295.6 | None | 235 | 0.032 | -0.95 | 217 | 0.03 | -0.85 | 235 | 0.032 | -0.95 | 217 | 0.03 | -0.85 | DEER:Res:ClothesDishWasher | Annual | 1719 |  | Appl-CW-Front-ElecDHW-ElecDry-Tier2DEER2017 | Appl-CW-Front-ElecDHW-ElecDry-Tier2AnySFm2017CZ01DEER2017 | 657
Appl-CW-Front-ElecDHW-ElecDry-Tier2 | DEER2017 | D17 v3 |  | Any | SFm | 2017 | CZ02 | rDXGF | Household | 1 | 1948.8 | None | 237 | 0.035 | -1.14 | 218 | 0.033 | -1.03 | 237 | 0.035 | -1.14 | 218 | 0.033 | -1.03 | DEER:Res:ClothesDishWasher | Annual | 1719 |  | Appl-CW-Front-ElecDHW-ElecDry-Tier2DEER2017 | Appl-CW-Front-ElecDHW-ElecDry-Tier2AnySFm2017CZ02DEER2017 | 658
Appl-CW-Front-ElecDHW-ElecDry-Tier2 | DEER2017 | D17 v3 |  | Any | SFm | 2017 | CZ03 | rDXGF | Household | 1 | 2295.6 | None | 236 | 0.035 | -0.92 | 217 | 0.033 | -0.82 | 236 | 0.035 | -0.92 | 217 | 0.033 | -0.82 | DEER:Res:ClothesDishWasher | Annual | 1719 |  | Appl-CW-Front-ElecDHW-ElecDry-Tier2DEER2017 | Appl-CW-Front-ElecDHW-ElecDry-Tier2AnySFm2017CZ03DEER2017 | 659
Appl-CW-Front-ElecDHW-ElecDry-Tier2 | DEER2017 | D17 v3 |  | Any | SFm | 2017 | CZ04 | rDXGF | Household | 1 | 2295.6 | None | 238 | 0.037 | -0.93 | 219 | 0.034 | -0.83 | 238 | 0.037 | -0.93 | 219 | 0.034 | -0.83 | DEER:Res:ClothesDishWasher | Annual | 1719 |  | Appl-CW-Front-ElecDHW-ElecDry-Tier2DEER2017 | Appl-CW-Front-ElecDHW-ElecDry-Tier2AnySFm2017CZ04DEER2017 | 660
Appl-CW-Front-ElecDHW-ElecDry-Tier2 | DEER2017 | D17 v3 |  | Any | SFm | 2017 | CZ05 | rDXGF | Household | 1 | 2295.6 | None | 235 | 0.035 | -1.03 | 217 | 0.032 | -0.93 | 235 | 0.035 | -1.03 | 217 | 0.032 | -0.93 | DEER:Res:ClothesDishWasher | Annual | 1719 |  | Appl-CW-Front-ElecDHW-ElecDry-Tier2DEER2017 | Appl-CW-Front-ElecDHW-ElecDry-Tier2AnySFm2017CZ05DEER2017 | 661
Appl-CW-Front-ElecDHW-ElecDry-Tier2 | DEER2017 | D17 v3 |  | Any | SFm | 2017 | CZ06 | rDXGF | Household | 1 | 2392.9 | None | 236 | 0.039 | -0.8 | 218 | 0.036 | -0.71 | 236 | 0.039 | -0.8 | 218 | 0.036 | -0.71 | DEER:Res:ClothesDishWasher | Annual | 1719 |  | Appl-CW-Front-ElecDHW-ElecDry-Tier2DEER2017 | Appl-CW-Front-ElecDHW-ElecDry-Tier2AnySFm2017CZ06DEER2017 | 662
Appl-CW-Front-ElecDHW-ElecDry-Tier2 | DEER2017 | D17 v3 |  | Any | SFm | 2017 | CZ07 | rDXGF | Household | 1 | 2392.9 | None | 239 | 0.035 | -0.6 | 220 | 0.033 | -0.54 | 239 | 0.035 | -0.6 | 220 | 0.033 | -0.54 | DEER:Res:ClothesDishWasher | Annual | 1719 |  | Appl-CW-Front-ElecDHW-ElecDry-Tier2DEER2017 | Appl-CW-Front-ElecDHW-ElecDry-Tier2AnySFm2017CZ07DEER2017 | 663
Appl-CW-Front-ElecDHW-ElecDry-Tier2 | DEER2017 | D17 v3 |  | Any | SFm | 2017 | CZ08 | rDXGF | Household | 1 | 2392.9 | None | 238 | 0.034 | -0.52 | 219 | 0.031 | -0.46 | 238 | 0.034 | -0.52 | 219 | 0.031 | -0.46 | DEER:Res:ClothesDishWasher | Annual | 1719 |  | Appl-CW-Front-ElecDHW-ElecDry-Tier2DEER2017 | Appl-CW-Front-ElecDHW-ElecDry-Tier2AnySFm2017CZ08DEER2017 | 664
Appl-CW-Front-ElecDHW-ElecDry-Tier2 | DEER2017 | D17 v3 |  | Any | SFm | 2017 | CZ09 | rDXGF | Household | 1 | 2422.9 | None | 236 | 0.034 | -0.68 | 219 | 0.031 | -0.59 | 236 | 0.034 | -0.68 | 219 | 0.031 | -0.59 | DEER:Res:ClothesDishWasher | Annual | 1719 |  | Appl-CW-Front-ElecDHW-ElecDry-Tier2DEER2017 | Appl-CW-Front-ElecDHW-ElecDry-Tier2AnySFm2017CZ09DEER2017 | 665
Appl-CW-Front-ElecDHW-ElecDry-Tier2 | DEER2017 | D17 v3 |  | Any | SFm | 2017 | CZ10 | rDXGF | Household | 1 | 1948.8 | None | 238 | 0.036 | -0.78 | 220 | 0.033 | -0.69 | 238 | 0.036 | -0.78 | 220 | 0.033 | -0.69 | DEER:Res:ClothesDishWasher | Annual | 1719 |  | Appl-CW-Front-ElecDHW-ElecDry-Tier2DEER2017 | Appl-CW-Front-ElecDHW-ElecDry-Tier2AnySFm2017CZ10DEER2017 | 666
Appl-CW-Front-ElecDHW-ElecDry-Tier2 | DEER2017 | D17 v3 |  | Any | SFm | 2017 | CZ11 | rDXGF | Household | 1 | 1948.8 | None | 238 | 0.035 | -0.93 | 219 | 0.032 | -0.84 | 238 | 0.035 | -0.93 | 219 | 0.032 | -0.84 | DEER:Res:ClothesDishWasher | Annual | 1719 |  | Appl-CW-Front-ElecDHW-ElecDry-Tier2DEER2017 | Appl-CW-Front-ElecDHW-ElecDry-Tier2AnySFm2017CZ11DEER2017 | 667
Appl-CW-Front-ElecDHW-ElecDry-Tier2 | DEER2017 | D17 v3 |  | Any | SFm | 2017 | CZ12 | rDXGF | Household | 1 | 1948.8 | None | 237 | 0.037 | -0.82 | 219 | 0.034 | -0.74 | 237 | 0.037 | -0.82 | 219 | 0.034 | -0.74 | DEER:Res:ClothesDishWasher | Annual | 1719 |  | Appl-CW-Front-ElecDHW-ElecDry-Tier2DEER2017 | Appl-CW-Front-ElecDHW-ElecDry-Tier2AnySFm2017CZ12DEER2017 | 668
Appl-CW-Front-ElecDHW-ElecDry-Tier2 | DEER2017 | D17 v3 |  | Any | SFm | 2017 | CZ13 | rDXGF | Household | 1 | 1948.8 | None | 239 | 0.035 | -0.78 | 220 | 0.032 | -0.7 | 239 | 0.035 | -0.78 | 220 | 0.032 | -0.7 | DEER:Res:ClothesDishWasher | Annual | 1719 |  | Appl-CW-Front-ElecDHW-ElecDry-Tier2DEER2017 | Appl-CW-Front-ElecDHW-ElecDry-Tier2AnySFm2017CZ13DEER2017 | 669
Appl-CW-Front-ElecDHW-ElecDry-Tier2 | DEER2017 | D17 v3 |  | Any | SFm | 2017 | CZ14 | rDXGF | Household | 1 | 2160.9 | None | 239 | 0.034 | -1.02 | 221 | 0.032 | -0.92 | 239 | 0.034 | -1.02 | 221 | 0.032 | -0.92 | DEER:Res:ClothesDishWasher | Annual | 1719 |  | Appl-CW-Front-ElecDHW-ElecDry-Tier2DEER2017 | Appl-CW-Front-ElecDHW-ElecDry-Tier2AnySFm2017CZ14DEER2017 | 670
Appl-CW-Front-ElecDHW-ElecDry-Tier2 | DEER2017 | D17 v3 |  | Any | SFm | 2017 | CZ15 | rDXGF | Household | 1 | 2160.9 | None | 241 | 0.034 | -0.43 | 222 | 0.032 | -0.39 | 241 | 0.034 | -0.43 | 222 | 0.032 | -0.39 | DEER:Res:ClothesDishWasher | Annual | 1719 |  | Appl-CW-Front-ElecDHW-ElecDry-Tier2DEER2017 | Appl-CW-Front-ElecDHW-ElecDry-Tier2AnySFm2017CZ15DEER2017 | 671
Appl-CW-Front-ElecDHW-ElecDry-Tier2 | DEER2017 | D17 v3 |  | Any | SFm | 2017 | CZ16 | rDXGF | Household | 1 | 2295.6 | None | 236 | 0.036 | -0.89 | 218 | 0.033 | -0.8 | 236 | 0.036 | -0.89 | 218 | 0.033 | -0.8 | DEER:Res:ClothesDishWasher | Annual | 1719 |  | Appl-CW-Front-ElecDHW-ElecDry-Tier2DEER2017 | Appl-CW-Front-ElecDHW-ElecDry-Tier2AnySFm2017CZ16DEER2017 | 672
Appl-CW-Front-ElecDHW-ElecDry-Tier3 | DEER2017 | D17 v3 |  | Any | DMo | MH00 | CZ01 | rDXGF | Household | 1 | 1242 | None | 211 | 0.029 | -0.37 | 197 | 0.027 | -0.27 | 211 | 0.029 | -0.37 | 197 | 0.027 | -0.27 | DEER:Res:ClothesDishWasher | Annual | 1719 |  | Appl-CW-Front-ElecDHW-ElecDry-Tier3DEER2017 | Appl-CW-Front-ElecDHW-ElecDry-Tier3AnyDMoMH00CZ01DEER2017 | 673
Appl-CW-Front-ElecDHW-ElecDry-Tier3 | DEER2017 | D17 v3 |  | Any | DMo | MH00 | CZ02 | rDXGF | Household | 1 | 1242 | None | 211 | 0.031 | -0.31 | 196 | 0.029 | -0.23 | 211 | 0.031 | -0.31 | 196 | 0.029 | -0.23 | DEER:Res:ClothesDishWasher | Annual | 1719 |  | Appl-CW-Front-ElecDHW-ElecDry-Tier3DEER2017 | Appl-CW-Front-ElecDHW-ElecDry-Tier3AnyDMoMH00CZ02DEER2017 | 674
Appl-CW-Front-ElecDHW-ElecDry-Tier3 | DEER2017 | D17 v3 |  | Any | DMo | MH00 | CZ03 | rDXGF | Household | 1 | 1242 | None | 210 | 0.031 | -0.35 | 196 | 0.028 | -0.26 | 210 | 0.031 | -0.35 | 196 | 0.028 | -0.26 | DEER:Res:ClothesDishWasher | Annual | 1719 |  | Appl-CW-Front-ElecDHW-ElecDry-Tier3DEER2017 | Appl-CW-Front-ElecDHW-ElecDry-Tier3AnyDMoMH00CZ03DEER2017 | 675
Appl-CW-Front-ElecDHW-ElecDry-Tier3 | DEER2017 | D17 v3 |  | Any | DMo | MH00 | CZ04 | rDXGF | Household | 1 | 1242 | None | 211 | 0.031 | -0.33 | 198 | 0.029 | -0.25 | 211 | 0.031 | -0.33 | 198 | 0.029 | -0.25 | DEER:Res:ClothesDishWasher | Annual | 1719 |  | Appl-CW-Front-ElecDHW-ElecDry-Tier3DEER2017 | Appl-CW-Front-ElecDHW-ElecDry-Tier3AnyDMoMH00CZ04DEER2017 | 676
Appl-CW-Front-ElecDHW-ElecDry-Tier3 | DEER2017 | D17 v3 |  | Any | DMo | MH00 | CZ05 | rDXGF | Household | 1 | 1242 | None | 210 | 0.03 | -0.54 | 196 | 0.028 | -0.42 | 210 | 0.03 | -0.54 | 196 | 0.028 | -0.42 | DEER:Res:ClothesDishWasher | Annual | 1719 |  | Appl-CW-Front-ElecDHW-ElecDry-Tier3DEER2017 | Appl-CW-Front-ElecDHW-ElecDry-Tier3AnyDMoMH00CZ05DEER2017 | 677
Appl-CW-Front-ElecDHW-ElecDry-Tier3 | DEER2017 | D17 v3 |  | Any | DMo | MH00 | CZ06 | rDXGF | Household | 1 | 1242 | None | 210 | 0.031 | -0.28 | 196 | 0.029 | -0.21 | 210 | 0.031 | -0.28 | 196 | 0.029 | -0.21 | DEER:Res:ClothesDishWasher | Annual | 1719 |  | Appl-CW-Front-ElecDHW-ElecDry-Tier3DEER2017 | Appl-CW-Front-ElecDHW-ElecDry-Tier3AnyDMoMH00CZ06DEER2017 | 678
Appl-CW-Front-ElecDHW-ElecDry-Tier3 | DEER2017 | D17 v3 |  | Any | DMo | MH00 | CZ07 | rDXGF | Household | 1 | 1242 | None | 210 | 0.03 | -0.23 | 195 | 0.028 | -0.18 | 210 | 0.03 | -0.23 | 195 | 0.028 | -0.18 | DEER:Res:ClothesDishWasher | Annual | 1719 |  | Appl-CW-Front-ElecDHW-ElecDry-Tier3DEER2017 | Appl-CW-Front-ElecDHW-ElecDry-Tier3AnyDMoMH00CZ07DEER2017 | 679
Appl-CW-Front-ElecDHW-ElecDry-Tier3 | DEER2017 | D17 v3 |  | Any | DMo | MH00 | CZ08 | rDXGF | Household | 1 | 1242 | None | 211 | 0.03 | -0.23 | 196 | 0.027 | -0.17 | 211 | 0.03 | -0.23 | 196 | 0.027 | -0.17 | DEER:Res:ClothesDishWasher | Annual | 1719 |  | Appl-CW-Front-ElecDHW-ElecDry-Tier3DEER2017 | Appl-CW-Front-ElecDHW-ElecDry-Tier3AnyDMoMH00CZ08DEER2017 | 680
Appl-CW-Front-ElecDHW-ElecDry-Tier3 | DEER2017 | D17 v3 |  | Any | DMo | MH00 | CZ09 | rDXGF | Household | 1 | 1242 | None | 211 | 0.031 | -0.26 | 196 | 0.028 | -0.19 | 211 | 0.031 | -0.26 | 196 | 0.028 | -0.19 | DEER:Res:ClothesDishWasher | Annual | 1719 |  | Appl-CW-Front-ElecDHW-ElecDry-Tier3DEER2017 | Appl-CW-Front-ElecDHW-ElecDry-Tier3AnyDMoMH00CZ09DEER2017 | 681
Appl-CW-Front-ElecDHW-ElecDry-Tier3 | DEER2017 | D17 v3 |  | Any | DMo | MH00 | CZ10 | rDXGF | Household | 1 | 1242 | None | 211 | 0.03 | -0.24 | 196 | 0.027 | -0.18 | 211 | 0.03 | -0.24 | 196 | 0.027 | -0.18 | DEER:Res:ClothesDishWasher | Annual | 1719 |  | Appl-CW-Front-ElecDHW-ElecDry-Tier3DEER2017 | Appl-CW-Front-ElecDHW-ElecDry-Tier3AnyDMoMH00CZ10DEER2017 | 682
Appl-CW-Front-ElecDHW-ElecDry-Tier3 | DEER2017 | D17 v3 |  | Any | DMo | MH00 | CZ11 | rDXGF | Household | 1 | 1242 | None | 211 | 0.031 | -0.29 | 195 | 0.028 | -0.22 | 211 | 0.031 | -0.29 | 195 | 0.028 | -0.22 | DEER:Res:ClothesDishWasher | Annual | 1719 |  | Appl-CW-Front-ElecDHW-ElecDry-Tier3DEER2017 | Appl-CW-Front-ElecDHW-ElecDry-Tier3AnyDMoMH00CZ11DEER2017 | 683
Appl-CW-Front-ElecDHW-ElecDry-Tier3 | DEER2017 | D17 v3 |  | Any | DMo | MH00 | CZ12 | rDXGF | Household | 1 | 1242 | None | 211 | 0.031 | -0.33 | 196 | 0.028 | -0.26 | 211 | 0.031 | -0.33 | 196 | 0.028 | -0.26 | DEER:Res:ClothesDishWasher | Annual | 1719 |  | Appl-CW-Front-ElecDHW-ElecDry-Tier3DEER2017 | Appl-CW-Front-ElecDHW-ElecDry-Tier3AnyDMoMH00CZ12DEER2017 | 684
Appl-CW-Front-ElecDHW-ElecDry-Tier3 | DEER2017 | D17 v3 |  | Any | DMo | MH00 | CZ13 | rDXGF | Household | 1 | 1242 | None | 211 | 0.03 | -0.32 | 196 | 0.028 | -0.25 | 211 | 0.03 | -0.32 | 196 | 0.028 | -0.25 | DEER:Res:ClothesDishWasher | Annual | 1719 |  | Appl-CW-Front-ElecDHW-ElecDry-Tier3DEER2017 | Appl-CW-Front-ElecDHW-ElecDry-Tier3AnyDMoMH00CZ13DEER2017 | 685
Appl-CW-Front-ElecDHW-ElecDry-Tier3 | DEER2017 | D17 v3 |  | Any | DMo | MH00 | CZ14 | rDXGF | Household | 1 | 1242 | None | 211 | 0.03 | -0.3 | 196 | 0.028 | -0.22 | 211 | 0.03 | -0.3 | 196 | 0.028 | -0.22 | DEER:Res:ClothesDishWasher | Annual | 1719 |  | Appl-CW-Front-ElecDHW-ElecDry-Tier3DEER2017 | Appl-CW-Front-ElecDHW-ElecDry-Tier3AnyDMoMH00CZ14DEER2017 | 686
Appl-CW-Front-ElecDHW-ElecDry-Tier3 | DEER2017 | D17 v3 |  | Any | DMo | MH00 | CZ15 | rDXGF | Household | 1 | 1242 | None | 210 | 0.03 | -0.09 | 194 | 0.027 | -0.07 | 210 | 0.03 | -0.09 | 194 | 0.027 | -0.07 | DEER:Res:ClothesDishWasher | Annual | 1719 |  | Appl-CW-Front-ElecDHW-ElecDry-Tier3DEER2017 | Appl-CW-Front-ElecDHW-ElecDry-Tier3AnyDMoMH00CZ15DEER2017 | 687
Appl-CW-Front-ElecDHW-ElecDry-Tier3 | DEER2017 | D17 v3 |  | Any | DMo | MH00 | CZ16 | rDXGF | Household | 1 | 1242 | None | 213 | 0.034 | -0.31 | 198 | 0.027 | -0.23 | 213 | 0.034 | -0.31 | 198 | 0.027 | -0.23 | DEER:Res:ClothesDishWasher | Annual | 1719 |  | Appl-CW-Front-ElecDHW-ElecDry-Tier3DEER2017 | Appl-CW-Front-ElecDHW-ElecDry-Tier3AnyDMoMH00CZ16DEER2017 | 688
Appl-CW-Front-ElecDHW-ElecDry-Tier3 | DEER2017 | D17 v3 |  | Any | DMo | MH06 | CZ01 | rDXGF | Household | 1 | 1242 | None | 211 | 0.029 | -0.45 | 197 | 0.027 | -0.33 | 211 | 0.029 | -0.45 | 197 | 0.027 | -0.33 | DEER:Res:ClothesDishWasher | Annual | 1719 |  | Appl-CW-Front-ElecDHW-ElecDry-Tier3DEER2017 | Appl-CW-Front-ElecDHW-ElecDry-Tier3AnyDMoMH06CZ01DEER2017 | 689
Appl-CW-Front-ElecDHW-ElecDry-Tier3 | DEER2017 | D17 v3 |  | Any | DMo | MH06 | CZ02 | rDXGF | Household | 1 | 1242 | None | 211 | 0.031 | -0.33 | 197 | 0.028 | -0.25 | 211 | 0.031 | -0.33 | 197 | 0.028 | -0.25 | DEER:Res:ClothesDishWasher | Annual | 1719 |  | Appl-CW-Front-ElecDHW-ElecDry-Tier3DEER2017 | Appl-CW-Front-ElecDHW-ElecDry-Tier3AnyDMoMH06CZ02DEER2017 | 690
Appl-CW-Front-ElecDHW-ElecDry-Tier3 | DEER2017 | D17 v3 |  | Any | DMo | MH06 | CZ03 | rDXGF | Household | 1 | 1242 | None | 210 | 0.031 | -0.22 | 196 | 0.028 | -0.16 | 210 | 0.031 | -0.22 | 196 | 0.028 | -0.16 | DEER:Res:ClothesDishWasher | Annual | 1719 |  | Appl-CW-Front-ElecDHW-ElecDry-Tier3DEER2017 | Appl-CW-Front-ElecDHW-ElecDry-Tier3AnyDMoMH06CZ03DEER2017 | 691
Appl-CW-Front-ElecDHW-ElecDry-Tier3 | DEER2017 | D17 v3 |  | Any | DMo | MH06 | CZ04 | rDXGF | Household | 1 | 1242 | None | 211 | 0.03 | -0.29 | 196 | 0.028 | -0.22 | 211 | 0.03 | -0.29 | 196 | 0.028 | -0.22 | DEER:Res:ClothesDishWasher | Annual | 1719 |  | Appl-CW-Front-ElecDHW-ElecDry-Tier3DEER2017 | Appl-CW-Front-ElecDHW-ElecDry-Tier3AnyDMoMH06CZ04DEER2017 | 692
Appl-CW-Front-ElecDHW-ElecDry-Tier3 | DEER2017 | D17 v3 |  | Any | DMo | MH06 | CZ05 | rDXGF | Household | 1 | 1242 | None | 210 | 0.031 | -0.36 | 196 | 0.028 | -0.28 | 210 | 0.031 | -0.36 | 196 | 0.028 | -0.28 | DEER:Res:ClothesDishWasher | Annual | 1719 |  | Appl-CW-Front-ElecDHW-ElecDry-Tier3DEER2017 | Appl-CW-Front-ElecDHW-ElecDry-Tier3AnyDMoMH06CZ05DEER2017 | 693
Appl-CW-Front-ElecDHW-ElecDry-Tier3 | DEER2017 | D17 v3 |  | Any | DMo | MH06 | CZ06 | rDXGF | Household | 1 | 1242 | None | 211 | 0.03 | -0.05 | 196 | 0.027 | -0.04 | 211 | 0.03 | -0.05 | 196 | 0.027 | -0.04 | DEER:Res:ClothesDishWasher | Annual | 1719 |  | Appl-CW-Front-ElecDHW-ElecDry-Tier3DEER2017 | Appl-CW-Front-ElecDHW-ElecDry-Tier3AnyDMoMH06CZ06DEER2017 | 694
Appl-CW-Front-ElecDHW-ElecDry-Tier3 | DEER2017 | D17 v3 |  | Any | DMo | MH06 | CZ07 | rDXGF | Household | 1 | 1242 | None | 211 | 0.03 | -0.1 | 196 | 0.028 | -0.08 | 211 | 0.03 | -0.1 | 196 | 0.028 | -0.08 | DEER:Res:ClothesDishWasher | Annual | 1719 |  | Appl-CW-Front-ElecDHW-ElecDry-Tier3DEER2017 | Appl-CW-Front-ElecDHW-ElecDry-Tier3AnyDMoMH06CZ07DEER2017 | 695
Appl-CW-Front-ElecDHW-ElecDry-Tier3 | DEER2017 | D17 v3 |  | Any | DMo | MH06 | CZ08 | rDXGF | Household | 1 | 1242 | None | 211 | 0.029 | -0.16 | 196 | 0.027 | -0.11 | 211 | 0.029 | -0.16 | 196 | 0.027 | -0.11 | DEER:Res:ClothesDishWasher | Annual | 1719 |  | Appl-CW-Front-ElecDHW-ElecDry-Tier3DEER2017 | Appl-CW-Front-ElecDHW-ElecDry-Tier3AnyDMoMH06CZ08DEER2017 | 696
Appl-CW-Front-ElecDHW-ElecDry-Tier3 | DEER2017 | D17 v3 |  | Any | DMo | MH06 | CZ09 | rDXGF | Household | 1 | 1242 | None | 211 | 0.03 | -0.19 | 196 | 0.028 | -0.15 | 211 | 0.03 | -0.19 | 196 | 0.028 | -0.15 | DEER:Res:ClothesDishWasher | Annual | 1719 |  | Appl-CW-Front-ElecDHW-ElecDry-Tier3DEER2017 | Appl-CW-Front-ElecDHW-ElecDry-Tier3AnyDMoMH06CZ09DEER2017 | 697
Appl-CW-Front-ElecDHW-ElecDry-Tier3 | DEER2017 | D17 v3 |  | Any | DMo | MH06 | CZ10 | rDXGF | Household | 1 | 1242 | None | 211 | 0.029 | -0.24 | 196 | 0.027 | -0.19 | 211 | 0.029 | -0.24 | 196 | 0.027 | -0.19 | DEER:Res:ClothesDishWasher | Annual | 1719 |  | Appl-CW-Front-ElecDHW-ElecDry-Tier3DEER2017 | Appl-CW-Front-ElecDHW-ElecDry-Tier3AnyDMoMH06CZ10DEER2017 | 698
Appl-CW-Front-ElecDHW-ElecDry-Tier3 | DEER2017 | D17 v3 |  | Any | DMo | MH06 | CZ11 | rDXGF | Household | 1 | 1242 | None | 210 | 0.03 | -0.24 | 195 | 0.028 | -0.18 | 210 | 0.03 | -0.24 | 195 | 0.028 | -0.18 | DEER:Res:ClothesDishWasher | Annual | 1719 |  | Appl-CW-Front-ElecDHW-ElecDry-Tier3DEER2017 | Appl-CW-Front-ElecDHW-ElecDry-Tier3AnyDMoMH06CZ11DEER2017 | 699
Appl-CW-Front-ElecDHW-ElecDry-Tier3 | DEER2017 | D17 v3 |  | Any | DMo | MH06 | CZ12 | rDXGF | Household | 1 | 1242 | None | 211 | 0.03 | -0.31 | 196 | 0.028 | -0.23 | 211 | 0.03 | -0.31 | 196 | 0.028 | -0.23 | DEER:Res:ClothesDishWasher | Annual | 1719 |  | Appl-CW-Front-ElecDHW-ElecDry-Tier3DEER2017 | Appl-CW-Front-ElecDHW-ElecDry-Tier3AnyDMoMH06CZ12DEER2017 | 700
Appl-CW-Front-ElecDHW-ElecDry-Tier3 | DEER2017 | D17 v3 |  | Any | DMo | MH06 | CZ13 | rDXGF | Household | 1 | 1242 | None | 211 | 0.03 | -0.27 | 195 | 0.028 | -0.21 | 211 | 0.03 | -0.27 | 195 | 0.028 | -0.21 | DEER:Res:ClothesDishWasher | Annual | 1719 |  | Appl-CW-Front-ElecDHW-ElecDry-Tier3DEER2017 | Appl-CW-Front-ElecDHW-ElecDry-Tier3AnyDMoMH06CZ13DEER2017 | 701
Appl-CW-Front-ElecDHW-ElecDry-Tier3 | DEER2017 | D17 v3 |  | Any | DMo | MH06 | CZ14 | rDXGF | Household | 1 | 1242 | None | 211 | 0.029 | -0.27 | 196 | 0.027 | -0.2 | 211 | 0.029 | -0.27 | 196 | 0.027 | -0.2 | DEER:Res:ClothesDishWasher | Annual | 1719 |  | Appl-CW-Front-ElecDHW-ElecDry-Tier3DEER2017 | Appl-CW-Front-ElecDHW-ElecDry-Tier3AnyDMoMH06CZ14DEER2017 | 702
Appl-CW-Front-ElecDHW-ElecDry-Tier3 | DEER2017 | D17 v3 |  | Any | DMo | MH06 | CZ15 | rDXGF | Household | 1 | 1242 | None | 209 | 0.029 | -0.09 | 193 | 0.027 | -0.06 | 209 | 0.029 | -0.09 | 193 | 0.027 | -0.06 | DEER:Res:ClothesDishWasher | Annual | 1719 |  | Appl-CW-Front-ElecDHW-ElecDry-Tier3DEER2017 | Appl-CW-Front-ElecDHW-ElecDry-Tier3AnyDMoMH06CZ15DEER2017 | 703
Appl-CW-Front-ElecDHW-ElecDry-Tier3 | DEER2017 | D17 v3 |  | Any | DMo | MH06 | CZ16 | rDXGF | Household | 1 | 1242 | None | 212 | 0.03 | -0.3 | 198 | 0.028 | -0.23 | 212 | 0.03 | -0.3 | 198 | 0.028 | -0.23 | DEER:Res:ClothesDishWasher | Annual | 1719 |  | Appl-CW-Front-ElecDHW-ElecDry-Tier3DEER2017 | Appl-CW-Front-ElecDHW-ElecDry-Tier3AnyDMoMH06CZ16DEER2017 | 704
Appl-CW-Front-ElecDHW-ElecDry-Tier3 | DEER2017 | D17 v3 |  | Any | DMo | MH15 | CZ01 | rDXGF | Household | 1 | 1242 | None | 211 | 0.029 | -0.41 | 197 | 0.027 | -0.3 | 211 | 0.029 | -0.41 | 197 | 0.027 | -0.3 | DEER:Res:ClothesDishWasher | Annual | 1719 |  | Appl-CW-Front-ElecDHW-ElecDry-Tier3DEER2017 | Appl-CW-Front-ElecDHW-ElecDry-Tier3AnyDMoMH15CZ01DEER2017 | 705
Appl-CW-Front-ElecDHW-ElecDry-Tier3 | DEER2017 | D17 v3 |  | Any | DMo | MH15 | CZ02 | rDXGF | Household | 1 | 1242 | None | 211 | 0.028 | -0.35 | 196 | 0.025 | -0.27 | 211 | 0.028 | -0.35 | 196 | 0.025 | -0.27 | DEER:Res:ClothesDishWasher | Annual | 1719 |  | Appl-CW-Front-ElecDHW-ElecDry-Tier3DEER2017 | Appl-CW-Front-ElecDHW-ElecDry-Tier3AnyDMoMH15CZ02DEER2017 | 706
Appl-CW-Front-ElecDHW-ElecDry-Tier3 | DEER2017 | D17 v3 |  | Any | DMo | MH15 | CZ03 | rDXGF | Household | 1 | 1242 | None | 210 | 0.031 | -0.35 | 196 | 0.028 | -0.26 | 210 | 0.031 | -0.35 | 196 | 0.028 | -0.26 | DEER:Res:ClothesDishWasher | Annual | 1719 |  | Appl-CW-Front-ElecDHW-ElecDry-Tier3DEER2017 | Appl-CW-Front-ElecDHW-ElecDry-Tier3AnyDMoMH15CZ03DEER2017 | 707
Appl-CW-Front-ElecDHW-ElecDry-Tier3 | DEER2017 | D17 v3 |  | Any | DMo | MH15 | CZ04 | rDXGF | Household | 1 | 1242 | None | 211 | 0.029 | -0.29 | 196 | 0.027 | -0.23 | 211 | 0.029 | -0.29 | 196 | 0.027 | -0.23 | DEER:Res:ClothesDishWasher | Annual | 1719 |  | Appl-CW-Front-ElecDHW-ElecDry-Tier3DEER2017 | Appl-CW-Front-ElecDHW-ElecDry-Tier3AnyDMoMH15CZ04DEER2017 | 708
Appl-CW-Front-ElecDHW-ElecDry-Tier3 | DEER2017 | D17 v3 |  | Any | DMo | MH15 | CZ05 | rDXGF | Household | 1 | 1242 | None | 210 | 0.03 | -0.41 | 196 | 0.028 | -0.31 | 210 | 0.03 | -0.41 | 196 | 0.028 | -0.31 | DEER:Res:ClothesDishWasher | Annual | 1719 |  | Appl-CW-Front-ElecDHW-ElecDry-Tier3DEER2017 | Appl-CW-Front-ElecDHW-ElecDry-Tier3AnyDMoMH15CZ05DEER2017 | 709
Appl-CW-Front-ElecDHW-ElecDry-Tier3 | DEER2017 | D17 v3 |  | Any | DMo | MH15 | CZ06 | rDXGF | Household | 1 | 1242 | None | 210 | 0.03 | -0.24 | 196 | 0.028 | -0.19 | 210 | 0.03 | -0.24 | 196 | 0.028 | -0.19 | DEER:Res:ClothesDishWasher | Annual | 1719 |  | Appl-CW-Front-ElecDHW-ElecDry-Tier3DEER2017 | Appl-CW-Front-ElecDHW-ElecDry-Tier3AnyDMoMH15CZ06DEER2017 | 710
Appl-CW-Front-ElecDHW-ElecDry-Tier3 | DEER2017 | D17 v3 |  | Any | DMo | MH15 | CZ07 | rDXGF | Household | 1 | 1242 | None | 211 | 0.03 | -0.12 | 196 | 0.028 | -0.1 | 211 | 0.03 | -0.12 | 196 | 0.028 | -0.1 | DEER:Res:ClothesDishWasher | Annual | 1719 |  | Appl-CW-Front-ElecDHW-ElecDry-Tier3DEER2017 | Appl-CW-Front-ElecDHW-ElecDry-Tier3AnyDMoMH15CZ07DEER2017 | 711
Appl-CW-Front-ElecDHW-ElecDry-Tier3 | DEER2017 | D17 v3 |  | Any | DMo | MH15 | CZ08 | rDXGF | Household | 1 | 1242 | None | 211 | 0.03 | -0.16 | 196 | 0.027 | -0.12 | 211 | 0.03 | -0.16 | 196 | 0.027 | -0.12 | DEER:Res:ClothesDishWasher | Annual | 1719 |  | Appl-CW-Front-ElecDHW-ElecDry-Tier3DEER2017 | Appl-CW-Front-ElecDHW-ElecDry-Tier3AnyDMoMH15CZ08DEER2017 | 712
Appl-CW-Front-ElecDHW-ElecDry-Tier3 | DEER2017 | D17 v3 |  | Any | DMo | MH15 | CZ09 | rDXGF | Household | 1 | 1242 | None | 211 | 0.03 | -0.19 | 196 | 0.028 | -0.15 | 211 | 0.03 | -0.19 | 196 | 0.028 | -0.15 | DEER:Res:ClothesDishWasher | Annual | 1719 |  | Appl-CW-Front-ElecDHW-ElecDry-Tier3DEER2017 | Appl-CW-Front-ElecDHW-ElecDry-Tier3AnyDMoMH15CZ09DEER2017 | 713
Appl-CW-Front-ElecDHW-ElecDry-Tier3 | DEER2017 | D17 v3 |  | Any | DMo | MH15 | CZ10 | rDXGF | Household | 1 | 1242 | None | 210 | 0.03 | -0.22 | 195 | 0.027 | -0.17 | 210 | 0.03 | -0.22 | 195 | 0.027 | -0.17 | DEER:Res:ClothesDishWasher | Annual | 1719 |  | Appl-CW-Front-ElecDHW-ElecDry-Tier3DEER2017 | Appl-CW-Front-ElecDHW-ElecDry-Tier3AnyDMoMH15CZ10DEER2017 | 714
Appl-CW-Front-ElecDHW-ElecDry-Tier3 | DEER2017 | D17 v3 |  | Any | DMo | MH15 | CZ11 | rDXGF | Household | 1 | 1242 | None | 210 | 0.029 | -0.27 | 195 | 0.027 | -0.2 | 210 | 0.029 | -0.27 | 195 | 0.027 | -0.2 | DEER:Res:ClothesDishWasher | Annual | 1719 |  | Appl-CW-Front-ElecDHW-ElecDry-Tier3DEER2017 | Appl-CW-Front-ElecDHW-ElecDry-Tier3AnyDMoMH15CZ11DEER2017 | 715
Appl-CW-Front-ElecDHW-ElecDry-Tier3 | DEER2017 | D17 v3 |  | Any | DMo | MH15 | CZ12 | rDXGF | Household | 1 | 1242 | None | 211 | 0.03 | -0.29 | 196 | 0.027 | -0.22 | 211 | 0.03 | -0.29 | 196 | 0.027 | -0.22 | DEER:Res:ClothesDishWasher | Annual | 1719 |  | Appl-CW-Front-ElecDHW-ElecDry-Tier3DEER2017 | Appl-CW-Front-ElecDHW-ElecDry-Tier3AnyDMoMH15CZ12DEER2017 | 716
Appl-CW-Front-ElecDHW-ElecDry-Tier3 | DEER2017 | D17 v3 |  | Any | DMo | MH15 | CZ13 | rDXGF | Household | 1 | 1242 | None | 211 | 0.03 | -0.25 | 196 | 0.028 | -0.19 | 211 | 0.03 | -0.25 | 196 | 0.028 | -0.19 | DEER:Res:ClothesDishWasher | Annual | 1719 |  | Appl-CW-Front-ElecDHW-ElecDry-Tier3DEER2017 | Appl-CW-Front-ElecDHW-ElecDry-Tier3AnyDMoMH15CZ13DEER2017 | 717
Appl-CW-Front-ElecDHW-ElecDry-Tier3 | DEER2017 | D17 v3 |  | Any | DMo | MH15 | CZ14 | rDXGF | Household | 1 | 1242 | None | 211 | 0.029 | -0.29 | 196 | 0.027 | -0.22 | 211 | 0.029 | -0.29 | 196 | 0.027 | -0.22 | DEER:Res:ClothesDishWasher | Annual | 1719 |  | Appl-CW-Front-ElecDHW-ElecDry-Tier3DEER2017 | Appl-CW-Front-ElecDHW-ElecDry-Tier3AnyDMoMH15CZ14DEER2017 | 718
Appl-CW-Front-ElecDHW-ElecDry-Tier3 | DEER2017 | D17 v3 |  | Any | DMo | MH15 | CZ15 | rDXGF | Household | 1 | 1242 | None | 209 | 0.029 | -0.1 | 193 | 0.027 | -0.08 | 209 | 0.029 | -0.1 | 193 | 0.027 | -0.08 | DEER:Res:ClothesDishWasher | Annual | 1719 |  | Appl-CW-Front-ElecDHW-ElecDry-Tier3DEER2017 | Appl-CW-Front-ElecDHW-ElecDry-Tier3AnyDMoMH15CZ15DEER2017 | 719
Appl-CW-Front-ElecDHW-ElecDry-Tier3 | DEER2017 | D17 v3 |  | Any | DMo | MH15 | CZ16 | rDXGF | Household | 1 | 1242 | None | 212 | 0.03 | -0.31 | 198 | 0.028 | -0.23 | 212 | 0.03 | -0.31 | 198 | 0.028 | -0.23 | DEER:Res:ClothesDishWasher | Annual | 1719 |  | Appl-CW-Front-ElecDHW-ElecDry-Tier3DEER2017 | Appl-CW-Front-ElecDHW-ElecDry-Tier3AnyDMoMH15CZ16DEER2017 | 720
Appl-CW-Front-ElecDHW-ElecDry-Tier3 | DEER2017 | D17 v3 |  | Any | DMo | MH72 | CZ01 | rDXGF | Household | 1 | 1196 | None | 211 | 0.029 | -0.34 | 197 | 0.028 | -0.25 | 211 | 0.029 | -0.34 | 197 | 0.028 | -0.25 | DEER:Res:ClothesDishWasher | Annual | 1719 |  | Appl-CW-Front-ElecDHW-ElecDry-Tier3DEER2017 | Appl-CW-Front-ElecDHW-ElecDry-Tier3AnyDMoMH72CZ01DEER2017 | 721
Appl-CW-Front-ElecDHW-ElecDry-Tier3 | DEER2017 | D17 v3 |  | Any | DMo | MH72 | CZ02 | rDXGF | Household | 1 | 1196 | None | 211 | 0.032 | -0.3 | 196 | 0.029 | -0.22 | 211 | 0.032 | -0.3 | 196 | 0.029 | -0.22 | DEER:Res:ClothesDishWasher | Annual | 1719 |  | Appl-CW-Front-ElecDHW-ElecDry-Tier3DEER2017 | Appl-CW-Front-ElecDHW-ElecDry-Tier3AnyDMoMH72CZ02DEER2017 | 722
Appl-CW-Front-ElecDHW-ElecDry-Tier3 | DEER2017 | D17 v3 |  | Any | DMo | MH72 | CZ03 | rDXGF | Household | 1 | 1196 | None | 211 | 0.03 | -0.3 | 196 | 0.028 | -0.23 | 211 | 0.03 | -0.3 | 196 | 0.028 | -0.23 | DEER:Res:ClothesDishWasher | Annual | 1719 |  | Appl-CW-Front-ElecDHW-ElecDry-Tier3DEER2017 | Appl-CW-Front-ElecDHW-ElecDry-Tier3AnyDMoMH72CZ03DEER2017 | 723
Appl-CW-Front-ElecDHW-ElecDry-Tier3 | DEER2017 | D17 v3 |  | Any | DMo | MH72 | CZ04 | rDXGF | Household | 1 | 1196 | None | 211 | 0.031 | -0.26 | 196 | 0.028 | -0.19 | 211 | 0.031 | -0.26 | 196 | 0.028 | -0.19 | DEER:Res:ClothesDishWasher | Annual | 1719 |  | Appl-CW-Front-ElecDHW-ElecDry-Tier3DEER2017 | Appl-CW-Front-ElecDHW-ElecDry-Tier3AnyDMoMH72CZ04DEER2017 | 724
Appl-CW-Front-ElecDHW-ElecDry-Tier3 | DEER2017 | D17 v3 |  | Any | DMo | MH72 | CZ05 | rDXGF | Household | 1 | 1196 | None | 210 | 0.03 | -0.41 | 195 | 0.027 | -0.32 | 210 | 0.03 | -0.41 | 195 | 0.027 | -0.32 | DEER:Res:ClothesDishWasher | Annual | 1719 |  | Appl-CW-Front-ElecDHW-ElecDry-Tier3DEER2017 | Appl-CW-Front-ElecDHW-ElecDry-Tier3AnyDMoMH72CZ05DEER2017 | 725
Appl-CW-Front-ElecDHW-ElecDry-Tier3 | DEER2017 | D17 v3 |  | Any | DMo | MH72 | CZ06 | rDXGF | Household | 1 | 1196 | None | 211 | 0.03 | -0.18 | 196 | 0.028 | -0.14 | 211 | 0.03 | -0.18 | 196 | 0.028 | -0.14 | DEER:Res:ClothesDishWasher | Annual | 1719 |  | Appl-CW-Front-ElecDHW-ElecDry-Tier3DEER2017 | Appl-CW-Front-ElecDHW-ElecDry-Tier3AnyDMoMH72CZ06DEER2017 | 726
Appl-CW-Front-ElecDHW-ElecDry-Tier3 | DEER2017 | D17 v3 |  | Any | DMo | MH72 | CZ07 | rDXGF | Household | 1 | 1196 | None | 211 | 0.03 | -0.18 | 196 | 0.027 | -0.14 | 211 | 0.03 | -0.18 | 196 | 0.027 | -0.14 | DEER:Res:ClothesDishWasher | Annual | 1719 |  | Appl-CW-Front-ElecDHW-ElecDry-Tier3DEER2017 | Appl-CW-Front-ElecDHW-ElecDry-Tier3AnyDMoMH72CZ07DEER2017 | 727
Appl-CW-Front-ElecDHW-ElecDry-Tier3 | DEER2017 | D17 v3 |  | Any | DMo | MH72 | CZ08 | rDXGF | Household | 1 | 1196 | None | 211 | 0.03 | -0.17 | 196 | 0.027 | -0.12 | 211 | 0.03 | -0.17 | 196 | 0.027 | -0.12 | DEER:Res:ClothesDishWasher | Annual | 1719 |  | Appl-CW-Front-ElecDHW-ElecDry-Tier3DEER2017 | Appl-CW-Front-ElecDHW-ElecDry-Tier3AnyDMoMH72CZ08DEER2017 | 728
Appl-CW-Front-ElecDHW-ElecDry-Tier3 | DEER2017 | D17 v3 |  | Any | DMo | MH72 | CZ09 | rDXGF | Household | 1 | 1196 | None | 211 | 0.03 | -0.16 | 196 | 0.027 | -0.12 | 211 | 0.03 | -0.16 | 196 | 0.027 | -0.12 | DEER:Res:ClothesDishWasher | Annual | 1719 |  | Appl-CW-Front-ElecDHW-ElecDry-Tier3DEER2017 | Appl-CW-Front-ElecDHW-ElecDry-Tier3AnyDMoMH72CZ09DEER2017 | 729
Appl-CW-Front-ElecDHW-ElecDry-Tier3 | DEER2017 | D17 v3 |  | Any | DMo | MH72 | CZ10 | rDXGF | Household | 1 | 1196 | None | 210 | 0.03 | -0.19 | 196 | 0.028 | -0.14 | 210 | 0.03 | -0.19 | 196 | 0.028 | -0.14 | DEER:Res:ClothesDishWasher | Annual | 1719 |  | Appl-CW-Front-ElecDHW-ElecDry-Tier3DEER2017 | Appl-CW-Front-ElecDHW-ElecDry-Tier3AnyDMoMH72CZ10DEER2017 | 730
Appl-CW-Front-ElecDHW-ElecDry-Tier3 | DEER2017 | D17 v3 |  | Any | DMo | MH72 | CZ11 | rDXGF | Household | 1 | 1196 | None | 211 | 0.03 | -0.23 | 196 | 0.028 | -0.17 | 211 | 0.03 | -0.23 | 196 | 0.028 | -0.17 | DEER:Res:ClothesDishWasher | Annual | 1719 |  | Appl-CW-Front-ElecDHW-ElecDry-Tier3DEER2017 | Appl-CW-Front-ElecDHW-ElecDry-Tier3AnyDMoMH72CZ11DEER2017 | 731
Appl-CW-Front-ElecDHW-ElecDry-Tier3 | DEER2017 | D17 v3 |  | Any | DMo | MH72 | CZ12 | rDXGF | Household | 1 | 1196 | None | 212 | 0.031 | -0.28 | 196 | 0.028 | -0.2 | 212 | 0.031 | -0.28 | 196 | 0.028 | -0.2 | DEER:Res:ClothesDishWasher | Annual | 1719 |  | Appl-CW-Front-ElecDHW-ElecDry-Tier3DEER2017 | Appl-CW-Front-ElecDHW-ElecDry-Tier3AnyDMoMH72CZ12DEER2017 | 732
Appl-CW-Front-ElecDHW-ElecDry-Tier3 | DEER2017 | D17 v3 |  | Any | DMo | MH72 | CZ13 | rDXGF | Household | 1 | 1196 | None | 211 | 0.03 | -0.26 | 196 | 0.028 | -0.19 | 211 | 0.03 | -0.26 | 196 | 0.028 | -0.19 | DEER:Res:ClothesDishWasher | Annual | 1719 |  | Appl-CW-Front-ElecDHW-ElecDry-Tier3DEER2017 | Appl-CW-Front-ElecDHW-ElecDry-Tier3AnyDMoMH72CZ13DEER2017 | 733
Appl-CW-Front-ElecDHW-ElecDry-Tier3 | DEER2017 | D17 v3 |  | Any | DMo | MH72 | CZ14 | rDXGF | Household | 1 | 1196 | None | 211 | 0.029 | -0.22 | 196 | 0.027 | -0.17 | 211 | 0.029 | -0.22 | 196 | 0.027 | -0.17 | DEER:Res:ClothesDishWasher | Annual | 1719 |  | Appl-CW-Front-ElecDHW-ElecDry-Tier3DEER2017 | Appl-CW-Front-ElecDHW-ElecDry-Tier3AnyDMoMH72CZ14DEER2017 | 734
Appl-CW-Front-ElecDHW-ElecDry-Tier3 | DEER2017 | D17 v3 |  | Any | DMo | MH72 | CZ15 | rDXGF | Household | 1 | 1196 | None | 209 | 0.029 | -0.08 | 193 | 0.027 | -0.06 | 209 | 0.029 | -0.08 | 193 | 0.027 | -0.06 | DEER:Res:ClothesDishWasher | Annual | 1719 |  | Appl-CW-Front-ElecDHW-ElecDry-Tier3DEER2017 | Appl-CW-Front-ElecDHW-ElecDry-Tier3AnyDMoMH72CZ15DEER2017 | 735
Appl-CW-Front-ElecDHW-ElecDry-Tier3 | DEER2017 | D17 v3 |  | Any | DMo | MH72 | CZ16 | rDXGF | Household | 1 | 1196 | None | 213 | 0.031 | -0.34 | 198 | 0.028 | -0.26 | 213 | 0.031 | -0.34 | 198 | 0.028 | -0.26 | DEER:Res:ClothesDishWasher | Annual | 1719 |  | Appl-CW-Front-ElecDHW-ElecDry-Tier3DEER2017 | Appl-CW-Front-ElecDHW-ElecDry-Tier3AnyDMoMH72CZ16DEER2017 | 736
Appl-CW-Front-ElecDHW-ElecDry-Tier3 | DEER2017 | D17 v3 |  | Any | DMo | MH85 | CZ01 | rDXGF | Household | 1 | 1242 | None | 211 | 0.029 | -0.46 | 197 | 0.027 | -0.36 | 211 | 0.029 | -0.46 | 197 | 0.027 | -0.36 | DEER:Res:ClothesDishWasher | Annual | 1719 |  | Appl-CW-Front-ElecDHW-ElecDry-Tier3DEER2017 | Appl-CW-Front-ElecDHW-ElecDry-Tier3AnyDMoMH85CZ01DEER2017 | 737
Appl-CW-Front-ElecDHW-ElecDry-Tier3 | DEER2017 | D17 v3 |  | Any | DMo | MH85 | CZ02 | rDXGF | Household | 1 | 1242 | None | 211 | 0.031 | -0.4 | 196 | 0.029 | -0.3 | 211 | 0.031 | -0.4 | 196 | 0.029 | -0.3 | DEER:Res:ClothesDishWasher | Annual | 1719 |  | Appl-CW-Front-ElecDHW-ElecDry-Tier3DEER2017 | Appl-CW-Front-ElecDHW-ElecDry-Tier3AnyDMoMH85CZ02DEER2017 | 738
Appl-CW-Front-ElecDHW-ElecDry-Tier3 | DEER2017 | D17 v3 |  | Any | DMo | MH85 | CZ03 | rDXGF | Household | 1 | 1242 | None | 211 | 0.031 | -0.39 | 196 | 0.029 | -0.29 | 211 | 0.031 | -0.39 | 196 | 0.029 | -0.29 | DEER:Res:ClothesDishWasher | Annual | 1719 |  | Appl-CW-Front-ElecDHW-ElecDry-Tier3DEER2017 | Appl-CW-Front-ElecDHW-ElecDry-Tier3AnyDMoMH85CZ03DEER2017 | 739
Appl-CW-Front-ElecDHW-ElecDry-Tier3 | DEER2017 | D17 v3 |  | Any | DMo | MH85 | CZ04 | rDXGF | Household | 1 | 1242 | None | 211 | 0.031 | -0.31 | 197 | 0.029 | -0.23 | 211 | 0.031 | -0.31 | 197 | 0.029 | -0.23 | DEER:Res:ClothesDishWasher | Annual | 1719 |  | Appl-CW-Front-ElecDHW-ElecDry-Tier3DEER2017 | Appl-CW-Front-ElecDHW-ElecDry-Tier3AnyDMoMH85CZ04DEER2017 | 740
Appl-CW-Front-ElecDHW-ElecDry-Tier3 | DEER2017 | D17 v3 |  | Any | DMo | MH85 | CZ05 | rDXGF | Household | 1 | 1242 | None | 211 | 0.034 | -0.43 | 196 | 0.032 | -0.33 | 211 | 0.034 | -0.43 | 196 | 0.032 | -0.33 | DEER:Res:ClothesDishWasher | Annual | 1719 |  | Appl-CW-Front-ElecDHW-ElecDry-Tier3DEER2017 | Appl-CW-Front-ElecDHW-ElecDry-Tier3AnyDMoMH85CZ05DEER2017 | 741
Appl-CW-Front-ElecDHW-ElecDry-Tier3 | DEER2017 | D17 v3 |  | Any | DMo | MH85 | CZ06 | rDXGF | Household | 1 | 1242 | None | 212 | 0.03 | -0.24 | 196 | 0.028 | -0.18 | 212 | 0.03 | -0.24 | 196 | 0.028 | -0.18 | DEER:Res:ClothesDishWasher | Annual | 1719 |  | Appl-CW-Front-ElecDHW-ElecDry-Tier3DEER2017 | Appl-CW-Front-ElecDHW-ElecDry-Tier3AnyDMoMH85CZ06DEER2017 | 742
Appl-CW-Front-ElecDHW-ElecDry-Tier3 | DEER2017 | D17 v3 |  | Any | DMo | MH85 | CZ07 | rDXGF | Household | 1 | 1242 | None | 211 | 0.031 | -0.21 | 196 | 0.028 | -0.15 | 211 | 0.031 | -0.21 | 196 | 0.028 | -0.15 | DEER:Res:ClothesDishWasher | Annual | 1719 |  | Appl-CW-Front-ElecDHW-ElecDry-Tier3DEER2017 | Appl-CW-Front-ElecDHW-ElecDry-Tier3AnyDMoMH85CZ07DEER2017 | 743
Appl-CW-Front-ElecDHW-ElecDry-Tier3 | DEER2017 | D17 v3 |  | Any | DMo | MH85 | CZ08 | rDXGF | Household | 1 | 1242 | None | 211 | 0.03 | -0.22 | 196 | 0.028 | -0.17 | 211 | 0.03 | -0.22 | 196 | 0.028 | -0.17 | DEER:Res:ClothesDishWasher | Annual | 1719 |  | Appl-CW-Front-ElecDHW-ElecDry-Tier3DEER2017 | Appl-CW-Front-ElecDHW-ElecDry-Tier3AnyDMoMH85CZ08DEER2017 | 744
Appl-CW-Front-ElecDHW-ElecDry-Tier3 | DEER2017 | D17 v3 |  | Any | DMo | MH85 | CZ09 | rDXGF | Household | 1 | 1242 | None | 210 | 0.03 | -0.25 | 195 | 0.027 | -0.18 | 210 | 0.03 | -0.25 | 195 | 0.027 | -0.18 | DEER:Res:ClothesDishWasher | Annual | 1719 |  | Appl-CW-Front-ElecDHW-ElecDry-Tier3DEER2017 | Appl-CW-Front-ElecDHW-ElecDry-Tier3AnyDMoMH85CZ09DEER2017 | 745
Appl-CW-Front-ElecDHW-ElecDry-Tier3 | DEER2017 | D17 v3 |  | Any | DMo | MH85 | CZ10 | rDXGF | Household | 1 | 1242 | None | 211 | 0.03 | -0.23 | 196 | 0.027 | -0.18 | 211 | 0.03 | -0.23 | 196 | 0.027 | -0.18 | DEER:Res:ClothesDishWasher | Annual | 1719 |  | Appl-CW-Front-ElecDHW-ElecDry-Tier3DEER2017 | Appl-CW-Front-ElecDHW-ElecDry-Tier3AnyDMoMH85CZ10DEER2017 | 746
Appl-CW-Front-ElecDHW-ElecDry-Tier3 | DEER2017 | D17 v3 |  | Any | DMo | MH85 | CZ11 | rDXGF | Household | 1 | 1242 | None | 211 | 0.03 | -0.32 | 196 | 0.028 | -0.24 | 211 | 0.03 | -0.32 | 196 | 0.028 | -0.24 | DEER:Res:ClothesDishWasher | Annual | 1719 |  | Appl-CW-Front-ElecDHW-ElecDry-Tier3DEER2017 | Appl-CW-Front-ElecDHW-ElecDry-Tier3AnyDMoMH85CZ11DEER2017 | 747
Appl-CW-Front-ElecDHW-ElecDry-Tier3 | DEER2017 | D17 v3 |  | Any | DMo | MH85 | CZ12 | rDXGF | Household | 1 | 1242 | None | 211 | 0.031 | -0.34 | 196 | 0.028 | -0.25 | 211 | 0.031 | -0.34 | 196 | 0.028 | -0.25 | DEER:Res:ClothesDishWasher | Annual | 1719 |  | Appl-CW-Front-ElecDHW-ElecDry-Tier3DEER2017 | Appl-CW-Front-ElecDHW-ElecDry-Tier3AnyDMoMH85CZ12DEER2017 | 748
Appl-CW-Front-ElecDHW-ElecDry-Tier3 | DEER2017 | D17 v3 |  | Any | DMo | MH85 | CZ13 | rDXGF | Household | 1 | 1242 | None | 211 | 0.03 | -0.31 | 196 | 0.028 | -0.23 | 211 | 0.03 | -0.31 | 196 | 0.028 | -0.23 | DEER:Res:ClothesDishWasher | Annual | 1719 |  | Appl-CW-Front-ElecDHW-ElecDry-Tier3DEER2017 | Appl-CW-Front-ElecDHW-ElecDry-Tier3AnyDMoMH85CZ13DEER2017 | 749
Appl-CW-Front-ElecDHW-ElecDry-Tier3 | DEER2017 | D17 v3 |  | Any | DMo | MH85 | CZ14 | rDXGF | Household | 1 | 1242 | None | 212 | 0.03 | -0.31 | 196 | 0.027 | -0.22 | 212 | 0.03 | -0.31 | 196 | 0.027 | -0.22 | DEER:Res:ClothesDishWasher | Annual | 1719 |  | Appl-CW-Front-ElecDHW-ElecDry-Tier3DEER2017 | Appl-CW-Front-ElecDHW-ElecDry-Tier3AnyDMoMH85CZ14DEER2017 | 750
Appl-CW-Front-ElecDHW-ElecDry-Tier3 | DEER2017 | D17 v3 |  | Any | DMo | MH85 | CZ15 | rDXGF | Household | 1 | 1242 | None | 209 | 0.029 | -0.12 | 193 | 0.027 | -0.09 | 209 | 0.029 | -0.12 | 193 | 0.027 | -0.09 | DEER:Res:ClothesDishWasher | Annual | 1719 |  | Appl-CW-Front-ElecDHW-ElecDry-Tier3DEER2017 | Appl-CW-Front-ElecDHW-ElecDry-Tier3AnyDMoMH85CZ15DEER2017 | 751
Appl-CW-Front-ElecDHW-ElecDry-Tier3 | DEER2017 | D17 v3 |  | Any | DMo | MH85 | CZ16 | rDXGF | Household | 1 | 1242 | None | 212 | 0.031 | -0.41 | 198 | 0.028 | -0.31 | 212 | 0.031 | -0.41 | 198 | 0.028 | -0.31 | DEER:Res:ClothesDishWasher | Annual | 1719 |  | Appl-CW-Front-ElecDHW-ElecDry-Tier3DEER2017 | Appl-CW-Front-ElecDHW-ElecDry-Tier3AnyDMoMH85CZ16DEER2017 | 752
Appl-CW-Front-ElecDHW-ElecDry-Tier3 | DEER2017 | D17 v3 |  | Any | MFm | 1975 | CZ01 | rDXGF | Household | 1 | 1070.2 | None | 214 | 0.03 | -0.39 | 199 | 0.028 | -0.29 | 214 | 0.03 | -0.39 | 199 | 0.028 | -0.29 | DEER:Res:ClothesDishWasher | Annual | 1719 |  | Appl-CW-Front-ElecDHW-ElecDry-Tier3DEER2017 | Appl-CW-Front-ElecDHW-ElecDry-Tier3AnyMFm1975CZ01DEER2017 | 753
Appl-CW-Front-ElecDHW-ElecDry-Tier3 | DEER2017 | D17 v3 |  | Any | MFm | 1975 | CZ02 | rDXGF | Household | 1 | 1070.2 | None | 213 | 0.031 | -0.26 | 198 | 0.029 | -0.19 | 213 | 0.031 | -0.26 | 198 | 0.029 | -0.19 | DEER:Res:ClothesDishWasher | Annual | 1719 |  | Appl-CW-Front-ElecDHW-ElecDry-Tier3DEER2017 | Appl-CW-Front-ElecDHW-ElecDry-Tier3AnyMFm1975CZ02DEER2017 | 754
Appl-CW-Front-ElecDHW-ElecDry-Tier3 | DEER2017 | D17 v3 |  | Any | MFm | 1975 | CZ03 | rDXGF | Household | 1 | 1070.2 | None | 213 | 0.03 | -0.21 | 198 | 0.028 | -0.21 | 213 | 0.03 | -0.21 | 198 | 0.028 | -0.21 | DEER:Res:ClothesDishWasher | Annual | 1719 |  | Appl-CW-Front-ElecDHW-ElecDry-Tier3DEER2017 | Appl-CW-Front-ElecDHW-ElecDry-Tier3AnyMFm1975CZ03DEER2017 | 755
Appl-CW-Front-ElecDHW-ElecDry-Tier3 | DEER2017 | D17 v3 |  | Any | MFm | 1975 | CZ04 | rDXGF | Household | 1 | 1070.2 | None | 213 | 0.031 | -0.21 | 198 | 0.028 | -0.16 | 213 | 0.031 | -0.21 | 198 | 0.028 | -0.16 | DEER:Res:ClothesDishWasher | Annual | 1719 |  | Appl-CW-Front-ElecDHW-ElecDry-Tier3DEER2017 | Appl-CW-Front-ElecDHW-ElecDry-Tier3AnyMFm1975CZ04DEER2017 | 756
Appl-CW-Front-ElecDHW-ElecDry-Tier3 | DEER2017 | D17 v3 |  | Any | MFm | 1975 | CZ05 | rDXGF | Household | 1 | 1070.2 | None | 213 | 0.029 | -0.33 | 198 | 0.027 | -0.25 | 213 | 0.029 | -0.33 | 198 | 0.027 | -0.25 | DEER:Res:ClothesDishWasher | Annual | 1719 |  | Appl-CW-Front-ElecDHW-ElecDry-Tier3DEER2017 | Appl-CW-Front-ElecDHW-ElecDry-Tier3AnyMFm1975CZ05DEER2017 | 757
Appl-CW-Front-ElecDHW-ElecDry-Tier3 | DEER2017 | D17 v3 |  | Any | MFm | 1975 | CZ06 | rDXGF | Household | 1 | 1047.7 | None | 213 | 0.03 | -0.19 | 198 | 0.028 | -0.15 | 213 | 0.03 | -0.19 | 198 | 0.028 | -0.15 | DEER:Res:ClothesDishWasher | Annual | 1719 |  | Appl-CW-Front-ElecDHW-ElecDry-Tier3DEER2017 | Appl-CW-Front-ElecDHW-ElecDry-Tier3AnyMFm1975CZ06DEER2017 | 758
Appl-CW-Front-ElecDHW-ElecDry-Tier3 | DEER2017 | D17 v3 |  | Any | MFm | 1975 | CZ07 | rDXGF | Household | 1 | 1047.7 | None | 212 | 0.03 | -0.13 | 197 | 0.028 | -0.1 | 212 | 0.03 | -0.13 | 197 | 0.028 | -0.1 | DEER:Res:ClothesDishWasher | Annual | 1719 |  | Appl-CW-Front-ElecDHW-ElecDry-Tier3DEER2017 | Appl-CW-Front-ElecDHW-ElecDry-Tier3AnyMFm1975CZ07DEER2017 | 759
Appl-CW-Front-ElecDHW-ElecDry-Tier3 | DEER2017 | D17 v3 |  | Any | MFm | 1975 | CZ08 | rDXGF | Household | 1 | 1047.7 | None | 212 | 0.031 | -0.15 | 197 | 0.028 | -0.11 | 212 | 0.031 | -0.15 | 197 | 0.028 | -0.11 | DEER:Res:ClothesDishWasher | Annual | 1719 |  | Appl-CW-Front-ElecDHW-ElecDry-Tier3DEER2017 | Appl-CW-Front-ElecDHW-ElecDry-Tier3AnyMFm1975CZ08DEER2017 | 760
Appl-CW-Front-ElecDHW-ElecDry-Tier3 | DEER2017 | D17 v3 |  | Any | MFm | 1975 | CZ09 | rDXGF | Household | 1 | 1216.8 | None | 213 | 0.03 | -0.17 | 198 | 0.028 | -0.13 | 213 | 0.03 | -0.17 | 198 | 0.028 | -0.13 | DEER:Res:ClothesDishWasher | Annual | 1719 |  | Appl-CW-Front-ElecDHW-ElecDry-Tier3DEER2017 | Appl-CW-Front-ElecDHW-ElecDry-Tier3AnyMFm1975CZ09DEER2017 | 761
Appl-CW-Front-ElecDHW-ElecDry-Tier3 | DEER2017 | D17 v3 |  | Any | MFm | 1975 | CZ10 | rDXGF | Household | 1 | 1216.8 | None | 212 | 0.03 | -0.2 | 197 | 0.028 | -0.16 | 212 | 0.03 | -0.2 | 197 | 0.028 | -0.16 | DEER:Res:ClothesDishWasher | Annual | 1719 |  | Appl-CW-Front-ElecDHW-ElecDry-Tier3DEER2017 | Appl-CW-Front-ElecDHW-ElecDry-Tier3AnyMFm1975CZ10DEER2017 | 762
Appl-CW-Front-ElecDHW-ElecDry-Tier3 | DEER2017 | D17 v3 |  | Any | MFm | 1975 | CZ11 | rDXGF | Household | 1 | 1098.9 | None | 212 | 0.03 | -0.24 | 197 | 0.028 | -0.18 | 212 | 0.03 | -0.24 | 197 | 0.028 | -0.18 | DEER:Res:ClothesDishWasher | Annual | 1719 |  | Appl-CW-Front-ElecDHW-ElecDry-Tier3DEER2017 | Appl-CW-Front-ElecDHW-ElecDry-Tier3AnyMFm1975CZ11DEER2017 | 763
Appl-CW-Front-ElecDHW-ElecDry-Tier3 | DEER2017 | D17 v3 |  | Any | MFm | 1975 | CZ12 | rDXGF | Household | 1 | 1098.9 | None | 213 | 0.03 | -0.25 | 198 | 0.028 | -0.19 | 213 | 0.03 | -0.25 | 198 | 0.028 | -0.19 | DEER:Res:ClothesDishWasher | Annual | 1719 |  | Appl-CW-Front-ElecDHW-ElecDry-Tier3DEER2017 | Appl-CW-Front-ElecDHW-ElecDry-Tier3AnyMFm1975CZ12DEER2017 | 764
Appl-CW-Front-ElecDHW-ElecDry-Tier3 | DEER2017 | D17 v3 |  | Any | MFm | 1975 | CZ13 | rDXGF | Household | 1 | 1098.9 | None | 213 | 0.03 | -0.22 | 198 | 0.028 | -0.17 | 213 | 0.03 | -0.22 | 198 | 0.028 | -0.17 | DEER:Res:ClothesDishWasher | Annual | 1719 |  | Appl-CW-Front-ElecDHW-ElecDry-Tier3DEER2017 | Appl-CW-Front-ElecDHW-ElecDry-Tier3AnyMFm1975CZ13DEER2017 | 765
Appl-CW-Front-ElecDHW-ElecDry-Tier3 | DEER2017 | D17 v3 |  | Any | MFm | 1975 | CZ14 | rDXGF | Household | 1 | 1409.4 | None | 214 | 0.032 | -0.17 | 199 | 0.029 | -0.12 | 214 | 0.032 | -0.17 | 199 | 0.029 | -0.12 | DEER:Res:ClothesDishWasher | Annual | 1719 |  | Appl-CW-Front-ElecDHW-ElecDry-Tier3DEER2017 | Appl-CW-Front-ElecDHW-ElecDry-Tier3AnyMFm1975CZ14DEER2017 | 766
Appl-CW-Front-ElecDHW-ElecDry-Tier3 | DEER2017 | D17 v3 |  | Any | MFm | 1975 | CZ15 | rDXGF | Household | 1 | 1409.4 | None | 211 | 0.029 | -0.11 | 196 | 0.027 | -0.08 | 211 | 0.029 | -0.11 | 196 | 0.027 | -0.08 | DEER:Res:ClothesDishWasher | Annual | 1719 |  | Appl-CW-Front-ElecDHW-ElecDry-Tier3DEER2017 | Appl-CW-Front-ElecDHW-ElecDry-Tier3AnyMFm1975CZ15DEER2017 | 767
Appl-CW-Front-ElecDHW-ElecDry-Tier3 | DEER2017 | D17 v3 |  | Any | MFm | 1975 | CZ16 | rDXGF | Household | 1 | 1070.2 | None | 215 | 0.03 | -0.26 | 200 | 0.028 | -0.2 | 215 | 0.03 | -0.26 | 200 | 0.028 | -0.2 | DEER:Res:ClothesDishWasher | Annual | 1719 |  | Appl-CW-Front-ElecDHW-ElecDry-Tier3DEER2017 | Appl-CW-Front-ElecDHW-ElecDry-Tier3AnyMFm1975CZ16DEER2017 | 768
Appl-CW-Front-ElecDHW-ElecDry-Tier3 | DEER2017 | D17 v3 |  | Any | MFm | 1985 | CZ01 | rDXGF | Household | 1 | 1152 | None | 214 | 0.029 | -0.39 | 199 | 0.027 | -0.28 | 214 | 0.029 | -0.39 | 199 | 0.027 | -0.28 | DEER:Res:ClothesDishWasher | Annual | 1719 |  | Appl-CW-Front-ElecDHW-ElecDry-Tier3DEER2017 | Appl-CW-Front-ElecDHW-ElecDry-Tier3AnyMFm1985CZ01DEER2017 | 769
Appl-CW-Front-ElecDHW-ElecDry-Tier3 | DEER2017 | D17 v3 |  | Any | MFm | 1985 | CZ02 | rDXGF | Household | 1 | 1152 | None | 213 | 0.032 | -0.25 | 198 | 0.029 | -0.19 | 213 | 0.032 | -0.25 | 198 | 0.029 | -0.19 | DEER:Res:ClothesDishWasher | Annual | 1719 |  | Appl-CW-Front-ElecDHW-ElecDry-Tier3DEER2017 | Appl-CW-Front-ElecDHW-ElecDry-Tier3AnyMFm1985CZ02DEER2017 | 770
Appl-CW-Front-ElecDHW-ElecDry-Tier3 | DEER2017 | D17 v3 |  | Any | MFm | 1985 | CZ03 | rDXGF | Household | 1 | 1152 | None | 213 | 0.03 | -0.27 | 198 | 0.028 | -0.2 | 213 | 0.03 | -0.27 | 198 | 0.028 | -0.2 | DEER:Res:ClothesDishWasher | Annual | 1719 |  | Appl-CW-Front-ElecDHW-ElecDry-Tier3DEER2017 | Appl-CW-Front-ElecDHW-ElecDry-Tier3AnyMFm1985CZ03DEER2017 | 771
Appl-CW-Front-ElecDHW-ElecDry-Tier3 | DEER2017 | D17 v3 |  | Any | MFm | 1985 | CZ04 | rDXGF | Household | 1 | 1152 | None | 212 | 0.03 | -0.21 | 198 | 0.028 | -0.16 | 212 | 0.03 | -0.21 | 198 | 0.028 | -0.16 | DEER:Res:ClothesDishWasher | Annual | 1719 |  | Appl-CW-Front-ElecDHW-ElecDry-Tier3DEER2017 | Appl-CW-Front-ElecDHW-ElecDry-Tier3AnyMFm1985CZ04DEER2017 | 772
Appl-CW-Front-ElecDHW-ElecDry-Tier3 | DEER2017 | D17 v3 |  | Any | MFm | 1985 | CZ05 | rDXGF | Household | 1 | 1152 | None | 213 | 0.03 | -0.32 | 198 | 0.028 | -0.24 | 213 | 0.03 | -0.32 | 198 | 0.028 | -0.24 | DEER:Res:ClothesDishWasher | Annual | 1719 |  | Appl-CW-Front-ElecDHW-ElecDry-Tier3DEER2017 | Appl-CW-Front-ElecDHW-ElecDry-Tier3AnyMFm1985CZ05DEER2017 | 773
Appl-CW-Front-ElecDHW-ElecDry-Tier3 | DEER2017 | D17 v3 |  | Any | MFm | 1985 | CZ06 | rDXGF | Household | 1 | 1295.2 | None | 212 | 0.03 | -0.16 | 196 | 0.024 | -0.4 | 212 | 0.03 | -0.16 | 196 | 0.024 | -0.4 | DEER:Res:ClothesDishWasher | Annual | 1719 |  | Appl-CW-Front-ElecDHW-ElecDry-Tier3DEER2017 | Appl-CW-Front-ElecDHW-ElecDry-Tier3AnyMFm1985CZ06DEER2017 | 774
Appl-CW-Front-ElecDHW-ElecDry-Tier3 | DEER2017 | D17 v3 |  | Any | MFm | 1985 | CZ07 | rDXGF | Household | 1 | 1295.2 | None | 212 | 0.029 | -0.14 | 197 | 0.027 | -0.11 | 212 | 0.029 | -0.14 | 197 | 0.027 | -0.11 | DEER:Res:ClothesDishWasher | Annual | 1719 |  | Appl-CW-Front-ElecDHW-ElecDry-Tier3DEER2017 | Appl-CW-Front-ElecDHW-ElecDry-Tier3AnyMFm1985CZ07DEER2017 | 775
Appl-CW-Front-ElecDHW-ElecDry-Tier3 | DEER2017 | D17 v3 |  | Any | MFm | 1985 | CZ08 | rDXGF | Household | 1 | 1295.2 | None | 212 | 0.03 | -0.16 | 197 | 0.028 | -0.12 | 212 | 0.03 | -0.16 | 197 | 0.028 | -0.12 | DEER:Res:ClothesDishWasher | Annual | 1719 |  | Appl-CW-Front-ElecDHW-ElecDry-Tier3DEER2017 | Appl-CW-Front-ElecDHW-ElecDry-Tier3AnyMFm1985CZ08DEER2017 | 776
Appl-CW-Front-ElecDHW-ElecDry-Tier3 | DEER2017 | D17 v3 |  | Any | MFm | 1985 | CZ09 | rDXGF | Household | 1 | 1438.9 | None | 213 | 0.03 | -0.19 | 198 | 0.028 | -0.14 | 213 | 0.03 | -0.19 | 198 | 0.028 | -0.14 | DEER:Res:ClothesDishWasher | Annual | 1719 |  | Appl-CW-Front-ElecDHW-ElecDry-Tier3DEER2017 | Appl-CW-Front-ElecDHW-ElecDry-Tier3AnyMFm1985CZ09DEER2017 | 777
Appl-CW-Front-ElecDHW-ElecDry-Tier3 | DEER2017 | D17 v3 |  | Any | MFm | 1985 | CZ10 | rDXGF | Household | 1 | 1438.9 | None | 216 | 0.038 | 0.3 | 201 | 0.035 | 0.29 | 216 | 0.038 | 0.3 | 201 | 0.035 | 0.29 | DEER:Res:ClothesDishWasher | Annual | 1719 |  | Appl-CW-Front-ElecDHW-ElecDry-Tier3DEER2017 | Appl-CW-Front-ElecDHW-ElecDry-Tier3AnyMFm1985CZ10DEER2017 | 778
Appl-CW-Front-ElecDHW-ElecDry-Tier3 | DEER2017 | D17 v3 |  | Any | MFm | 1985 | CZ11 | rDXGF | Household | 1 | 1150 | None | 212 | 0.03 | -0.25 | 197 | 0.028 | -0.19 | 212 | 0.03 | -0.25 | 197 | 0.028 | -0.19 | DEER:Res:ClothesDishWasher | Annual | 1719 |  | Appl-CW-Front-ElecDHW-ElecDry-Tier3DEER2017 | Appl-CW-Front-ElecDHW-ElecDry-Tier3AnyMFm1985CZ11DEER2017 | 779
Appl-CW-Front-ElecDHW-ElecDry-Tier3 | DEER2017 | D17 v3 |  | Any | MFm | 1985 | CZ12 | rDXGF | Household | 1 | 1150 | None | 212 | 0.031 | -0.25 | 198 | 0.029 | -0.19 | 212 | 0.031 | -0.25 | 198 | 0.029 | -0.19 | DEER:Res:ClothesDishWasher | Annual | 1719 |  | Appl-CW-Front-ElecDHW-ElecDry-Tier3DEER2017 | Appl-CW-Front-ElecDHW-ElecDry-Tier3AnyMFm1985CZ12DEER2017 | 780
Appl-CW-Front-ElecDHW-ElecDry-Tier3 | DEER2017 | D17 v3 |  | Any | MFm | 1985 | CZ13 | rDXGF | Household | 1 | 1150 | None | 213 | 0.03 | -0.26 | 198 | 0.028 | -0.19 | 213 | 0.03 | -0.26 | 198 | 0.028 | -0.19 | DEER:Res:ClothesDishWasher | Annual | 1719 |  | Appl-CW-Front-ElecDHW-ElecDry-Tier3DEER2017 | Appl-CW-Front-ElecDHW-ElecDry-Tier3AnyMFm1985CZ13DEER2017 | 781
Appl-CW-Front-ElecDHW-ElecDry-Tier3 | DEER2017 | D17 v3 |  | Any | MFm | 1985 | CZ14 | rDXGF | Household | 1 | 1407.2 | None | 213 | 0.029 | -0.21 | 198 | 0.027 | -0.16 | 213 | 0.029 | -0.21 | 198 | 0.027 | -0.16 | DEER:Res:ClothesDishWasher | Annual | 1719 |  | Appl-CW-Front-ElecDHW-ElecDry-Tier3DEER2017 | Appl-CW-Front-ElecDHW-ElecDry-Tier3AnyMFm1985CZ14DEER2017 | 782
Appl-CW-Front-ElecDHW-ElecDry-Tier3 | DEER2017 | D17 v3 |  | Any | MFm | 1985 | CZ15 | rDXGF | Household | 1 | 1407.2 | None | 211 | 0.03 | -0.1 | 195 | 0.027 | -0.08 | 211 | 0.03 | -0.1 | 195 | 0.027 | -0.08 | DEER:Res:ClothesDishWasher | Annual | 1719 |  | Appl-CW-Front-ElecDHW-ElecDry-Tier3DEER2017 | Appl-CW-Front-ElecDHW-ElecDry-Tier3AnyMFm1985CZ15DEER2017 | 783
Appl-CW-Front-ElecDHW-ElecDry-Tier3 | DEER2017 | D17 v3 |  | Any | MFm | 1985 | CZ16 | rDXGF | Household | 1 | 1152 | None | 215 | 0.03 | -0.27 | 200 | 0.028 | -0.2 | 215 | 0.03 | -0.27 | 200 | 0.028 | -0.2 | DEER:Res:ClothesDishWasher | Annual | 1719 |  | Appl-CW-Front-ElecDHW-ElecDry-Tier3DEER2017 | Appl-CW-Front-ElecDHW-ElecDry-Tier3AnyMFm1985CZ16DEER2017 | 784
Appl-CW-Front-ElecDHW-ElecDry-Tier3 | DEER2017 | D17 v3 |  | Any | MFm | 1996 | CZ01 | rDXGF | Household | 1 | 981.6 | None | 214 | 0.029 | -0.33 | 199 | 0.027 | -0.24 | 214 | 0.029 | -0.33 | 199 | 0.027 | -0.24 | DEER:Res:ClothesDishWasher | Annual | 1719 |  | Appl-CW-Front-ElecDHW-ElecDry-Tier3DEER2017 | Appl-CW-Front-ElecDHW-ElecDry-Tier3AnyMFm1996CZ01DEER2017 | 785
Appl-CW-Front-ElecDHW-ElecDry-Tier3 | DEER2017 | D17 v3 |  | Any | MFm | 1996 | CZ02 | rDXGF | Household | 1 | 981.6 | None | 213 | 0.029 | -0.3 | 198 | 0.028 | -0.16 | 213 | 0.029 | -0.3 | 198 | 0.028 | -0.16 | DEER:Res:ClothesDishWasher | Annual | 1719 |  | Appl-CW-Front-ElecDHW-ElecDry-Tier3DEER2017 | Appl-CW-Front-ElecDHW-ElecDry-Tier3AnyMFm1996CZ02DEER2017 | 786
Appl-CW-Front-ElecDHW-ElecDry-Tier3 | DEER2017 | D17 v3 |  | Any | MFm | 1996 | CZ03 | rDXGF | Household | 1 | 981.6 | None | 213 | 0.03 | -0.24 | 198 | 0.028 | -0.18 | 213 | 0.03 | -0.24 | 198 | 0.028 | -0.18 | DEER:Res:ClothesDishWasher | Annual | 1719 |  | Appl-CW-Front-ElecDHW-ElecDry-Tier3DEER2017 | Appl-CW-Front-ElecDHW-ElecDry-Tier3AnyMFm1996CZ03DEER2017 | 787
Appl-CW-Front-ElecDHW-ElecDry-Tier3 | DEER2017 | D17 v3 |  | Any | MFm | 1996 | CZ04 | rDXGF | Household | 1 | 981.6 | None | 212 | 0.03 | -0.18 | 198 | 0.028 | -0.13 | 212 | 0.03 | -0.18 | 198 | 0.028 | -0.13 | DEER:Res:ClothesDishWasher | Annual | 1719 |  | Appl-CW-Front-ElecDHW-ElecDry-Tier3DEER2017 | Appl-CW-Front-ElecDHW-ElecDry-Tier3AnyMFm1996CZ04DEER2017 | 788
Appl-CW-Front-ElecDHW-ElecDry-Tier3 | DEER2017 | D17 v3 |  | Any | MFm | 1996 | CZ05 | rDXGF | Household | 1 | 981.6 | None | 213 | 0.029 | -0.26 | 198 | 0.027 | -0.19 | 213 | 0.029 | -0.26 | 198 | 0.027 | -0.19 | DEER:Res:ClothesDishWasher | Annual | 1719 |  | Appl-CW-Front-ElecDHW-ElecDry-Tier3DEER2017 | Appl-CW-Front-ElecDHW-ElecDry-Tier3AnyMFm1996CZ05DEER2017 | 789
Appl-CW-Front-ElecDHW-ElecDry-Tier3 | DEER2017 | D17 v3 |  | Any | MFm | 1996 | CZ06 | rDXGF | Household | 1 | 1169.1 | None | 213 | 0.031 | -0.16 | 198 | 0.028 | -0.11 | 213 | 0.031 | -0.16 | 198 | 0.028 | -0.11 | DEER:Res:ClothesDishWasher | Annual | 1719 |  | Appl-CW-Front-ElecDHW-ElecDry-Tier3DEER2017 | Appl-CW-Front-ElecDHW-ElecDry-Tier3AnyMFm1996CZ06DEER2017 | 790
Appl-CW-Front-ElecDHW-ElecDry-Tier3 | DEER2017 | D17 v3 |  | Any | MFm | 1996 | CZ07 | rDXGF | Household | 1 | 1169.1 | None | 212 | 0.03 | -0.09 | 197 | 0.028 | -0.06 | 212 | 0.03 | -0.09 | 197 | 0.028 | -0.06 | DEER:Res:ClothesDishWasher | Annual | 1719 |  | Appl-CW-Front-ElecDHW-ElecDry-Tier3DEER2017 | Appl-CW-Front-ElecDHW-ElecDry-Tier3AnyMFm1996CZ07DEER2017 | 791
Appl-CW-Front-ElecDHW-ElecDry-Tier3 | DEER2017 | D17 v3 |  | Any | MFm | 1996 | CZ08 | rDXGF | Household | 1 | 1169.1 | None | 212 | 0.03 | -0.14 | 197 | 0.027 | -0.11 | 212 | 0.03 | -0.14 | 197 | 0.027 | -0.11 | DEER:Res:ClothesDishWasher | Annual | 1719 |  | Appl-CW-Front-ElecDHW-ElecDry-Tier3DEER2017 | Appl-CW-Front-ElecDHW-ElecDry-Tier3AnyMFm1996CZ08DEER2017 | 792
Appl-CW-Front-ElecDHW-ElecDry-Tier3 | DEER2017 | D17 v3 |  | Any | MFm | 1996 | CZ09 | rDXGF | Household | 1 | 1093.6 | None | 213 | 0.03 | -0.14 | 198 | 0.028 | -0.1 | 213 | 0.03 | -0.14 | 198 | 0.028 | -0.1 | DEER:Res:ClothesDishWasher | Annual | 1719 |  | Appl-CW-Front-ElecDHW-ElecDry-Tier3DEER2017 | Appl-CW-Front-ElecDHW-ElecDry-Tier3AnyMFm1996CZ09DEER2017 | 793
Appl-CW-Front-ElecDHW-ElecDry-Tier3 | DEER2017 | D17 v3 |  | Any | MFm | 1996 | CZ10 | rDXGF | Household | 1 | 1093.6 | None | 212 | 0.031 | -0.21 | 197 | 0.028 | -0.15 | 212 | 0.031 | -0.21 | 197 | 0.028 | -0.15 | DEER:Res:ClothesDishWasher | Annual | 1719 |  | Appl-CW-Front-ElecDHW-ElecDry-Tier3DEER2017 | Appl-CW-Front-ElecDHW-ElecDry-Tier3AnyMFm1996CZ10DEER2017 | 794
Appl-CW-Front-ElecDHW-ElecDry-Tier3 | DEER2017 | D17 v3 |  | Any | MFm | 1996 | CZ11 | rDXGF | Household | 1 | 1031.9 | None | 213 | 0.03 | -0.17 | 198 | 0.028 | -0.11 | 213 | 0.03 | -0.17 | 198 | 0.028 | -0.11 | DEER:Res:ClothesDishWasher | Annual | 1719 |  | Appl-CW-Front-ElecDHW-ElecDry-Tier3DEER2017 | Appl-CW-Front-ElecDHW-ElecDry-Tier3AnyMFm1996CZ11DEER2017 | 795
Appl-CW-Front-ElecDHW-ElecDry-Tier3 | DEER2017 | D17 v3 |  | Any | MFm | 1996 | CZ12 | rDXGF | Household | 1 | 1031.9 | None | 213 | 0.031 | -0.23 | 198 | 0.029 | -0.18 | 213 | 0.031 | -0.23 | 198 | 0.029 | -0.18 | DEER:Res:ClothesDishWasher | Annual | 1719 |  | Appl-CW-Front-ElecDHW-ElecDry-Tier3DEER2017 | Appl-CW-Front-ElecDHW-ElecDry-Tier3AnyMFm1996CZ12DEER2017 | 796
Appl-CW-Front-ElecDHW-ElecDry-Tier3 | DEER2017 | D17 v3 |  | Any | MFm | 1996 | CZ13 | rDXGF | Household | 1 | 1031.9 | None | 213 | 0.031 | -0.2 | 198 | 0.028 | -0.15 | 213 | 0.031 | -0.2 | 198 | 0.028 | -0.15 | DEER:Res:ClothesDishWasher | Annual | 1719 |  | Appl-CW-Front-ElecDHW-ElecDry-Tier3DEER2017 | Appl-CW-Front-ElecDHW-ElecDry-Tier3AnyMFm1996CZ13DEER2017 | 797
Appl-CW-Front-ElecDHW-ElecDry-Tier3 | DEER2017 | D17 v3 |  | Any | MFm | 1996 | CZ14 | rDXGF | Household | 1 | 1086 | None | 214 | 0.03 | -0.18 | 198 | 0.027 | -0.14 | 214 | 0.03 | -0.18 | 198 | 0.027 | -0.14 | DEER:Res:ClothesDishWasher | Annual | 1719 |  | Appl-CW-Front-ElecDHW-ElecDry-Tier3DEER2017 | Appl-CW-Front-ElecDHW-ElecDry-Tier3AnyMFm1996CZ14DEER2017 | 798
Appl-CW-Front-ElecDHW-ElecDry-Tier3 | DEER2017 | D17 v3 |  | Any | MFm | 1996 | CZ15 | rDXGF | Household | 1 | 1086 | None | 211 | 0.029 | -0.09 | 195 | 0.027 | -0.06 | 211 | 0.029 | -0.09 | 195 | 0.027 | -0.06 | DEER:Res:ClothesDishWasher | Annual | 1719 |  | Appl-CW-Front-ElecDHW-ElecDry-Tier3DEER2017 | Appl-CW-Front-ElecDHW-ElecDry-Tier3AnyMFm1996CZ15DEER2017 | 799
Appl-CW-Front-ElecDHW-ElecDry-Tier3 | DEER2017 | D17 v3 |  | Any | MFm | 1996 | CZ16 | rDXGF | Household | 1 | 981.6 | None | 215 | 0.03 | -0.26 | 200 | 0.028 | -0.2 | 215 | 0.03 | -0.26 | 200 | 0.028 | -0.2 | DEER:Res:ClothesDishWasher | Annual | 1719 |  | Appl-CW-Front-ElecDHW-ElecDry-Tier3DEER2017 | Appl-CW-Front-ElecDHW-ElecDry-Tier3AnyMFm1996CZ16DEER2017 | 800
Appl-CW-Front-ElecDHW-ElecDry-Tier3 | DEER2017 | D17 v3 |  | Any | MFm | 2003 | CZ01 | rDXGF | Household | 1 | 998.7 | None | 214 | 0.029 | -0.26 | 199 | 0.027 | -0.27 | 214 | 0.029 | -0.26 | 199 | 0.027 | -0.27 | DEER:Res:ClothesDishWasher | Annual | 1719 |  | Appl-CW-Front-ElecDHW-ElecDry-Tier3DEER2017 | Appl-CW-Front-ElecDHW-ElecDry-Tier3AnyMFm2003CZ01DEER2017 | 801
Appl-CW-Front-ElecDHW-ElecDry-Tier3 | DEER2017 | D17 v3 |  | Any | MFm | 2003 | CZ02 | rDXGF | Household | 1 | 1073.2 | None | 213 | 0.031 | -0.15 | 198 | 0.029 | -0.15 | 213 | 0.031 | -0.15 | 198 | 0.029 | -0.15 | DEER:Res:ClothesDishWasher | Annual | 1719 |  | Appl-CW-Front-ElecDHW-ElecDry-Tier3DEER2017 | Appl-CW-Front-ElecDHW-ElecDry-Tier3AnyMFm2003CZ02DEER2017 | 802
Appl-CW-Front-ElecDHW-ElecDry-Tier3 | DEER2017 | D17 v3 |  | Any | MFm | 2003 | CZ03 | rDXGF | Household | 1 | 998.7 | None | 213 | 0.03 | -0.27 | 198 | 0.027 | -0.2 | 213 | 0.03 | -0.27 | 198 | 0.027 | -0.2 | DEER:Res:ClothesDishWasher | Annual | 1719 |  | Appl-CW-Front-ElecDHW-ElecDry-Tier3DEER2017 | Appl-CW-Front-ElecDHW-ElecDry-Tier3AnyMFm2003CZ03DEER2017 | 803
Appl-CW-Front-ElecDHW-ElecDry-Tier3 | DEER2017 | D17 v3 |  | Any | MFm | 2003 | CZ04 | rDXGF | Household | 1 | 998.7 | None | 214 | 0.032 | -0.14 | 197 | 0.026 | -0.21 | 214 | 0.032 | -0.14 | 197 | 0.026 | -0.21 | DEER:Res:ClothesDishWasher | Annual | 1719 |  | Appl-CW-Front-ElecDHW-ElecDry-Tier3DEER2017 | Appl-CW-Front-ElecDHW-ElecDry-Tier3AnyMFm2003CZ04DEER2017 | 804
Appl-CW-Front-ElecDHW-ElecDry-Tier3 | DEER2017 | D17 v3 |  | Any | MFm | 2003 | CZ05 | rDXGF | Household | 1 | 998.7 | None | 213 | 0.03 | -0.28 | 198 | 0.028 | -0.21 | 213 | 0.03 | -0.28 | 198 | 0.028 | -0.21 | DEER:Res:ClothesDishWasher | Annual | 1719 |  | Appl-CW-Front-ElecDHW-ElecDry-Tier3DEER2017 | Appl-CW-Front-ElecDHW-ElecDry-Tier3AnyMFm2003CZ05DEER2017 | 805
Appl-CW-Front-ElecDHW-ElecDry-Tier3 | DEER2017 | D17 v3 |  | Any | MFm | 2003 | CZ06 | rDXGF | Household | 1 | 1206 | None | 212 | 0.03 | -0.17 | 197 | 0.028 | -0.13 | 212 | 0.03 | -0.17 | 197 | 0.028 | -0.13 | DEER:Res:ClothesDishWasher | Annual | 1719 |  | Appl-CW-Front-ElecDHW-ElecDry-Tier3DEER2017 | Appl-CW-Front-ElecDHW-ElecDry-Tier3AnyMFm2003CZ06DEER2017 | 806
Appl-CW-Front-ElecDHW-ElecDry-Tier3 | DEER2017 | D17 v3 |  | Any | MFm | 2003 | CZ07 | rDXGF | Household | 1 | 1206 | None | 213 | 0.03 | -0.16 | 198 | 0.028 | -0.12 | 213 | 0.03 | -0.16 | 198 | 0.028 | -0.12 | DEER:Res:ClothesDishWasher | Annual | 1719 |  | Appl-CW-Front-ElecDHW-ElecDry-Tier3DEER2017 | Appl-CW-Front-ElecDHW-ElecDry-Tier3AnyMFm2003CZ07DEER2017 | 807
Appl-CW-Front-ElecDHW-ElecDry-Tier3 | DEER2017 | D17 v3 |  | Any | MFm | 2003 | CZ08 | rDXGF | Household | 1 | 1206 | None | 212 | 0.031 | -0.15 | 197 | 0.028 | -0.11 | 212 | 0.031 | -0.15 | 197 | 0.028 | -0.11 | DEER:Res:ClothesDishWasher | Annual | 1719 |  | Appl-CW-Front-ElecDHW-ElecDry-Tier3DEER2017 | Appl-CW-Front-ElecDHW-ElecDry-Tier3AnyMFm2003CZ08DEER2017 | 808
Appl-CW-Front-ElecDHW-ElecDry-Tier3 | DEER2017 | D17 v3 |  | Any | MFm | 2003 | CZ09 | rDXGF | Household | 1 | 1126.6 | None | 213 | 0.031 | -0.13 | 197 | 0.027 | -0.06 | 213 | 0.031 | -0.13 | 197 | 0.027 | -0.06 | DEER:Res:ClothesDishWasher | Annual | 1719 |  | Appl-CW-Front-ElecDHW-ElecDry-Tier3DEER2017 | Appl-CW-Front-ElecDHW-ElecDry-Tier3AnyMFm2003CZ09DEER2017 | 809
Appl-CW-Front-ElecDHW-ElecDry-Tier3 | DEER2017 | D17 v3 |  | Any | MFm | 2003 | CZ10 | rDXGF | Household | 1 | 1073.2 | None | 213 | 0.032 | -0.09 | 198 | 0.03 | -0.06 | 213 | 0.032 | -0.09 | 198 | 0.03 | -0.06 | DEER:Res:ClothesDishWasher | Annual | 1719 |  | Appl-CW-Front-ElecDHW-ElecDry-Tier3DEER2017 | Appl-CW-Front-ElecDHW-ElecDry-Tier3AnyMFm2003CZ10DEER2017 | 810
Appl-CW-Front-ElecDHW-ElecDry-Tier3 | DEER2017 | D17 v3 |  | Any | MFm | 2003 | CZ11 | rDXGF | Household | 1 | 1073.2 | None | 213 | 0.029 | -0.2 | 198 | 0.027 | -0.15 | 213 | 0.029 | -0.2 | 198 | 0.027 | -0.15 | DEER:Res:ClothesDishWasher | Annual | 1719 |  | Appl-CW-Front-ElecDHW-ElecDry-Tier3DEER2017 | Appl-CW-Front-ElecDHW-ElecDry-Tier3AnyMFm2003CZ11DEER2017 | 811
Appl-CW-Front-ElecDHW-ElecDry-Tier3 | DEER2017 | D17 v3 |  | Any | MFm | 2003 | CZ12 | rDXGF | Household | 1 | 1073.2 | None | 213 | 0.03 | -0.19 | 198 | 0.028 | -0.14 | 213 | 0.03 | -0.19 | 198 | 0.028 | -0.14 | DEER:Res:ClothesDishWasher | Annual | 1719 |  | Appl-CW-Front-ElecDHW-ElecDry-Tier3DEER2017 | Appl-CW-Front-ElecDHW-ElecDry-Tier3AnyMFm2003CZ12DEER2017 | 812
Appl-CW-Front-ElecDHW-ElecDry-Tier3 | DEER2017 | D17 v3 |  | Any | MFm | 2003 | CZ13 | rDXGF | Household | 1 | 1073.2 | None | 213 | 0.03 | -0.18 | 198 | 0.028 | -0.13 | 213 | 0.03 | -0.18 | 198 | 0.028 | -0.13 | DEER:Res:ClothesDishWasher | Annual | 1719 |  | Appl-CW-Front-ElecDHW-ElecDry-Tier3DEER2017 | Appl-CW-Front-ElecDHW-ElecDry-Tier3AnyMFm2003CZ13DEER2017 | 813
Appl-CW-Front-ElecDHW-ElecDry-Tier3 | DEER2017 | D17 v3 |  | Any | MFm | 2003 | CZ14 | rDXGF | Household | 1 | 1094.6 | None | 213 | 0.029 | -0.2 | 198 | 0.027 | -0.15 | 213 | 0.029 | -0.2 | 198 | 0.027 | -0.15 | DEER:Res:ClothesDishWasher | Annual | 1719 |  | Appl-CW-Front-ElecDHW-ElecDry-Tier3DEER2017 | Appl-CW-Front-ElecDHW-ElecDry-Tier3AnyMFm2003CZ14DEER2017 | 814
Appl-CW-Front-ElecDHW-ElecDry-Tier3 | DEER2017 | D17 v3 |  | Any | MFm | 2003 | CZ15 | rDXGF | Household | 1 | 1094.6 | None | 211 | 0.029 | -0.09 | 195 | 0.027 | -0.07 | 211 | 0.029 | -0.09 | 195 | 0.027 | -0.07 | DEER:Res:ClothesDishWasher | Annual | 1719 |  | Appl-CW-Front-ElecDHW-ElecDry-Tier3DEER2017 | Appl-CW-Front-ElecDHW-ElecDry-Tier3AnyMFm2003CZ15DEER2017 | 815
Appl-CW-Front-ElecDHW-ElecDry-Tier3 | DEER2017 | D17 v3 |  | Any | MFm | 2003 | CZ16 | rDXGF | Household | 1 | 998.7 | None | 215 | 0.03 | -0.26 | 200 | 0.028 | -0.19 | 215 | 0.03 | -0.26 | 200 | 0.028 | -0.19 | DEER:Res:ClothesDishWasher | Annual | 1719 |  | Appl-CW-Front-ElecDHW-ElecDry-Tier3DEER2017 | Appl-CW-Front-ElecDHW-ElecDry-Tier3AnyMFm2003CZ16DEER2017 | 816
Appl-CW-Front-ElecDHW-ElecDry-Tier3 | DEER2017 | D17 v3 |  | Any | MFm | 2007 | CZ01 | rDXGF | Household | 1 | 998.7 | None | 214 | 0.03 | -0.36 | 199 | 0.028 | -0.28 | 214 | 0.03 | -0.36 | 199 | 0.028 | -0.28 | DEER:Res:ClothesDishWasher | Annual | 1719 |  | Appl-CW-Front-ElecDHW-ElecDry-Tier3DEER2017 | Appl-CW-Front-ElecDHW-ElecDry-Tier3AnyMFm2007CZ01DEER2017 | 817
Appl-CW-Front-ElecDHW-ElecDry-Tier3 | DEER2017 | D17 v3 |  | Any | MFm | 2007 | CZ02 | rDXGF | Household | 1 | 1073.2 | None | 214 | 0.031 | -0.07 | 199 | 0.028 | -0.13 | 214 | 0.031 | -0.07 | 199 | 0.028 | -0.13 | DEER:Res:ClothesDishWasher | Annual | 1719 |  | Appl-CW-Front-ElecDHW-ElecDry-Tier3DEER2017 | Appl-CW-Front-ElecDHW-ElecDry-Tier3AnyMFm2007CZ02DEER2017 | 818
Appl-CW-Front-ElecDHW-ElecDry-Tier3 | DEER2017 | D17 v3 |  | Any | MFm | 2007 | CZ03 | rDXGF | Household | 1 | 998.7 | None | 213 | 0.029 | -0.27 | 198 | 0.027 | -0.2 | 213 | 0.029 | -0.27 | 198 | 0.027 | -0.2 | DEER:Res:ClothesDishWasher | Annual | 1719 |  | Appl-CW-Front-ElecDHW-ElecDry-Tier3DEER2017 | Appl-CW-Front-ElecDHW-ElecDry-Tier3AnyMFm2007CZ03DEER2017 | 819
Appl-CW-Front-ElecDHW-ElecDry-Tier3 | DEER2017 | D17 v3 |  | Any | MFm | 2007 | CZ04 | rDXGF | Household | 1 | 998.7 | None | 213 | 0.03 | -0.16 | 198 | 0.028 | -0.12 | 213 | 0.03 | -0.16 | 198 | 0.028 | -0.12 | DEER:Res:ClothesDishWasher | Annual | 1719 |  | Appl-CW-Front-ElecDHW-ElecDry-Tier3DEER2017 | Appl-CW-Front-ElecDHW-ElecDry-Tier3AnyMFm2007CZ04DEER2017 | 820
Appl-CW-Front-ElecDHW-ElecDry-Tier3 | DEER2017 | D17 v3 |  | Any | MFm | 2007 | CZ05 | rDXGF | Household | 1 | 998.7 | None | 213 | 0.03 | -0.23 | 198 | 0.027 | -0.18 | 213 | 0.03 | -0.23 | 198 | 0.027 | -0.18 | DEER:Res:ClothesDishWasher | Annual | 1719 |  | Appl-CW-Front-ElecDHW-ElecDry-Tier3DEER2017 | Appl-CW-Front-ElecDHW-ElecDry-Tier3AnyMFm2007CZ05DEER2017 | 821
Appl-CW-Front-ElecDHW-ElecDry-Tier3 | DEER2017 | D17 v3 |  | Any | MFm | 2007 | CZ06 | rDXGF | Household | 1 | 1206 | None | 212 | 0.03 | -0.18 | 198 | 0.028 | -0.14 | 212 | 0.03 | -0.18 | 198 | 0.028 | -0.14 | DEER:Res:ClothesDishWasher | Annual | 1719 |  | Appl-CW-Front-ElecDHW-ElecDry-Tier3DEER2017 | Appl-CW-Front-ElecDHW-ElecDry-Tier3AnyMFm2007CZ06DEER2017 | 822
Appl-CW-Front-ElecDHW-ElecDry-Tier3 | DEER2017 | D17 v3 |  | Any | MFm | 2007 | CZ07 | rDXGF | Household | 1 | 1206 | None | 212 | 0.03 | -0.17 | 200 | 0.031 | 0.12 | 212 | 0.03 | -0.17 | 200 | 0.031 | 0.12 | DEER:Res:ClothesDishWasher | Annual | 1719 |  | Appl-CW-Front-ElecDHW-ElecDry-Tier3DEER2017 | Appl-CW-Front-ElecDHW-ElecDry-Tier3AnyMFm2007CZ07DEER2017 | 823
Appl-CW-Front-ElecDHW-ElecDry-Tier3 | DEER2017 | D17 v3 |  | Any | MFm | 2007 | CZ08 | rDXGF | Household | 1 | 1206 | None | 209 | 0.025 | -0.27 | 194 | 0.023 | -0.23 | 209 | 0.025 | -0.27 | 194 | 0.023 | -0.23 | DEER:Res:ClothesDishWasher | Annual | 1719 |  | Appl-CW-Front-ElecDHW-ElecDry-Tier3DEER2017 | Appl-CW-Front-ElecDHW-ElecDry-Tier3AnyMFm2007CZ08DEER2017 | 824
Appl-CW-Front-ElecDHW-ElecDry-Tier3 | DEER2017 | D17 v3 |  | Any | MFm | 2007 | CZ09 | rDXGF | Household | 1 | 1126.6 | None | 212 | 0.03 | -0.16 | 197 | 0.027 | -0.12 | 212 | 0.03 | -0.16 | 197 | 0.027 | -0.548 | DEER:Res:ClothesDishWasher | Annual | 2 |  | Appl-CW-Front-ElecDHW-ElecDry-Tier3DEER2017 | Appl-CW-Front-ElecDHW-ElecDry-Tier3AnyMFm2007CZ09DEER2017 | 825
Appl-CW-Front-ElecDHW-ElecDry-Tier3 | DEER2017 | D17 v3 |  | Any | MFm | 2007 | CZ10 | rDXGF | Household | 1 | 1073.2 | None | 213 | 0.03 | -0.12 | 200 | 0.031 | -0.01 | 213 | 0.03 | -0.12 | 200 | 0.031 | -0.5 | DEER:Res:ClothesDishWasher | Annual | 2 |  | Appl-CW-Front-ElecDHW-ElecDry-Tier3DEER2017 | Appl-CW-Front-ElecDHW-ElecDry-Tier3AnyMFm2007CZ10DEER2017 | 826
Appl-CW-Front-ElecDHW-ElecDry-Tier3 | DEER2017 | D17 v3 |  | Any | MFm | 2007 | CZ11 | rDXGF | Household | 1 | 1073.2 | None | 213 | 0.029 | -0.21 | 198 | 0.027 | -0.16 | 213 | 0.029 | -0.21 | 198 | 0.027 | -0.488 | DEER:Res:ClothesDishWasher | Annual | 2 |  | Appl-CW-Front-ElecDHW-ElecDry-Tier3DEER2017 | Appl-CW-Front-ElecDHW-ElecDry-Tier3AnyMFm2007CZ11DEER2017 | 827
Appl-CW-Front-ElecDHW-ElecDry-Tier3 | DEER2017 | D17 v3 |  | Any | MFm | 2007 | CZ12 | rDXGF | Household | 1 | 1073.2 | None | 213 | 0.03 | -0.19 | 198 | 0.028 | -0.14 | 213 | 0.03 | -0.19 | 198 | 0.028 | -0.408 | DEER:Res:ClothesDishWasher | Annual | 2 |  | Appl-CW-Front-ElecDHW-ElecDry-Tier3DEER2017 | Appl-CW-Front-ElecDHW-ElecDry-Tier3AnyMFm2007CZ12DEER2017 | 828
Appl-CW-Front-ElecDHW-ElecDry-Tier3 | DEER2017 | D17 v3 |  | Any | MFm | 2007 | CZ13 | rDXGF | Household | 1 | 1073.2 | None | 213 | 0.029 | -0.19 | 197 | 0.027 | -0.15 | 213 | 0.029 | -0.19 | 197 | 0.027 | -0.576 | DEER:Res:ClothesDishWasher | Annual | 2 |  | Appl-CW-Front-ElecDHW-ElecDry-Tier3DEER2017 | Appl-CW-Front-ElecDHW-ElecDry-Tier3AnyMFm2007CZ13DEER2017 | 829
Appl-CW-Front-ElecDHW-ElecDry-Tier3 | DEER2017 | D17 v3 |  | Any | MFm | 2007 | CZ14 | rDXGF | Household | 1 | 1094.6 | None | 213 | 0.03 | -0.2 | 198 | 0.027 | -0.16 | 213 | 0.03 | -0.2 | 198 | 0.027 | -0.406 | DEER:Res:ClothesDishWasher | Annual | 2 |  | Appl-CW-Front-ElecDHW-ElecDry-Tier3DEER2017 | Appl-CW-Front-ElecDHW-ElecDry-Tier3AnyMFm2007CZ14DEER2017 | 830
Appl-CW-Front-ElecDHW-ElecDry-Tier3 | DEER2017 | D17 v3 |  | Any | MFm | 2007 | CZ15 | rDXGF | Household | 1 | 1094.6 | None | 210 | 0.029 | -0.09 | 195 | 0.027 | -0.07 | 210 | 0.029 | -0.09 | 195 | 0.027 | -0.438 | DEER:Res:ClothesDishWasher | Annual | 2 |  | Appl-CW-Front-ElecDHW-ElecDry-Tier3DEER2017 | Appl-CW-Front-ElecDHW-ElecDry-Tier3AnyMFm2007CZ15DEER2017 | 831
Appl-CW-Front-ElecDHW-ElecDry-Tier3 | DEER2017 | D17 v3 |  | Any | MFm | 2007 | CZ16 | rDXGF | Household | 1 | 998.7 | None | 215 | 0.03 | -0.26 | 200 | 0.028 | -0.2 | 215 | 0.03 | -0.26 | 200 | 0.028 | -0.396 | DEER:Res:ClothesDishWasher | Annual | 2 |  | Appl-CW-Front-ElecDHW-ElecDry-Tier3DEER2017 | Appl-CW-Front-ElecDHW-ElecDry-Tier3AnyMFm2007CZ16DEER2017 | 832
Appl-CW-Front-ElecDHW-ElecDry-Tier3 | DEER2017 | D17 v3 |  | Any | MFm | 2011 | CZ01 | rDXGF | Household | 1 | 998.7 | None | 214 | 0.029 | -0.35 | 199 | 0.027 | -0.26 | 214 | 0.029 | -0.35 | 199 | 0.027 | -0.569 | DEER:Res:ClothesDishWasher | Annual | 2 |  | Appl-CW-Front-ElecDHW-ElecDry-Tier3DEER2017 | Appl-CW-Front-ElecDHW-ElecDry-Tier3AnyMFm2011CZ01DEER2017 | 833
Appl-CW-Front-ElecDHW-ElecDry-Tier3 | DEER2017 | D17 v3 |  | Any | MFm | 2011 | CZ02 | rDXGF | Household | 1 | 1073.2 | None | 213 | 0.031 | -0.18 | 199 | 0.028 | -0.13 | 213 | 0.031 | -0.18 | 199 | 0.028 | -0.448 | DEER:Res:ClothesDishWasher | Annual | 2 |  | Appl-CW-Front-ElecDHW-ElecDry-Tier3DEER2017 | Appl-CW-Front-ElecDHW-ElecDry-Tier3AnyMFm2011CZ02DEER2017 | 834
Appl-CW-Front-ElecDHW-ElecDry-Tier3 | DEER2017 | D17 v3 |  | Any | MFm | 2011 | CZ03 | rDXGF | Household | 1 | 998.7 | None | 213 | 0.03 | -0.21 | 198 | 0.028 | -0.14 | 213 | 0.03 | -0.21 | 198 | 0.028 | -0.517 | DEER:Res:ClothesDishWasher | Annual | 2 |  | Appl-CW-Front-ElecDHW-ElecDry-Tier3DEER2017 | Appl-CW-Front-ElecDHW-ElecDry-Tier3AnyMFm2011CZ03DEER2017 | 835
Appl-CW-Front-ElecDHW-ElecDry-Tier3 | DEER2017 | D17 v3 |  | Any | MFm | 2011 | CZ04 | rDXGF | Household | 1 | 998.7 | None | 214 | 0.031 | -0.13 | 199 | 0.029 | -0.1 | 214 | 0.031 | -0.13 | 199 | 0.029 | -0.475 | DEER:Res:ClothesDishWasher | Annual | 2 |  | Appl-CW-Front-ElecDHW-ElecDry-Tier3DEER2017 | Appl-CW-Front-ElecDHW-ElecDry-Tier3AnyMFm2011CZ04DEER2017 | 836
Appl-CW-Front-ElecDHW-ElecDry-Tier3 | DEER2017 | D17 v3 |  | Any | MFm | 2011 | CZ05 | rDXGF | Household | 1 | 998.7 | None | 213 | 0.029 | -0.23 | 198 | 0.027 | -0.17 | 213 | 0.029 | -0.23 | 198 | 0.027 | -0.383 | DEER:Res:ClothesDishWasher | Annual | 2 |  | Appl-CW-Front-ElecDHW-ElecDry-Tier3DEER2017 | Appl-CW-Front-ElecDHW-ElecDry-Tier3AnyMFm2011CZ05DEER2017 | 837
Appl-CW-Front-ElecDHW-ElecDry-Tier3 | DEER2017 | D17 v3 |  | Any | MFm | 2011 | CZ06 | rDXGF | Household | 1 | 1206 | None | 212 | 0.03 | -0.18 | 198 | 0.028 | -0.14 | 212 | 0.03 | -0.18 | 198 | 0.028 | -0.301 | DEER:Res:ClothesDishWasher | Annual | 2 |  | Appl-CW-Front-ElecDHW-ElecDry-Tier3DEER2017 | Appl-CW-Front-ElecDHW-ElecDry-Tier3AnyMFm2011CZ06DEER2017 | 838
Appl-CW-Front-ElecDHW-ElecDry-Tier3 | DEER2017 | D17 v3 |  | Any | MFm | 2011 | CZ07 | rDXGF | Household | 1 | 1206 | None | 213 | 0.03 | -0.14 | 198 | 0.028 | -0.11 | 213 | 0.03 | -0.14 | 198 | 0.028 | -0.446 | DEER:Res:ClothesDishWasher | Annual | 2 |  | Appl-CW-Front-ElecDHW-ElecDry-Tier3DEER2017 | Appl-CW-Front-ElecDHW-ElecDry-Tier3AnyMFm2011CZ07DEER2017 | 839
Appl-CW-Front-ElecDHW-ElecDry-Tier3 | DEER2017 | D17 v3 |  | Any | MFm | 2011 | CZ08 | rDXGF | Household | 1 | 1206 | None | 213 | 0.03 | -0.13 | 198 | 0.028 | -0.09 | 213 | 0.03 | -0.13 | 198 | 0.028 | -0.351 | DEER:Res:ClothesDishWasher | Annual | 2 |  | Appl-CW-Front-ElecDHW-ElecDry-Tier3DEER2017 | Appl-CW-Front-ElecDHW-ElecDry-Tier3AnyMFm2011CZ08DEER2017 | 840
Appl-CW-Front-ElecDHW-ElecDry-Tier3 | DEER2017 | D17 v3 |  | Any | MFm | 2011 | CZ09 | rDXGF | Household | 1 | 1126.6 | None | 212 | 0.03 | -0.14 | 197 | 0.028 | -0.11 | 212 | 0.03 | -0.14 | 197 | 0.028 | -0.352 | DEER:Res:ClothesDishWasher | Annual | 2 |  | Appl-CW-Front-ElecDHW-ElecDry-Tier3DEER2017 | Appl-CW-Front-ElecDHW-ElecDry-Tier3AnyMFm2011CZ09DEER2017 | 841
Appl-CW-Front-ElecDHW-ElecDry-Tier3 | DEER2017 | D17 v3 |  | Any | MFm | 2011 | CZ10 | rDXGF | Household | 1 | 1073.2 | None | 212 | 0.03 | -0.12 | 197 | 0.028 | -0.09 | 212 | 0.03 | -0.12 | 197 | 0.028 | -0.329 | DEER:Res:ClothesDishWasher | Annual | 2 |  | Appl-CW-Front-ElecDHW-ElecDry-Tier3DEER2017 | Appl-CW-Front-ElecDHW-ElecDry-Tier3AnyMFm2011CZ10DEER2017 | 842
Appl-CW-Front-ElecDHW-ElecDry-Tier3 | DEER2017 | D17 v3 |  | Any | MFm | 2011 | CZ11 | rDXGF | Household | 1 | 1073.2 | None | 213 | 0.029 | -0.2 | 198 | 0.027 | -0.15 | 213 | 0.029 | -0.2 | 198 | 0.027 | -0.394 | DEER:Res:ClothesDishWasher | Annual | 2 |  | Appl-CW-Front-ElecDHW-ElecDry-Tier3DEER2017 | Appl-CW-Front-ElecDHW-ElecDry-Tier3AnyMFm2011CZ11DEER2017 | 843
Appl-CW-Front-ElecDHW-ElecDry-Tier3 | DEER2017 | D17 v3 |  | Any | MFm | 2011 | CZ12 | rDXGF | Household | 1 | 1073.2 | None | 213 | 0.03 | -0.18 | 198 | 0.027 | -0.13 | 213 | 0.03 | -0.18 | 198 | 0.027 | -0.364 | DEER:Res:ClothesDishWasher | Annual | 2 |  | Appl-CW-Front-ElecDHW-ElecDry-Tier3DEER2017 | Appl-CW-Front-ElecDHW-ElecDry-Tier3AnyMFm2011CZ12DEER2017 | 844
Appl-CW-Front-ElecDHW-ElecDry-Tier3 | DEER2017 | D17 v3 |  | Any | MFm | 2011 | CZ13 | rDXGF | Household | 1 | 1073.2 | None | 213 | 0.03 | -0.18 | 198 | 0.028 | -0.14 | 213 | 0.03 | -0.18 | 198 | 0.028 | -0.686 | DEER:Res:ClothesDishWasher | Annual | 2 |  | Appl-CW-Front-ElecDHW-ElecDry-Tier3DEER2017 | Appl-CW-Front-ElecDHW-ElecDry-Tier3AnyMFm2011CZ13DEER2017 | 845
Appl-CW-Front-ElecDHW-ElecDry-Tier3 | DEER2017 | D17 v3 |  | Any | MFm | 2011 | CZ14 | rDXGF | Household | 1 | 1094.6 | None | 213 | 0.03 | -0.19 | 198 | 0.027 | -0.15 | 213 | 0.03 | -0.19 | 198 | 0.027 | -0.669 | DEER:Res:ClothesDishWasher | Annual | 2 |  | Appl-CW-Front-ElecDHW-ElecDry-Tier3DEER2017 | Appl-CW-Front-ElecDHW-ElecDry-Tier3AnyMFm2011CZ14DEER2017 | 846
Appl-CW-Front-ElecDHW-ElecDry-Tier3 | DEER2017 | D17 v3 |  | Any | MFm | 2011 | CZ15 | rDXGF | Household | 1 | 1094.6 | None | 211 | 0.03 | -0.09 | 195 | 0.027 | -0.07 | 211 | 0.03 | -0.09 | 195 | 0.027 | -0.553 | DEER:Res:ClothesDishWasher | Annual | 2 |  | Appl-CW-Front-ElecDHW-ElecDry-Tier3DEER2017 | Appl-CW-Front-ElecDHW-ElecDry-Tier3AnyMFm2011CZ15DEER2017 | 847
Appl-CW-Front-ElecDHW-ElecDry-Tier3 | DEER2017 | D17 v3 |  | Any | MFm | 2011 | CZ16 | rDXGF | Household | 1 | 998.7 | None | 215 | 0.031 | -0.26 | 200 | 0.028 | -0.19 | 215 | 0.031 | -0.26 | 200 | 0.028 | -0.487 | DEER:Res:ClothesDishWasher | Annual | 2 |  | Appl-CW-Front-ElecDHW-ElecDry-Tier3DEER2017 | Appl-CW-Front-ElecDHW-ElecDry-Tier3AnyMFm2011CZ16DEER2017 | 848
Appl-CW-Front-ElecDHW-ElecDry-Tier3 | DEER2017 | D17 v3 |  | Any | MFm | 2015 | CZ01 | rDXGF | Household | 1 | 998.7 | None | 214 | 0.029 | -0.34 | 199 | 0.027 | -0.24 | 214 | 0.029 | -0.34 | 199 | 0.027 | -0.732 | DEER:Res:ClothesDishWasher | Annual | 2 |  | Appl-CW-Front-ElecDHW-ElecDry-Tier3DEER2017 | Appl-CW-Front-ElecDHW-ElecDry-Tier3AnyMFm2015CZ01DEER2017 | 849
Appl-CW-Front-ElecDHW-ElecDry-Tier3 | DEER2017 | D17 v3 |  | Any | MFm | 2015 | CZ02 | rDXGF | Household | 1 | 1073.2 | None | 213 | 0.03 | -0.19 | 199 | 0.028 | -0.14 | 213 | 0.03 | -0.19 | 199 | 0.028 | -0.539 | DEER:Res:ClothesDishWasher | Annual | 2 |  | Appl-CW-Front-ElecDHW-ElecDry-Tier3DEER2017 | Appl-CW-Front-ElecDHW-ElecDry-Tier3AnyMFm2015CZ02DEER2017 | 850
Appl-CW-Front-ElecDHW-ElecDry-Tier3 | DEER2017 | D17 v3 |  | Any | MFm | 2015 | CZ03 | rDXGF | Household | 1 | 998.7 | None | 213 | 0.03 | -0.15 | 198 | 0.028 | -0.1 | 213 | 0.03 | -0.15 | 198 | 0.028 | -0.549 | DEER:Res:ClothesDishWasher | Annual | 2 |  | Appl-CW-Front-ElecDHW-ElecDry-Tier3DEER2017 | Appl-CW-Front-ElecDHW-ElecDry-Tier3AnyMFm2015CZ03DEER2017 | 851
Appl-CW-Front-ElecDHW-ElecDry-Tier3 | DEER2017 | D17 v3 |  | Any | MFm | 2015 | CZ04 | rDXGF | Household | 1 | 998.7 | None | 213 | 0.03 | -0.15 | 198 | 0.028 | -0.11 | 213 | 0.03 | -0.15 | 198 | 0.028 | -0.559 | DEER:Res:ClothesDishWasher | Annual | 2 |  | Appl-CW-Front-ElecDHW-ElecDry-Tier3DEER2017 | Appl-CW-Front-ElecDHW-ElecDry-Tier3AnyMFm2015CZ04DEER2017 | 852
Appl-CW-Front-ElecDHW-ElecDry-Tier3 | DEER2017 | D17 v3 |  | Any | MFm | 2015 | CZ05 | rDXGF | Household | 1 | 998.7 | None | 213 | 0.03 | -0.16 | 199 | 0.028 | -0.12 | 213 | 0.03 | -0.16 | 199 | 0.028 | -0.661 | DEER:Res:ClothesDishWasher | Annual | 2 |  | Appl-CW-Front-ElecDHW-ElecDry-Tier3DEER2017 | Appl-CW-Front-ElecDHW-ElecDry-Tier3AnyMFm2015CZ05DEER2017 | 853
Appl-CW-Front-ElecDHW-ElecDry-Tier3 | DEER2017 | D17 v3 |  | Any | MFm | 2015 | CZ06 | rDXGF | Household | 1 | 1206 | None | 212 | 0.03 | -0.18 | 198 | 0.028 | -0.13 | 212 | 0.03 | -0.18 | 198 | 0.028 | -0.558 | DEER:Res:ClothesDishWasher | Annual | 2 |  | Appl-CW-Front-ElecDHW-ElecDry-Tier3DEER2017 | Appl-CW-Front-ElecDHW-ElecDry-Tier3AnyMFm2015CZ06DEER2017 | 854
Appl-CW-Front-ElecDHW-ElecDry-Tier3 | DEER2017 | D17 v3 |  | Any | MFm | 2015 | CZ07 | rDXGF | Household | 1 | 1206 | None | 213 | 0.03 | -0.15 | 198 | 0.028 | -0.11 | 213 | 0.03 | -0.15 | 198 | 0.028 | -0.749 | DEER:Res:ClothesDishWasher | Annual | 2 |  | Appl-CW-Front-ElecDHW-ElecDry-Tier3DEER2017 | Appl-CW-Front-ElecDHW-ElecDry-Tier3AnyMFm2015CZ07DEER2017 | 855
Appl-CW-Front-ElecDHW-ElecDry-Tier3 | DEER2017 | D17 v3 |  | Any | MFm | 2015 | CZ08 | rDXGF | Household | 1 | 1206 | None | 213 | 0.031 | -0.11 | 198 | 0.029 | -0.08 | 213 | 0.031 | -0.11 | 198 | 0.029 | -0.744 | DEER:Res:ClothesDishWasher | Annual | 2 |  | Appl-CW-Front-ElecDHW-ElecDry-Tier3DEER2017 | Appl-CW-Front-ElecDHW-ElecDry-Tier3AnyMFm2015CZ08DEER2017 | 856
Appl-CW-Front-ElecDHW-ElecDry-Tier3 | DEER2017 | D17 v3 |  | Any | MFm | 2015 | CZ09 | rDXGF | Household | 1 | 1126.6 | None | 212 | 0.03 | -0.15 | 197 | 0.028 | -0.11 | 212 | 0.03 | -0.15 | 197 | 0.028 | -0.693 | DEER:Res:ClothesDishWasher | Annual | 2 |  | Appl-CW-Front-ElecDHW-ElecDry-Tier3DEER2017 | Appl-CW-Front-ElecDHW-ElecDry-Tier3AnyMFm2015CZ09DEER2017 | 857
Appl-CW-Front-ElecDHW-ElecDry-Tier3 | DEER2017 | D17 v3 |  | Any | MFm | 2015 | CZ10 | rDXGF | Household | 1 | 1073.2 | None | 213 | 0.031 | -0.11 | 198 | 0.028 | -0.09 | 213 | 0.031 | -0.11 | 198 | 0.028 | -0.598 | DEER:Res:ClothesDishWasher | Annual | 2 |  | Appl-CW-Front-ElecDHW-ElecDry-Tier3DEER2017 | Appl-CW-Front-ElecDHW-ElecDry-Tier3AnyMFm2015CZ10DEER2017 | 858
Appl-CW-Front-ElecDHW-ElecDry-Tier3 | DEER2017 | D17 v3 |  | Any | MFm | 2015 | CZ11 | rDXGF | Household | 1 | 1073.2 | None | 213 | 0.029 | -0.19 | 198 | 0.027 | -0.14 | 213 | 0.029 | -0.19 | 198 | 0.027 | -0.838 | DEER:Res:ClothesDishWasher | Annual | 2 |  | Appl-CW-Front-ElecDHW-ElecDry-Tier3DEER2017 | Appl-CW-Front-ElecDHW-ElecDry-Tier3AnyMFm2015CZ11DEER2017 | 859
Appl-CW-Front-ElecDHW-ElecDry-Tier3 | DEER2017 | D17 v3 |  | Any | MFm | 2015 | CZ12 | rDXGF | Household | 1 | 1073.2 | None | 213 | 0.03 | -0.17 | 198 | 0.027 | -0.13 | 213 | 0.03 | -0.17 | 198 | 0.027 | -0.609 | DEER:Res:ClothesDishWasher | Annual | 2 |  | Appl-CW-Front-ElecDHW-ElecDry-Tier3DEER2017 | Appl-CW-Front-ElecDHW-ElecDry-Tier3AnyMFm2015CZ12DEER2017 | 860
Appl-CW-Front-ElecDHW-ElecDry-Tier3 | DEER2017 | D17 v3 |  | Any | MFm | 2015 | CZ13 | rDXGF | Household | 1 | 1073.2 | None | 213 | 0.03 | -0.18 | 197 | 0.027 | -0.13 | 213 | 0.03 | -0.18 | 197 | 0.027 | -0.62 | DEER:Res:ClothesDishWasher | Annual | 2 |  | Appl-CW-Front-ElecDHW-ElecDry-Tier3DEER2017 | Appl-CW-Front-ElecDHW-ElecDry-Tier3AnyMFm2015CZ13DEER2017 | 861
Appl-CW-Front-ElecDHW-ElecDry-Tier3 | DEER2017 | D17 v3 |  | Any | MFm | 2015 | CZ14 | rDXGF | Household | 1 | 1094.6 | None | 213 | 0.03 | -0.2 | 198 | 0.027 | -0.15 | 213 | 0.03 | -0.2 | 198 | 0.027 | -0.649 | DEER:Res:ClothesDishWasher | Annual | 2 |  | Appl-CW-Front-ElecDHW-ElecDry-Tier3DEER2017 | Appl-CW-Front-ElecDHW-ElecDry-Tier3AnyMFm2015CZ14DEER2017 | 862
Appl-CW-Front-ElecDHW-ElecDry-Tier3 | DEER2017 | D17 v3 |  | Any | MFm | 2015 | CZ15 | rDXGF | Household | 1 | 1094.6 | None | 210 | 0.029 | -0.08 | 195 | 0.026 | -0.06 | 210 | 0.029 | -0.08 | 195 | 0.026 | -0.682 | DEER:Res:ClothesDishWasher | Annual | 2 |  | Appl-CW-Front-ElecDHW-ElecDry-Tier3DEER2017 | Appl-CW-Front-ElecDHW-ElecDry-Tier3AnyMFm2015CZ15DEER2017 | 863
Appl-CW-Front-ElecDHW-ElecDry-Tier3 | DEER2017 | D17 v3 |  | Any | MFm | 2015 | CZ16 | rDXGF | Household | 1 | 998.7 | None | 215 | 0.031 | -0.28 | 200 | 0.028 | -0.21 | 215 | 0.031 | -0.28 | 200 | 0.028 | -0.657 | DEER:Res:ClothesDishWasher | Annual | 2 |  | Appl-CW-Front-ElecDHW-ElecDry-Tier3DEER2017 | Appl-CW-Front-ElecDHW-ElecDry-Tier3AnyMFm2015CZ16DEER2017 | 864
Appl-CW-Front-ElecDHW-ElecDry-Tier3 | DEER2017 | D17 v3 |  | Any | MFm | 2017 | CZ01 | rDXGF | Household | 1 | 998.7 | None | 214 | 0.029 | -0.22 | 200 | 0.027 | -0.15 | 214 | 0.029 | -0.22 | 200 | 0.027 | -0.301 | DEER:Res:ClothesDishWasher | Annual | 2 |  | Appl-CW-Front-ElecDHW-ElecDry-Tier3DEER2017 | Appl-CW-Front-ElecDHW-ElecDry-Tier3AnyMFm2017CZ01DEER2017 | 865
Appl-CW-Front-ElecDHW-ElecDry-Tier3 | DEER2017 | D17 v3 |  | Any | MFm | 2017 | CZ02 | rDXGF | Household | 1 | 1073.2 | None | 214 | 0.031 | -0.11 | 198 | 0.028 | -0.25 | 214 | 0.031 | -0.11 | 198 | 0.028 | -0.284 | DEER:Res:ClothesDishWasher | Annual | 2 |  | Appl-CW-Front-ElecDHW-ElecDry-Tier3DEER2017 | Appl-CW-Front-ElecDHW-ElecDry-Tier3AnyMFm2017CZ02DEER2017 | 866
Appl-CW-Front-ElecDHW-ElecDry-Tier3 | DEER2017 | D17 v3 |  | Any | MFm | 2017 | CZ03 | rDXGF | Household | 1 | 998.7 | None | 213 | 0.029 | -0.28 | 198 | 0.027 | -0.07 | 213 | 0.029 | -0.28 | 198 | 0.027 | -0.311 | DEER:Res:ClothesDishWasher | Annual | 2 |  | Appl-CW-Front-ElecDHW-ElecDry-Tier3DEER2017 | Appl-CW-Front-ElecDHW-ElecDry-Tier3AnyMFm2017CZ03DEER2017 | 867
Appl-CW-Front-ElecDHW-ElecDry-Tier3 | DEER2017 | D17 v3 |  | Any | MFm | 2017 | CZ04 | rDXGF | Household | 1 | 998.7 | None | 213 | 0.03 | -0.13 | 198 | 0.028 | -0.09 | 213 | 0.03 | -0.13 | 198 | 0.028 | -0.307 | DEER:Res:ClothesDishWasher | Annual | 2 |  | Appl-CW-Front-ElecDHW-ElecDry-Tier3DEER2017 | Appl-CW-Front-ElecDHW-ElecDry-Tier3AnyMFm2017CZ04DEER2017 | 868
Appl-CW-Front-ElecDHW-ElecDry-Tier3 | DEER2017 | D17 v3 |  | Any | MFm | 2017 | CZ05 | rDXGF | Household | 1 | 998.7 | None | 213 | 0.03 | -0.14 | 199 | 0.028 | -0.12 | 213 | 0.03 | -0.14 | 199 | 0.028 | -0.396 | DEER:Res:ClothesDishWasher | Annual | 2 |  | Appl-CW-Front-ElecDHW-ElecDry-Tier3DEER2017 | Appl-CW-Front-ElecDHW-ElecDry-Tier3AnyMFm2017CZ05DEER2017 | 869
Appl-CW-Front-ElecDHW-ElecDry-Tier3 | DEER2017 | D17 v3 |  | Any | MFm | 2017 | CZ06 | rDXGF | Household | 1 | 1206 | None | 212 | 0.03 | -0.17 | 197 | 0.028 | -0.14 | 212 | 0.03 | -0.17 | 197 | 0.028 | -0.399 | DEER:Res:ClothesDishWasher | Annual | 2 |  | Appl-CW-Front-ElecDHW-ElecDry-Tier3DEER2017 | Appl-CW-Front-ElecDHW-ElecDry-Tier3AnyMFm2017CZ06DEER2017 | 870
Appl-CW-Front-ElecDHW-ElecDry-Tier3 | DEER2017 | D17 v3 |  | Any | MFm | 2017 | CZ07 | rDXGF | Household | 1 | 1206 | None | 213 | 0.03 | -0.15 | 198 | 0.028 | -0.11 | 213 | 0.03 | -0.15 | 198 | 0.028 | -0.155 | DEER:Res:ClothesDishWasher | Annual | 2 |  | Appl-CW-Front-ElecDHW-ElecDry-Tier3DEER2017 | Appl-CW-Front-ElecDHW-ElecDry-Tier3AnyMFm2017CZ07DEER2017 | 871
Appl-CW-Front-ElecDHW-ElecDry-Tier3 | DEER2017 | D17 v3 |  | Any | MFm | 2017 | CZ08 | rDXGF | Household | 1 | 1206 | None | 212 | 0.029 | -0.12 | 198 | 0.027 | -0.09 | 212 | 0.029 | -0.12 | 198 | 0.027 | -0.569 | DEER:Res:ClothesDishWasher | Annual | 2 |  | Appl-CW-Front-ElecDHW-ElecDry-Tier3DEER2017 | Appl-CW-Front-ElecDHW-ElecDry-Tier3AnyMFm2017CZ08DEER2017 | 872
Appl-CW-Front-ElecDHW-ElecDry-Tier3 | DEER2017 | D17 v3 |  | Any | MFm | 2017 | CZ09 | rDXGF | Household | 1 | 1126.6 | None | 212 | 0.029 | -0.14 | 197 | 0.027 | -0.11 | 212 | 0.029 | -0.14 | 197 | 0.027 | -0.333 | DEER:Res:ClothesDishWasher | Annual | 2 |  | Appl-CW-Front-ElecDHW-ElecDry-Tier3DEER2017 | Appl-CW-Front-ElecDHW-ElecDry-Tier3AnyMFm2017CZ09DEER2017 | 873
Appl-CW-Front-ElecDHW-ElecDry-Tier3 | DEER2017 | D17 v3 |  | Any | MFm | 2017 | CZ10 | rDXGF | Household | 1 | 1073.2 | None | 212 | 0.03 | -0.11 | 197 | 0.028 | -0.08 | 212 | 0.03 | -0.11 | 197 | 0.028 | -0.499 | DEER:Res:ClothesDishWasher | Annual | 2 |  | Appl-CW-Front-ElecDHW-ElecDry-Tier3DEER2017 | Appl-CW-Front-ElecDHW-ElecDry-Tier3AnyMFm2017CZ10DEER2017 | 874
Appl-CW-Front-ElecDHW-ElecDry-Tier3 | DEER2017 | D17 v3 |  | Any | MFm | 2017 | CZ11 | rDXGF | Household | 1 | 1073.2 | None | 214 | 0.03 | -0.16 | 198 | 0.028 | -0.12 | 214 | 0.03 | -0.16 | 198 | 0.028 | -0.257 | DEER:Res:ClothesDishWasher | Annual | 2 |  | Appl-CW-Front-ElecDHW-ElecDry-Tier3DEER2017 | Appl-CW-Front-ElecDHW-ElecDry-Tier3AnyMFm2017CZ11DEER2017 | 875
Appl-CW-Front-ElecDHW-ElecDry-Tier3 | DEER2017 | D17 v3 |  | Any | MFm | 2017 | CZ12 | rDXGF | Household | 1 | 1073.2 | None | 213 | 0.03 | -0.16 | 198 | 0.027 | -0.12 | 213 | 0.03 | -0.16 | 198 | 0.027 | -0.221 | DEER:Res:ClothesDishWasher | Annual | 2 |  | Appl-CW-Front-ElecDHW-ElecDry-Tier3DEER2017 | Appl-CW-Front-ElecDHW-ElecDry-Tier3AnyMFm2017CZ12DEER2017 | 876
Appl-CW-Front-ElecDHW-ElecDry-Tier3 | DEER2017 | D17 v3 |  | Any | MFm | 2017 | CZ13 | rDXGF | Household | 1 | 1073.2 | None | 212 | 0.029 | -0.17 | 197 | 0.027 | -0.13 | 212 | 0.029 | -0.17 | 197 | 0.027 | -0.27 | DEER:Res:ClothesDishWasher | Annual | 2 |  | Appl-CW-Front-ElecDHW-ElecDry-Tier3DEER2017 | Appl-CW-Front-ElecDHW-ElecDry-Tier3AnyMFm2017CZ13DEER2017 | 877
Appl-CW-Front-ElecDHW-ElecDry-Tier3 | DEER2017 | D17 v3 |  | Any | MFm | 2017 | CZ14 | rDXGF | Household | 1 | 1094.6 | None | 213 | 0.03 | -0.2 | 198 | 0.028 | -0.15 | 213 | 0.03 | -0.2 | 198 | 0.028 | -0.119 | DEER:Res:ClothesDishWasher | Annual | 2 |  | Appl-CW-Front-ElecDHW-ElecDry-Tier3DEER2017 | Appl-CW-Front-ElecDHW-ElecDry-Tier3AnyMFm2017CZ14DEER2017 | 878
Appl-CW-Front-ElecDHW-ElecDry-Tier3 | DEER2017 | D17 v3 |  | Any | MFm | 2017 | CZ15 | rDXGF | Household | 1 | 1094.6 | None | 210 | 0.029 | -0.08 | 195 | 0.027 | -0.06 | 210 | 0.029 | -0.08 | 195 | 0.027 | -0.323 | DEER:Res:ClothesDishWasher | Annual | 2 |  | Appl-CW-Front-ElecDHW-ElecDry-Tier3DEER2017 | Appl-CW-Front-ElecDHW-ElecDry-Tier3AnyMFm2017CZ15DEER2017 | 879
Appl-CW-Front-ElecDHW-ElecDry-Tier3 | DEER2017 | D17 v3 |  | Any | MFm | 2017 | CZ16 | rDXGF | Household | 1 | 998.7 | None | 215 | 0.03 | -0.27 | 200 | 0.028 | -0.21 | 215 | 0.03 | -0.27 | 200 | 0.028 | -0.345 | DEER:Res:ClothesDishWasher | Annual | 2 |  | Appl-CW-Front-ElecDHW-ElecDry-Tier3DEER2017 | Appl-CW-Front-ElecDHW-ElecDry-Tier3AnyMFm2017CZ16DEER2017 | 880
Appl-CW-Front-ElecDHW-ElecDry-Tier3 | DEER2017 | D17 v3 |  | Any | SFm | 1975 | CZ01 | rDXGF | Household | 1 | 1591 | None | 265 | 0.036 | -0.51 | 247 | 0.034 | -0.38 | 265 | 0.036 | -0.51 | 247 | 0.034 | -0.148 | DEER:Res:ClothesDishWasher | Annual | 2 |  | Appl-CW-Front-ElecDHW-ElecDry-Tier3DEER2017 | Appl-CW-Front-ElecDHW-ElecDry-Tier3AnySFm1975CZ01DEER2017 | 881
Appl-CW-Front-ElecDHW-ElecDry-Tier3 | DEER2017 | D17 v3 |  | Any | SFm | 1975 | CZ02 | rDXGF | Household | 1 | 1591 | None | 264 | 0.039 | -0.48 | 246 | 0.036 | -0.36 | 264 | 0.039 | -0.48 | 246 | 0.036 | -0.391 | DEER:Res:ClothesDishWasher | Annual | 2 |  | Appl-CW-Front-ElecDHW-ElecDry-Tier3DEER2017 | Appl-CW-Front-ElecDHW-ElecDry-Tier3AnySFm1975CZ02DEER2017 | 882
Appl-CW-Front-ElecDHW-ElecDry-Tier3 | DEER2017 | D17 v3 |  | Any | SFm | 1975 | CZ03 | rDXGF | Household | 1 | 1591 | None | 263 | 0.039 | -0.46 | 245 | 0.036 | -0.35 | 263 | 0.039 | -0.46 | 245 | 0.036 | -0.24 | DEER:Res:ClothesDishWasher | Annual | 2 |  | Appl-CW-Front-ElecDHW-ElecDry-Tier3DEER2017 | Appl-CW-Front-ElecDHW-ElecDry-Tier3AnySFm1975CZ03DEER2017 | 883
Appl-CW-Front-ElecDHW-ElecDry-Tier3 | DEER2017 | D17 v3 |  | Any | SFm | 1975 | CZ04 | rDXGF | Household | 1 | 1591 | None | 264 | 0.039 | -0.37 | 246 | 0.035 | -0.28 | 264 | 0.039 | -0.37 | 246 | 0.035 | -0.725 | DEER:Res:ClothesDishWasher | Annual | 2 |  | Appl-CW-Front-ElecDHW-ElecDry-Tier3DEER2017 | Appl-CW-Front-ElecDHW-ElecDry-Tier3AnySFm1975CZ04DEER2017 | 884
Appl-CW-Front-ElecDHW-ElecDry-Tier3 | DEER2017 | D17 v3 |  | Any | SFm | 1975 | CZ05 | rDXGF | Household | 1 | 1591 | None | 264 | 0.039 | -0.53 | 246 | 0.036 | -0.4 | 264 | 0.039 | -0.53 | 246 | 0.036 | -0.352 | DEER:Res:ClothesDishWasher | Annual | 2 |  | Appl-CW-Front-ElecDHW-ElecDry-Tier3DEER2017 | Appl-CW-Front-ElecDHW-ElecDry-Tier3AnySFm1975CZ05DEER2017 | 885
Appl-CW-Front-ElecDHW-ElecDry-Tier3 | DEER2017 | D17 v3 |  | Any | SFm | 1975 | CZ06 | rDXGF | Household | 1 | 1528 | None | 264 | 0.037 | -0.28 | 245 | 0.035 | -0.22 | 264 | 0.037 | -0.28 | 245 | 0.035 | -0.342 | DEER:Res:ClothesDishWasher | Annual | 2 |  | Appl-CW-Front-ElecDHW-ElecDry-Tier3DEER2017 | Appl-CW-Front-ElecDHW-ElecDry-Tier3AnySFm1975CZ06DEER2017 | 886
Appl-CW-Front-ElecDHW-ElecDry-Tier3 | DEER2017 | D17 v3 |  | Any | SFm | 1975 | CZ07 | rDXGF | Household | 1 | 1528 | None | 263 | 0.037 | -0.31 | 244 | 0.034 | -0.24 | 263 | 0.037 | -0.31 | 244 | 0.034 | -0.419 | DEER:Res:ClothesDishWasher | Annual | 2 |  | Appl-CW-Front-ElecDHW-ElecDry-Tier3DEER2017 | Appl-CW-Front-ElecDHW-ElecDry-Tier3AnySFm1975CZ07DEER2017 | 887
Appl-CW-Front-ElecDHW-ElecDry-Tier3 | DEER2017 | D17 v3 |  | Any | SFm | 1975 | CZ08 | rDXGF | Household | 1 | 1528 | None | 264 | 0.038 | -0.29 | 245 | 0.035 | -0.22 | 264 | 0.038 | -0.29 | 245 | 0.035 | -0.484 | DEER:Res:ClothesDishWasher | Annual | 2 |  | Appl-CW-Front-ElecDHW-ElecDry-Tier3DEER2017 | Appl-CW-Front-ElecDHW-ElecDry-Tier3AnySFm1975CZ08DEER2017 | 888
Appl-CW-Front-ElecDHW-ElecDry-Tier3 | DEER2017 | D17 v3 |  | Any | SFm | 1975 | CZ09 | rDXGF | Household | 1 | 1636 | None | 264 | 0.038 | -0.33 | 245 | 0.035 | -0.25 | 264 | 0.038 | -0.33 | 245 | 0.035 | -0.605 | DEER:Res:ClothesDishWasher | Annual | 2 |  | Appl-CW-Front-ElecDHW-ElecDry-Tier3DEER2017 | Appl-CW-Front-ElecDHW-ElecDry-Tier3AnySFm1975CZ09DEER2017 | 889
Appl-CW-Front-ElecDHW-ElecDry-Tier3 | DEER2017 | D17 v3 |  | Any | SFm | 1975 | CZ10 | rDXGF | Household | 1 | 1636 | None | 263 | 0.039 | -0.38 | 245 | 0.036 | -0.29 | 263 | 0.039 | -0.38 | 245 | 0.036 | -0.61 | DEER:Res:ClothesDishWasher | Annual | 2 |  | Appl-CW-Front-ElecDHW-ElecDry-Tier3DEER2017 | Appl-CW-Front-ElecDHW-ElecDry-Tier3AnySFm1975CZ10DEER2017 | 890
Appl-CW-Front-ElecDHW-ElecDry-Tier3 | DEER2017 | D17 v3 |  | Any | SFm | 1975 | CZ11 | rDXGF | Household | 1 | 1528 | None | 264 | 0.038 | -0.38 | 245 | 0.035 | -0.29 | 264 | 0.038 | -0.38 | 245 | 0.035 | -0.218 | DEER:Res:ClothesDishWasher | Annual | 2 |  | Appl-CW-Front-ElecDHW-ElecDry-Tier3DEER2017 | Appl-CW-Front-ElecDHW-ElecDry-Tier3AnySFm1975CZ11DEER2017 | 891
Appl-CW-Front-ElecDHW-ElecDry-Tier3 | DEER2017 | D17 v3 |  | Any | SFm | 1975 | CZ12 | rDXGF | Household | 1 | 1528 | None | 264 | 0.039 | -0.42 | 246 | 0.036 | -0.32 | 264 | 0.039 | -0.42 | 246 | 0.036 | -0.627 | DEER:Res:ClothesDishWasher | Annual | 2 |  | Appl-CW-Front-ElecDHW-ElecDry-Tier3DEER2017 | Appl-CW-Front-ElecDHW-ElecDry-Tier3AnySFm1975CZ12DEER2017 | 892
Appl-CW-Front-ElecDHW-ElecDry-Tier3 | DEER2017 | D17 v3 |  | Any | SFm | 1975 | CZ13 | rDXGF | Household | 1 | 1528 | None | 264 | 0.038 | -0.42 | 245 | 0.035 | -0.32 | 264 | 0.038 | -0.42 | 245 | 0.035 | -0.421 | DEER:Res:ClothesDishWasher | Annual | 2 |  | Appl-CW-Front-ElecDHW-ElecDry-Tier3DEER2017 | Appl-CW-Front-ElecDHW-ElecDry-Tier3AnySFm1975CZ13DEER2017 | 893
Appl-CW-Front-ElecDHW-ElecDry-Tier3 | DEER2017 | D17 v3 |  | Any | SFm | 1975 | CZ14 | rDXGF | Household | 1 | 1555 | None | 265 | 0.037 | -0.37 | 246 | 0.034 | -0.28 | 265 | 0.037 | -0.37 | 246 | 0.034 | -0.804 | DEER:Res:ClothesDishWasher | Annual | 2 |  | Appl-CW-Front-ElecDHW-ElecDry-Tier3DEER2017 | Appl-CW-Front-ElecDHW-ElecDry-Tier3AnySFm1975CZ14DEER2017 | 894
Appl-CW-Front-ElecDHW-ElecDry-Tier3 | DEER2017 | D17 v3 |  | Any | SFm | 1975 | CZ15 | rDXGF | Household | 1 | 1555 | None | 262 | 0.036 | -0.19 | 242 | 0.033 | -0.15 | 262 | 0.036 | -0.19 | 242 | 0.033 | -0.442 | DEER:Res:ClothesDishWasher | Annual | 2 |  | Appl-CW-Front-ElecDHW-ElecDry-Tier3DEER2017 | Appl-CW-Front-ElecDHW-ElecDry-Tier3AnySFm1975CZ15DEER2017 | 895
Appl-CW-Front-ElecDHW-ElecDry-Tier3 | DEER2017 | D17 v3 |  | Any | SFm | 1975 | CZ16 | rDXGF | Household | 1 | 1591 | None | 267 | 0.038 | -0.44 | 249 | 0.035 | -0.33 | 267 | 0.038 | -0.44 | 249 | 0.035 | -0.406 | DEER:Res:ClothesDishWasher | Annual | 2 |  | Appl-CW-Front-ElecDHW-ElecDry-Tier3DEER2017 | Appl-CW-Front-ElecDHW-ElecDry-Tier3AnySFm1975CZ16DEER2017 | 896
Appl-CW-Front-ElecDHW-ElecDry-Tier3 | DEER2017 | D17 v3 |  | Any | SFm | 1985 | CZ01 | rDXGF | Household | 1 | 1904 | None | 265 | 0.036 | -0.66 | 247 | 0.034 | -0.5 | 265 | 0.036 | -0.66 | 247 | 0.034 | -0.487 | DEER:Res:ClothesDishWasher | Annual | 2 |  | Appl-CW-Front-ElecDHW-ElecDry-Tier3DEER2017 | Appl-CW-Front-ElecDHW-ElecDry-Tier3AnySFm1985CZ01DEER2017 | 897
Appl-CW-Front-ElecDHW-ElecDry-Tier3 | DEER2017 | D17 v3 |  | Any | SFm | 1985 | CZ02 | rDXGF | Household | 1 | 1904 | None | 264 | 0.039 | -0.58 | 246 | 0.036 | -0.43 | 264 | 0.039 | -0.58 | 246 | 0.036 | -0.549 | DEER:Res:ClothesDishWasher | Annual | 2 |  | Appl-CW-Front-ElecDHW-ElecDry-Tier3DEER2017 | Appl-CW-Front-ElecDHW-ElecDry-Tier3AnySFm1985CZ02DEER2017 | 898
Appl-CW-Front-ElecDHW-ElecDry-Tier3 | DEER2017 | D17 v3 |  | Any | SFm | 1985 | CZ03 | rDXGF | Household | 1 | 1904 | None | 264 | 0.039 | -0.61 | 246 | 0.036 | -0.46 | 264 | 0.039 | -0.61 | 246 | 0.036 | -0.642 | DEER:Res:ClothesDishWasher | Annual | 2 |  | Appl-CW-Front-ElecDHW-ElecDry-Tier3DEER2017 | Appl-CW-Front-ElecDHW-ElecDry-Tier3AnySFm1985CZ03DEER2017 | 899
Appl-CW-Front-ElecDHW-ElecDry-Tier3 | DEER2017 | D17 v3 |  | Any | SFm | 1985 | CZ04 | rDXGF | Household | 1 | 1904 | None | 264 | 0.035 | -0.46 | 246 | 0.032 | -0.35 | 264 | 0.035 | -0.46 | 246 | 0.032 | -0.653 | DEER:Res:ClothesDishWasher | Annual | 2 |  | Appl-CW-Front-ElecDHW-ElecDry-Tier3DEER2017 | Appl-CW-Front-ElecDHW-ElecDry-Tier3AnySFm1985CZ04DEER2017 | 900
Appl-CW-Front-ElecDHW-ElecDry-Tier3 | DEER2017 | D17 v3 |  | Any | SFm | 1985 | CZ05 | rDXGF | Household | 1 | 1904 | None | 264 | 0.039 | -0.65 | 246 | 0.036 | -0.49 | 264 | 0.039 | -0.65 | 246 | 0.036 | -0.29 | DEER:Res:ClothesDishWasher | Annual | 2 |  | Appl-CW-Front-ElecDHW-ElecDry-Tier3DEER2017 | Appl-CW-Front-ElecDHW-ElecDry-Tier3AnySFm1985CZ05DEER2017 | 901
Appl-CW-Front-ElecDHW-ElecDry-Tier3 | DEER2017 | D17 v3 |  | Any | SFm | 1985 | CZ06 | rDXGF | Household | 1 | 2064 | None | 263 | 0.039 | -0.36 | 245 | 0.036 | -0.27 | 263 | 0.039 | -0.36 | 245 | 0.036 | -0.669 | DEER:Res:ClothesDishWasher | Annual | 2 |  | Appl-CW-Front-ElecDHW-ElecDry-Tier3DEER2017 | Appl-CW-Front-ElecDHW-ElecDry-Tier3AnySFm1985CZ06DEER2017 | 902
Appl-CW-Front-ElecDHW-ElecDry-Tier3 | DEER2017 | D17 v3 |  | Any | SFm | 1985 | CZ07 | rDXGF | Household | 1 | 2064 | None | 264 | 0.038 | -0.32 | 245 | 0.035 | -0.24 | 264 | 0.038 | -0.32 | 245 | 0.035 | -0.501 | DEER:Res:ClothesDishWasher | Annual | 2 |  | Appl-CW-Front-ElecDHW-ElecDry-Tier3DEER2017 | Appl-CW-Front-ElecDHW-ElecDry-Tier3AnySFm1985CZ07DEER2017 | 903
Appl-CW-Front-ElecDHW-ElecDry-Tier3 | DEER2017 | D17 v3 |  | Any | SFm | 1985 | CZ08 | rDXGF | Household | 1 | 2064 | None | 264 | 0.037 | -0.34 | 245 | 0.035 | -0.25 | 264 | 0.037 | -0.34 | 245 | 0.035 | -0.45 | DEER:Res:ClothesDishWasher | Annual | 2 |  | Appl-CW-Front-ElecDHW-ElecDry-Tier3DEER2017 | Appl-CW-Front-ElecDHW-ElecDry-Tier3AnySFm1985CZ08DEER2017 | 904
Appl-CW-Front-ElecDHW-ElecDry-Tier3 | DEER2017 | D17 v3 |  | Any | SFm | 1985 | CZ09 | rDXGF | Household | 1 | 1811 | None | 264 | 0.038 | -0.31 | 246 | 0.035 | -0.22 | 264 | 0.038 | -0.31 | 246 | 0.035 | -0.606 | DEER:Res:ClothesDishWasher | Annual | 2 |  | Appl-CW-Front-ElecDHW-ElecDry-Tier3DEER2017 | Appl-CW-Front-ElecDHW-ElecDry-Tier3AnySFm1985CZ09DEER2017 | 905
Appl-CW-Front-ElecDHW-ElecDry-Tier3 | DEER2017 | D17 v3 |  | Any | SFm | 1985 | CZ10 | rDXGF | Household | 1 | 1811 | None | 264 | 0.038 | -0.4 | 245 | 0.035 | -0.3 | 264 | 0.038 | -0.4 | 245 | 0.035 | -0.305 | DEER:Res:ClothesDishWasher | Annual | 2 |  | Appl-CW-Front-ElecDHW-ElecDry-Tier3DEER2017 | Appl-CW-Front-ElecDHW-ElecDry-Tier3AnySFm1985CZ10DEER2017 | 906
Appl-CW-Front-ElecDHW-ElecDry-Tier3 | DEER2017 | D17 v3 |  | Any | SFm | 1985 | CZ11 | rDXGF | Household | 1 | 1704 | None | 264 | 0.038 | -0.49 | 245 | 0.035 | -0.37 | 264 | 0.038 | -0.49 | 245 | 0.035 | -0.293 | DEER:Res:ClothesDishWasher | Annual | 2 |  | Appl-CW-Front-ElecDHW-ElecDry-Tier3DEER2017 | Appl-CW-Front-ElecDHW-ElecDry-Tier3AnySFm1985CZ11DEER2017 | 907
Appl-CW-Front-ElecDHW-ElecDry-Tier3 | DEER2017 | D17 v3 |  | Any | SFm | 1985 | CZ12 | rDXGF | Household | 1 | 1704 | None | 264 | 0.039 | -0.49 | 246 | 0.036 | -0.37 | 264 | 0.039 | -0.49 | 246 | 0.036 | -0.317 | DEER:Res:ClothesDishWasher | Annual | 2 |  | Appl-CW-Front-ElecDHW-ElecDry-Tier3DEER2017 | Appl-CW-Front-ElecDHW-ElecDry-Tier3AnySFm1985CZ12DEER2017 | 908
Appl-CW-Front-ElecDHW-ElecDry-Tier3 | DEER2017 | D17 v3 |  | Any | SFm | 1985 | CZ13 | rDXGF | Household | 1 | 1704 | None | 264 | 0.038 | -0.49 | 245 | 0.035 | -0.36 | 264 | 0.038 | -0.49 | 245 | 0.035 | -0.307 | DEER:Res:ClothesDishWasher | Annual | 2 |  | Appl-CW-Front-ElecDHW-ElecDry-Tier3DEER2017 | Appl-CW-Front-ElecDHW-ElecDry-Tier3AnySFm1985CZ13DEER2017 | 909
Appl-CW-Front-ElecDHW-ElecDry-Tier3 | DEER2017 | D17 v3 |  | Any | SFm | 1985 | CZ14 | rDXGF | Household | 1 | 1741 | None | 265 | 0.038 | -0.47 | 246 | 0.035 | -0.35 | 265 | 0.038 | -0.47 | 246 | 0.035 | -0.397 | DEER:Res:ClothesDishWasher | Annual | 2 |  | Appl-CW-Front-ElecDHW-ElecDry-Tier3DEER2017 | Appl-CW-Front-ElecDHW-ElecDry-Tier3AnySFm1985CZ14DEER2017 | 910
Appl-CW-Front-ElecDHW-ElecDry-Tier3 | DEER2017 | D17 v3 |  | Any | SFm | 1985 | CZ15 | rDXGF | Household | 1 | 1741 | None | 262 | 0.036 | -0.21 | 242 | 0.034 | -0.16 | 262 | 0.036 | -0.21 | 242 | 0.034 | -0.441 | DEER:Res:ClothesDishWasher | Annual | 2 |  | Appl-CW-Front-ElecDHW-ElecDry-Tier3DEER2017 | Appl-CW-Front-ElecDHW-ElecDry-Tier3AnySFm1985CZ15DEER2017 | 911
Appl-CW-Front-ElecDHW-ElecDry-Tier3 | DEER2017 | D17 v3 |  | Any | SFm | 1985 | CZ16 | rDXGF | Household | 1 | 1904 | None | 267 | 0.039 | -0.54 | 248 | 0.036 | -0.4 | 267 | 0.039 | -0.54 | 248 | 0.036 | -0.164 | DEER:Res:ClothesDishWasher | Annual | 2 |  | Appl-CW-Front-ElecDHW-ElecDry-Tier3DEER2017 | Appl-CW-Front-ElecDHW-ElecDry-Tier3AnySFm1985CZ16DEER2017 | 912
Appl-CW-Front-ElecDHW-ElecDry-Tier3 | DEER2017 | D17 v3 |  | Any | SFm | 1996 | CZ01 | rDXGF | Household | 1 | 2193 | None | 265 | 0.036 | -0.42 | 247 | 0.034 | -0.32 | 265 | 0.036 | -0.42 | 247 | 0.034 | -0.46 | DEER:Res:ClothesDishWasher | Annual | 2 |  | Appl-CW-Front-ElecDHW-ElecDry-Tier3DEER2017 | Appl-CW-Front-ElecDHW-ElecDry-Tier3AnySFm1996CZ01DEER2017 | 913
Appl-CW-Front-ElecDHW-ElecDry-Tier3 | DEER2017 | D17 v3 |  | Any | SFm | 1996 | CZ02 | rDXGF | Household | 1 | 2193 | None | 264 | 0.038 | -0.4 | 246 | 0.035 | -0.31 | 264 | 0.038 | -0.4 | 246 | 0.035 | -0.321 | DEER:Res:ClothesDishWasher | Annual | 2 |  | Appl-CW-Front-ElecDHW-ElecDry-Tier3DEER2017 | Appl-CW-Front-ElecDHW-ElecDry-Tier3AnySFm1996CZ02DEER2017 | 914
Appl-CW-Front-ElecDHW-ElecDry-Tier3 | DEER2017 | D17 v3 |  | Any | SFm | 1996 | CZ03 | rDXGF | Household | 1 | 2193 | None | 264 | 0.038 | -0.44 | 246 | 0.035 | -0.33 | 264 | 0.038 | -0.44 | 246 | 0.035 | -0.311 | DEER:Res:ClothesDishWasher | Annual | 2 |  | Appl-CW-Front-ElecDHW-ElecDry-Tier3DEER2017 | Appl-CW-Front-ElecDHW-ElecDry-Tier3AnySFm1996CZ03DEER2017 | 915
Appl-CW-Front-ElecDHW-ElecDry-Tier3 | DEER2017 | D17 v3 |  | Any | SFm | 1996 | CZ04 | rDXGF | Household | 1 | 2193 | None | 264 | 0.038 | -0.39 | 246 | 0.035 | -0.3 | 264 | 0.038 | -0.39 | 246 | 0.035 | -0.438 | DEER:Res:ClothesDishWasher | Annual | 2 |  | Appl-CW-Front-ElecDHW-ElecDry-Tier3DEER2017 | Appl-CW-Front-ElecDHW-ElecDry-Tier3AnySFm1996CZ04DEER2017 | 916
Appl-CW-Front-ElecDHW-ElecDry-Tier3 | DEER2017 | D17 v3 |  | Any | SFm | 1996 | CZ05 | rDXGF | Household | 1 | 2193 | None | 264 | 0.039 | -0.64 | 246 | 0.035 | -0.49 | 264 | 0.039 | -0.64 | 246 | 0.035 | -0.256 | DEER:Res:ClothesDishWasher | Annual | 2 |  | Appl-CW-Front-ElecDHW-ElecDry-Tier3DEER2017 | Appl-CW-Front-ElecDHW-ElecDry-Tier3AnySFm1996CZ05DEER2017 | 917
Appl-CW-Front-ElecDHW-ElecDry-Tier3 | DEER2017 | D17 v3 |  | Any | SFm | 1996 | CZ06 | rDXGF | Household | 1 | 2297 | None | 263 | 0.038 | -0.3 | 245 | 0.035 | -0.23 | 263 | 0.038 | -0.3 | 245 | 0.035 | -0.327 | DEER:Res:ClothesDishWasher | Annual | 2 |  | Appl-CW-Front-ElecDHW-ElecDry-Tier3DEER2017 | Appl-CW-Front-ElecDHW-ElecDry-Tier3AnySFm1996CZ06DEER2017 | 918
Appl-CW-Front-ElecDHW-ElecDry-Tier3 | DEER2017 | D17 v3 |  | Any | SFm | 1996 | CZ07 | rDXGF | Household | 1 | 2297 | None | 264 | 0.038 | -0.25 | 246 | 0.035 | -0.19 | 264 | 0.038 | -0.25 | 246 | 0.035 | -0.219 | DEER:Res:ClothesDishWasher | Annual | 2 |  | Appl-CW-Front-ElecDHW-ElecDry-Tier3DEER2017 | Appl-CW-Front-ElecDHW-ElecDry-Tier3AnySFm1996CZ07DEER2017 | 919
Appl-CW-Front-ElecDHW-ElecDry-Tier3 | DEER2017 | D17 v3 |  | Any | SFm | 1996 | CZ08 | rDXGF | Household | 1 | 2297 | None | 264 | 0.037 | -0.28 | 245 | 0.034 | -0.21 | 264 | 0.037 | -0.28 | 245 | 0.034 | -0.266 | DEER:Res:ClothesDishWasher | Annual | 2 |  | Appl-CW-Front-ElecDHW-ElecDry-Tier3DEER2017 | Appl-CW-Front-ElecDHW-ElecDry-Tier3AnySFm1996CZ08DEER2017 | 920
Appl-CW-Front-ElecDHW-ElecDry-Tier3 | DEER2017 | D17 v3 |  | Any | SFm | 1996 | CZ09 | rDXGF | Household | 1 | 2186 | None | 264 | 0.038 | -0.29 | 245 | 0.035 | -0.21 | 264 | 0.038 | -0.29 | 245 | 0.035 | -0.109 | DEER:Res:ClothesDishWasher | Annual | 2 |  | Appl-CW-Front-ElecDHW-ElecDry-Tier3DEER2017 | Appl-CW-Front-ElecDHW-ElecDry-Tier3AnySFm1996CZ09DEER2017 | 921
Appl-CW-Front-ElecDHW-ElecDry-Tier3 | DEER2017 | D17 v3 |  | Any | SFm | 1996 | CZ10 | rDXGF | Household | 1 | 2186 | None | 264 | 0.038 | -0.36 | 245 | 0.036 | -0.27 | 264 | 0.038 | -0.36 | 245 | 0.036 | -0.32 | DEER:Res:ClothesDishWasher | Annual | 2 |  | Appl-CW-Front-ElecDHW-ElecDry-Tier3DEER2017 | Appl-CW-Front-ElecDHW-ElecDry-Tier3AnySFm1996CZ10DEER2017 | 922
Appl-CW-Front-ElecDHW-ElecDry-Tier3 | DEER2017 | D17 v3 |  | Any | SFm | 1996 | CZ11 | rDXGF | Household | 1 | 2032 | None | 264 | 0.038 | -0.41 | 245 | 0.035 | -0.31 | 264 | 0.038 | -0.41 | 245 | 0.035 | -0.351 | DEER:Res:ClothesDishWasher | Annual | 2 |  | Appl-CW-Front-ElecDHW-ElecDry-Tier3DEER2017 | Appl-CW-Front-ElecDHW-ElecDry-Tier3AnySFm1996CZ11DEER2017 | 923
Appl-CW-Front-ElecDHW-ElecDry-Tier3 | DEER2017 | D17 v3 |  | Any | SFm | 1996 | CZ12 | rDXGF | Household | 1 | 2032 | None | 264 | 0.039 | -0.4 | 246 | 0.036 | -0.3 | 264 | 0.039 | -0.4 | 246 | 0.036 | -0.15 | DEER:Res:ClothesDishWasher | Annual | 2 |  | Appl-CW-Front-ElecDHW-ElecDry-Tier3DEER2017 | Appl-CW-Front-ElecDHW-ElecDry-Tier3AnySFm1996CZ12DEER2017 | 924
Appl-CW-Front-ElecDHW-ElecDry-Tier3 | DEER2017 | D17 v3 |  | Any | SFm | 1996 | CZ13 | rDXGF | Household | 1 | 2032 | None | 264 | 0.039 | -0.44 | 245 | 0.036 | -0.33 | 264 | 0.039 | -0.44 | 245 | 0.036 | -0.396 | DEER:Res:ClothesDishWasher | Annual | 2 |  | Appl-CW-Front-ElecDHW-ElecDry-Tier3DEER2017 | Appl-CW-Front-ElecDHW-ElecDry-Tier3AnySFm1996CZ13DEER2017 | 925
Appl-CW-Front-ElecDHW-ElecDry-Tier3 | DEER2017 | D17 v3 |  | Any | SFm | 1996 | CZ14 | rDXGF | Household | 1 | 1758 | None | 265 | 0.038 | -0.42 | 246 | 0.035 | -0.31 | 265 | 0.038 | -0.42 | 246 | 0.035 | -0.249 | DEER:Res:ClothesDishWasher | Annual | 2 |  | Appl-CW-Front-ElecDHW-ElecDry-Tier3DEER2017 | Appl-CW-Front-ElecDHW-ElecDry-Tier3AnySFm1996CZ14DEER2017 | 926
Appl-CW-Front-ElecDHW-ElecDry-Tier3 | DEER2017 | D17 v3 |  | Any | SFm | 1996 | CZ15 | rDXGF | Household | 1 | 1758 | None | 262 | 0.037 | -0.2 | 243 | 0.034 | -0.15 | 262 | 0.037 | -0.2 | 243 | 0.034 | -0.538 | DEER:Res:ClothesDishWasher | Annual | 2 |  | Appl-CW-Front-ElecDHW-ElecDry-Tier3DEER2017 | Appl-CW-Front-ElecDHW-ElecDry-Tier3AnySFm1996CZ15DEER2017 | 927
Appl-CW-Front-ElecDHW-ElecDry-Tier3 | DEER2017 | D17 v3 |  | Any | SFm | 1996 | CZ16 | rDXGF | Household | 1 | 2193 | None | 267 | 0.038 | -0.34 | 248 | 0.035 | -0.25 | 267 | 0.038 | -0.34 | 248 | 0.035 | -0.749 | DEER:Res:ClothesDishWasher | Annual | 2 |  | Appl-CW-Front-ElecDHW-ElecDry-Tier3DEER2017 | Appl-CW-Front-ElecDHW-ElecDry-Tier3AnySFm1996CZ16DEER2017 | 928
Appl-CW-Front-ElecDHW-ElecDry-Tier3 | DEER2017 | D17 v3 |  | Any | SFm | 2003 | CZ01 | rDXGF | Household | 1 | 2295.6 | None | 265 | 0.037 | -0.46 | 247 | 0.034 | -0.34 | 265 | 0.037 | -0.46 | 247 | 0.034 | -0.374 | DEER:Res:ClothesDishWasher | Annual | 2 |  | Appl-CW-Front-ElecDHW-ElecDry-Tier3DEER2017 | Appl-CW-Front-ElecDHW-ElecDry-Tier3AnySFm2003CZ01DEER2017 | 929
Appl-CW-Front-ElecDHW-ElecDry-Tier3 | DEER2017 | D17 v3 |  | Any | SFm | 2003 | CZ02 | rDXGF | Household | 1 | 1948.8 | None | 265 | 0.038 | -0.42 | 246 | 0.035 | -0.31 | 265 | 0.038 | -0.42 | 246 | 0.035 | -0.375 | DEER:Res:ClothesDishWasher | Annual | 2 |  | Appl-CW-Front-ElecDHW-ElecDry-Tier3DEER2017 | Appl-CW-Front-ElecDHW-ElecDry-Tier3AnySFm2003CZ02DEER2017 | 930
Appl-CW-Front-ElecDHW-ElecDry-Tier3 | DEER2017 | D17 v3 |  | Any | SFm | 2003 | CZ03 | rDXGF | Household | 1 | 2295.6 | None | 264 | 0.038 | -0.45 | 246 | 0.035 | -0.34 | 264 | 0.038 | -0.45 | 246 | 0.035 | -0.34 | DEER:Res:ClothesDishWasher | Annual | 2 |  | Appl-CW-Front-ElecDHW-ElecDry-Tier3DEER2017 | Appl-CW-Front-ElecDHW-ElecDry-Tier3AnySFm2003CZ03DEER2017 | 931
Appl-CW-Front-ElecDHW-ElecDry-Tier3 | DEER2017 | D17 v3 |  | Any | SFm | 2003 | CZ04 | rDXGF | Household | 1 | 2295.6 | None | 265 | 0.038 | -0.36 | 246 | 0.035 | -0.27 | 265 | 0.038 | -0.36 | 246 | 0.035 | -0.382 | DEER:Res:ClothesDishWasher | Annual | 2 |  | Appl-CW-Front-ElecDHW-ElecDry-Tier3DEER2017 | Appl-CW-Front-ElecDHW-ElecDry-Tier3AnySFm2003CZ04DEER2017 | 932
Appl-CW-Front-ElecDHW-ElecDry-Tier3 | DEER2017 | D17 v3 |  | Any | SFm | 2003 | CZ05 | rDXGF | Household | 1 | 2295.6 | None | 264 | 0.038 | -0.58 | 246 | 0.035 | -0.43 | 264 | 0.038 | -0.58 | 246 | 0.035 | -0.5 | DEER:Res:ClothesDishWasher | Annual | 2 |  | Appl-CW-Front-ElecDHW-ElecDry-Tier3DEER2017 | Appl-CW-Front-ElecDHW-ElecDry-Tier3AnySFm2003CZ05DEER2017 | 933
Appl-CW-Front-ElecDHW-ElecDry-Tier3 | DEER2017 | D17 v3 |  | Any | SFm | 2003 | CZ06 | rDXGF | Household | 1 | 2392.9 | None | 265 | 0.038 | -0.24 | 245 | 0.035 | -0.18 | 265 | 0.038 | -0.24 | 245 | 0.035 | -0.581 | DEER:Res:ClothesDishWasher | Annual | 2 |  | Appl-CW-Front-ElecDHW-ElecDry-Tier3DEER2017 | Appl-CW-Front-ElecDHW-ElecDry-Tier3AnySFm2003CZ06DEER2017 | 934
Appl-CW-Front-ElecDHW-ElecDry-Tier3 | DEER2017 | D17 v3 |  | Any | SFm | 2003 | CZ07 | rDXGF | Household | 1 | 2392.9 | None | 264 | 0.037 | -0.32 | 245 | 0.035 | -0.24 | 264 | 0.037 | -0.32 | 245 | 0.035 | -0.62 | DEER:Res:ClothesDishWasher | Annual | 2 |  | Appl-CW-Front-ElecDHW-ElecDry-Tier3DEER2017 | Appl-CW-Front-ElecDHW-ElecDry-Tier3AnySFm2003CZ07DEER2017 | 935
Appl-CW-Front-ElecDHW-ElecDry-Tier3 | DEER2017 | D17 v3 |  | Any | SFm | 2003 | CZ08 | rDXGF | Household | 1 | 2392.9 | None | 266 | 0.038 | -0.22 | 246 | 0.035 | -0.15 | 266 | 0.038 | -0.22 | 246 | 0.035 | -0.201 | DEER:Res:ClothesDishWasher | Annual | 2 |  | Appl-CW-Front-ElecDHW-ElecDry-Tier3DEER2017 | Appl-CW-Front-ElecDHW-ElecDry-Tier3AnySFm2003CZ08DEER2017 | 936
Appl-CW-Front-ElecDHW-ElecDry-Tier3 | DEER2017 | D17 v3 |  | Any | SFm | 2003 | CZ09 | rDXGF | Household | 1 | 2422.9 | None | 264 | 0.037 | -0.31 | 245 | 0.034 | -0.23 | 264 | 0.037 | -0.31 | 245 | 0.034 | -0.618 | DEER:Res:ClothesDishWasher | Annual | 2 |  | Appl-CW-Front-ElecDHW-ElecDry-Tier3DEER2017 | Appl-CW-Front-ElecDHW-ElecDry-Tier3AnySFm2003CZ09DEER2017 | 937
Appl-CW-Front-ElecDHW-ElecDry-Tier3 | DEER2017 | D17 v3 |  | Any | SFm | 2003 | CZ10 | rDXGF | Household | 1 | 1948.8 | None | 264 | 0.037 | -0.36 | 245 | 0.034 | -0.28 | 264 | 0.037 | -0.36 | 245 | 0.034 | -0.408 | DEER:Res:ClothesDishWasher | Annual | 2 |  | Appl-CW-Front-ElecDHW-ElecDry-Tier3DEER2017 | Appl-CW-Front-ElecDHW-ElecDry-Tier3AnySFm2003CZ10DEER2017 | 938
Appl-CW-Front-ElecDHW-ElecDry-Tier3 | DEER2017 | D17 v3 |  | Any | SFm | 2003 | CZ11 | rDXGF | Household | 1 | 1948.8 | None | 264 | 0.037 | -0.4 | 245 | 0.034 | -0.29 | 264 | 0.037 | -0.4 | 245 | 0.034 | -0.574 | DEER:Res:ClothesDishWasher | Annual | 2 |  | Appl-CW-Front-ElecDHW-ElecDry-Tier3DEER2017 | Appl-CW-Front-ElecDHW-ElecDry-Tier3AnySFm2003CZ11DEER2017 | 939
Appl-CW-Front-ElecDHW-ElecDry-Tier3 | DEER2017 | D17 v3 |  | Any | SFm | 2003 | CZ12 | rDXGF | Household | 1 | 1948.8 | None | 264 | 0.038 | -0.38 | 246 | 0.035 | -0.29 | 264 | 0.038 | -0.38 | 246 | 0.035 | -0.837 | DEER:Res:ClothesDishWasher | Annual | 2 |  | Appl-CW-Front-ElecDHW-ElecDry-Tier3DEER2017 | Appl-CW-Front-ElecDHW-ElecDry-Tier3AnySFm2003CZ12DEER2017 | 940
Appl-CW-Front-ElecDHW-ElecDry-Tier3 | DEER2017 | D17 v3 |  | Any | SFm | 2003 | CZ13 | rDXGF | Household | 1 | 1948.8 | None | 264 | 0.038 | -0.4 | 245 | 0.035 | -0.3 | 264 | 0.038 | -0.4 | 245 | 0.035 | -0.448 | DEER:Res:ClothesDishWasher | Annual | 2 |  | Appl-CW-Front-ElecDHW-ElecDry-Tier3DEER2017 | Appl-CW-Front-ElecDHW-ElecDry-Tier3AnySFm2003CZ13DEER2017 | 941
Appl-CW-Front-ElecDHW-ElecDry-Tier3 | DEER2017 | D17 v3 |  | Any | SFm | 2003 | CZ14 | rDXGF | Household | 1 | 2160.9 | None | 265 | 0.037 | -0.4 | 246 | 0.034 | -0.3 | 265 | 0.037 | -0.4 | 246 | 0.034 | -0.424 | DEER:Res:ClothesDishWasher | Annual | 2 |  | Appl-CW-Front-ElecDHW-ElecDry-Tier3DEER2017 | Appl-CW-Front-ElecDHW-ElecDry-Tier3AnySFm2003CZ14DEER2017 | 942
Appl-CW-Front-ElecDHW-ElecDry-Tier3 | DEER2017 | D17 v3 |  | Any | SFm | 2003 | CZ15 | rDXGF | Household | 1 | 2160.9 | None | 261 | 0.036 | -0.19 | 242 | 0.033 | -0.14 | 261 | 0.036 | -0.19 | 242 | 0.033 | -0.405 | DEER:Res:ClothesDishWasher | Annual | 2 |  | Appl-CW-Front-ElecDHW-ElecDry-Tier3DEER2017 | Appl-CW-Front-ElecDHW-ElecDry-Tier3AnySFm2003CZ15DEER2017 | 943
Appl-CW-Front-ElecDHW-ElecDry-Tier3 | DEER2017 | D17 v3 |  | Any | SFm | 2003 | CZ16 | rDXGF | Household | 1 | 2295.6 | None | 266 | 0.038 | -0.34 | 248 | 0.035 | -0.25 | 266 | 0.038 | -0.34 | 248 | 0.035 | -0.487 | DEER:Res:ClothesDishWasher | Annual | 2 |  | Appl-CW-Front-ElecDHW-ElecDry-Tier3DEER2017 | Appl-CW-Front-ElecDHW-ElecDry-Tier3AnySFm2003CZ16DEER2017 | 944
Appl-CW-Front-ElecDHW-ElecDry-Tier3 | DEER2017 | D17 v3 |  | Any | SFm | 2007 | CZ01 | rDXGF | Household | 1 | 2295.6 | None | 265 | 0.037 | -0.46 | 247 | 0.034 | -0.34 | 265 | 0.037 | -0.46 | 247 | 0.034 | -0.548 | DEER:Res:ClothesDishWasher | Annual | 2 |  | Appl-CW-Front-ElecDHW-ElecDry-Tier3DEER2017 | Appl-CW-Front-ElecDHW-ElecDry-Tier3AnySFm2007CZ01DEER2017 | 945
Appl-CW-Front-ElecDHW-ElecDry-Tier3 | DEER2017 | D17 v3 |  | Any | SFm | 2007 | CZ02 | rDXGF | Household | 1 | 1948.8 | None | 264 | 0.037 | -0.51 | 246 | 0.035 | -0.38 | 264 | 0.037 | -0.51 | 246 | 0.035 | -0.639 | DEER:Res:ClothesDishWasher | Annual | 2 |  | Appl-CW-Front-ElecDHW-ElecDry-Tier3DEER2017 | Appl-CW-Front-ElecDHW-ElecDry-Tier3AnySFm2007CZ02DEER2017 | 946
Appl-CW-Front-ElecDHW-ElecDry-Tier3 | DEER2017 | D17 v3 |  | Any | SFm | 2007 | CZ03 | rDXGF | Household | 1 | 2295.6 | None | 264 | 0.038 | -0.47 | 246 | 0.035 | -0.35 | 264 | 0.038 | -0.47 | 246 | 0.035 | -0.664 | DEER:Res:ClothesDishWasher | Annual | 2 |  | Appl-CW-Front-ElecDHW-ElecDry-Tier3DEER2017 | Appl-CW-Front-ElecDHW-ElecDry-Tier3AnySFm2007CZ03DEER2017 | 947
Appl-CW-Front-ElecDHW-ElecDry-Tier3 | DEER2017 | D17 v3 |  | Any | SFm | 2007 | CZ04 | rDXGF | Household | 1 | 2295.6 | None | 264 | 0.038 | -0.39 | 246 | 0.035 | -0.29 | 264 | 0.038 | -0.39 | 246 | 0.035 | -0.282 | DEER:Res:ClothesDishWasher | Annual | 2 |  | Appl-CW-Front-ElecDHW-ElecDry-Tier3DEER2017 | Appl-CW-Front-ElecDHW-ElecDry-Tier3AnySFm2007CZ04DEER2017 | 948
Appl-CW-Front-ElecDHW-ElecDry-Tier3 | DEER2017 | D17 v3 |  | Any | SFm | 2007 | CZ05 | rDXGF | Household | 1 | 2295.6 | None | 264 | 0.038 | -0.53 | 246 | 0.035 | -0.4 | 264 | 0.038 | -0.53 | 246 | 0.035 | -0.681 | DEER:Res:ClothesDishWasher | Annual | 2 |  | Appl-CW-Front-ElecDHW-ElecDry-Tier3DEER2017 | Appl-CW-Front-ElecDHW-ElecDry-Tier3AnySFm2007CZ05DEER2017 | 949
Appl-CW-Front-ElecDHW-ElecDry-Tier3 | DEER2017 | D17 v3 |  | Any | SFm | 2007 | CZ06 | rDXGF | Household | 1 | 2392.9 | None | 264 | 0.037 | -0.31 | 245 | 0.035 | -0.22 | 264 | 0.037 | -0.31 | 245 | 0.035 | -0.495 | DEER:Res:ClothesDishWasher | Annual | 2 |  | Appl-CW-Front-ElecDHW-ElecDry-Tier3DEER2017 | Appl-CW-Front-ElecDHW-ElecDry-Tier3AnySFm2007CZ06DEER2017 | 950
Appl-CW-Front-ElecDHW-ElecDry-Tier3 | DEER2017 | D17 v3 |  | Any | SFm | 2007 | CZ07 | rDXGF | Household | 1 | 2392.9 | None | 265 | 0.038 | -0.27 | 246 | 0.035 | -0.21 | 265 | 0.038 | -0.27 | 246 | 0.035 | -0.287 | DEER:Res:ClothesDishWasher | Annual | 2 |  | Appl-CW-Front-ElecDHW-ElecDry-Tier3DEER2017 | Appl-CW-Front-ElecDHW-ElecDry-Tier3AnySFm2007CZ07DEER2017 | 951
Appl-CW-Front-ElecDHW-ElecDry-Tier3 | DEER2017 | D17 v3 |  | Any | SFm | 2007 | CZ08 | rDXGF | Household | 1 | 2392.9 | None | 265 | 0.038 | -0.21 | 246 | 0.035 | -0.14 | 265 | 0.038 | -0.21 | 246 | 0.035 | -0.26 | DEER:Res:ClothesDishWasher | Annual | 2 |  | Appl-CW-Front-ElecDHW-ElecDry-Tier3DEER2017 | Appl-CW-Front-ElecDHW-ElecDry-Tier3AnySFm2007CZ08DEER2017 | 952
Appl-CW-Front-ElecDHW-ElecDry-Tier3 | DEER2017 | D17 v3 |  | Any | SFm | 2007 | CZ09 | rDXGF | Household | 1 | 2422.9 | None | 264 | 0.036 | -0.27 | 245 | 0.033 | -0.2 | 264 | 0.036 | -0.27 | 245 | 0.033 | -0.307 | DEER:Res:ClothesDishWasher | Annual | 2 |  | Appl-CW-Front-ElecDHW-ElecDry-Tier3DEER2017 | Appl-CW-Front-ElecDHW-ElecDry-Tier3AnySFm2007CZ09DEER2017 | 953
Appl-CW-Front-ElecDHW-ElecDry-Tier3 | DEER2017 | D17 v3 |  | Any | SFm | 2007 | CZ10 | rDXGF | Household | 1 | 1948.8 | None | 264 | 0.036 | -0.36 | 245 | 0.033 | -0.27 | 264 | 0.036 | -0.36 | 245 | 0.033 | -0.384 | DEER:Res:ClothesDishWasher | Annual | 2 |  | Appl-CW-Front-ElecDHW-ElecDry-Tier3DEER2017 | Appl-CW-Front-ElecDHW-ElecDry-Tier3AnySFm2007CZ10DEER2017 | 954
Appl-CW-Front-ElecDHW-ElecDry-Tier3 | DEER2017 | D17 v3 |  | Any | SFm | 2007 | CZ11 | rDXGF | Household | 1 | 1948.8 | None | 264 | 0.037 | -0.42 | 245 | 0.034 | -0.32 | 264 | 0.037 | -0.42 | 245 | 0.034 | -0.297 | DEER:Res:ClothesDishWasher | Annual | 2 |  | Appl-CW-Front-ElecDHW-ElecDry-Tier3DEER2017 | Appl-CW-Front-ElecDHW-ElecDry-Tier3AnySFm2007CZ11DEER2017 | 955
Appl-CW-Front-ElecDHW-ElecDry-Tier3 | DEER2017 | D17 v3 |  | Any | SFm | 2007 | CZ12 | rDXGF | Household | 1 | 1948.8 | None | 264 | 0.038 | -0.37 | 246 | 0.035 | -0.27 | 264 | 0.038 | -0.37 | 246 | 0.035 | -0.245 | DEER:Res:ClothesDishWasher | Annual | 2 |  | Appl-CW-Front-ElecDHW-ElecDry-Tier3DEER2017 | Appl-CW-Front-ElecDHW-ElecDry-Tier3AnySFm2007CZ12DEER2017 | 956
Appl-CW-Front-ElecDHW-ElecDry-Tier3 | DEER2017 | D17 v3 |  | Any | SFm | 2007 | CZ13 | rDXGF | Household | 1 | 1948.8 | None | 264 | 0.037 | -0.35 | 245 | 0.035 | -0.26 | 264 | 0.037 | -0.35 | 245 | 0.035 | -0.318 | DEER:Res:ClothesDishWasher | Annual | 2 |  | Appl-CW-Front-ElecDHW-ElecDry-Tier3DEER2017 | Appl-CW-Front-ElecDHW-ElecDry-Tier3AnySFm2007CZ13DEER2017 | 957
Appl-CW-Front-ElecDHW-ElecDry-Tier3 | DEER2017 | D17 v3 |  | Any | SFm | 2007 | CZ14 | rDXGF | Household | 1 | 2160.9 | None | 264 | 0.037 | -0.44 | 246 | 0.034 | -0.33 | 264 | 0.037 | -0.44 | 246 | 0.034 | -0.222 | DEER:Res:ClothesDishWasher | Annual | 2 |  | Appl-CW-Front-ElecDHW-ElecDry-Tier3DEER2017 | Appl-CW-Front-ElecDHW-ElecDry-Tier3AnySFm2007CZ14DEER2017 | 958
Appl-CW-Front-ElecDHW-ElecDry-Tier3 | DEER2017 | D17 v3 |  | Any | SFm | 2007 | CZ15 | rDXGF | Household | 1 | 2160.9 | None | 261 | 0.036 | -0.18 | 242 | 0.033 | -0.14 | 261 | 0.036 | -0.18 | 242 | 0.033 | -0.107 | DEER:Res:ClothesDishWasher | Annual | 2 |  | Appl-CW-Front-ElecDHW-ElecDry-Tier3DEER2017 | Appl-CW-Front-ElecDHW-ElecDry-Tier3AnySFm2007CZ15DEER2017 | 959
Appl-CW-Front-ElecDHW-ElecDry-Tier3 | DEER2017 | D17 v3 |  | Any | SFm | 2007 | CZ16 | rDXGF | Household | 1 | 2295.6 | None | 266 | 0.038 | -0.34 | 248 | 0.035 | -0.25 | 266 | 0.038 | -0.34 | 248 | 0.035 | -0.397 | DEER:Res:ClothesDishWasher | Annual | 2 |  | Appl-CW-Front-ElecDHW-ElecDry-Tier3DEER2017 | Appl-CW-Front-ElecDHW-ElecDry-Tier3AnySFm2007CZ16DEER2017 | 960
Appl-CW-Front-ElecDHW-ElecDry-Tier3 | DEER2017 | D17 v3 |  | Any | SFm | 2011 | CZ01 | rDXGF | Household | 1 | 2295.6 | None | 265 | 0.037 | -0.43 | 247 | 0.035 | -0.32 | 265 | 0.037 | -0.43 | 247 | 0.035 | -0.149 | DEER:Res:ClothesDishWasher | Annual | 2 |  | Appl-CW-Front-ElecDHW-ElecDry-Tier3DEER2017 | Appl-CW-Front-ElecDHW-ElecDry-Tier3AnySFm2011CZ01DEER2017 | 961
Appl-CW-Front-ElecDHW-ElecDry-Tier3 | DEER2017 | D17 v3 |  | Any | SFm | 2011 | CZ02 | rDXGF | Household | 1 | 1948.8 | None | 264 | 0.038 | -0.48 | 246 | 0.035 | -0.36 | 264 | 0.038 | -0.48 | 246 | 0.035 | -0.266 | DEER:Res:ClothesDishWasher | Annual | 2 |  | Appl-CW-Front-ElecDHW-ElecDry-Tier3DEER2017 | Appl-CW-Front-ElecDHW-ElecDry-Tier3AnySFm2011CZ02DEER2017 | 962
Appl-CW-Front-ElecDHW-ElecDry-Tier3 | DEER2017 | D17 v3 |  | Any | SFm | 2011 | CZ03 | rDXGF | Household | 1 | 2295.6 | None | 264 | 0.038 | -0.45 | 246 | 0.035 | -0.34 | 264 | 0.038 | -0.45 | 246 | 0.035 | -0.424 | DEER:Res:ClothesDishWasher | Annual | 2 |  | Appl-CW-Front-ElecDHW-ElecDry-Tier3DEER2017 | Appl-CW-Front-ElecDHW-ElecDry-Tier3AnySFm2011CZ03DEER2017 | 963
Appl-CW-Front-ElecDHW-ElecDry-Tier3 | DEER2017 | D17 v3 |  | Any | SFm | 2011 | CZ04 | rDXGF | Household | 1 | 2295.6 | None | 265 | 0.038 | -0.38 | 246 | 0.035 | -0.28 | 265 | 0.038 | -0.38 | 246 | 0.035 | -0.357 | DEER:Res:ClothesDishWasher | Annual | 2 |  | Appl-CW-Front-ElecDHW-ElecDry-Tier3DEER2017 | Appl-CW-Front-ElecDHW-ElecDry-Tier3AnySFm2011CZ04DEER2017 | 964
Appl-CW-Front-ElecDHW-ElecDry-Tier3 | DEER2017 | D17 v3 |  | Any | SFm | 2011 | CZ05 | rDXGF | Household | 1 | 2295.6 | None | 264 | 0.038 | -0.5 | 246 | 0.035 | -0.37 | 264 | 0.038 | -0.5 | 246 | 0.035 | -0.289 | DEER:Res:ClothesDishWasher | Annual | 2 |  | Appl-CW-Front-ElecDHW-ElecDry-Tier3DEER2017 | Appl-CW-Front-ElecDHW-ElecDry-Tier3AnySFm2011CZ05DEER2017 | 965
Appl-CW-Front-ElecDHW-ElecDry-Tier3 | DEER2017 | D17 v3 |  | Any | SFm | 2011 | CZ06 | rDXGF | Household | 1 | 2392.9 | None | 264 | 0.038 | -0.35 | 245 | 0.035 | -0.26 | 264 | 0.038 | -0.35 | 245 | 0.035 | -0.424 | DEER:Res:ClothesDishWasher | Annual | 2 |  | Appl-CW-Front-ElecDHW-ElecDry-Tier3DEER2017 | Appl-CW-Front-ElecDHW-ElecDry-Tier3AnySFm2011CZ06DEER2017 | 966
Appl-CW-Front-ElecDHW-ElecDry-Tier3 | DEER2017 | D17 v3 |  | Any | SFm | 2011 | CZ07 | rDXGF | Household | 1 | 2392.9 | None | 264 | 0.037 | -0.21 | 245 | 0.034 | -0.15 | 264 | 0.037 | -0.21 | 245 | 0.034 | -0.578 | DEER:Res:ClothesDishWasher | Annual | 2 |  | Appl-CW-Front-ElecDHW-ElecDry-Tier3DEER2017 | Appl-CW-Front-ElecDHW-ElecDry-Tier3AnySFm2011CZ07DEER2017 | 967
Appl-CW-Front-ElecDHW-ElecDry-Tier3 | DEER2017 | D17 v3 |  | Any | SFm | 2011 | CZ08 | rDXGF | Household | 1 | 2392.9 | None | 265 | 0.037 | -0.21 | 246 | 0.034 | -0.16 | 265 | 0.037 | -0.21 | 246 | 0.034 | -0.27 | DEER:Res:ClothesDishWasher | Annual | 2 |  | Appl-CW-Front-ElecDHW-ElecDry-Tier3DEER2017 | Appl-CW-Front-ElecDHW-ElecDry-Tier3AnySFm2011CZ08DEER2017 | 968
Appl-CW-Front-ElecDHW-ElecDry-Tier3 | DEER2017 | D17 v3 |  | Any | SFm | 2011 | CZ09 | rDXGF | Household | 1 | 2422.9 | None | 263 | 0.037 | -0.24 | 245 | 0.034 | -0.18 | 263 | 0.037 | -0.24 | 245 | 0.034 | -0.38 | DEER:Res:ClothesDishWasher | Annual | 2 |  | Appl-CW-Front-ElecDHW-ElecDry-Tier3DEER2017 | Appl-CW-Front-ElecDHW-ElecDry-Tier3AnySFm2011CZ09DEER2017 | 969
Appl-CW-Front-ElecDHW-ElecDry-Tier3 | DEER2017 | D17 v3 |  | Any | SFm | 2011 | CZ10 | rDXGF | Household | 1 | 1948.8 | None | 264 | 0.037 | -0.36 | 245 | 0.034 | -0.27 | 264 | 0.037 | -0.36 | 245 | 0.034 | -0.471 | DEER:Res:ClothesDishWasher | Annual | 2 |  | Appl-CW-Front-ElecDHW-ElecDry-Tier3DEER2017 | Appl-CW-Front-ElecDHW-ElecDry-Tier3AnySFm2011CZ10DEER2017 | 970
Appl-CW-Front-ElecDHW-ElecDry-Tier3 | DEER2017 | D17 v3 |  | Any | SFm | 2011 | CZ11 | rDXGF | Household | 1 | 1948.8 | None | 264 | 0.037 | -0.4 | 245 | 0.034 | -0.29 | 264 | 0.037 | -0.4 | 245 | 0.034 | -0.383 | DEER:Res:ClothesDishWasher | Annual | 2 |  | Appl-CW-Front-ElecDHW-ElecDry-Tier3DEER2017 | Appl-CW-Front-ElecDHW-ElecDry-Tier3AnySFm2011CZ11DEER2017 | 971
Appl-CW-Front-ElecDHW-ElecDry-Tier3 | DEER2017 | D17 v3 |  | Any | SFm | 2011 | CZ12 | rDXGF | Household | 1 | 1948.8 | None | 264 | 0.038 | -0.34 | 246 | 0.035 | -0.26 | 264 | 0.038 | -0.34 | 246 | 0.035 | -0.412 | DEER:Res:ClothesDishWasher | Annual | 2 |  | Appl-CW-Front-ElecDHW-ElecDry-Tier3DEER2017 | Appl-CW-Front-ElecDHW-ElecDry-Tier3AnySFm2011CZ12DEER2017 | 972
Appl-CW-Front-ElecDHW-ElecDry-Tier3 | DEER2017 | D17 v3 |  | Any | SFm | 2011 | CZ13 | rDXGF | Household | 1 | 1948.8 | None | 264 | 0.037 | -0.34 | 245 | 0.035 | -0.26 | 264 | 0.037 | -0.34 | 245 | 0.035 | -0.551 | DEER:Res:ClothesDishWasher | Annual | 2 |  | Appl-CW-Front-ElecDHW-ElecDry-Tier3DEER2017 | Appl-CW-Front-ElecDHW-ElecDry-Tier3AnySFm2011CZ13DEER2017 | 973
Appl-CW-Front-ElecDHW-ElecDry-Tier3 | DEER2017 | D17 v3 |  | Any | SFm | 2011 | CZ14 | rDXGF | Household | 1 | 2160.9 | None | 264 | 0.037 | -0.4 | 246 | 0.034 | -0.3 | 264 | 0.037 | -0.4 | 246 | 0.034 | -0.61 | DEER:Res:ClothesDishWasher | Annual | 2 |  | Appl-CW-Front-ElecDHW-ElecDry-Tier3DEER2017 | Appl-CW-Front-ElecDHW-ElecDry-Tier3AnySFm2011CZ14DEER2017 | 974
Appl-CW-Front-ElecDHW-ElecDry-Tier3 | DEER2017 | D17 v3 |  | Any | SFm | 2011 | CZ15 | rDXGF | Household | 1 | 2160.9 | None | 261 | 0.036 | -0.19 | 242 | 0.034 | -0.14 | 261 | 0.036 | -0.19 | 242 | 0.034 | -0.279 | DEER:Res:ClothesDishWasher | Annual | 2 |  | Appl-CW-Front-ElecDHW-ElecDry-Tier3DEER2017 | Appl-CW-Front-ElecDHW-ElecDry-Tier3AnySFm2011CZ15DEER2017 | 975
Appl-CW-Front-ElecDHW-ElecDry-Tier3 | DEER2017 | D17 v3 |  | Any | SFm | 2011 | CZ16 | rDXGF | Household | 1 | 2295.6 | None | 266 | 0.037 | -0.32 | 248 | 0.034 | -0.25 | 266 | 0.037 | -0.32 | 248 | 0.034 | -0.441 | DEER:Res:ClothesDishWasher | Annual | 2 |  | Appl-CW-Front-ElecDHW-ElecDry-Tier3DEER2017 | Appl-CW-Front-ElecDHW-ElecDry-Tier3AnySFm2011CZ16DEER2017 | 976
Appl-CW-Front-ElecDHW-ElecDry-Tier3 | DEER2017 | D17 v3 |  | Any | SFm | 2015 | CZ01 | rDXGF | Household | 1 | 2295.6 | None | 265 | 0.036 | -0.41 | 247 | 0.034 | -0.31 | 265 | 0.036 | -0.41 | 247 | 0.034 | -0.31 | DEER:Res:ClothesDishWasher | Annual | 1719 |  | Appl-CW-Front-ElecDHW-ElecDry-Tier3DEER2017 | Appl-CW-Front-ElecDHW-ElecDry-Tier3AnySFm2015CZ01DEER2017 | 977
Appl-CW-Front-ElecDHW-ElecDry-Tier3 | DEER2017 | D17 v3 |  | Any | SFm | 2015 | CZ02 | rDXGF | Household | 1 | 1948.8 | None | 264 | 0.038 | -0.49 | 246 | 0.035 | -0.37 | 264 | 0.038 | -0.49 | 246 | 0.035 | -0.37 | DEER:Res:ClothesDishWasher | Annual | 1719 |  | Appl-CW-Front-ElecDHW-ElecDry-Tier3DEER2017 | Appl-CW-Front-ElecDHW-ElecDry-Tier3AnySFm2015CZ02DEER2017 | 978
Appl-CW-Front-ElecDHW-ElecDry-Tier3 | DEER2017 | D17 v3 |  | Any | SFm | 2015 | CZ03 | rDXGF | Household | 1 | 2295.6 | None | 264 | 0.038 | -0.38 | 246 | 0.035 | -0.29 | 264 | 0.038 | -0.38 | 246 | 0.035 | -0.29 | DEER:Res:ClothesDishWasher | Annual | 1719 |  | Appl-CW-Front-ElecDHW-ElecDry-Tier3DEER2017 | Appl-CW-Front-ElecDHW-ElecDry-Tier3AnySFm2015CZ03DEER2017 | 979
Appl-CW-Front-ElecDHW-ElecDry-Tier3 | DEER2017 | D17 v3 |  | Any | SFm | 2015 | CZ04 | rDXGF | Household | 1 | 2295.6 | None | 264 | 0.038 | -0.39 | 246 | 0.035 | -0.3 | 264 | 0.038 | -0.39 | 246 | 0.035 | -0.3 | DEER:Res:ClothesDishWasher | Annual | 1719 |  | Appl-CW-Front-ElecDHW-ElecDry-Tier3DEER2017 | Appl-CW-Front-ElecDHW-ElecDry-Tier3AnySFm2015CZ04DEER2017 | 980
Appl-CW-Front-ElecDHW-ElecDry-Tier3 | DEER2017 | D17 v3 |  | Any | SFm | 2015 | CZ05 | rDXGF | Household | 1 | 2295.6 | None | 264 | 0.037 | -0.44 | 246 | 0.035 | -0.33 | 264 | 0.037 | -0.44 | 246 | 0.035 | -0.33 | DEER:Res:ClothesDishWasher | Annual | 1719 |  | Appl-CW-Front-ElecDHW-ElecDry-Tier3DEER2017 | Appl-CW-Front-ElecDHW-ElecDry-Tier3AnySFm2015CZ05DEER2017 | 981
Appl-CW-Front-ElecDHW-ElecDry-Tier3 | DEER2017 | D17 v3 |  | Any | SFm | 2015 | CZ06 | rDXGF | Household | 1 | 2392.9 | None | 263 | 0.038 | -0.33 | 244 | 0.035 | -0.25 | 263 | 0.038 | -0.33 | 244 | 0.035 | -0.25 | DEER:Res:ClothesDishWasher | Annual | 1719 |  | Appl-CW-Front-ElecDHW-ElecDry-Tier3DEER2017 | Appl-CW-Front-ElecDHW-ElecDry-Tier3AnySFm2015CZ06DEER2017 | 982
Appl-CW-Front-ElecDHW-ElecDry-Tier3 | DEER2017 | D17 v3 |  | Any | SFm | 2015 | CZ07 | rDXGF | Household | 1 | 2392.9 | None | 264 | 0.037 | -0.26 | 245 | 0.033 | -0.2 | 264 | 0.037 | -0.26 | 245 | 0.033 | -0.2 | DEER:Res:ClothesDishWasher | Annual | 1719 |  | Appl-CW-Front-ElecDHW-ElecDry-Tier3DEER2017 | Appl-CW-Front-ElecDHW-ElecDry-Tier3AnySFm2015CZ07DEER2017 | 983
Appl-CW-Front-ElecDHW-ElecDry-Tier3 | DEER2017 | D17 v3 |  | Any | SFm | 2015 | CZ08 | rDXGF | Household | 1 | 2392.9 | None | 263 | 0.037 | -0.22 | 246 | 0.036 | -0.03 | 263 | 0.037 | -0.22 | 246 | 0.036 | -0.03 | DEER:Res:ClothesDishWasher | Annual | 1719 |  | Appl-CW-Front-ElecDHW-ElecDry-Tier3DEER2017 | Appl-CW-Front-ElecDHW-ElecDry-Tier3AnySFm2015CZ08DEER2017 | 984
Appl-CW-Front-ElecDHW-ElecDry-Tier3 | DEER2017 | D17 v3 |  | Any | SFm | 2015 | CZ09 | rDXGF | Household | 1 | 2422.9 | None | 263 | 0.036 | -0.25 | 245 | 0.033 | -0.19 | 263 | 0.036 | -0.25 | 245 | 0.033 | -0.19 | DEER:Res:ClothesDishWasher | Annual | 1719 |  | Appl-CW-Front-ElecDHW-ElecDry-Tier3DEER2017 | Appl-CW-Front-ElecDHW-ElecDry-Tier3AnySFm2015CZ09DEER2017 | 985
Appl-CW-Front-ElecDHW-ElecDry-Tier3 | DEER2017 | D17 v3 |  | Any | SFm | 2015 | CZ10 | rDXGF | Household | 1 | 1948.8 | None | 263 | 0.036 | -0.34 | 245 | 0.034 | -0.26 | 263 | 0.036 | -0.34 | 245 | 0.034 | -0.26 | DEER:Res:ClothesDishWasher | Annual | 1719 |  | Appl-CW-Front-ElecDHW-ElecDry-Tier3DEER2017 | Appl-CW-Front-ElecDHW-ElecDry-Tier3AnySFm2015CZ10DEER2017 | 986
Appl-CW-Front-ElecDHW-ElecDry-Tier3 | DEER2017 | D17 v3 |  | Any | SFm | 2015 | CZ11 | rDXGF | Household | 1 | 1948.8 | None | 263 | 0.038 | -0.4 | 245 | 0.035 | -0.3 | 263 | 0.038 | -0.4 | 245 | 0.035 | -0.3 | DEER:Res:ClothesDishWasher | Annual | 1719 |  | Appl-CW-Front-ElecDHW-ElecDry-Tier3DEER2017 | Appl-CW-Front-ElecDHW-ElecDry-Tier3AnySFm2015CZ11DEER2017 | 987
Appl-CW-Front-ElecDHW-ElecDry-Tier3 | DEER2017 | D17 v3 |  | Any | SFm | 2015 | CZ12 | rDXGF | Household | 1 | 1948.8 | None | 264 | 0.038 | -0.36 | 245 | 0.035 | -0.27 | 264 | 0.038 | -0.36 | 245 | 0.035 | -0.27 | DEER:Res:ClothesDishWasher | Annual | 1719 |  | Appl-CW-Front-ElecDHW-ElecDry-Tier3DEER2017 | Appl-CW-Front-ElecDHW-ElecDry-Tier3AnySFm2015CZ12DEER2017 | 988
Appl-CW-Front-ElecDHW-ElecDry-Tier3 | DEER2017 | D17 v3 |  | Any | SFm | 2015 | CZ13 | rDXGF | Household | 1 | 1948.8 | None | 263 | 0.037 | -0.32 | 245 | 0.034 | -0.24 | 263 | 0.037 | -0.32 | 245 | 0.034 | -0.24 | DEER:Res:ClothesDishWasher | Annual | 1719 |  | Appl-CW-Front-ElecDHW-ElecDry-Tier3DEER2017 | Appl-CW-Front-ElecDHW-ElecDry-Tier3AnySFm2015CZ13DEER2017 | 989
Appl-CW-Front-ElecDHW-ElecDry-Tier3 | DEER2017 | D17 v3 |  | Any | SFm | 2015 | CZ14 | rDXGF | Household | 1 | 2160.9 | None | 264 | 0.037 | -0.43 | 246 | 0.034 | -0.32 | 264 | 0.037 | -0.43 | 246 | 0.034 | -0.32 | DEER:Res:ClothesDishWasher | Annual | 1719 |  | Appl-CW-Front-ElecDHW-ElecDry-Tier3DEER2017 | Appl-CW-Front-ElecDHW-ElecDry-Tier3AnySFm2015CZ14DEER2017 | 990
Appl-CW-Front-ElecDHW-ElecDry-Tier3 | DEER2017 | D17 v3 |  | Any | SFm | 2015 | CZ15 | rDXGF | Household | 1 | 2160.9 | None | 261 | 0.036 | -0.19 | 242 | 0.033 | -0.14 | 261 | 0.036 | -0.19 | 242 | 0.033 | -0.14 | DEER:Res:ClothesDishWasher | Annual | 1719 |  | Appl-CW-Front-ElecDHW-ElecDry-Tier3DEER2017 | Appl-CW-Front-ElecDHW-ElecDry-Tier3AnySFm2015CZ15DEER2017 | 991
Appl-CW-Front-ElecDHW-ElecDry-Tier3 | DEER2017 | D17 v3 |  | Any | SFm | 2015 | CZ16 | rDXGF | Household | 1 | 2295.6 | None | 266 | 0.038 | -0.37 | 248 | 0.035 | -0.28 | 266 | 0.038 | -0.37 | 248 | 0.035 | -0.28 | DEER:Res:ClothesDishWasher | Annual | 1719 |  | Appl-CW-Front-ElecDHW-ElecDry-Tier3DEER2017 | Appl-CW-Front-ElecDHW-ElecDry-Tier3AnySFm2015CZ16DEER2017 | 992
Appl-CW-Front-ElecDHW-ElecDry-Tier3 | DEER2017 | D17 v3 |  | Any | SFm | 2017 | CZ01 | rDXGF | Household | 1 | 2295.6 | None | 265 | 0.036 | -0.39 | 247 | 0.034 | -0.29 | 265 | 0.036 | -0.39 | 247 | 0.034 | -0.29 | DEER:Res:ClothesDishWasher | Annual | 1719 |  | Appl-CW-Front-ElecDHW-ElecDry-Tier3DEER2017 | Appl-CW-Front-ElecDHW-ElecDry-Tier3AnySFm2017CZ01DEER2017 | 993
Appl-CW-Front-ElecDHW-ElecDry-Tier3 | DEER2017 | D17 v3 |  | Any | SFm | 2017 | CZ02 | rDXGF | Household | 1 | 1948.8 | None | 264 | 0.038 | -0.46 | 246 | 0.036 | -0.35 | 264 | 0.038 | -0.46 | 246 | 0.036 | -0.35 | DEER:Res:ClothesDishWasher | Annual | 1719 |  | Appl-CW-Front-ElecDHW-ElecDry-Tier3DEER2017 | Appl-CW-Front-ElecDHW-ElecDry-Tier3AnySFm2017CZ02DEER2017 | 994
Appl-CW-Front-ElecDHW-ElecDry-Tier3 | DEER2017 | D17 v3 |  | Any | SFm | 2017 | CZ03 | rDXGF | Household | 1 | 2295.6 | None | 264 | 0.037 | -0.37 | 246 | 0.035 | -0.27 | 264 | 0.037 | -0.37 | 246 | 0.035 | -0.27 | DEER:Res:ClothesDishWasher | Annual | 1719 |  | Appl-CW-Front-ElecDHW-ElecDry-Tier3DEER2017 | Appl-CW-Front-ElecDHW-ElecDry-Tier3AnySFm2017CZ03DEER2017 | 995
Appl-CW-Front-ElecDHW-ElecDry-Tier3 | DEER2017 | D17 v3 |  | Any | SFm | 2017 | CZ04 | rDXGF | Household | 1 | 2295.6 | None | 264 | 0.038 | -0.38 | 246 | 0.035 | -0.28 | 264 | 0.038 | -0.38 | 246 | 0.035 | -0.28 | DEER:Res:ClothesDishWasher | Annual | 1719 |  | Appl-CW-Front-ElecDHW-ElecDry-Tier3DEER2017 | Appl-CW-Front-ElecDHW-ElecDry-Tier3AnySFm2017CZ04DEER2017 | 996
Appl-CW-Front-ElecDHW-ElecDry-Tier3 | DEER2017 | D17 v3 |  | Any | SFm | 2017 | CZ05 | rDXGF | Household | 1 | 2295.6 | None | 264 | 0.038 | -0.41 | 246 | 0.035 | -0.31 | 264 | 0.038 | -0.41 | 246 | 0.035 | -0.31 | DEER:Res:ClothesDishWasher | Annual | 1719 |  | Appl-CW-Front-ElecDHW-ElecDry-Tier3DEER2017 | Appl-CW-Front-ElecDHW-ElecDry-Tier3AnySFm2017CZ05DEER2017 | 997
Appl-CW-Front-ElecDHW-ElecDry-Tier3 | DEER2017 | D17 v3 |  | Any | SFm | 2017 | CZ06 | rDXGF | Household | 1 | 2392.9 | None | 263 | 0.041 | -0.33 | 244 | 0.038 | -0.24 | 263 | 0.041 | -0.33 | 244 | 0.038 | -0.24 | DEER:Res:ClothesDishWasher | Annual | 1719 |  | Appl-CW-Front-ElecDHW-ElecDry-Tier3DEER2017 | Appl-CW-Front-ElecDHW-ElecDry-Tier3AnySFm2017CZ06DEER2017 | 998
Appl-CW-Front-ElecDHW-ElecDry-Tier3 | DEER2017 | D17 v3 |  | Any | SFm | 2017 | CZ07 | rDXGF | Household | 1 | 2392.9 | None | 264 | 0.037 | -0.24 | 245 | 0.035 | -0.18 | 264 | 0.037 | -0.24 | 245 | 0.035 | -0.18 | DEER:Res:ClothesDishWasher | Annual | 1719 |  | Appl-CW-Front-ElecDHW-ElecDry-Tier3DEER2017 | Appl-CW-Front-ElecDHW-ElecDry-Tier3AnySFm2017CZ07DEER2017 | 999
Appl-CW-Front-ElecDHW-ElecDry-Tier3 | DEER2017 | D17 v3 |  | Any | SFm | 2017 | CZ08 | rDXGF | Household | 1 | 2392.9 | None | 263 | 0.037 | -0.21 | 245 | 0.034 | -0.15 | 263 | 0.037 | -0.21 | 245 | 0.034 | -0.15 | DEER:Res:ClothesDishWasher | Annual | 1719 |  | Appl-CW-Front-ElecDHW-ElecDry-Tier3DEER2017 | Appl-CW-Front-ElecDHW-ElecDry-Tier3AnySFm2017CZ08DEER2017 | 1000
Appl-CW-Front-ElecDHW-ElecDry-Tier3 | DEER2017 | D17 v3 |  | Any | SFm | 2017 | CZ09 | rDXGF | Household | 1 | 2422.9 | None | 261 | 0.037 | -0.32 | 244 | 0.034 | -0.23 | 261 | 0.037 | -0.32 | 244 | 0.034 | -0.23 | DEER:Res:ClothesDishWasher | Annual | 1719 |  | Appl-CW-Front-ElecDHW-ElecDry-Tier3DEER2017 | Appl-CW-Front-ElecDHW-ElecDry-Tier3AnySFm2017CZ09DEER2017 | 1001
Appl-CW-Front-ElecDHW-ElecDry-Tier3 | DEER2017 | D17 v3 |  | Any | SFm | 2017 | CZ10 | rDXGF | Household | 1 | 1948.8 | None | 263 | 0.038 | -0.33 | 244 | 0.035 | -0.24 | 263 | 0.038 | -0.33 | 244 | 0.035 | -0.24 | DEER:Res:ClothesDishWasher | Annual | 1719 |  | Appl-CW-Front-ElecDHW-ElecDry-Tier3DEER2017 | Appl-CW-Front-ElecDHW-ElecDry-Tier3AnySFm2017CZ10DEER2017 | 1002
Appl-CW-Front-ElecDHW-ElecDry-Tier3 | DEER2017 | D17 v3 |  | Any | SFm | 2017 | CZ11 | rDXGF | Household | 1 | 1948.8 | None | 263 | 0.037 | -0.38 | 245 | 0.034 | -0.29 | 263 | 0.037 | -0.38 | 245 | 0.034 | -0.29 | DEER:Res:ClothesDishWasher | Annual | 1719 |  | Appl-CW-Front-ElecDHW-ElecDry-Tier3DEER2017 | Appl-CW-Front-ElecDHW-ElecDry-Tier3AnySFm2017CZ11DEER2017 | 1003
Appl-CW-Front-ElecDHW-ElecDry-Tier3 | DEER2017 | D17 v3 |  | Any | SFm | 2017 | CZ12 | rDXGF | Household | 1 | 1948.8 | None | 263 | 0.038 | -0.33 | 245 | 0.035 | -0.25 | 263 | 0.038 | -0.33 | 245 | 0.035 | -0.25 | DEER:Res:ClothesDishWasher | Annual | 1719 |  | Appl-CW-Front-ElecDHW-ElecDry-Tier3DEER2017 | Appl-CW-Front-ElecDHW-ElecDry-Tier3AnySFm2017CZ12DEER2017 | 1004
Appl-CW-Front-ElecDHW-ElecDry-Tier3 | DEER2017 | D17 v3 |  | Any | SFm | 2017 | CZ13 | rDXGF | Household | 1 | 1948.8 | None | 263 | 0.037 | -0.33 | 245 | 0.034 | -0.25 | 263 | 0.037 | -0.33 | 245 | 0.034 | -0.25 | DEER:Res:ClothesDishWasher | Annual | 1719 |  | Appl-CW-Front-ElecDHW-ElecDry-Tier3DEER2017 | Appl-CW-Front-ElecDHW-ElecDry-Tier3AnySFm2017CZ13DEER2017 | 1005
Appl-CW-Front-ElecDHW-ElecDry-Tier3 | DEER2017 | D17 v3 |  | Any | SFm | 2017 | CZ14 | rDXGF | Household | 1 | 2160.9 | None | 264 | 0.037 | -0.41 | 246 | 0.035 | -0.31 | 264 | 0.037 | -0.41 | 246 | 0.035 | -0.31 | DEER:Res:ClothesDishWasher | Annual | 1719 |  | Appl-CW-Front-ElecDHW-ElecDry-Tier3DEER2017 | Appl-CW-Front-ElecDHW-ElecDry-Tier3AnySFm2017CZ14DEER2017 | 1006
Appl-CW-Front-ElecDHW-ElecDry-Tier3 | DEER2017 | D17 v3 |  | Any | SFm | 2017 | CZ15 | rDXGF | Household | 1 | 2160.9 | None | 261 | 0.036 | -0.18 | 242 | 0.034 | -0.14 | 261 | 0.036 | -0.18 | 242 | 0.034 | -0.14 | DEER:Res:ClothesDishWasher | Annual | 1719 |  | Appl-CW-Front-ElecDHW-ElecDry-Tier3DEER2017 | Appl-CW-Front-ElecDHW-ElecDry-Tier3AnySFm2017CZ15DEER2017 | 1007
Appl-CW-Front-ElecDHW-ElecDry-Tier3 | DEER2017 | D17 v3 |  | Any | SFm | 2017 | CZ16 | rDXGF | Household | 1 | 2295.6 | None | 265 | 0.038 | -0.38 | 247 | 0.035 | -0.29 | 265 | 0.038 | -0.38 | 247 | 0.035 | -0.29 | DEER:Res:ClothesDishWasher | Annual | 1719 |  | Appl-CW-Front-ElecDHW-ElecDry-Tier3DEER2017 | Appl-CW-Front-ElecDHW-ElecDry-Tier3AnySFm2017CZ16DEER2017 | 1008
Appl-CW-Front-ElecDHW-GasDry-Tier1 | DEER2017 | D17 v3 |  | Any | DMo | MH00 | CZ01 | rDXGF | Household | 1 | 1242 | None | -0.2 | 0 | 4.72 | 0.8 | 0 | 4.23 | -0.2 | 0 | 4.72 | 0.8 | 0 | 4.23 | DEER:Res:ClothesDishWasher | Annual | 1719 |  | Appl-CW-Front-ElecDHW-GasDry-Tier1DEER2017 | Appl-CW-Front-ElecDHW-GasDry-Tier1AnyDMoMH00CZ01DEER2017 | 1009
Appl-CW-Front-ElecDHW-GasDry-Tier1 | DEER2017 | D17 v3 |  | Any | DMo | MH00 | CZ02 | rDXGF | Household | 1 | 1242 | None | 1.5 | 0.004 | 4.81 | 1.9 | 0.003 | 4.31 | 1.5 | 0.004 | 4.81 | 1.9 | 0.003 | 4.31 | DEER:Res:ClothesDishWasher | Annual | 1719 |  | Appl-CW-Front-ElecDHW-GasDry-Tier1DEER2017 | Appl-CW-Front-ElecDHW-GasDry-Tier1AnyDMoMH00CZ02DEER2017 | 1010
Appl-CW-Front-ElecDHW-GasDry-Tier1 | DEER2017 | D17 v3 |  | Any | DMo | MH00 | CZ03 | rDXGF | Household | 1 | 1242 | None | 0.3 | 0.002 | 4.71 | 0.8 | 0.002 | 4.23 | 0.3 | 0.002 | 4.71 | 0.8 | 0.002 | 4.23 | DEER:Res:ClothesDishWasher | Annual | 1719 |  | Appl-CW-Front-ElecDHW-GasDry-Tier1DEER2017 | Appl-CW-Front-ElecDHW-GasDry-Tier1AnyDMoMH00CZ03DEER2017 | 1011
Appl-CW-Front-ElecDHW-GasDry-Tier1 | DEER2017 | D17 v3 |  | Any | DMo | MH00 | CZ04 | rDXGF | Household | 1 | 1242 | None | 0.4 | 0.003 | 4.76 | 0.8 | 0.002 | 4.27 | 0.4 | 0.003 | 4.76 | 0.8 | 0.002 | 4.27 | DEER:Res:ClothesDishWasher | Annual | 1719 |  | Appl-CW-Front-ElecDHW-GasDry-Tier1DEER2017 | Appl-CW-Front-ElecDHW-GasDry-Tier1AnyDMoMH00CZ04DEER2017 | 1012
Appl-CW-Front-ElecDHW-GasDry-Tier1 | DEER2017 | D17 v3 |  | Any | DMo | MH00 | CZ05 | rDXGF | Household | 1 | 1242 | None | -0.1 | 0.002 | 4.5 | 0.7 | 0.002 | 4.05 | -0.1 | 0.002 | 4.5 | 0.7 | 0.002 | 4.05 | DEER:Res:ClothesDishWasher | Annual | 1719 |  | Appl-CW-Front-ElecDHW-GasDry-Tier1DEER2017 | Appl-CW-Front-ElecDHW-GasDry-Tier1AnyDMoMH00CZ05DEER2017 | 1013
Appl-CW-Front-ElecDHW-GasDry-Tier1 | DEER2017 | D17 v3 |  | Any | DMo | MH00 | CZ06 | rDXGF | Household | 1 | 1242 | None | 1.8 | 0.002 | 4.83 | 2.1 | 0.001 | 4.32 | 1.8 | 0.002 | 4.83 | 2.1 | 0.001 | 4.32 | DEER:Res:ClothesDishWasher | Annual | 1719 |  | Appl-CW-Front-ElecDHW-GasDry-Tier1DEER2017 | Appl-CW-Front-ElecDHW-GasDry-Tier1AnyDMoMH00CZ06DEER2017 | 1014
Appl-CW-Front-ElecDHW-GasDry-Tier1 | DEER2017 | D17 v3 |  | Any | DMo | MH00 | CZ07 | rDXGF | Household | 1 | 1242 | None | 2.1 | 0.001 | 4.9 | 2.2 | 0.001 | 4.38 | 2.1 | 0.001 | 4.9 | 2.2 | 0.001 | 4.38 | DEER:Res:ClothesDishWasher | Annual | 1719 |  | Appl-CW-Front-ElecDHW-GasDry-Tier1DEER2017 | Appl-CW-Front-ElecDHW-GasDry-Tier1AnyDMoMH00CZ07DEER2017 | 1015
Appl-CW-Front-ElecDHW-GasDry-Tier1 | DEER2017 | D17 v3 |  | Any | DMo | MH00 | CZ08 | rDXGF | Household | 1 | 1242 | None | 2.6 | 0.002 | 4.89 | 2.6 | 0.002 | 4.39 | 2.6 | 0.002 | 4.89 | 2.6 | 0.002 | 4.39 | DEER:Res:ClothesDishWasher | Annual | 1719 |  | Appl-CW-Front-ElecDHW-GasDry-Tier1DEER2017 | Appl-CW-Front-ElecDHW-GasDry-Tier1AnyDMoMH00CZ08DEER2017 | 1016
Appl-CW-Front-ElecDHW-GasDry-Tier1 | DEER2017 | D17 v3 |  | Any | DMo | MH00 | CZ09 | rDXGF | Household | 1 | 1242 | None | 3.5 | 0.003 | 4.85 | 3.4 | 0.003 | 4.34 | 3.5 | 0.003 | 4.85 | 3.4 | 0.003 | 4.34 | DEER:Res:ClothesDishWasher | Annual | 1719 |  | Appl-CW-Front-ElecDHW-GasDry-Tier1DEER2017 | Appl-CW-Front-ElecDHW-GasDry-Tier1AnyDMoMH00CZ09DEER2017 | 1017
Appl-CW-Front-ElecDHW-GasDry-Tier1 | DEER2017 | D17 v3 |  | Any | DMo | MH00 | CZ10 | rDXGF | Household | 1 | 1242 | None | 3.9 | 0.002 | 4.88 | 3.8 | 0.002 | 4.37 | 3.9 | 0.002 | 4.88 | 3.8 | 0.002 | 4.37 | DEER:Res:ClothesDishWasher | Annual | 1719 |  | Appl-CW-Front-ElecDHW-GasDry-Tier1DEER2017 | Appl-CW-Front-ElecDHW-GasDry-Tier1AnyDMoMH00CZ10DEER2017 | 1018
Appl-CW-Front-ElecDHW-GasDry-Tier1 | DEER2017 | D17 v3 |  | Any | DMo | MH00 | CZ11 | rDXGF | Household | 1 | 1242 | None | 2.5 | 0.002 | 4.82 | 2.5 | 0.002 | 4.32 | 2.5 | 0.002 | 4.82 | 2.5 | 0.002 | 4.32 | DEER:Res:ClothesDishWasher | Annual | 1719 |  | Appl-CW-Front-ElecDHW-GasDry-Tier1DEER2017 | Appl-CW-Front-ElecDHW-GasDry-Tier1AnyDMoMH00CZ11DEER2017 | 1019
Appl-CW-Front-ElecDHW-GasDry-Tier1 | DEER2017 | D17 v3 |  | Any | DMo | MH00 | CZ12 | rDXGF | Household | 1 | 1242 | None | 2.7 | 0.002 | 4.78 | 2.7 | 0.002 | 4.29 | 2.7 | 0.002 | 4.78 | 2.7 | 0.002 | 4.29 | DEER:Res:ClothesDishWasher | Annual | 1719 |  | Appl-CW-Front-ElecDHW-GasDry-Tier1DEER2017 | Appl-CW-Front-ElecDHW-GasDry-Tier1AnyDMoMH00CZ12DEER2017 | 1020
Appl-CW-Front-ElecDHW-GasDry-Tier1 | DEER2017 | D17 v3 |  | Any | DMo | MH00 | CZ13 | rDXGF | Household | 1 | 1242 | None | 3.3 | 0.002 | 4.8 | 3.2 | 0.001 | 4.3 | 3.3 | 0.002 | 4.8 | 3.2 | 0.001 | 4.3 | DEER:Res:ClothesDishWasher | Annual | 1719 |  | Appl-CW-Front-ElecDHW-GasDry-Tier1DEER2017 | Appl-CW-Front-ElecDHW-GasDry-Tier1AnyDMoMH00CZ13DEER2017 | 1021
Appl-CW-Front-ElecDHW-GasDry-Tier1 | DEER2017 | D17 v3 |  | Any | DMo | MH00 | CZ14 | rDXGF | Household | 1 | 1242 | None | 2.9 | 0.001 | 4.8 | 3 | 0.001 | 4.31 | 2.9 | 0.001 | 4.8 | 3 | 0.001 | 4.31 | DEER:Res:ClothesDishWasher | Annual | 1719 |  | Appl-CW-Front-ElecDHW-GasDry-Tier1DEER2017 | Appl-CW-Front-ElecDHW-GasDry-Tier1AnyDMoMH00CZ14DEER2017 | 1022
Appl-CW-Front-ElecDHW-GasDry-Tier1 | DEER2017 | D17 v3 |  | Any | DMo | MH00 | CZ15 | rDXGF | Household | 1 | 1242 | None | 4.5 | 0.001 | 5.07 | 3.9 | 0.001 | 4.51 | 4.5 | 0.001 | 5.07 | 3.9 | 0.001 | 4.51 | DEER:Res:ClothesDishWasher | Annual | 1719 |  | Appl-CW-Front-ElecDHW-GasDry-Tier1DEER2017 | Appl-CW-Front-ElecDHW-GasDry-Tier1AnyDMoMH00CZ15DEER2017 | 1023
Appl-CW-Front-ElecDHW-GasDry-Tier1 | DEER2017 | D17 v3 |  | Any | DMo | MH00 | CZ16 | rDXGF | Household | 1 | 1242 | None | 2 | 0.006 | 4.81 | 2.6 | 0.005 | 4.31 | 2 | 0.006 | 4.81 | 2.6 | 0.005 | 4.31 | DEER:Res:ClothesDishWasher | Annual | 1719 |  | Appl-CW-Front-ElecDHW-GasDry-Tier1DEER2017 | Appl-CW-Front-ElecDHW-GasDry-Tier1AnyDMoMH00CZ16DEER2017 | 1024
Appl-CW-Front-ElecDHW-GasDry-Tier1 | DEER2017 | D17 v3 |  | Any | DMo | MH06 | CZ01 | rDXGF | Household | 1 | 1242 | None | -0.3 | 0 | 4.6 | 0.6 | 0 | 4.14 | -0.3 | 0 | 4.6 | 0.6 | 0 | 4.14 | DEER:Res:ClothesDishWasher | Annual | 1719 |  | Appl-CW-Front-ElecDHW-GasDry-Tier1DEER2017 | Appl-CW-Front-ElecDHW-GasDry-Tier1AnyDMoMH06CZ01DEER2017 | 1025
Appl-CW-Front-ElecDHW-GasDry-Tier1 | DEER2017 | D17 v3 |  | Any | DMo | MH06 | CZ02 | rDXGF | Household | 1 | 1242 | None | 1.8 | 0.002 | 4.75 | 2.2 | 0.002 | 4.27 | 1.8 | 0.002 | 4.75 | 2.2 | 0.002 | 4.27 | DEER:Res:ClothesDishWasher | Annual | 1719 |  | Appl-CW-Front-ElecDHW-GasDry-Tier1DEER2017 | Appl-CW-Front-ElecDHW-GasDry-Tier1AnyDMoMH06CZ02DEER2017 | 1026
Appl-CW-Front-ElecDHW-GasDry-Tier1 | DEER2017 | D17 v3 |  | Any | DMo | MH06 | CZ03 | rDXGF | Household | 1 | 1242 | None | 1.1 | 0.002 | 4.91 | 1.6 | 0.002 | 4.39 | 1.1 | 0.002 | 4.91 | 1.6 | 0.002 | 4.39 | DEER:Res:ClothesDishWasher | Annual | 1719 |  | Appl-CW-Front-ElecDHW-GasDry-Tier1DEER2017 | Appl-CW-Front-ElecDHW-GasDry-Tier1AnyDMoMH06CZ03DEER2017 | 1027
Appl-CW-Front-ElecDHW-GasDry-Tier1 | DEER2017 | D17 v3 |  | Any | DMo | MH06 | CZ04 | rDXGF | Household | 1 | 1242 | None | 1.7 | 0.002 | 4.82 | 2.1 | 0.002 | 4.31 | 1.7 | 0.002 | 4.82 | 2.1 | 0.002 | 4.31 | DEER:Res:ClothesDishWasher | Annual | 1719 |  | Appl-CW-Front-ElecDHW-GasDry-Tier1DEER2017 | Appl-CW-Front-ElecDHW-GasDry-Tier1AnyDMoMH06CZ04DEER2017 | 1028
Appl-CW-Front-ElecDHW-GasDry-Tier1 | DEER2017 | D17 v3 |  | Any | DMo | MH06 | CZ05 | rDXGF | Household | 1 | 1242 | None | 0.4 | 0.002 | 4.71 | 1.1 | 0.002 | 4.23 | 0.4 | 0.002 | 4.71 | 1.1 | 0.002 | 4.23 | DEER:Res:ClothesDishWasher | Annual | 1719 |  | Appl-CW-Front-ElecDHW-GasDry-Tier1DEER2017 | Appl-CW-Front-ElecDHW-GasDry-Tier1AnyDMoMH06CZ05DEER2017 | 1029
Appl-CW-Front-ElecDHW-GasDry-Tier1 | DEER2017 | D17 v3 |  | Any | DMo | MH06 | CZ06 | rDXGF | Household | 1 | 1242 | None | 2.1 | 0.002 | 5.14 | 2.5 | 0.002 | 4.57 | 2.1 | 0.002 | 5.14 | 2.5 | 0.002 | 4.57 | DEER:Res:ClothesDishWasher | Annual | 1719 |  | Appl-CW-Front-ElecDHW-GasDry-Tier1DEER2017 | Appl-CW-Front-ElecDHW-GasDry-Tier1AnyDMoMH06CZ06DEER2017 | 1030
Appl-CW-Front-ElecDHW-GasDry-Tier1 | DEER2017 | D17 v3 |  | Any | DMo | MH06 | CZ07 | rDXGF | Household | 1 | 1242 | None | 2.9 | 0.001 | 5.07 | 3 | 0.001 | 4.52 | 2.9 | 0.001 | 5.07 | 3 | 0.001 | 4.52 | DEER:Res:ClothesDishWasher | Annual | 1719 |  | Appl-CW-Front-ElecDHW-GasDry-Tier1DEER2017 | Appl-CW-Front-ElecDHW-GasDry-Tier1AnyDMoMH06CZ07DEER2017 | 1031
Appl-CW-Front-ElecDHW-GasDry-Tier1 | DEER2017 | D17 v3 |  | Any | DMo | MH06 | CZ08 | rDXGF | Household | 1 | 1242 | None | 3.2 | 0.001 | 4.99 | 3.2 | 0.001 | 4.46 | 3.2 | 0.001 | 4.99 | 3.2 | 0.001 | 4.46 | DEER:Res:ClothesDishWasher | Annual | 1719 |  | Appl-CW-Front-ElecDHW-GasDry-Tier1DEER2017 | Appl-CW-Front-ElecDHW-GasDry-Tier1AnyDMoMH06CZ08DEER2017 | 1032
Appl-CW-Front-ElecDHW-GasDry-Tier1 | DEER2017 | D17 v3 |  | Any | DMo | MH06 | CZ09 | rDXGF | Household | 1 | 1242 | None | 1.9 | 0.001 | 4.95 | 2 | 0.001 | 4.43 | 1.9 | 0.001 | 4.95 | 2 | 0.001 | 4.43 | DEER:Res:ClothesDishWasher | Annual | 1719 |  | Appl-CW-Front-ElecDHW-GasDry-Tier1DEER2017 | Appl-CW-Front-ElecDHW-GasDry-Tier1AnyDMoMH06CZ09DEER2017 | 1033
Appl-CW-Front-ElecDHW-GasDry-Tier1 | DEER2017 | D17 v3 |  | Any | DMo | MH06 | CZ10 | rDXGF | Household | 1 | 1242 | None | 2.7 | 0.001 | 4.88 | 2.8 | 0.001 | 4.36 | 2.7 | 0.001 | 4.88 | 2.8 | 0.001 | 4.36 | DEER:Res:ClothesDishWasher | Annual | 1719 |  | Appl-CW-Front-ElecDHW-GasDry-Tier1DEER2017 | Appl-CW-Front-ElecDHW-GasDry-Tier1AnyDMoMH06CZ10DEER2017 | 1034
Appl-CW-Front-ElecDHW-GasDry-Tier1 | DEER2017 | D17 v3 |  | Any | DMo | MH06 | CZ11 | rDXGF | Household | 1 | 1242 | None | 2.2 | 0.002 | 4.9 | 2.3 | 0.001 | 4.38 | 2.2 | 0.002 | 4.9 | 2.3 | 0.001 | 4.38 | DEER:Res:ClothesDishWasher | Annual | 1719 |  | Appl-CW-Front-ElecDHW-GasDry-Tier1DEER2017 | Appl-CW-Front-ElecDHW-GasDry-Tier1AnyDMoMH06CZ11DEER2017 | 1035
Appl-CW-Front-ElecDHW-GasDry-Tier1 | DEER2017 | D17 v3 |  | Any | DMo | MH06 | CZ12 | rDXGF | Household | 1 | 1242 | None | 2 | 0.002 | 4.79 | 2.3 | 0.002 | 4.3 | 2 | 0.002 | 4.79 | 2.3 | 0.002 | 4.3 | DEER:Res:ClothesDishWasher | Annual | 1719 |  | Appl-CW-Front-ElecDHW-GasDry-Tier1DEER2017 | Appl-CW-Front-ElecDHW-GasDry-Tier1AnyDMoMH06CZ12DEER2017 | 1036
Appl-CW-Front-ElecDHW-GasDry-Tier1 | DEER2017 | D17 v3 |  | Any | DMo | MH06 | CZ13 | rDXGF | Household | 1 | 1242 | None | 2.5 | 0.001 | 4.85 | 2.5 | 0.001 | 4.34 | 2.5 | 0.001 | 4.85 | 2.5 | 0.001 | 4.34 | DEER:Res:ClothesDishWasher | Annual | 1719 |  | Appl-CW-Front-ElecDHW-GasDry-Tier1DEER2017 | Appl-CW-Front-ElecDHW-GasDry-Tier1AnyDMoMH06CZ13DEER2017 | 1037
Appl-CW-Front-ElecDHW-GasDry-Tier1 | DEER2017 | D17 v3 |  | Any | DMo | MH06 | CZ14 | rDXGF | Household | 1 | 1242 | None | 2.7 | 0.001 | 4.83 | 2.8 | 0.001 | 4.33 | 2.7 | 0.001 | 4.83 | 2.8 | 0.001 | 4.33 | DEER:Res:ClothesDishWasher | Annual | 1719 |  | Appl-CW-Front-ElecDHW-GasDry-Tier1DEER2017 | Appl-CW-Front-ElecDHW-GasDry-Tier1AnyDMoMH06CZ14DEER2017 | 1038
Appl-CW-Front-ElecDHW-GasDry-Tier1 | DEER2017 | D17 v3 |  | Any | DMo | MH06 | CZ15 | rDXGF | Household | 1 | 1242 | None | 3.3 | 0.001 | 5.08 | 2.7 | 0.001 | 4.53 | 3.3 | 0.001 | 5.08 | 2.7 | 0.001 | 4.53 | DEER:Res:ClothesDishWasher | Annual | 1719 |  | Appl-CW-Front-ElecDHW-GasDry-Tier1DEER2017 | Appl-CW-Front-ElecDHW-GasDry-Tier1AnyDMoMH06CZ15DEER2017 | 1039
Appl-CW-Front-ElecDHW-GasDry-Tier1 | DEER2017 | D17 v3 |  | Any | DMo | MH06 | CZ16 | rDXGF | Household | 1 | 1242 | None | 1.5 | 0.002 | 4.82 | 2.2 | 0.002 | 4.31 | 1.5 | 0.002 | 4.82 | 2.2 | 0.002 | 4.31 | DEER:Res:ClothesDishWasher | Annual | 1719 |  | Appl-CW-Front-ElecDHW-GasDry-Tier1DEER2017 | Appl-CW-Front-ElecDHW-GasDry-Tier1AnyDMoMH06CZ16DEER2017 | 1040
Appl-CW-Front-ElecDHW-GasDry-Tier1 | DEER2017 | D17 v3 |  | Any | DMo | MH15 | CZ01 | rDXGF | Household | 1 | 1242 | None | -0.2 | 0 | 4.66 | 0.7 | 0 | 4.18 | -0.2 | 0 | 4.66 | 0.7 | 0 | 4.18 | DEER:Res:ClothesDishWasher | Annual | 1719 |  | Appl-CW-Front-ElecDHW-GasDry-Tier1DEER2017 | Appl-CW-Front-ElecDHW-GasDry-Tier1AnyDMoMH15CZ01DEER2017 | 1041
Appl-CW-Front-ElecDHW-GasDry-Tier1 | DEER2017 | D17 v3 |  | Any | DMo | MH15 | CZ02 | rDXGF | Household | 1 | 1242 | None | 1.4 | 0.002 | 4.76 | 1.9 | 0.002 | 4.27 | 1.4 | 0.002 | 4.76 | 1.9 | 0.002 | 4.27 | DEER:Res:ClothesDishWasher | Annual | 1719 |  | Appl-CW-Front-ElecDHW-GasDry-Tier1DEER2017 | Appl-CW-Front-ElecDHW-GasDry-Tier1AnyDMoMH15CZ02DEER2017 | 1042
Appl-CW-Front-ElecDHW-GasDry-Tier1 | DEER2017 | D17 v3 |  | Any | DMo | MH15 | CZ03 | rDXGF | Household | 1 | 1242 | None | 0.3 | 0.002 | 4.74 | 1 | 0.002 | 4.25 | 0.3 | 0.002 | 4.74 | 1 | 0.002 | 4.25 | DEER:Res:ClothesDishWasher | Annual | 1719 |  | Appl-CW-Front-ElecDHW-GasDry-Tier1DEER2017 | Appl-CW-Front-ElecDHW-GasDry-Tier1AnyDMoMH15CZ03DEER2017 | 1043
Appl-CW-Front-ElecDHW-GasDry-Tier1 | DEER2017 | D17 v3 |  | Any | DMo | MH15 | CZ04 | rDXGF | Household | 1 | 1242 | None | 1.5 | 0.001 | 4.81 | 1.8 | 0.001 | 4.31 | 1.5 | 0.001 | 4.81 | 1.8 | 0.001 | 4.31 | DEER:Res:ClothesDishWasher | Annual | 1719 |  | Appl-CW-Front-ElecDHW-GasDry-Tier1DEER2017 | Appl-CW-Front-ElecDHW-GasDry-Tier1AnyDMoMH15CZ04DEER2017 | 1044
Appl-CW-Front-ElecDHW-GasDry-Tier1 | DEER2017 | D17 v3 |  | Any | DMo | MH15 | CZ05 | rDXGF | Household | 1 | 1242 | None | 0.5 | 0.002 | 4.69 | 1 | 0.001 | 4.19 | 0.5 | 0.002 | 4.69 | 1 | 0.001 | 4.19 | DEER:Res:ClothesDishWasher | Annual | 1719 |  | Appl-CW-Front-ElecDHW-GasDry-Tier1DEER2017 | Appl-CW-Front-ElecDHW-GasDry-Tier1AnyDMoMH15CZ05DEER2017 | 1045
Appl-CW-Front-ElecDHW-GasDry-Tier1 | DEER2017 | D17 v3 |  | Any | DMo | MH15 | CZ06 | rDXGF | Household | 1 | 1242 | None | 1.8 | 0.001 | 4.86 | 2.2 | 0.001 | 4.35 | 1.8 | 0.001 | 4.86 | 2.2 | 0.001 | 4.35 | DEER:Res:ClothesDishWasher | Annual | 1719 |  | Appl-CW-Front-ElecDHW-GasDry-Tier1DEER2017 | Appl-CW-Front-ElecDHW-GasDry-Tier1AnyDMoMH15CZ06DEER2017 | 1046
Appl-CW-Front-ElecDHW-GasDry-Tier1 | DEER2017 | D17 v3 |  | Any | DMo | MH15 | CZ07 | rDXGF | Household | 1 | 1242 | None | 2.3 | 0.001 | 5.05 | 2.5 | 0.001 | 4.5 | 2.3 | 0.001 | 5.05 | 2.5 | 0.001 | 4.5 | DEER:Res:ClothesDishWasher | Annual | 1719 |  | Appl-CW-Front-ElecDHW-GasDry-Tier1DEER2017 | Appl-CW-Front-ElecDHW-GasDry-Tier1AnyDMoMH15CZ07DEER2017 | 1047
Appl-CW-Front-ElecDHW-GasDry-Tier1 | DEER2017 | D17 v3 |  | Any | DMo | MH15 | CZ08 | rDXGF | Household | 1 | 1242 | None | 2.8 | 0.002 | 4.99 | 2.9 | 0.001 | 4.46 | 2.8 | 0.002 | 4.99 | 2.9 | 0.001 | 4.46 | DEER:Res:ClothesDishWasher | Annual | 1719 |  | Appl-CW-Front-ElecDHW-GasDry-Tier1DEER2017 | Appl-CW-Front-ElecDHW-GasDry-Tier1AnyDMoMH15CZ08DEER2017 | 1048
Appl-CW-Front-ElecDHW-GasDry-Tier1 | DEER2017 | D17 v3 |  | Any | DMo | MH15 | CZ09 | rDXGF | Household | 1 | 1242 | None | 1.2 | 0.001 | 4.93 | 1.4 | 0.001 | 4.42 | 1.2 | 0.001 | 4.93 | 1.4 | 0.001 | 4.42 | DEER:Res:ClothesDishWasher | Annual | 1719 |  | Appl-CW-Front-ElecDHW-GasDry-Tier1DEER2017 | Appl-CW-Front-ElecDHW-GasDry-Tier1AnyDMoMH15CZ09DEER2017 | 1049
Appl-CW-Front-ElecDHW-GasDry-Tier1 | DEER2017 | D17 v3 |  | Any | DMo | MH15 | CZ10 | rDXGF | Household | 1 | 1242 | None | 2.4 | 0.001 | 4.91 | 2.5 | 0.001 | 4.38 | 2.4 | 0.001 | 4.91 | 2.5 | 0.001 | 4.38 | DEER:Res:ClothesDishWasher | Annual | 1719 |  | Appl-CW-Front-ElecDHW-GasDry-Tier1DEER2017 | Appl-CW-Front-ElecDHW-GasDry-Tier1AnyDMoMH15CZ10DEER2017 | 1050
Appl-CW-Front-ElecDHW-GasDry-Tier1 | DEER2017 | D17 v3 |  | Any | DMo | MH15 | CZ11 | rDXGF | Household | 1 | 1242 | None | 2.1 | 0.001 | 4.85 | 2.3 | 0.001 | 4.34 | 2.1 | 0.001 | 4.85 | 2.3 | 0.001 | 4.34 | DEER:Res:ClothesDishWasher | Annual | 1719 |  | Appl-CW-Front-ElecDHW-GasDry-Tier1DEER2017 | Appl-CW-Front-ElecDHW-GasDry-Tier1AnyDMoMH15CZ11DEER2017 | 1051
Appl-CW-Front-ElecDHW-GasDry-Tier1 | DEER2017 | D17 v3 |  | Any | DMo | MH15 | CZ12 | rDXGF | Household | 1 | 1242 | None | 1.8 | 0.002 | 4.82 | 2 | 0.001 | 4.33 | 1.8 | 0.002 | 4.82 | 2 | 0.001 | 4.33 | DEER:Res:ClothesDishWasher | Annual | 1719 |  | Appl-CW-Front-ElecDHW-GasDry-Tier1DEER2017 | Appl-CW-Front-ElecDHW-GasDry-Tier1AnyDMoMH15CZ12DEER2017 | 1052
Appl-CW-Front-ElecDHW-GasDry-Tier1 | DEER2017 | D17 v3 |  | Any | DMo | MH15 | CZ13 | rDXGF | Household | 1 | 1242 | None | 2.3 | 0.001 | 4.87 | 2.3 | 0.001 | 4.36 | 2.3 | 0.001 | 4.87 | 2.3 | 0.001 | 4.36 | DEER:Res:ClothesDishWasher | Annual | 1719 |  | Appl-CW-Front-ElecDHW-GasDry-Tier1DEER2017 | Appl-CW-Front-ElecDHW-GasDry-Tier1AnyDMoMH15CZ13DEER2017 | 1053
Appl-CW-Front-ElecDHW-GasDry-Tier1 | DEER2017 | D17 v3 |  | Any | DMo | MH15 | CZ14 | rDXGF | Household | 1 | 1242 | None | 2.5 | 0.001 | 4.81 | 2.5 | 0.001 | 4.31 | 2.5 | 0.001 | 4.81 | 2.5 | 0.001 | 4.31 | DEER:Res:ClothesDishWasher | Annual | 1719 |  | Appl-CW-Front-ElecDHW-GasDry-Tier1DEER2017 | Appl-CW-Front-ElecDHW-GasDry-Tier1AnyDMoMH15CZ14DEER2017 | 1054
Appl-CW-Front-ElecDHW-GasDry-Tier1 | DEER2017 | D17 v3 |  | Any | DMo | MH15 | CZ15 | rDXGF | Household | 1 | 1242 | None | 3.8 | 0.001 | 5.07 | 3.3 | 0.001 | 4.52 | 3.8 | 0.001 | 5.07 | 3.3 | 0.001 | 4.52 | DEER:Res:ClothesDishWasher | Annual | 1719 |  | Appl-CW-Front-ElecDHW-GasDry-Tier1DEER2017 | Appl-CW-Front-ElecDHW-GasDry-Tier1AnyDMoMH15CZ15DEER2017 | 1055
Appl-CW-Front-ElecDHW-GasDry-Tier1 | DEER2017 | D17 v3 |  | Any | DMo | MH15 | CZ16 | rDXGF | Household | 1 | 1242 | None | 1.3 | 0.002 | 4.81 | 2 | 0.001 | 4.31 | 1.3 | 0.002 | 4.81 | 2 | 0.001 | 4.31 | DEER:Res:ClothesDishWasher | Annual | 1719 |  | Appl-CW-Front-ElecDHW-GasDry-Tier1DEER2017 | Appl-CW-Front-ElecDHW-GasDry-Tier1AnyDMoMH15CZ16DEER2017 | 1056
Appl-CW-Front-ElecDHW-GasDry-Tier1 | DEER2017 | D17 v3 |  | Any | DMo | MH72 | CZ01 | rDXGF | Household | 1 | 1196 | None | -0.2 | 0 | 4.77 | 0.7 | 0 | 4.28 | -0.2 | 0 | 4.77 | 0.7 | 0 | 4.28 | DEER:Res:ClothesDishWasher | Annual | 1719 |  | Appl-CW-Front-ElecDHW-GasDry-Tier1DEER2017 | Appl-CW-Front-ElecDHW-GasDry-Tier1AnyDMoMH72CZ01DEER2017 | 1057
Appl-CW-Front-ElecDHW-GasDry-Tier1 | DEER2017 | D17 v3 |  | Any | DMo | MH72 | CZ02 | rDXGF | Household | 1 | 1196 | None | 1.5 | 0.003 | 4.8 | 1.9 | 0.003 | 4.31 | 1.5 | 0.003 | 4.8 | 1.9 | 0.003 | 4.31 | DEER:Res:ClothesDishWasher | Annual | 1719 |  | Appl-CW-Front-ElecDHW-GasDry-Tier1DEER2017 | Appl-CW-Front-ElecDHW-GasDry-Tier1AnyDMoMH72CZ02DEER2017 | 1058
Appl-CW-Front-ElecDHW-GasDry-Tier1 | DEER2017 | D17 v3 |  | Any | DMo | MH72 | CZ03 | rDXGF | Household | 1 | 1196 | None | 1.3 | 0.003 | 4.8 | 1.7 | 0.003 | 4.29 | 1.3 | 0.003 | 4.8 | 1.7 | 0.003 | 4.29 | DEER:Res:ClothesDishWasher | Annual | 1719 |  | Appl-CW-Front-ElecDHW-GasDry-Tier1DEER2017 | Appl-CW-Front-ElecDHW-GasDry-Tier1AnyDMoMH72CZ03DEER2017 | 1059
Appl-CW-Front-ElecDHW-GasDry-Tier1 | DEER2017 | D17 v3 |  | Any | DMo | MH72 | CZ04 | rDXGF | Household | 1 | 1196 | None | 1.9 | 0.002 | 4.87 | 2.3 | 0.002 | 4.36 | 1.9 | 0.002 | 4.87 | 2.3 | 0.002 | 4.36 | DEER:Res:ClothesDishWasher | Annual | 1719 |  | Appl-CW-Front-ElecDHW-GasDry-Tier1DEER2017 | Appl-CW-Front-ElecDHW-GasDry-Tier1AnyDMoMH72CZ04DEER2017 | 1060
Appl-CW-Front-ElecDHW-GasDry-Tier1 | DEER2017 | D17 v3 |  | Any | DMo | MH72 | CZ05 | rDXGF | Household | 1 | 1196 | None | -0.4 | 0.001 | 4.67 | 0.3 | 0 | 4.18 | -0.4 | 0.001 | 4.67 | 0.3 | 0 | 4.18 | DEER:Res:ClothesDishWasher | Annual | 1719 |  | Appl-CW-Front-ElecDHW-GasDry-Tier1DEER2017 | Appl-CW-Front-ElecDHW-GasDry-Tier1AnyDMoMH72CZ05DEER2017 | 1061
Appl-CW-Front-ElecDHW-GasDry-Tier1 | DEER2017 | D17 v3 |  | Any | DMo | MH72 | CZ06 | rDXGF | Household | 1 | 1196 | None | 2.2 | 0.001 | 4.96 | 2.5 | 0.001 | 4.43 | 2.2 | 0.001 | 4.96 | 2.5 | 0.001 | 4.43 | DEER:Res:ClothesDishWasher | Annual | 1719 |  | Appl-CW-Front-ElecDHW-GasDry-Tier1DEER2017 | Appl-CW-Front-ElecDHW-GasDry-Tier1AnyDMoMH72CZ06DEER2017 | 1062
Appl-CW-Front-ElecDHW-GasDry-Tier1 | DEER2017 | D17 v3 |  | Any | DMo | MH72 | CZ07 | rDXGF | Household | 1 | 1196 | None | 2.6 | 0.002 | 4.96 | 2.8 | 0.001 | 4.44 | 2.6 | 0.002 | 4.96 | 2.8 | 0.001 | 4.44 | DEER:Res:ClothesDishWasher | Annual | 1719 |  | Appl-CW-Front-ElecDHW-GasDry-Tier1DEER2017 | Appl-CW-Front-ElecDHW-GasDry-Tier1AnyDMoMH72CZ07DEER2017 | 1063
Appl-CW-Front-ElecDHW-GasDry-Tier1 | DEER2017 | D17 v3 |  | Any | DMo | MH72 | CZ08 | rDXGF | Household | 1 | 1196 | None | 3.1 | 0.002 | 4.98 | 3 | 0.002 | 4.44 | 3.1 | 0.002 | 4.98 | 3 | 0.002 | 4.44 | DEER:Res:ClothesDishWasher | Annual | 1719 |  | Appl-CW-Front-ElecDHW-GasDry-Tier1DEER2017 | Appl-CW-Front-ElecDHW-GasDry-Tier1AnyDMoMH72CZ08DEER2017 | 1064
Appl-CW-Front-ElecDHW-GasDry-Tier1 | DEER2017 | D17 v3 |  | Any | DMo | MH72 | CZ09 | rDXGF | Household | 1 | 1196 | None | 3.1 | 0.002 | 4.98 | 3 | 0.002 | 4.45 | 3.1 | 0.002 | 4.98 | 3 | 0.002 | 4.45 | DEER:Res:ClothesDishWasher | Annual | 1719 |  | Appl-CW-Front-ElecDHW-GasDry-Tier1DEER2017 | Appl-CW-Front-ElecDHW-GasDry-Tier1AnyDMoMH72CZ09DEER2017 | 1065
Appl-CW-Front-ElecDHW-GasDry-Tier1 | DEER2017 | D17 v3 |  | Any | DMo | MH72 | CZ10 | rDXGF | Household | 1 | 1196 | None | 2.2 | 0.002 | 4.96 | 2.8 | 0.001 | 4.43 | 2.2 | 0.002 | 4.96 | 2.8 | 0.001 | 4.43 | DEER:Res:ClothesDishWasher | Annual | 1719 |  | Appl-CW-Front-ElecDHW-GasDry-Tier1DEER2017 | Appl-CW-Front-ElecDHW-GasDry-Tier1AnyDMoMH72CZ10DEER2017 | 1066
Appl-CW-Front-ElecDHW-GasDry-Tier1 | DEER2017 | D17 v3 |  | Any | DMo | MH72 | CZ11 | rDXGF | Household | 1 | 1196 | None | 2.4 | 0.002 | 4.91 | 2.5 | 0.001 | 4.39 | 2.4 | 0.002 | 4.91 | 2.5 | 0.001 | 4.39 | DEER:Res:ClothesDishWasher | Annual | 1719 |  | Appl-CW-Front-ElecDHW-GasDry-Tier1DEER2017 | Appl-CW-Front-ElecDHW-GasDry-Tier1AnyDMoMH72CZ11DEER2017 | 1067
Appl-CW-Front-ElecDHW-GasDry-Tier1 | DEER2017 | D17 v3 |  | Any | DMo | MH72 | CZ12 | rDXGF | Household | 1 | 1196 | None | 2.9 | 0.003 | 4.84 | 3.1 | 0.003 | 4.33 | 2.9 | 0.003 | 4.84 | 3.1 | 0.003 | 4.33 | DEER:Res:ClothesDishWasher | Annual | 1719 |  | Appl-CW-Front-ElecDHW-GasDry-Tier1DEER2017 | Appl-CW-Front-ElecDHW-GasDry-Tier1AnyDMoMH72CZ12DEER2017 | 1068
Appl-CW-Front-ElecDHW-GasDry-Tier1 | DEER2017 | D17 v3 |  | Any | DMo | MH72 | CZ13 | rDXGF | Household | 1 | 1196 | None | 2.9 | 0.002 | 4.87 | 2.9 | 0.001 | 4.36 | 2.9 | 0.002 | 4.87 | 2.9 | 0.001 | 4.36 | DEER:Res:ClothesDishWasher | Annual | 1719 |  | Appl-CW-Front-ElecDHW-GasDry-Tier1DEER2017 | Appl-CW-Front-ElecDHW-GasDry-Tier1AnyDMoMH72CZ13DEER2017 | 1069
Appl-CW-Front-ElecDHW-GasDry-Tier1 | DEER2017 | D17 v3 |  | Any | DMo | MH72 | CZ14 | rDXGF | Household | 1 | 1196 | None | 3 | 0.001 | 4.9 | 2.9 | 0.001 | 4.38 | 3 | 0.001 | 4.9 | 2.9 | 0.001 | 4.38 | DEER:Res:ClothesDishWasher | Annual | 1719 |  | Appl-CW-Front-ElecDHW-GasDry-Tier1DEER2017 | Appl-CW-Front-ElecDHW-GasDry-Tier1AnyDMoMH72CZ14DEER2017 | 1070
Appl-CW-Front-ElecDHW-GasDry-Tier1 | DEER2017 | D17 v3 |  | Any | DMo | MH72 | CZ15 | rDXGF | Household | 1 | 1196 | None | 3 | 0.002 | 5.08 | 2.5 | 0.001 | 4.53 | 3 | 0.002 | 5.08 | 2.5 | 0.001 | 4.53 | DEER:Res:ClothesDishWasher | Annual | 1719 |  | Appl-CW-Front-ElecDHW-GasDry-Tier1DEER2017 | Appl-CW-Front-ElecDHW-GasDry-Tier1AnyDMoMH72CZ15DEER2017 | 1071
Appl-CW-Front-ElecDHW-GasDry-Tier1 | DEER2017 | D17 v3 |  | Any | DMo | MH72 | CZ16 | rDXGF | Household | 1 | 1196 | None | 2.1 | 0.002 | 4.76 | 2.7 | 0.002 | 4.27 | 2.1 | 0.002 | 4.76 | 2.7 | 0.002 | 4.27 | DEER:Res:ClothesDishWasher | Annual | 1719 |  | Appl-CW-Front-ElecDHW-GasDry-Tier1DEER2017 | Appl-CW-Front-ElecDHW-GasDry-Tier1AnyDMoMH72CZ16DEER2017 | 1072
Appl-CW-Front-ElecDHW-GasDry-Tier1 | DEER2017 | D17 v3 |  | Any | DMo | MH85 | CZ01 | rDXGF | Household | 1 | 1242 | None | -0.3 | 0 | 4.6 | 0.7 | 0 | 4.14 | -0.3 | 0 | 4.6 | 0.7 | 0 | 4.14 | DEER:Res:ClothesDishWasher | Annual | 1719 |  | Appl-CW-Front-ElecDHW-GasDry-Tier1DEER2017 | Appl-CW-Front-ElecDHW-GasDry-Tier1AnyDMoMH85CZ01DEER2017 | 1073
Appl-CW-Front-ElecDHW-GasDry-Tier1 | DEER2017 | D17 v3 |  | Any | DMo | MH85 | CZ02 | rDXGF | Household | 1 | 1242 | None | 1.3 | 0.003 | 4.68 | 1.9 | 0.002 | 4.2 | 1.3 | 0.003 | 4.68 | 1.9 | 0.002 | 4.2 | DEER:Res:ClothesDishWasher | Annual | 1719 |  | Appl-CW-Front-ElecDHW-GasDry-Tier1DEER2017 | Appl-CW-Front-ElecDHW-GasDry-Tier1AnyDMoMH85CZ02DEER2017 | 1074
Appl-CW-Front-ElecDHW-GasDry-Tier1 | DEER2017 | D17 v3 |  | Any | DMo | MH85 | CZ03 | rDXGF | Household | 1 | 1242 | None | 1.1 | 0.002 | 4.69 | 1.3 | 0.002 | 4.22 | 1.1 | 0.002 | 4.69 | 1.3 | 0.002 | 4.22 | DEER:Res:ClothesDishWasher | Annual | 1719 |  | Appl-CW-Front-ElecDHW-GasDry-Tier1DEER2017 | Appl-CW-Front-ElecDHW-GasDry-Tier1AnyDMoMH85CZ03DEER2017 | 1075
Appl-CW-Front-ElecDHW-GasDry-Tier1 | DEER2017 | D17 v3 |  | Any | DMo | MH85 | CZ04 | rDXGF | Household | 1 | 1242 | None | 2.3 | 0.002 | 4.78 | 2.6 | 0.002 | 4.29 | 2.3 | 0.002 | 4.78 | 2.6 | 0.002 | 4.29 | DEER:Res:ClothesDishWasher | Annual | 1719 |  | Appl-CW-Front-ElecDHW-GasDry-Tier1DEER2017 | Appl-CW-Front-ElecDHW-GasDry-Tier1AnyDMoMH85CZ04DEER2017 | 1076
Appl-CW-Front-ElecDHW-GasDry-Tier1 | DEER2017 | D17 v3 |  | Any | DMo | MH85 | CZ05 | rDXGF | Household | 1 | 1242 | None | 0.5 | 0.003 | 4.66 | 1.2 | 0.002 | 4.18 | 0.5 | 0.003 | 4.66 | 1.2 | 0.002 | 4.18 | DEER:Res:ClothesDishWasher | Annual | 1719 |  | Appl-CW-Front-ElecDHW-GasDry-Tier1DEER2017 | Appl-CW-Front-ElecDHW-GasDry-Tier1AnyDMoMH85CZ05DEER2017 | 1077
Appl-CW-Front-ElecDHW-GasDry-Tier1 | DEER2017 | D17 v3 |  | Any | DMo | MH85 | CZ06 | rDXGF | Household | 1 | 1242 | None | 0.1 | 0 | 4.87 | 3.1 | 0.001 | 4.36 | 0.1 | 0 | 4.87 | 3.1 | 0.001 | 4.36 | DEER:Res:ClothesDishWasher | Annual | 1719 |  | Appl-CW-Front-ElecDHW-GasDry-Tier1DEER2017 | Appl-CW-Front-ElecDHW-GasDry-Tier1AnyDMoMH85CZ06DEER2017 | 1078
Appl-CW-Front-ElecDHW-GasDry-Tier1 | DEER2017 | D17 v3 |  | Any | DMo | MH85 | CZ07 | rDXGF | Household | 1 | 1242 | None | 2.2 | 0.002 | 4.92 | 2.3 | 0.001 | 4.4 | 2.2 | 0.002 | 4.92 | 2.3 | 0.001 | 4.4 | DEER:Res:ClothesDishWasher | Annual | 1719 |  | Appl-CW-Front-ElecDHW-GasDry-Tier1DEER2017 | Appl-CW-Front-ElecDHW-GasDry-Tier1AnyDMoMH85CZ07DEER2017 | 1079
Appl-CW-Front-ElecDHW-GasDry-Tier1 | DEER2017 | D17 v3 |  | Any | DMo | MH85 | CZ08 | rDXGF | Household | 1 | 1242 | None | 2.6 | 0.001 | 4.92 | 2.7 | 0.001 | 4.4 | 2.6 | 0.001 | 4.92 | 2.7 | 0.001 | 4.4 | DEER:Res:ClothesDishWasher | Annual | 1719 |  | Appl-CW-Front-ElecDHW-GasDry-Tier1DEER2017 | Appl-CW-Front-ElecDHW-GasDry-Tier1AnyDMoMH85CZ08DEER2017 | 1080
Appl-CW-Front-ElecDHW-GasDry-Tier1 | DEER2017 | D17 v3 |  | Any | DMo | MH85 | CZ09 | rDXGF | Household | 1 | 1242 | None | 2.1 | 0.002 | 4.88 | 2.4 | 0.001 | 4.36 | 2.1 | 0.002 | 4.88 | 2.4 | 0.001 | 4.36 | DEER:Res:ClothesDishWasher | Annual | 1719 |  | Appl-CW-Front-ElecDHW-GasDry-Tier1DEER2017 | Appl-CW-Front-ElecDHW-GasDry-Tier1AnyDMoMH85CZ09DEER2017 | 1081
Appl-CW-Front-ElecDHW-GasDry-Tier1 | DEER2017 | D17 v3 |  | Any | DMo | MH85 | CZ10 | rDXGF | Household | 1 | 1242 | None | 2.6 | 0.002 | 4.89 | 2.6 | 0.002 | 4.38 | 2.6 | 0.002 | 4.89 | 2.6 | 0.002 | 4.38 | DEER:Res:ClothesDishWasher | Annual | 1719 |  | Appl-CW-Front-ElecDHW-GasDry-Tier1DEER2017 | Appl-CW-Front-ElecDHW-GasDry-Tier1AnyDMoMH85CZ10DEER2017 | 1082
Appl-CW-Front-ElecDHW-GasDry-Tier1 | DEER2017 | D17 v3 |  | Any | DMo | MH85 | CZ11 | rDXGF | Household | 1 | 1242 | None | 2.6 | 0.001 | 4.8 | 2.7 | 0.001 | 4.3 | 2.6 | 0.001 | 4.8 | 2.7 | 0.001 | 4.3 | DEER:Res:ClothesDishWasher | Annual | 1719 |  | Appl-CW-Front-ElecDHW-GasDry-Tier1DEER2017 | Appl-CW-Front-ElecDHW-GasDry-Tier1AnyDMoMH85CZ11DEER2017 | 1083
Appl-CW-Front-ElecDHW-GasDry-Tier1 | DEER2017 | D17 v3 |  | Any | DMo | MH85 | CZ12 | rDXGF | Household | 1 | 1242 | None | 2.2 | 0.002 | 4.75 | 2.4 | 0.002 | 4.26 | 2.2 | 0.002 | 4.75 | 2.4 | 0.002 | 4.26 | DEER:Res:ClothesDishWasher | Annual | 1719 |  | Appl-CW-Front-ElecDHW-GasDry-Tier1DEER2017 | Appl-CW-Front-ElecDHW-GasDry-Tier1AnyDMoMH85CZ12DEER2017 | 1084
Appl-CW-Front-ElecDHW-GasDry-Tier1 | DEER2017 | D17 v3 |  | Any | DMo | MH85 | CZ13 | rDXGF | Household | 1 | 1242 | None | 3 | 0.002 | 4.8 | 3.1 | 0.002 | 4.31 | 3 | 0.002 | 4.8 | 3.1 | 0.002 | 4.31 | DEER:Res:ClothesDishWasher | Annual | 1719 |  | Appl-CW-Front-ElecDHW-GasDry-Tier1DEER2017 | Appl-CW-Front-ElecDHW-GasDry-Tier1AnyDMoMH85CZ13DEER2017 | 1085
Appl-CW-Front-ElecDHW-GasDry-Tier1 | DEER2017 | D17 v3 |  | Any | DMo | MH85 | CZ14 | rDXGF | Household | 1 | 1242 | None | 3.2 | 0.002 | 4.8 | 3 | 0.001 | 4.3 | 3.2 | 0.002 | 4.8 | 3 | 0.001 | 4.3 | DEER:Res:ClothesDishWasher | Annual | 1719 |  | Appl-CW-Front-ElecDHW-GasDry-Tier1DEER2017 | Appl-CW-Front-ElecDHW-GasDry-Tier1AnyDMoMH85CZ14DEER2017 | 1086
Appl-CW-Front-ElecDHW-GasDry-Tier1 | DEER2017 | D17 v3 |  | Any | DMo | MH85 | CZ15 | rDXGF | Household | 1 | 1242 | None | 3.5 | 0.001 | 5.05 | 3 | 0.001 | 4.5 | 3.5 | 0.001 | 5.05 | 3 | 0.001 | 4.5 | DEER:Res:ClothesDishWasher | Annual | 1719 |  | Appl-CW-Front-ElecDHW-GasDry-Tier1DEER2017 | Appl-CW-Front-ElecDHW-GasDry-Tier1AnyDMoMH85CZ15DEER2017 | 1087
Appl-CW-Front-ElecDHW-GasDry-Tier1 | DEER2017 | D17 v3 |  | Any | DMo | MH85 | CZ16 | rDXGF | Household | 1 | 1242 | None | 1.8 | 0.002 | 4.65 | 2.3 | 0.002 | 4.18 | 1.8 | 0.002 | 4.65 | 2.3 | 0.002 | 4.18 | DEER:Res:ClothesDishWasher | Annual | 1719 |  | Appl-CW-Front-ElecDHW-GasDry-Tier1DEER2017 | Appl-CW-Front-ElecDHW-GasDry-Tier1AnyDMoMH85CZ16DEER2017 | 1088
Appl-CW-Front-ElecDHW-GasDry-Tier1 | DEER2017 | D17 v3 |  | Any | MFm | 1975 | CZ01 | rDXGF | Household | 1 | 1070.2 | None | -0.4 | 0 | 4.78 | 0.6 | 0 | 4.28 | -0.4 | 0 | 4.78 | 0.6 | 0 | 4.28 | DEER:Res:ClothesDishWasher | Annual | 1719 |  | Appl-CW-Front-ElecDHW-GasDry-Tier1DEER2017 | Appl-CW-Front-ElecDHW-GasDry-Tier1AnyMFm1975CZ01DEER2017 | 1089
Appl-CW-Front-ElecDHW-GasDry-Tier1 | DEER2017 | D17 v3 |  | Any | MFm | 1975 | CZ02 | rDXGF | Household | 1 | 1070.2 | None | 0.3 | 0.002 | 4.93 | 0.9 | 0.002 | 4.42 | 0.3 | 0.002 | 4.93 | 0.9 | 0.002 | 4.42 | DEER:Res:ClothesDishWasher | Annual | 1719 |  | Appl-CW-Front-ElecDHW-GasDry-Tier1DEER2017 | Appl-CW-Front-ElecDHW-GasDry-Tier1AnyMFm1975CZ02DEER2017 | 1090
Appl-CW-Front-ElecDHW-GasDry-Tier1 | DEER2017 | D17 v3 |  | Any | MFm | 1975 | CZ03 | rDXGF | Household | 1 | 1070.2 | None | -0.1 | 0 | 4.98 | 0.6 | 0 | 4.44 | -0.1 | 0 | 4.98 | 0.6 | 0 | 4.44 | DEER:Res:ClothesDishWasher | Annual | 1719 |  | Appl-CW-Front-ElecDHW-GasDry-Tier1DEER2017 | Appl-CW-Front-ElecDHW-GasDry-Tier1AnyMFm1975CZ03DEER2017 | 1091
Appl-CW-Front-ElecDHW-GasDry-Tier1 | DEER2017 | D17 v3 |  | Any | MFm | 1975 | CZ04 | rDXGF | Household | 1 | 1070.2 | None | 0.2 | 0.002 | 4.99 | 0.9 | 0.002 | 4.46 | 0.2 | 0.002 | 4.99 | 0.9 | 0.002 | 4.46 | DEER:Res:ClothesDishWasher | Annual | 1719 |  | Appl-CW-Front-ElecDHW-GasDry-Tier1DEER2017 | Appl-CW-Front-ElecDHW-GasDry-Tier1AnyMFm1975CZ04DEER2017 | 1092
Appl-CW-Front-ElecDHW-GasDry-Tier1 | DEER2017 | D17 v3 |  | Any | MFm | 1975 | CZ05 | rDXGF | Household | 1 | 1070.2 | None | -0.5 | 0 | 4.83 | 0.4 | 0 | 4.34 | -0.5 | 0 | 4.83 | 0.4 | 0 | 4.34 | DEER:Res:ClothesDishWasher | Annual | 1719 |  | Appl-CW-Front-ElecDHW-GasDry-Tier1DEER2017 | Appl-CW-Front-ElecDHW-GasDry-Tier1AnyMFm1975CZ05DEER2017 | 1093
Appl-CW-Front-ElecDHW-GasDry-Tier1 | DEER2017 | D17 v3 |  | Any | MFm | 1975 | CZ06 | rDXGF | Household | 1 | 1047.7 | None | 0.9 | 0.001 | 5.02 | 1.3 | 0.001 | 4.49 | 0.9 | 0.001 | 5.02 | 1.3 | 0.001 | 4.49 | DEER:Res:ClothesDishWasher | Annual | 1719 |  | Appl-CW-Front-ElecDHW-GasDry-Tier1DEER2017 | Appl-CW-Front-ElecDHW-GasDry-Tier1AnyMFm1975CZ06DEER2017 | 1094
Appl-CW-Front-ElecDHW-GasDry-Tier1 | DEER2017 | D17 v3 |  | Any | MFm | 1975 | CZ07 | rDXGF | Household | 1 | 1047.7 | None | 3.3 | 0.004 | 5.31 | 3.1 | 0.003 | 4.66 | 3.3 | 0.004 | 5.31 | 3.1 | 0.003 | 4.66 | DEER:Res:ClothesDishWasher | Annual | 1719 |  | Appl-CW-Front-ElecDHW-GasDry-Tier1DEER2017 | Appl-CW-Front-ElecDHW-GasDry-Tier1AnyMFm1975CZ07DEER2017 | 1095
Appl-CW-Front-ElecDHW-GasDry-Tier1 | DEER2017 | D17 v3 |  | Any | MFm | 1975 | CZ08 | rDXGF | Household | 1 | 1047.7 | None | 0.9 | 0.002 | 5.08 | 1.2 | 0.002 | 4.53 | 0.9 | 0.002 | 5.08 | 1.2 | 0.002 | 4.53 | DEER:Res:ClothesDishWasher | Annual | 1719 |  | Appl-CW-Front-ElecDHW-GasDry-Tier1DEER2017 | Appl-CW-Front-ElecDHW-GasDry-Tier1AnyMFm1975CZ08DEER2017 | 1096
Appl-CW-Front-ElecDHW-GasDry-Tier1 | DEER2017 | D17 v3 |  | Any | MFm | 1975 | CZ09 | rDXGF | Household | 1 | 1216.8 | None | 1.4 | 0.001 | 5.03 | 1.7 | 0.001 | 4.5 | 1.4 | 0.001 | 5.03 | 1.7 | 0.001 | 4.5 | DEER:Res:ClothesDishWasher | Annual | 1719 |  | Appl-CW-Front-ElecDHW-GasDry-Tier1DEER2017 | Appl-CW-Front-ElecDHW-GasDry-Tier1AnyMFm1975CZ09DEER2017 | 1097
Appl-CW-Front-ElecDHW-GasDry-Tier1 | DEER2017 | D17 v3 |  | Any | MFm | 1975 | CZ10 | rDXGF | Household | 1 | 1216.8 | None | 1 | 0.002 | 5 | 1.4 | 0.001 | 4.47 | 1 | 0.002 | 5 | 1.4 | 0.001 | 4.47 | DEER:Res:ClothesDishWasher | Annual | 1719 |  | Appl-CW-Front-ElecDHW-GasDry-Tier1DEER2017 | Appl-CW-Front-ElecDHW-GasDry-Tier1AnyMFm1975CZ10DEER2017 | 1098
Appl-CW-Front-ElecDHW-GasDry-Tier1 | DEER2017 | D17 v3 |  | Any | MFm | 1975 | CZ11 | rDXGF | Household | 1 | 1098.9 | None | 0.9 | 0.001 | 4.96 | 1.3 | 0.001 | 4.44 | 0.9 | 0.001 | 4.96 | 1.3 | 0.001 | 4.44 | DEER:Res:ClothesDishWasher | Annual | 1719 |  | Appl-CW-Front-ElecDHW-GasDry-Tier1DEER2017 | Appl-CW-Front-ElecDHW-GasDry-Tier1AnyMFm1975CZ11DEER2017 | 1099
Appl-CW-Front-ElecDHW-GasDry-Tier1 | DEER2017 | D17 v3 |  | Any | MFm | 1975 | CZ12 | rDXGF | Household | 1 | 1098.9 | None | 0.7 | 0.002 | 4.94 | 1.1 | 0.001 | 4.42 | 0.7 | 0.002 | 4.94 | 1.1 | 0.001 | 4.42 | DEER:Res:ClothesDishWasher | Annual | 1719 |  | Appl-CW-Front-ElecDHW-GasDry-Tier1DEER2017 | Appl-CW-Front-ElecDHW-GasDry-Tier1AnyMFm1975CZ12DEER2017 | 1100
Appl-CW-Front-ElecDHW-GasDry-Tier1 | DEER2017 | D17 v3 |  | Any | MFm | 1975 | CZ13 | rDXGF | Household | 1 | 1098.9 | None | 1.4 | 0.001 | 4.99 | 1.7 | 0.001 | 4.46 | 1.4 | 0.001 | 4.99 | 1.7 | 0.001 | 4.46 | DEER:Res:ClothesDishWasher | Annual | 1719 |  | Appl-CW-Front-ElecDHW-GasDry-Tier1DEER2017 | Appl-CW-Front-ElecDHW-GasDry-Tier1AnyMFm1975CZ13DEER2017 | 1101
Appl-CW-Front-ElecDHW-GasDry-Tier1 | DEER2017 | D17 v3 |  | Any | MFm | 1975 | CZ14 | rDXGF | Household | 1 | 1409.4 | None | 3.1 | 0.003 | 5.03 | 3.3 | 0.003 | 4.51 | 3.1 | 0.003 | 5.03 | 3.3 | 0.003 | 4.51 | DEER:Res:ClothesDishWasher | Annual | 1719 |  | Appl-CW-Front-ElecDHW-GasDry-Tier1DEER2017 | Appl-CW-Front-ElecDHW-GasDry-Tier1AnyMFm1975CZ14DEER2017 | 1102
Appl-CW-Front-ElecDHW-GasDry-Tier1 | DEER2017 | D17 v3 |  | Any | MFm | 1975 | CZ15 | rDXGF | Household | 1 | 1409.4 | None | 2.2 | 0.001 | 5.14 | 2 | 0.001 | 4.58 | 2.2 | 0.001 | 5.14 | 2 | 0.001 | 4.58 | DEER:Res:ClothesDishWasher | Annual | 1719 |  | Appl-CW-Front-ElecDHW-GasDry-Tier1DEER2017 | Appl-CW-Front-ElecDHW-GasDry-Tier1AnyMFm1975CZ15DEER2017 | 1103
Appl-CW-Front-ElecDHW-GasDry-Tier1 | DEER2017 | D17 v3 |  | Any | MFm | 1975 | CZ16 | rDXGF | Household | 1 | 1070.2 | None | 1.1 | 0.001 | 4.92 | 1.9 | 0.001 | 4.41 | 1.1 | 0.001 | 4.92 | 1.9 | 0.001 | 4.41 | DEER:Res:ClothesDishWasher | Annual | 1719 |  | Appl-CW-Front-ElecDHW-GasDry-Tier1DEER2017 | Appl-CW-Front-ElecDHW-GasDry-Tier1AnyMFm1975CZ16DEER2017 | 1104
Appl-CW-Front-ElecDHW-GasDry-Tier1 | DEER2017 | D17 v3 |  | Any | MFm | 1985 | CZ01 | rDXGF | Household | 1 | 1152 | None | -0.4 | 0 | 4.7 | 0.6 | 0 | 4.23 | -0.4 | 0 | 4.7 | 0.6 | 0 | 4.23 | DEER:Res:ClothesDishWasher | Annual | 1719 |  | Appl-CW-Front-ElecDHW-GasDry-Tier1DEER2017 | Appl-CW-Front-ElecDHW-GasDry-Tier1AnyMFm1985CZ01DEER2017 | 1105
Appl-CW-Front-ElecDHW-GasDry-Tier1 | DEER2017 | D17 v3 |  | Any | MFm | 1985 | CZ02 | rDXGF | Household | 1 | 1152 | None | -2 | -0.006 | 4.3 | -1.3 | -0.006 | 3.78 | -2 | -0.006 | 4.3 | -1.3 | -0.006 | 3.78 | DEER:Res:ClothesDishWasher | Annual | 1719 |  | Appl-CW-Front-ElecDHW-GasDry-Tier1DEER2017 | Appl-CW-Front-ElecDHW-GasDry-Tier1AnyMFm1985CZ02DEER2017 | 1106
Appl-CW-Front-ElecDHW-GasDry-Tier1 | DEER2017 | D17 v3 |  | Any | MFm | 1985 | CZ03 | rDXGF | Household | 1 | 1152 | None | -0.4 | 0 | 4.92 | 0.4 | 0.001 | 4.4 | -0.4 | 0 | 4.92 | 0.4 | 0.001 | 4.4 | DEER:Res:ClothesDishWasher | Annual | 1719 |  | Appl-CW-Front-ElecDHW-GasDry-Tier1DEER2017 | Appl-CW-Front-ElecDHW-GasDry-Tier1AnyMFm1985CZ03DEER2017 | 1107
Appl-CW-Front-ElecDHW-GasDry-Tier1 | DEER2017 | D17 v3 |  | Any | MFm | 1985 | CZ04 | rDXGF | Household | 1 | 1152 | None | 0 | 0.001 | 5 | 0.7 | 0 | 4.47 | 0 | 0.001 | 5 | 0.7 | 0 | 4.47 | DEER:Res:ClothesDishWasher | Annual | 1719 |  | Appl-CW-Front-ElecDHW-GasDry-Tier1DEER2017 | Appl-CW-Front-ElecDHW-GasDry-Tier1AnyMFm1985CZ04DEER2017 | 1108
Appl-CW-Front-ElecDHW-GasDry-Tier1 | DEER2017 | D17 v3 |  | Any | MFm | 1985 | CZ05 | rDXGF | Household | 1 | 1152 | None | -0.2 | 0 | 4.86 | 0.6 | 0 | 4.35 | -0.2 | 0 | 4.86 | 0.6 | 0 | 4.35 | DEER:Res:ClothesDishWasher | Annual | 1719 |  | Appl-CW-Front-ElecDHW-GasDry-Tier1DEER2017 | Appl-CW-Front-ElecDHW-GasDry-Tier1AnyMFm1985CZ05DEER2017 | 1109
Appl-CW-Front-ElecDHW-GasDry-Tier1 | DEER2017 | D17 v3 |  | Any | MFm | 1985 | CZ06 | rDXGF | Household | 1 | 1295.2 | None | -0.5 | -0.002 | 4.78 | -0.1 | -0.002 | 4.24 | -0.5 | -0.002 | 4.78 | -0.1 | -0.002 | 4.24 | DEER:Res:ClothesDishWasher | Annual | 1719 |  | Appl-CW-Front-ElecDHW-GasDry-Tier1DEER2017 | Appl-CW-Front-ElecDHW-GasDry-Tier1AnyMFm1985CZ06DEER2017 | 1110
Appl-CW-Front-ElecDHW-GasDry-Tier1 | DEER2017 | D17 v3 |  | Any | MFm | 1985 | CZ07 | rDXGF | Household | 1 | 1295.2 | None | 0.4 | 0 | 5.08 | 0.9 | 0 | 4.53 | 0.4 | 0 | 5.08 | 0.9 | 0 | 4.53 | DEER:Res:ClothesDishWasher | Annual | 1719 |  | Appl-CW-Front-ElecDHW-GasDry-Tier1DEER2017 | Appl-CW-Front-ElecDHW-GasDry-Tier1AnyMFm1985CZ07DEER2017 | 1111
Appl-CW-Front-ElecDHW-GasDry-Tier1 | DEER2017 | D17 v3 |  | Any | MFm | 1985 | CZ08 | rDXGF | Household | 1 | 1295.2 | None | 1.7 | 0.001 | 5.16 | 1.4 | 0.001 | 4.52 | 1.7 | 0.001 | 5.16 | 1.4 | 0.001 | 4.52 | DEER:Res:ClothesDishWasher | Annual | 1719 |  | Appl-CW-Front-ElecDHW-GasDry-Tier1DEER2017 | Appl-CW-Front-ElecDHW-GasDry-Tier1AnyMFm1985CZ08DEER2017 | 1112
Appl-CW-Front-ElecDHW-GasDry-Tier1 | DEER2017 | D17 v3 |  | Any | MFm | 1985 | CZ09 | rDXGF | Household | 1 | 1438.9 | None | 1.4 | 0.001 | 5.02 | 1.8 | 0.001 | 4.49 | 1.4 | 0.001 | 5.02 | 1.8 | 0.001 | 4.49 | DEER:Res:ClothesDishWasher | Annual | 1719 |  | Appl-CW-Front-ElecDHW-GasDry-Tier1DEER2017 | Appl-CW-Front-ElecDHW-GasDry-Tier1AnyMFm1985CZ09DEER2017 | 1113
Appl-CW-Front-ElecDHW-GasDry-Tier1 | DEER2017 | D17 v3 |  | Any | MFm | 1985 | CZ10 | rDXGF | Household | 1 | 1438.9 | None | -1.6 | -0.004 | 4.61 | 2.2 | 0.002 | 4.57 | -1.6 | -0.004 | 4.61 | 2.2 | 0.002 | 4.57 | DEER:Res:ClothesDishWasher | Annual | 1719 |  | Appl-CW-Front-ElecDHW-GasDry-Tier1DEER2017 | Appl-CW-Front-ElecDHW-GasDry-Tier1AnyMFm1985CZ10DEER2017 | 1114
Appl-CW-Front-ElecDHW-GasDry-Tier1 | DEER2017 | D17 v3 |  | Any | MFm | 1985 | CZ11 | rDXGF | Household | 1 | 1150 | None | 1 | 0.001 | 4.95 | 1.4 | 0.001 | 4.43 | 1 | 0.001 | 4.95 | 1.4 | 0.001 | 4.43 | DEER:Res:ClothesDishWasher | Annual | 1719 |  | Appl-CW-Front-ElecDHW-GasDry-Tier1DEER2017 | Appl-CW-Front-ElecDHW-GasDry-Tier1AnyMFm1985CZ11DEER2017 | 1115
Appl-CW-Front-ElecDHW-GasDry-Tier1 | DEER2017 | D17 v3 |  | Any | MFm | 1985 | CZ12 | rDXGF | Household | 1 | 1150 | None | 0.4 | 0.002 | 4.96 | 0.9 | 0.002 | 4.43 | 0.4 | 0.002 | 4.96 | 0.9 | 0.002 | 4.43 | DEER:Res:ClothesDishWasher | Annual | 1719 |  | Appl-CW-Front-ElecDHW-GasDry-Tier1DEER2017 | Appl-CW-Front-ElecDHW-GasDry-Tier1AnyMFm1985CZ12DEER2017 | 1116
Appl-CW-Front-ElecDHW-GasDry-Tier1 | DEER2017 | D17 v3 |  | Any | MFm | 1985 | CZ13 | rDXGF | Household | 1 | 1150 | None | 1.3 | 0.002 | 4.95 | 1.5 | 0.002 | 4.42 | 1.3 | 0.002 | 4.95 | 1.5 | 0.002 | 4.42 | DEER:Res:ClothesDishWasher | Annual | 1719 |  | Appl-CW-Front-ElecDHW-GasDry-Tier1DEER2017 | Appl-CW-Front-ElecDHW-GasDry-Tier1AnyMFm1985CZ13DEER2017 | 1117
Appl-CW-Front-ElecDHW-GasDry-Tier1 | DEER2017 | D17 v3 |  | Any | MFm | 1985 | CZ14 | rDXGF | Household | 1 | 1407.2 | None | 1.5 | 0.001 | 5 | 1.8 | 0.001 | 4.47 | 1.5 | 0.001 | 5 | 1.8 | 0.001 | 4.47 | DEER:Res:ClothesDishWasher | Annual | 1719 |  | Appl-CW-Front-ElecDHW-GasDry-Tier1DEER2017 | Appl-CW-Front-ElecDHW-GasDry-Tier1AnyMFm1985CZ14DEER2017 | 1118
Appl-CW-Front-ElecDHW-GasDry-Tier1 | DEER2017 | D17 v3 |  | Any | MFm | 1985 | CZ15 | rDXGF | Household | 1 | 1407.2 | None | 1.9 | 0.001 | 5.14 | 1.8 | 0 | 4.58 | 1.9 | 0.001 | 5.14 | 1.8 | 0 | 4.58 | DEER:Res:ClothesDishWasher | Annual | 1719 |  | Appl-CW-Front-ElecDHW-GasDry-Tier1DEER2017 | Appl-CW-Front-ElecDHW-GasDry-Tier1AnyMFm1985CZ15DEER2017 | 1119
Appl-CW-Front-ElecDHW-GasDry-Tier1 | DEER2017 | D17 v3 |  | Any | MFm | 1985 | CZ16 | rDXGF | Household | 1 | 1152 | None | 1.5 | 0.001 | 4.92 | 2.1 | 0.001 | 4.4 | 1.5 | 0.001 | 4.92 | 2.1 | 0.001 | 4.4 | DEER:Res:ClothesDishWasher | Annual | 1719 |  | Appl-CW-Front-ElecDHW-GasDry-Tier1DEER2017 | Appl-CW-Front-ElecDHW-GasDry-Tier1AnyMFm1985CZ16DEER2017 | 1120
Appl-CW-Front-ElecDHW-GasDry-Tier1 | DEER2017 | D17 v3 |  | Any | MFm | 1996 | CZ01 | rDXGF | Household | 1 | 981.6 | None | -0.8 | 0 | 4.62 | 0.6 | 0 | 4.35 | -0.8 | 0 | 4.62 | 0.6 | 0 | 4.35 | DEER:Res:ClothesDishWasher | Annual | 1719 |  | Appl-CW-Front-ElecDHW-GasDry-Tier1DEER2017 | Appl-CW-Front-ElecDHW-GasDry-Tier1AnyMFm1996CZ01DEER2017 | 1121
Appl-CW-Front-ElecDHW-GasDry-Tier1 | DEER2017 | D17 v3 |  | Any | MFm | 1996 | CZ02 | rDXGF | Household | 1 | 981.6 | None | 0.4 | 0.002 | 5 | 1 | 0.002 | 4.47 | 0.4 | 0.002 | 5 | 1 | 0.002 | 4.47 | DEER:Res:ClothesDishWasher | Annual | 1719 |  | Appl-CW-Front-ElecDHW-GasDry-Tier1DEER2017 | Appl-CW-Front-ElecDHW-GasDry-Tier1AnyMFm1996CZ02DEER2017 | 1122
Appl-CW-Front-ElecDHW-GasDry-Tier1 | DEER2017 | D17 v3 |  | Any | MFm | 1996 | CZ03 | rDXGF | Household | 1 | 981.6 | None | -0.2 | 0.001 | 4.95 | 0.6 | 0.001 | 4.42 | -0.2 | 0.001 | 4.95 | 0.6 | 0.001 | 4.42 | DEER:Res:ClothesDishWasher | Annual | 1719 |  | Appl-CW-Front-ElecDHW-GasDry-Tier1DEER2017 | Appl-CW-Front-ElecDHW-GasDry-Tier1AnyMFm1996CZ03DEER2017 | 1123
Appl-CW-Front-ElecDHW-GasDry-Tier1 | DEER2017 | D17 v3 |  | Any | MFm | 1996 | CZ04 | rDXGF | Household | 1 | 981.6 | None | 0.2 | 0.001 | 5.04 | 0.9 | 0.001 | 4.54 | 0.2 | 0.001 | 5.04 | 0.9 | 0.001 | 4.54 | DEER:Res:ClothesDishWasher | Annual | 1719 |  | Appl-CW-Front-ElecDHW-GasDry-Tier1DEER2017 | Appl-CW-Front-ElecDHW-GasDry-Tier1AnyMFm1996CZ04DEER2017 | 1124
Appl-CW-Front-ElecDHW-GasDry-Tier1 | DEER2017 | D17 v3 |  | Any | MFm | 1996 | CZ05 | rDXGF | Household | 1 | 981.6 | None | -0.3 | 0 | 4.94 | 0.6 | 0 | 4.42 | -0.3 | 0 | 4.94 | 0.6 | 0 | 4.42 | DEER:Res:ClothesDishWasher | Annual | 1719 |  | Appl-CW-Front-ElecDHW-GasDry-Tier1DEER2017 | Appl-CW-Front-ElecDHW-GasDry-Tier1AnyMFm1996CZ05DEER2017 | 1125
Appl-CW-Front-ElecDHW-GasDry-Tier1 | DEER2017 | D17 v3 |  | Any | MFm | 1996 | CZ06 | rDXGF | Household | 1 | 1169.1 | None | 0.8 | 0.002 | 5.02 | 1.4 | 0.002 | 4.49 | 0.8 | 0.002 | 5.02 | 1.4 | 0.002 | 4.49 | DEER:Res:ClothesDishWasher | Annual | 1719 |  | Appl-CW-Front-ElecDHW-GasDry-Tier1DEER2017 | Appl-CW-Front-ElecDHW-GasDry-Tier1AnyMFm1996CZ06DEER2017 | 1126
Appl-CW-Front-ElecDHW-GasDry-Tier1 | DEER2017 | D17 v3 |  | Any | MFm | 1996 | CZ07 | rDXGF | Household | 1 | 1169.1 | None | 0.8 | 0.001 | 5.16 | 1.2 | 0.001 | 4.59 | 0.8 | 0.001 | 5.16 | 1.2 | 0.001 | 4.59 | DEER:Res:ClothesDishWasher | Annual | 1719 |  | Appl-CW-Front-ElecDHW-GasDry-Tier1DEER2017 | Appl-CW-Front-ElecDHW-GasDry-Tier1AnyMFm1996CZ07DEER2017 | 1127
Appl-CW-Front-ElecDHW-GasDry-Tier1 | DEER2017 | D17 v3 |  | Any | MFm | 1996 | CZ08 | rDXGF | Household | 1 | 1169.1 | None | 1 | 0.001 | 5.08 | 1.4 | 0.001 | 4.53 | 1 | 0.001 | 5.08 | 1.4 | 0.001 | 4.53 | DEER:Res:ClothesDishWasher | Annual | 1719 |  | Appl-CW-Front-ElecDHW-GasDry-Tier1DEER2017 | Appl-CW-Front-ElecDHW-GasDry-Tier1AnyMFm1996CZ08DEER2017 | 1128
Appl-CW-Front-ElecDHW-GasDry-Tier1 | DEER2017 | D17 v3 |  | Any | MFm | 1996 | CZ09 | rDXGF | Household | 1 | 1093.6 | None | 1.7 | 0.001 | 5.09 | 2 | 0.001 | 4.54 | 1.7 | 0.001 | 5.09 | 2 | 0.001 | 4.54 | DEER:Res:ClothesDishWasher | Annual | 1719 |  | Appl-CW-Front-ElecDHW-GasDry-Tier1DEER2017 | Appl-CW-Front-ElecDHW-GasDry-Tier1AnyMFm1996CZ09DEER2017 | 1129
Appl-CW-Front-ElecDHW-GasDry-Tier1 | DEER2017 | D17 v3 |  | Any | MFm | 1996 | CZ10 | rDXGF | Household | 1 | 1093.6 | None | 0.3 | 0.002 | 5 | 0.7 | 0.001 | 4.47 | 0.3 | 0.002 | 5 | 0.7 | 0.001 | 4.47 | DEER:Res:ClothesDishWasher | Annual | 1719 |  | Appl-CW-Front-ElecDHW-GasDry-Tier1DEER2017 | Appl-CW-Front-ElecDHW-GasDry-Tier1AnyMFm1996CZ10DEER2017 | 1130
Appl-CW-Front-ElecDHW-GasDry-Tier1 | DEER2017 | D17 v3 |  | Any | MFm | 1996 | CZ11 | rDXGF | Household | 1 | 1031.9 | None | 1.5 | 0.002 | 5.06 | 0.4 | 0 | 4.47 | 1.5 | 0.002 | 5.06 | 0.4 | 0 | 4.47 | DEER:Res:ClothesDishWasher | Annual | 1719 |  | Appl-CW-Front-ElecDHW-GasDry-Tier1DEER2017 | Appl-CW-Front-ElecDHW-GasDry-Tier1AnyMFm1996CZ11DEER2017 | 1131
Appl-CW-Front-ElecDHW-GasDry-Tier1 | DEER2017 | D17 v3 |  | Any | MFm | 1996 | CZ12 | rDXGF | Household | 1 | 1031.9 | None | 0.8 | 0.002 | 4.97 | 1.3 | 0.002 | 4.45 | 0.8 | 0.002 | 4.97 | 1.3 | 0.002 | 4.45 | DEER:Res:ClothesDishWasher | Annual | 1719 |  | Appl-CW-Front-ElecDHW-GasDry-Tier1DEER2017 | Appl-CW-Front-ElecDHW-GasDry-Tier1AnyMFm1996CZ12DEER2017 | 1132
Appl-CW-Front-ElecDHW-GasDry-Tier1 | DEER2017 | D17 v3 |  | Any | MFm | 1996 | CZ13 | rDXGF | Household | 1 | 1031.9 | None | 1.5 | 0.002 | 5.01 | 1.8 | 0.002 | 4.48 | 1.5 | 0.002 | 5.01 | 1.8 | 0.002 | 4.48 | DEER:Res:ClothesDishWasher | Annual | 1719 |  | Appl-CW-Front-ElecDHW-GasDry-Tier1DEER2017 | Appl-CW-Front-ElecDHW-GasDry-Tier1AnyMFm1996CZ13DEER2017 | 1133
Appl-CW-Front-ElecDHW-GasDry-Tier1 | DEER2017 | D17 v3 |  | Any | MFm | 1996 | CZ14 | rDXGF | Household | 1 | 1086 | None | 2 | 0.001 | 5.03 | 2.1 | 0 | 4.49 | 2 | 0.001 | 5.03 | 2.1 | 0 | 4.49 | DEER:Res:ClothesDishWasher | Annual | 1719 |  | Appl-CW-Front-ElecDHW-GasDry-Tier1DEER2017 | Appl-CW-Front-ElecDHW-GasDry-Tier1AnyMFm1996CZ14DEER2017 | 1134
Appl-CW-Front-ElecDHW-GasDry-Tier1 | DEER2017 | D17 v3 |  | Any | MFm | 1996 | CZ15 | rDXGF | Household | 1 | 1086 | None | 1.8 | 0.001 | 5.15 | 1.6 | 0.001 | 4.59 | 1.8 | 0.001 | 5.15 | 1.6 | 0.001 | 4.59 | DEER:Res:ClothesDishWasher | Annual | 1719 |  | Appl-CW-Front-ElecDHW-GasDry-Tier1DEER2017 | Appl-CW-Front-ElecDHW-GasDry-Tier1AnyMFm1996CZ15DEER2017 | 1135
Appl-CW-Front-ElecDHW-GasDry-Tier1 | DEER2017 | D17 v3 |  | Any | MFm | 1996 | CZ16 | rDXGF | Household | 1 | 981.6 | None | 1.5 | 0.001 | 4.91 | 2.1 | 0.001 | 4.4 | 1.5 | 0.001 | 4.91 | 2.1 | 0.001 | 4.4 | DEER:Res:ClothesDishWasher | Annual | 1719 |  | Appl-CW-Front-ElecDHW-GasDry-Tier1DEER2017 | Appl-CW-Front-ElecDHW-GasDry-Tier1AnyMFm1996CZ16DEER2017 | 1136
Appl-CW-Front-ElecDHW-GasDry-Tier1 | DEER2017 | D17 v3 |  | Any | MFm | 2003 | CZ01 | rDXGF | Household | 1 | 998.7 | None | -0.3 | 0 | 4.91 | 0.7 | 0 | 4.41 | -0.3 | 0 | 4.91 | 0.7 | 0 | 4.41 | DEER:Res:ClothesDishWasher | Annual | 1719 |  | Appl-CW-Front-ElecDHW-GasDry-Tier1DEER2017 | Appl-CW-Front-ElecDHW-GasDry-Tier1AnyMFm2003CZ01DEER2017 | 1137
Appl-CW-Front-ElecDHW-GasDry-Tier1 | DEER2017 | D17 v3 |  | Any | MFm | 2003 | CZ02 | rDXGF | Household | 1 | 1073.2 | None | 0.5 | 0.002 | 5.04 | 1.4 | 0.002 | 4.56 | 0.5 | 0.002 | 5.04 | 1.4 | 0.002 | 4.56 | DEER:Res:ClothesDishWasher | Annual | 1719 |  | Appl-CW-Front-ElecDHW-GasDry-Tier1DEER2017 | Appl-CW-Front-ElecDHW-GasDry-Tier1AnyMFm2003CZ02DEER2017 | 1138
Appl-CW-Front-ElecDHW-GasDry-Tier1 | DEER2017 | D17 v3 |  | Any | MFm | 2003 | CZ03 | rDXGF | Household | 1 | 998.7 | None | -0.5 | 0 | 4.91 | 0.4 | 0 | 4.4 | -0.5 | 0 | 4.91 | 0.4 | 0 | 4.4 | DEER:Res:ClothesDishWasher | Annual | 1719 |  | Appl-CW-Front-ElecDHW-GasDry-Tier1DEER2017 | Appl-CW-Front-ElecDHW-GasDry-Tier1AnyMFm2003CZ03DEER2017 | 1139
Appl-CW-Front-ElecDHW-GasDry-Tier1 | DEER2017 | D17 v3 |  | Any | MFm | 2003 | CZ04 | rDXGF | Household | 1 | 998.7 | None | 1.1 | 0.002 | 5.05 | 1.5 | 0.002 | 4.5 | 1.1 | 0.002 | 5.05 | 1.5 | 0.002 | 4.5 | DEER:Res:ClothesDishWasher | Annual | 1719 |  | Appl-CW-Front-ElecDHW-GasDry-Tier1DEER2017 | Appl-CW-Front-ElecDHW-GasDry-Tier1AnyMFm2003CZ04DEER2017 | 1140
Appl-CW-Front-ElecDHW-GasDry-Tier1 | DEER2017 | D17 v3 |  | Any | MFm | 2003 | CZ05 | rDXGF | Household | 1 | 998.7 | None | -0.3 | 0 | 4.9 | 0.6 | 0.001 | 4.39 | -0.3 | 0 | 4.9 | 0.6 | 0.001 | 4.39 | DEER:Res:ClothesDishWasher | Annual | 1719 |  | Appl-CW-Front-ElecDHW-GasDry-Tier1DEER2017 | Appl-CW-Front-ElecDHW-GasDry-Tier1AnyMFm2003CZ05DEER2017 | 1141
Appl-CW-Front-ElecDHW-GasDry-Tier1 | DEER2017 | D17 v3 |  | Any | MFm | 2003 | CZ06 | rDXGF | Household | 1 | 1206 | None | 0.4 | 0.002 | 5.05 | 1 | 0.001 | 4.51 | 0.4 | 0.002 | 5.05 | 1 | 0.001 | 4.51 | DEER:Res:ClothesDishWasher | Annual | 1719 |  | Appl-CW-Front-ElecDHW-GasDry-Tier1DEER2017 | Appl-CW-Front-ElecDHW-GasDry-Tier1AnyMFm2003CZ06DEER2017 | 1142
Appl-CW-Front-ElecDHW-GasDry-Tier1 | DEER2017 | D17 v3 |  | Any | MFm | 2003 | CZ07 | rDXGF | Household | 1 | 1206 | None | 1 | 0.001 | 5.07 | 1.4 | 0.001 | 4.52 | 1 | 0.001 | 5.07 | 1.4 | 0.001 | 4.52 | DEER:Res:ClothesDishWasher | Annual | 1719 |  | Appl-CW-Front-ElecDHW-GasDry-Tier1DEER2017 | Appl-CW-Front-ElecDHW-GasDry-Tier1AnyMFm2003CZ07DEER2017 | 1143
Appl-CW-Front-ElecDHW-GasDry-Tier1 | DEER2017 | D17 v3 |  | Any | MFm | 2003 | CZ08 | rDXGF | Household | 1 | 1206 | None | 1 | 0.002 | 5.08 | 1.4 | 0.001 | 4.53 | 1 | 0.002 | 5.08 | 1.4 | 0.001 | 4.53 | DEER:Res:ClothesDishWasher | Annual | 1719 |  | Appl-CW-Front-ElecDHW-GasDry-Tier1DEER2017 | Appl-CW-Front-ElecDHW-GasDry-Tier1AnyMFm2003CZ08DEER2017 | 1144
Appl-CW-Front-ElecDHW-GasDry-Tier1 | DEER2017 | D17 v3 |  | Any | MFm | 2003 | CZ09 | rDXGF | Household | 1 | 1126.6 | None | -3.7 | -0.005 | 4.75 | -3.3 | -0.005 | 4.2 | -3.7 | -0.005 | 4.75 | -3.3 | -0.005 | 4.2 | DEER:Res:ClothesDishWasher | Annual | 1719 |  | Appl-CW-Front-ElecDHW-GasDry-Tier1DEER2017 | Appl-CW-Front-ElecDHW-GasDry-Tier1AnyMFm2003CZ09DEER2017 | 1145
Appl-CW-Front-ElecDHW-GasDry-Tier1 | DEER2017 | D17 v3 |  | Any | MFm | 2003 | CZ10 | rDXGF | Household | 1 | 1073.2 | None | 1.6 | 0.004 | 5.14 | 1.1 | 0.002 | 4.55 | 1.6 | 0.004 | 5.14 | 1.1 | 0.002 | 4.55 | DEER:Res:ClothesDishWasher | Annual | 1719 |  | Appl-CW-Front-ElecDHW-GasDry-Tier1DEER2017 | Appl-CW-Front-ElecDHW-GasDry-Tier1AnyMFm2003CZ10DEER2017 | 1146
Appl-CW-Front-ElecDHW-GasDry-Tier1 | DEER2017 | D17 v3 |  | Any | MFm | 2003 | CZ11 | rDXGF | Household | 1 | 1073.2 | None | 1.4 | 0.001 | 5 | 1.8 | 0.001 | 4.47 | 1.4 | 0.001 | 5 | 1.8 | 0.001 | 4.47 | DEER:Res:ClothesDishWasher | Annual | 1719 |  | Appl-CW-Front-ElecDHW-GasDry-Tier1DEER2017 | Appl-CW-Front-ElecDHW-GasDry-Tier1AnyMFm2003CZ11DEER2017 | 1147
Appl-CW-Front-ElecDHW-GasDry-Tier1 | DEER2017 | D17 v3 |  | Any | MFm | 2003 | CZ12 | rDXGF | Household | 1 | 1073.2 | None | 1.4 | 0.001 | 5.03 | 1.8 | 0.001 | 4.49 | 1.4 | 0.001 | 5.03 | 1.8 | 0.001 | 4.49 | DEER:Res:ClothesDishWasher | Annual | 1719 |  | Appl-CW-Front-ElecDHW-GasDry-Tier1DEER2017 | Appl-CW-Front-ElecDHW-GasDry-Tier1AnyMFm2003CZ12DEER2017 | 1148
Appl-CW-Front-ElecDHW-GasDry-Tier1 | DEER2017 | D17 v3 |  | Any | MFm | 2003 | CZ13 | rDXGF | Household | 1 | 1073.2 | None | 1.5 | 0.001 | 5.03 | 1.7 | 0.001 | 4.49 | 1.5 | 0.001 | 5.03 | 1.7 | 0.001 | 4.49 | DEER:Res:ClothesDishWasher | Annual | 1719 |  | Appl-CW-Front-ElecDHW-GasDry-Tier1DEER2017 | Appl-CW-Front-ElecDHW-GasDry-Tier1AnyMFm2003CZ13DEER2017 | 1149
Appl-CW-Front-ElecDHW-GasDry-Tier1 | DEER2017 | D17 v3 |  | Any | MFm | 2003 | CZ14 | rDXGF | Household | 1 | 1094.6 | None | 1.8 | 0.001 | 5.01 | 2.1 | 0.001 | 4.47 | 1.8 | 0.001 | 5.01 | 2.1 | 0.001 | 4.47 | DEER:Res:ClothesDishWasher | Annual | 1719 |  | Appl-CW-Front-ElecDHW-GasDry-Tier1DEER2017 | Appl-CW-Front-ElecDHW-GasDry-Tier1AnyMFm2003CZ14DEER2017 | 1150
Appl-CW-Front-ElecDHW-GasDry-Tier1 | DEER2017 | D17 v3 |  | Any | MFm | 2003 | CZ15 | rDXGF | Household | 1 | 1094.6 | None | 1.9 | 0.001 | 5.16 | 1.7 | 0.001 | 4.6 | 1.9 | 0.001 | 5.16 | 1.7 | 0.001 | 4.6 | DEER:Res:ClothesDishWasher | Annual | 1719 |  | Appl-CW-Front-ElecDHW-GasDry-Tier1DEER2017 | Appl-CW-Front-ElecDHW-GasDry-Tier1AnyMFm2003CZ15DEER2017 | 1151
Appl-CW-Front-ElecDHW-GasDry-Tier1 | DEER2017 | D17 v3 |  | Any | MFm | 2003 | CZ16 | rDXGF | Household | 1 | 998.7 | None | 1.5 | 0.001 | 4.93 | 2.2 | 0.001 | 4.41 | 1.5 | 0.001 | 4.93 | 2.2 | 0.001 | 4.41 | DEER:Res:ClothesDishWasher | Annual | 1719 |  | Appl-CW-Front-ElecDHW-GasDry-Tier1DEER2017 | Appl-CW-Front-ElecDHW-GasDry-Tier1AnyMFm2003CZ16DEER2017 | 1152
Appl-CW-Front-ElecDHW-GasDry-Tier1 | DEER2017 | D17 v3 |  | Any | MFm | 2007 | CZ01 | rDXGF | Household | 1 | 998.7 | None | -0.5 | 0 | 4.78 | 0.6 | 0 | 4.31 | -0.5 | 0 | 4.78 | 0.6 | 0 | 4.31 | DEER:Res:ClothesDishWasher | Annual | 1719 |  | Appl-CW-Front-ElecDHW-GasDry-Tier1DEER2017 | Appl-CW-Front-ElecDHW-GasDry-Tier1AnyMFm2007CZ01DEER2017 | 1153
Appl-CW-Front-ElecDHW-GasDry-Tier1 | DEER2017 | D17 v3 |  | Any | MFm | 2007 | CZ02 | rDXGF | Household | 1 | 1073.2 | None | 0.5 | 0.001 | 5.01 | 0.5 | 0.001 | 4.35 | 0.5 | 0.001 | 5.01 | 0.5 | 0.001 | 4.35 | DEER:Res:ClothesDishWasher | Annual | 1719 |  | Appl-CW-Front-ElecDHW-GasDry-Tier1DEER2017 | Appl-CW-Front-ElecDHW-GasDry-Tier1AnyMFm2007CZ02DEER2017 | 1154
Appl-CW-Front-ElecDHW-GasDry-Tier1 | DEER2017 | D17 v3 |  | Any | MFm | 2007 | CZ03 | rDXGF | Household | 1 | 998.7 | None | -0.5 | 0 | 4.95 | 0.4 | 0 | 4.4 | -0.5 | 0 | 4.95 | 0.4 | 0 | 4.4 | DEER:Res:ClothesDishWasher | Annual | 1719 |  | Appl-CW-Front-ElecDHW-GasDry-Tier1DEER2017 | Appl-CW-Front-ElecDHW-GasDry-Tier1AnyMFm2007CZ03DEER2017 | 1155
Appl-CW-Front-ElecDHW-GasDry-Tier1 | DEER2017 | D17 v3 |  | Any | MFm | 2007 | CZ04 | rDXGF | Household | 1 | 998.7 | None | 0.2 | 0 | 5.03 | 0.7 | 0 | 4.49 | 0.2 | 0 | 5.03 | 0.7 | 0 | 4.49 | DEER:Res:ClothesDishWasher | Annual | 1719 |  | Appl-CW-Front-ElecDHW-GasDry-Tier1DEER2017 | Appl-CW-Front-ElecDHW-GasDry-Tier1AnyMFm2007CZ04DEER2017 | 1156
Appl-CW-Front-ElecDHW-GasDry-Tier1 | DEER2017 | D17 v3 |  | Any | MFm | 2007 | CZ05 | rDXGF | Household | 1 | 998.7 | None | -0.2 | 0 | 4.96 | 0.6 | 0 | 4.43 | -0.2 | 0 | 4.96 | 0.6 | 0 | 4.43 | DEER:Res:ClothesDishWasher | Annual | 1719 |  | Appl-CW-Front-ElecDHW-GasDry-Tier1DEER2017 | Appl-CW-Front-ElecDHW-GasDry-Tier1AnyMFm2007CZ05DEER2017 | 1157
Appl-CW-Front-ElecDHW-GasDry-Tier1 | DEER2017 | D17 v3 |  | Any | MFm | 2007 | CZ06 | rDXGF | Household | 1 | 1206 | None | 0.5 | 0.001 | 5.04 | 1 | 0.001 | 4.5 | 0.5 | 0.001 | 5.04 | 1 | 0.001 | 4.5 | DEER:Res:ClothesDishWasher | Annual | 1719 |  | Appl-CW-Front-ElecDHW-GasDry-Tier1DEER2017 | Appl-CW-Front-ElecDHW-GasDry-Tier1AnyMFm2007CZ06DEER2017 | 1158
Appl-CW-Front-ElecDHW-GasDry-Tier1 | DEER2017 | D17 v3 |  | Any | MFm | 2007 | CZ07 | rDXGF | Household | 1 | 1206 | None | -0.5 | -0.002 | 4.84 | 2.6 | 0.002 | 4.65 | -0.5 | -0.002 | 4.84 | 2.6 | 0.002 | 4.65 | DEER:Res:ClothesDishWasher | Annual | 1719 |  | Appl-CW-Front-ElecDHW-GasDry-Tier1DEER2017 | Appl-CW-Front-ElecDHW-GasDry-Tier1AnyMFm2007CZ07DEER2017 | 1159
Appl-CW-Front-ElecDHW-GasDry-Tier1 | DEER2017 | D17 v3 |  | Any | MFm | 2007 | CZ08 | rDXGF | Household | 1 | 1206 | None | -3.4 | -0.006 | 4.92 | -3 | -0.006 | 4.37 | -3.4 | -0.006 | 4.92 | -3 | -0.006 | 4.37 | DEER:Res:ClothesDishWasher | Annual | 1719 |  | Appl-CW-Front-ElecDHW-GasDry-Tier1DEER2017 | Appl-CW-Front-ElecDHW-GasDry-Tier1AnyMFm2007CZ08DEER2017 | 1160
Appl-CW-Front-ElecDHW-GasDry-Tier1 | DEER2017 | D17 v3 |  | Any | MFm | 2007 | CZ09 | rDXGF | Household | 1 | 1126.6 | None | 0.8 | 0.001 | 5.06 | 1.2 | 0.001 | 4.52 | 0.8 | 0.001 | 5.06 | 1.2 | 0.001 | 4.52 | DEER:Res:ClothesDishWasher | Annual | 1719 |  | Appl-CW-Front-ElecDHW-GasDry-Tier1DEER2017 | Appl-CW-Front-ElecDHW-GasDry-Tier1AnyMFm2007CZ09DEER2017 | 1161
Appl-CW-Front-ElecDHW-GasDry-Tier1 | DEER2017 | D17 v3 |  | Any | MFm | 2007 | CZ10 | rDXGF | Household | 1 | 1073.2 | None | -0.1 | -0.001 | 5.06 | -1.4 | -0.003 | 4.43 | -0.1 | -0.001 | 5.06 | -1.4 | -0.003 | 4.43 | DEER:Res:ClothesDishWasher | Annual | 1719 |  | Appl-CW-Front-ElecDHW-GasDry-Tier1DEER2017 | Appl-CW-Front-ElecDHW-GasDry-Tier1AnyMFm2007CZ10DEER2017 | 1162
Appl-CW-Front-ElecDHW-GasDry-Tier1 | DEER2017 | D17 v3 |  | Any | MFm | 2007 | CZ11 | rDXGF | Household | 1 | 1073.2 | None | 1.3 | 0.001 | 5 | 1.7 | 0.001 | 4.47 | 1.3 | 0.001 | 5 | 1.7 | 0.001 | 4.47 | DEER:Res:ClothesDishWasher | Annual | 1719 |  | Appl-CW-Front-ElecDHW-GasDry-Tier1DEER2017 | Appl-CW-Front-ElecDHW-GasDry-Tier1AnyMFm2007CZ11DEER2017 | 1163
Appl-CW-Front-ElecDHW-GasDry-Tier1 | DEER2017 | D17 v3 |  | Any | MFm | 2007 | CZ12 | rDXGF | Household | 1 | 1073.2 | None | 1.1 | 0.001 | 5.02 | 1.6 | 0.001 | 4.49 | 1.1 | 0.001 | 5.02 | 1.6 | 0.001 | 4.49 | DEER:Res:ClothesDishWasher | Annual | 1719 |  | Appl-CW-Front-ElecDHW-GasDry-Tier1DEER2017 | Appl-CW-Front-ElecDHW-GasDry-Tier1AnyMFm2007CZ12DEER2017 | 1164
Appl-CW-Front-ElecDHW-GasDry-Tier1 | DEER2017 | D17 v3 |  | Any | MFm | 2007 | CZ13 | rDXGF | Household | 1 | 1073.2 | None | 1.2 | 0 | 5.02 | 1.6 | 0 | 4.48 | 1.2 | 0 | 5.02 | 1.6 | 0 | 4.48 | DEER:Res:ClothesDishWasher | Annual | 1719 |  | Appl-CW-Front-ElecDHW-GasDry-Tier1DEER2017 | Appl-CW-Front-ElecDHW-GasDry-Tier1AnyMFm2007CZ13DEER2017 | 1165
Appl-CW-Front-ElecDHW-GasDry-Tier1 | DEER2017 | D17 v3 |  | Any | MFm | 2007 | CZ14 | rDXGF | Household | 1 | 1094.6 | None | 1.7 | 0.001 | 5.02 | 2 | 0 | 4.49 | 1.7 | 0.001 | 5.02 | 2 | 0 | 4.49 | DEER:Res:ClothesDishWasher | Annual | 1719 |  | Appl-CW-Front-ElecDHW-GasDry-Tier1DEER2017 | Appl-CW-Front-ElecDHW-GasDry-Tier1AnyMFm2007CZ14DEER2017 | 1166
Appl-CW-Front-ElecDHW-GasDry-Tier1 | DEER2017 | D17 v3 |  | Any | MFm | 2007 | CZ15 | rDXGF | Household | 1 | 1094.6 | None | 1.3 | 0.001 | 5.16 | 1.2 | 0.001 | 4.6 | 1.3 | 0.001 | 5.16 | 1.2 | 0.001 | 4.6 | DEER:Res:ClothesDishWasher | Annual | 1719 |  | Appl-CW-Front-ElecDHW-GasDry-Tier1DEER2017 | Appl-CW-Front-ElecDHW-GasDry-Tier1AnyMFm2007CZ15DEER2017 | 1167
Appl-CW-Front-ElecDHW-GasDry-Tier1 | DEER2017 | D17 v3 |  | Any | MFm | 2007 | CZ16 | rDXGF | Household | 1 | 998.7 | None | 1.2 | 0.001 | 4.92 | 1.9 | 0.001 | 4.4 | 1.2 | 0.001 | 4.92 | 1.9 | 0.001 | 4.4 | DEER:Res:ClothesDishWasher | Annual | 1719 |  | Appl-CW-Front-ElecDHW-GasDry-Tier1DEER2017 | Appl-CW-Front-ElecDHW-GasDry-Tier1AnyMFm2007CZ16DEER2017 | 1168
Appl-CW-Front-ElecDHW-GasDry-Tier1 | DEER2017 | D17 v3 |  | Any | MFm | 2011 | CZ01 | rDXGF | Household | 1 | 998.7 | None | -0.4 | 0 | 4.76 | 0.7 | 0 | 4.32 | -0.4 | 0 | 4.76 | 0.7 | 0 | 4.32 | DEER:Res:ClothesDishWasher | Annual | 1719 |  | Appl-CW-Front-ElecDHW-GasDry-Tier1DEER2017 | Appl-CW-Front-ElecDHW-GasDry-Tier1AnyMFm2011CZ01DEER2017 | 1169
Appl-CW-Front-ElecDHW-GasDry-Tier1 | DEER2017 | D17 v3 |  | Any | MFm | 2011 | CZ02 | rDXGF | Household | 1 | 1073.2 | None | 0.6 | 0.001 | 5.03 | 1.3 | 0.001 | 4.49 | 0.6 | 0.001 | 5.03 | 1.3 | 0.001 | 4.49 | DEER:Res:ClothesDishWasher | Annual | 1719 |  | Appl-CW-Front-ElecDHW-GasDry-Tier1DEER2017 | Appl-CW-Front-ElecDHW-GasDry-Tier1AnyMFm2011CZ02DEER2017 | 1170
Appl-CW-Front-ElecDHW-GasDry-Tier1 | DEER2017 | D17 v3 |  | Any | MFm | 2011 | CZ03 | rDXGF | Household | 1 | 998.7 | None | -0.4 | 0 | 4.94 | 0.4 | 0 | 4.42 | -0.4 | 0 | 4.94 | 0.4 | 0 | 4.42 | DEER:Res:ClothesDishWasher | Annual | 1719 |  | Appl-CW-Front-ElecDHW-GasDry-Tier1DEER2017 | Appl-CW-Front-ElecDHW-GasDry-Tier1AnyMFm2011CZ03DEER2017 | 1171
Appl-CW-Front-ElecDHW-GasDry-Tier1 | DEER2017 | D17 v3 |  | Any | MFm | 2011 | CZ04 | rDXGF | Household | 1 | 998.7 | None | -0.7 | -0.002 | 5.04 | -0.2 | -0.002 | 4.49 | -0.7 | -0.002 | 5.04 | -0.2 | -0.002 | 4.49 | DEER:Res:ClothesDishWasher | Annual | 1719 |  | Appl-CW-Front-ElecDHW-GasDry-Tier1DEER2017 | Appl-CW-Front-ElecDHW-GasDry-Tier1AnyMFm2011CZ04DEER2017 | 1172
Appl-CW-Front-ElecDHW-GasDry-Tier1 | DEER2017 | D17 v3 |  | Any | MFm | 2011 | CZ05 | rDXGF | Household | 1 | 998.7 | None | -0.2 | 0 | 4.97 | 0.7 | 0 | 4.44 | -0.2 | 0 | 4.97 | 0.7 | 0 | 4.44 | DEER:Res:ClothesDishWasher | Annual | 1719 |  | Appl-CW-Front-ElecDHW-GasDry-Tier1DEER2017 | Appl-CW-Front-ElecDHW-GasDry-Tier1AnyMFm2011CZ05DEER2017 | 1173
Appl-CW-Front-ElecDHW-GasDry-Tier1 | DEER2017 | D17 v3 |  | Any | MFm | 2011 | CZ06 | rDXGF | Household | 1 | 1206 | None | 0.6 | 0.001 | 5.03 | 1 | 0.001 | 4.5 | 0.6 | 0.001 | 5.03 | 1 | 0.001 | 4.5 | DEER:Res:ClothesDishWasher | Annual | 1719 |  | Appl-CW-Front-ElecDHW-GasDry-Tier1DEER2017 | Appl-CW-Front-ElecDHW-GasDry-Tier1AnyMFm2011CZ06DEER2017 | 1174
Appl-CW-Front-ElecDHW-GasDry-Tier1 | DEER2017 | D17 v3 |  | Any | MFm | 2011 | CZ07 | rDXGF | Household | 1 | 1206 | None | 1.9 | 0.001 | 5.09 | 2.1 | 0.001 | 4.54 | 1.9 | 0.001 | 5.09 | 2.1 | 0.001 | 4.54 | DEER:Res:ClothesDishWasher | Annual | 1719 |  | Appl-CW-Front-ElecDHW-GasDry-Tier1DEER2017 | Appl-CW-Front-ElecDHW-GasDry-Tier1AnyMFm2011CZ07DEER2017 | 1175
Appl-CW-Front-ElecDHW-GasDry-Tier1 | DEER2017 | D17 v3 |  | Any | MFm | 2011 | CZ08 | rDXGF | Household | 1 | 1206 | None | 1.9 | 0.001 | 5.12 | -0.5 | -0.003 | 4.48 | 1.9 | 0.001 | 5.12 | -0.5 | -0.003 | 4.48 | DEER:Res:ClothesDishWasher | Annual | 1719 |  | Appl-CW-Front-ElecDHW-GasDry-Tier1DEER2017 | Appl-CW-Front-ElecDHW-GasDry-Tier1AnyMFm2011CZ08DEER2017 | 1176
Appl-CW-Front-ElecDHW-GasDry-Tier1 | DEER2017 | D17 v3 |  | Any | MFm | 2011 | CZ09 | rDXGF | Household | 1 | 1126.6 | None | 1.1 | 0.001 | 5.09 | 1.4 | 0.001 | 4.54 | 1.1 | 0.001 | 5.09 | 1.4 | 0.001 | 4.54 | DEER:Res:ClothesDishWasher | Annual | 1719 |  | Appl-CW-Front-ElecDHW-GasDry-Tier1DEER2017 | Appl-CW-Front-ElecDHW-GasDry-Tier1AnyMFm2011CZ09DEER2017 | 1177
Appl-CW-Front-ElecDHW-GasDry-Tier1 | DEER2017 | D17 v3 |  | Any | MFm | 2011 | CZ10 | rDXGF | Household | 1 | 1073.2 | None | 1 | 0.001 | 5.11 | 1.4 | 0.001 | 4.56 | 1 | 0.001 | 5.11 | 1.4 | 0.001 | 4.56 | DEER:Res:ClothesDishWasher | Annual | 1719 |  | Appl-CW-Front-ElecDHW-GasDry-Tier1DEER2017 | Appl-CW-Front-ElecDHW-GasDry-Tier1AnyMFm2011CZ10DEER2017 | 1178
Appl-CW-Front-ElecDHW-GasDry-Tier1 | DEER2017 | D17 v3 |  | Any | MFm | 2011 | CZ11 | rDXGF | Household | 1 | 1073.2 | None | 1.1 | 0.001 | 5.01 | 1.4 | 0.001 | 4.48 | 1.1 | 0.001 | 5.01 | 1.4 | 0.001 | 4.48 | DEER:Res:ClothesDishWasher | Annual | 1719 |  | Appl-CW-Front-ElecDHW-GasDry-Tier1DEER2017 | Appl-CW-Front-ElecDHW-GasDry-Tier1AnyMFm2011CZ11DEER2017 | 1179
Appl-CW-Front-ElecDHW-GasDry-Tier1 | DEER2017 | D17 v3 |  | Any | MFm | 2011 | CZ12 | rDXGF | Household | 1 | 1073.2 | None | 1.2 | 0.001 | 5.04 | 1.6 | 0 | 4.5 | 1.2 | 0.001 | 5.04 | 1.6 | 0 | 4.5 | DEER:Res:ClothesDishWasher | Annual | 1719 |  | Appl-CW-Front-ElecDHW-GasDry-Tier1DEER2017 | Appl-CW-Front-ElecDHW-GasDry-Tier1AnyMFm2011CZ12DEER2017 | 1180
Appl-CW-Front-ElecDHW-GasDry-Tier1 | DEER2017 | D17 v3 |  | Any | MFm | 2011 | CZ13 | rDXGF | Household | 1 | 1073.2 | None | 1.4 | 0.001 | 5.03 | 1.7 | 0.001 | 4.49 | 1.4 | 0.001 | 5.03 | 1.7 | 0.001 | 4.49 | DEER:Res:ClothesDishWasher | Annual | 1719 |  | Appl-CW-Front-ElecDHW-GasDry-Tier1DEER2017 | Appl-CW-Front-ElecDHW-GasDry-Tier1AnyMFm2011CZ13DEER2017 | 1181
Appl-CW-Front-ElecDHW-GasDry-Tier1 | DEER2017 | D17 v3 |  | Any | MFm | 2011 | CZ14 | rDXGF | Household | 1 | 1094.6 | None | 1.5 | 0 | 5.01 | 1.9 | 0 | 4.48 | 1.5 | 0 | 5.01 | 1.9 | 0 | 4.48 | DEER:Res:ClothesDishWasher | Annual | 1719 |  | Appl-CW-Front-ElecDHW-GasDry-Tier1DEER2017 | Appl-CW-Front-ElecDHW-GasDry-Tier1AnyMFm2011CZ14DEER2017 | 1182
Appl-CW-Front-ElecDHW-GasDry-Tier1 | DEER2017 | D17 v3 |  | Any | MFm | 2011 | CZ15 | rDXGF | Household | 1 | 1094.6 | None | 1.4 | 0.001 | 5.16 | 1.4 | 0 | 4.6 | 1.4 | 0.001 | 5.16 | 1.4 | 0 | 4.6 | DEER:Res:ClothesDishWasher | Annual | 1719 |  | Appl-CW-Front-ElecDHW-GasDry-Tier1DEER2017 | Appl-CW-Front-ElecDHW-GasDry-Tier1AnyMFm2011CZ15DEER2017 | 1183
Appl-CW-Front-ElecDHW-GasDry-Tier1 | DEER2017 | D17 v3 |  | Any | MFm | 2011 | CZ16 | rDXGF | Household | 1 | 998.7 | None | 1.3 | 0 | 4.93 | 2 | 0 | 4.41 | 1.3 | 0 | 4.93 | 2 | 0 | 4.41 | DEER:Res:ClothesDishWasher | Annual | 1719 |  | Appl-CW-Front-ElecDHW-GasDry-Tier1DEER2017 | Appl-CW-Front-ElecDHW-GasDry-Tier1AnyMFm2011CZ16DEER2017 | 1184
Appl-CW-Front-ElecDHW-GasDry-Tier1 | DEER2017 | D17 v3 |  | Any | MFm | 2015 | CZ01 | rDXGF | Household | 1 | 998.7 | None | -0.2 | 0 | 4.88 | 0.8 | 0 | 4.35 | -0.2 | 0 | 4.88 | 0.8 | 0 | 4.35 | DEER:Res:ClothesDishWasher | Annual | 1719 |  | Appl-CW-Front-ElecDHW-GasDry-Tier1DEER2017 | Appl-CW-Front-ElecDHW-GasDry-Tier1AnyMFm2015CZ01DEER2017 | 1185
Appl-CW-Front-ElecDHW-GasDry-Tier1 | DEER2017 | D17 v3 |  | Any | MFm | 2015 | CZ02 | rDXGF | Household | 1 | 1073.2 | None | 0.6 | 0.001 | 5.02 | 1.3 | 0.001 | 4.48 | 0.6 | 0.001 | 5.02 | 1.3 | 0.001 | 4.48 | DEER:Res:ClothesDishWasher | Annual | 1719 |  | Appl-CW-Front-ElecDHW-GasDry-Tier1DEER2017 | Appl-CW-Front-ElecDHW-GasDry-Tier1AnyMFm2015CZ02DEER2017 | 1186
Appl-CW-Front-ElecDHW-GasDry-Tier1 | DEER2017 | D17 v3 |  | Any | MFm | 2015 | CZ03 | rDXGF | Household | 1 | 998.7 | None | -0.3 | 0.001 | 5 | 0.5 | 0.001 | 4.46 | -0.3 | 0.001 | 5 | 0.5 | 0.001 | 4.46 | DEER:Res:ClothesDishWasher | Annual | 1719 |  | Appl-CW-Front-ElecDHW-GasDry-Tier1DEER2017 | Appl-CW-Front-ElecDHW-GasDry-Tier1AnyMFm2015CZ03DEER2017 | 1187
Appl-CW-Front-ElecDHW-GasDry-Tier1 | DEER2017 | D17 v3 |  | Any | MFm | 2015 | CZ04 | rDXGF | Household | 1 | 998.7 | None | 1.6 | 0.002 | 5.1 | 2.1 | 0.002 | 4.55 | 1.6 | 0.002 | 5.1 | 2.1 | 0.002 | 4.55 | DEER:Res:ClothesDishWasher | Annual | 1719 |  | Appl-CW-Front-ElecDHW-GasDry-Tier1DEER2017 | Appl-CW-Front-ElecDHW-GasDry-Tier1AnyMFm2015CZ04DEER2017 | 1188
Appl-CW-Front-ElecDHW-GasDry-Tier1 | DEER2017 | D17 v3 |  | Any | MFm | 2015 | CZ05 | rDXGF | Household | 1 | 998.7 | None | 0.2 | 0.001 | 5.06 | 1 | 0.001 | 4.52 | 0.2 | 0.001 | 5.06 | 1 | 0.001 | 4.52 | DEER:Res:ClothesDishWasher | Annual | 1719 |  | Appl-CW-Front-ElecDHW-GasDry-Tier1DEER2017 | Appl-CW-Front-ElecDHW-GasDry-Tier1AnyMFm2015CZ05DEER2017 | 1189
Appl-CW-Front-ElecDHW-GasDry-Tier1 | DEER2017 | D17 v3 |  | Any | MFm | 2015 | CZ06 | rDXGF | Household | 1 | 1206 | None | 0.5 | 0.001 | 5.02 | 1 | 0.001 | 4.49 | 0.5 | 0.001 | 5.02 | 1 | 0.001 | 4.49 | DEER:Res:ClothesDishWasher | Annual | 1719 |  | Appl-CW-Front-ElecDHW-GasDry-Tier1DEER2017 | Appl-CW-Front-ElecDHW-GasDry-Tier1AnyMFm2015CZ06DEER2017 | 1190
Appl-CW-Front-ElecDHW-GasDry-Tier1 | DEER2017 | D17 v3 |  | Any | MFm | 2015 | CZ07 | rDXGF | Household | 1 | 1206 | None | 0.9 | 0.001 | 5.08 | 1.3 | 0.001 | 4.53 | 0.9 | 0.001 | 5.08 | 1.3 | 0.001 | 4.53 | DEER:Res:ClothesDishWasher | Annual | 1719 |  | Appl-CW-Front-ElecDHW-GasDry-Tier1DEER2017 | Appl-CW-Front-ElecDHW-GasDry-Tier1AnyMFm2015CZ07DEER2017 | 1191
Appl-CW-Front-ElecDHW-GasDry-Tier1 | DEER2017 | D17 v3 |  | Any | MFm | 2015 | CZ08 | rDXGF | Household | 1 | 1206 | None | 1.1 | 0.001 | 5.1 | 1.6 | 0.001 | 4.55 | 1.1 | 0.001 | 5.1 | 1.6 | 0.001 | 4.55 | DEER:Res:ClothesDishWasher | Annual | 1719 |  | Appl-CW-Front-ElecDHW-GasDry-Tier1DEER2017 | Appl-CW-Front-ElecDHW-GasDry-Tier1AnyMFm2015CZ08DEER2017 | 1192
Appl-CW-Front-ElecDHW-GasDry-Tier1 | DEER2017 | D17 v3 |  | Any | MFm | 2015 | CZ09 | rDXGF | Household | 1 | 1126.6 | None | 0.9 | 0.001 | 5.09 | 1.2 | 0.001 | 4.53 | 0.9 | 0.001 | 5.09 | 1.2 | 0.001 | 4.53 | DEER:Res:ClothesDishWasher | Annual | 1719 |  | Appl-CW-Front-ElecDHW-GasDry-Tier1DEER2017 | Appl-CW-Front-ElecDHW-GasDry-Tier1AnyMFm2015CZ09DEER2017 | 1193
Appl-CW-Front-ElecDHW-GasDry-Tier1 | DEER2017 | D17 v3 |  | Any | MFm | 2015 | CZ10 | rDXGF | Household | 1 | 1073.2 | None | -0.3 | 0 | 5.07 | 0.1 | -0.001 | 4.52 | -0.3 | 0 | 5.07 | 0.1 | -0.001 | 4.52 | DEER:Res:ClothesDishWasher | Annual | 1719 |  | Appl-CW-Front-ElecDHW-GasDry-Tier1DEER2017 | Appl-CW-Front-ElecDHW-GasDry-Tier1AnyMFm2015CZ10DEER2017 | 1194
Appl-CW-Front-ElecDHW-GasDry-Tier1 | DEER2017 | D17 v3 |  | Any | MFm | 2015 | CZ11 | rDXGF | Household | 1 | 1073.2 | None | 1.1 | 0.001 | 5.02 | 1.5 | 0.001 | 4.48 | 1.1 | 0.001 | 5.02 | 1.5 | 0.001 | 4.48 | DEER:Res:ClothesDishWasher | Annual | 1719 |  | Appl-CW-Front-ElecDHW-GasDry-Tier1DEER2017 | Appl-CW-Front-ElecDHW-GasDry-Tier1AnyMFm2015CZ11DEER2017 | 1195
Appl-CW-Front-ElecDHW-GasDry-Tier1 | DEER2017 | D17 v3 |  | Any | MFm | 2015 | CZ12 | rDXGF | Household | 1 | 1073.2 | None | 0.9 | 0.001 | 5.04 | 1.4 | 0 | 4.5 | 0.9 | 0.001 | 5.04 | 1.4 | 0 | 4.5 | DEER:Res:ClothesDishWasher | Annual | 1719 |  | Appl-CW-Front-ElecDHW-GasDry-Tier1DEER2017 | Appl-CW-Front-ElecDHW-GasDry-Tier1AnyMFm2015CZ12DEER2017 | 1196
Appl-CW-Front-ElecDHW-GasDry-Tier1 | DEER2017 | D17 v3 |  | Any | MFm | 2015 | CZ13 | rDXGF | Household | 1 | 1073.2 | None | 1.1 | 0.001 | 5.04 | 1.5 | 0.001 | 4.5 | 1.1 | 0.001 | 5.04 | 1.5 | 0.001 | 4.5 | DEER:Res:ClothesDishWasher | Annual | 1719 |  | Appl-CW-Front-ElecDHW-GasDry-Tier1DEER2017 | Appl-CW-Front-ElecDHW-GasDry-Tier1AnyMFm2015CZ13DEER2017 | 1197
Appl-CW-Front-ElecDHW-GasDry-Tier1 | DEER2017 | D17 v3 |  | Any | MFm | 2015 | CZ14 | rDXGF | Household | 1 | 1094.6 | None | 1.4 | 0.001 | 5.01 | 1.8 | 0 | 4.48 | 1.4 | 0.001 | 5.01 | 1.8 | 0 | 4.48 | DEER:Res:ClothesDishWasher | Annual | 1719 |  | Appl-CW-Front-ElecDHW-GasDry-Tier1DEER2017 | Appl-CW-Front-ElecDHW-GasDry-Tier1AnyMFm2015CZ14DEER2017 | 1198
Appl-CW-Front-ElecDHW-GasDry-Tier1 | DEER2017 | D17 v3 |  | Any | MFm | 2015 | CZ15 | rDXGF | Household | 1 | 1094.6 | None | 1.2 | 0.001 | 5.17 | 1.1 | 0.001 | 4.6 | 1.2 | 0.001 | 5.17 | 1.1 | 0.001 | 4.6 | DEER:Res:ClothesDishWasher | Annual | 1719 |  | Appl-CW-Front-ElecDHW-GasDry-Tier1DEER2017 | Appl-CW-Front-ElecDHW-GasDry-Tier1AnyMFm2015CZ15DEER2017 | 1199
Appl-CW-Front-ElecDHW-GasDry-Tier1 | DEER2017 | D17 v3 |  | Any | MFm | 2015 | CZ16 | rDXGF | Household | 1 | 998.7 | None | 1.1 | 0 | 4.9 | 1.9 | 0 | 4.38 | 1.1 | 0 | 4.9 | 1.9 | 0 | 4.38 | DEER:Res:ClothesDishWasher | Annual | 1719 |  | Appl-CW-Front-ElecDHW-GasDry-Tier1DEER2017 | Appl-CW-Front-ElecDHW-GasDry-Tier1AnyMFm2015CZ16DEER2017 | 1200
Appl-CW-Front-ElecDHW-GasDry-Tier1 | DEER2017 | D17 v3 |  | Any | MFm | 2017 | CZ01 | rDXGF | Household | 1 | 998.7 | None | -0.4 | 0 | 4.78 | 0.9 | 0 | 4.46 | -0.4 | 0 | 4.78 | 0.9 | 0 | 4.46 | DEER:Res:ClothesDishWasher | Annual | 1719 |  | Appl-CW-Front-ElecDHW-GasDry-Tier1DEER2017 | Appl-CW-Front-ElecDHW-GasDry-Tier1AnyMFm2017CZ01DEER2017 | 1201
Appl-CW-Front-ElecDHW-GasDry-Tier1 | DEER2017 | D17 v3 |  | Any | MFm | 2017 | CZ02 | rDXGF | Household | 1 | 1073.2 | None | 0.7 | 0.001 | 5.02 | 1.3 | 0.001 | 4.48 | 0.7 | 0.001 | 5.02 | 1.3 | 0.001 | 4.48 | DEER:Res:ClothesDishWasher | Annual | 1719 |  | Appl-CW-Front-ElecDHW-GasDry-Tier1DEER2017 | Appl-CW-Front-ElecDHW-GasDry-Tier1AnyMFm2017CZ02DEER2017 | 1202
Appl-CW-Front-ElecDHW-GasDry-Tier1 | DEER2017 | D17 v3 |  | Any | MFm | 2017 | CZ03 | rDXGF | Household | 1 | 998.7 | None | -0.9 | 0 | 4.87 | -0.2 | 0 | 4.23 | -0.9 | 0 | 4.87 | -0.2 | 0 | 4.23 | DEER:Res:ClothesDishWasher | Annual | 1719 |  | Appl-CW-Front-ElecDHW-GasDry-Tier1DEER2017 | Appl-CW-Front-ElecDHW-GasDry-Tier1AnyMFm2017CZ03DEER2017 | 1203
Appl-CW-Front-ElecDHW-GasDry-Tier1 | DEER2017 | D17 v3 |  | Any | MFm | 2017 | CZ04 | rDXGF | Household | 1 | 998.7 | None | 0.8 | 0.001 | 5.11 | 1.4 | 0.001 | 4.55 | 0.8 | 0.001 | 5.11 | 1.4 | 0.001 | 4.55 | DEER:Res:ClothesDishWasher | Annual | 1719 |  | Appl-CW-Front-ElecDHW-GasDry-Tier1DEER2017 | Appl-CW-Front-ElecDHW-GasDry-Tier1AnyMFm2017CZ04DEER2017 | 1204
Appl-CW-Front-ElecDHW-GasDry-Tier1 | DEER2017 | D17 v3 |  | Any | MFm | 2017 | CZ05 | rDXGF | Household | 1 | 998.7 | None | 0.2 | 0.001 | 5.08 | 1.1 | 0.001 | 4.54 | 0.2 | 0.001 | 5.08 | 1.1 | 0.001 | 4.54 | DEER:Res:ClothesDishWasher | Annual | 1719 |  | Appl-CW-Front-ElecDHW-GasDry-Tier1DEER2017 | Appl-CW-Front-ElecDHW-GasDry-Tier1AnyMFm2017CZ05DEER2017 | 1205
Appl-CW-Front-ElecDHW-GasDry-Tier1 | DEER2017 | D17 v3 |  | Any | MFm | 2017 | CZ06 | rDXGF | Household | 1 | 1206 | None | 0.6 | 0.001 | 5.05 | 1.1 | 0.001 | 4.51 | 0.6 | 0.001 | 5.05 | 1.1 | 0.001 | 4.51 | DEER:Res:ClothesDishWasher | Annual | 1719 |  | Appl-CW-Front-ElecDHW-GasDry-Tier1DEER2017 | Appl-CW-Front-ElecDHW-GasDry-Tier1AnyMFm2017CZ06DEER2017 | 1206
Appl-CW-Front-ElecDHW-GasDry-Tier1 | DEER2017 | D17 v3 |  | Any | MFm | 2017 | CZ07 | rDXGF | Household | 1 | 1206 | None | 1 | 0.001 | 5.07 | 1.4 | 0.001 | 4.52 | 1 | 0.001 | 5.07 | 1.4 | 0.001 | 4.52 | DEER:Res:ClothesDishWasher | Annual | 1719 |  | Appl-CW-Front-ElecDHW-GasDry-Tier1DEER2017 | Appl-CW-Front-ElecDHW-GasDry-Tier1AnyMFm2017CZ07DEER2017 | 1207
Appl-CW-Front-ElecDHW-GasDry-Tier1 | DEER2017 | D17 v3 |  | Any | MFm | 2017 | CZ08 | rDXGF | Household | 1 | 1206 | None | 1.1 | 0 | 5.11 | 1.4 | 0 | 4.56 | 1.1 | 0 | 5.11 | 1.4 | 0 | 4.56 | DEER:Res:ClothesDishWasher | Annual | 1719 |  | Appl-CW-Front-ElecDHW-GasDry-Tier1DEER2017 | Appl-CW-Front-ElecDHW-GasDry-Tier1AnyMFm2017CZ08DEER2017 | 1208
Appl-CW-Front-ElecDHW-GasDry-Tier1 | DEER2017 | D17 v3 |  | Any | MFm | 2017 | CZ09 | rDXGF | Household | 1 | 1126.6 | None | 0.9 | 0.001 | 5.09 | 1.3 | 0.001 | 4.54 | 0.9 | 0.001 | 5.09 | 1.3 | 0.001 | 4.54 | DEER:Res:ClothesDishWasher | Annual | 1719 |  | Appl-CW-Front-ElecDHW-GasDry-Tier1DEER2017 | Appl-CW-Front-ElecDHW-GasDry-Tier1AnyMFm2017CZ09DEER2017 | 1209
Appl-CW-Front-ElecDHW-GasDry-Tier1 | DEER2017 | D17 v3 |  | Any | MFm | 2017 | CZ10 | rDXGF | Household | 1 | 1073.2 | None | 0.9 | 0.001 | 5.13 | 1.2 | 0.001 | 4.57 | 0.9 | 0.001 | 5.13 | 1.2 | 0.001 | 4.57 | DEER:Res:ClothesDishWasher | Annual | 1719 |  | Appl-CW-Front-ElecDHW-GasDry-Tier1DEER2017 | Appl-CW-Front-ElecDHW-GasDry-Tier1AnyMFm2017CZ10DEER2017 | 1210
Appl-CW-Front-ElecDHW-GasDry-Tier1 | DEER2017 | D17 v3 |  | Any | MFm | 2017 | CZ11 | rDXGF | Household | 1 | 1073.2 | None | 0.1 | 0 | 5 | 0.6 | 0 | 4.46 | 0.1 | 0 | 5 | 0.6 | 0 | 4.46 | DEER:Res:ClothesDishWasher | Annual | 1719 |  | Appl-CW-Front-ElecDHW-GasDry-Tier1DEER2017 | Appl-CW-Front-ElecDHW-GasDry-Tier1AnyMFm2017CZ11DEER2017 | 1211
Appl-CW-Front-ElecDHW-GasDry-Tier1 | DEER2017 | D17 v3 |  | Any | MFm | 2017 | CZ12 | rDXGF | Household | 1 | 1073.2 | None | 1.5 | 0.001 | 5.09 | 1.9 | 0.001 | 4.54 | 1.5 | 0.001 | 5.09 | 1.9 | 0.001 | 4.54 | DEER:Res:ClothesDishWasher | Annual | 1719 |  | Appl-CW-Front-ElecDHW-GasDry-Tier1DEER2017 | Appl-CW-Front-ElecDHW-GasDry-Tier1AnyMFm2017CZ12DEER2017 | 1212
Appl-CW-Front-ElecDHW-GasDry-Tier1 | DEER2017 | D17 v3 |  | Any | MFm | 2017 | CZ13 | rDXGF | Household | 1 | 1073.2 | None | 1.2 | 0.001 | 5.05 | 1.6 | 0.001 | 4.5 | 1.2 | 0.001 | 5.05 | 1.6 | 0.001 | 4.5 | DEER:Res:ClothesDishWasher | Annual | 1719 |  | Appl-CW-Front-ElecDHW-GasDry-Tier1DEER2017 | Appl-CW-Front-ElecDHW-GasDry-Tier1AnyMFm2017CZ13DEER2017 | 1213
Appl-CW-Front-ElecDHW-GasDry-Tier1 | DEER2017 | D17 v3 |  | Any | MFm | 2017 | CZ14 | rDXGF | Household | 1 | 1094.6 | None | 1.9 | 0.001 | 5.04 | 2.3 | 0.001 | 4.51 | 1.9 | 0.001 | 5.04 | 2.3 | 0.001 | 4.51 | DEER:Res:ClothesDishWasher | Annual | 1719 |  | Appl-CW-Front-ElecDHW-GasDry-Tier1DEER2017 | Appl-CW-Front-ElecDHW-GasDry-Tier1AnyMFm2017CZ14DEER2017 | 1214
Appl-CW-Front-ElecDHW-GasDry-Tier1 | DEER2017 | D17 v3 |  | Any | MFm | 2017 | CZ15 | rDXGF | Household | 1 | 1094.6 | None | 2.3 | 0.001 | 5.17 | 23.9 | 0.011 | 4.79 | 2.3 | 0.001 | 5.17 | 23.9 | 0.011 | 4.79 | DEER:Res:ClothesDishWasher | Annual | 1719 |  | Appl-CW-Front-ElecDHW-GasDry-Tier1DEER2017 | Appl-CW-Front-ElecDHW-GasDry-Tier1AnyMFm2017CZ15DEER2017 | 1215
Appl-CW-Front-ElecDHW-GasDry-Tier1 | DEER2017 | D17 v3 |  | Any | MFm | 2017 | CZ16 | rDXGF | Household | 1 | 998.7 | None | 1.1 | 0.001 | 4.91 | 1.8 | 0.001 | 4.4 | 1.1 | 0.001 | 4.91 | 1.8 | 0.001 | 4.4 | DEER:Res:ClothesDishWasher | Annual | 1719 |  | Appl-CW-Front-ElecDHW-GasDry-Tier1DEER2017 | Appl-CW-Front-ElecDHW-GasDry-Tier1AnyMFm2017CZ16DEER2017 | 1216
Appl-CW-Front-ElecDHW-GasDry-Tier1 | DEER2017 | D17 v3 |  | Any | SFm | 1975 | CZ01 | rDXGF | Household | 1 | 1591 | None | -0.5 | 0 | 5.86 | 0.7 | 0 | 5.27 | -0.5 | 0 | 5.86 | 0.7 | 0 | 5.27 | DEER:Res:ClothesDishWasher | Annual | 1719 |  | Appl-CW-Front-ElecDHW-GasDry-Tier1DEER2017 | Appl-CW-Front-ElecDHW-GasDry-Tier1AnySFm1975CZ01DEER2017 | 1217
Appl-CW-Front-ElecDHW-GasDry-Tier1 | DEER2017 | D17 v3 |  | Any | SFm | 1975 | CZ02 | rDXGF | Household | 1 | 1591 | None | 0.6 | 0.004 | 5.91 | 1.4 | 0.003 | 5.31 | 0.6 | 0.004 | 5.91 | 1.4 | 0.003 | 5.31 | DEER:Res:ClothesDishWasher | Annual | 1719 |  | Appl-CW-Front-ElecDHW-GasDry-Tier1DEER2017 | Appl-CW-Front-ElecDHW-GasDry-Tier1AnySFm1975CZ02DEER2017 | 1218
Appl-CW-Front-ElecDHW-GasDry-Tier1 | DEER2017 | D17 v3 |  | Any | SFm | 1975 | CZ03 | rDXGF | Household | 1 | 1591 | None | -0.5 | 0.003 | 5.93 | 0.5 | 0.002 | 5.32 | -0.5 | 0.003 | 5.93 | 0.5 | 0.002 | 5.32 | DEER:Res:ClothesDishWasher | Annual | 1719 |  | Appl-CW-Front-ElecDHW-GasDry-Tier1DEER2017 | Appl-CW-Front-ElecDHW-GasDry-Tier1AnySFm1975CZ03DEER2017 | 1219
Appl-CW-Front-ElecDHW-GasDry-Tier1 | DEER2017 | D17 v3 |  | Any | SFm | 1975 | CZ04 | rDXGF | Household | 1 | 1591 | None | 1.3 | 0.004 | 6.07 | 1.9 | 0.003 | 5.44 | 1.3 | 0.004 | 6.07 | 1.9 | 0.003 | 5.44 | DEER:Res:ClothesDishWasher | Annual | 1719 |  | Appl-CW-Front-ElecDHW-GasDry-Tier1DEER2017 | Appl-CW-Front-ElecDHW-GasDry-Tier1AnySFm1975CZ04DEER2017 | 1220
Appl-CW-Front-ElecDHW-GasDry-Tier1 | DEER2017 | D17 v3 |  | Any | SFm | 1975 | CZ05 | rDXGF | Household | 1 | 1591 | None | -0.3 | 0.003 | 5.83 | 0.8 | 0.002 | 5.24 | -0.3 | 0.003 | 5.83 | 0.8 | 0.002 | 5.24 | DEER:Res:ClothesDishWasher | Annual | 1719 |  | Appl-CW-Front-ElecDHW-GasDry-Tier1DEER2017 | Appl-CW-Front-ElecDHW-GasDry-Tier1AnySFm1975CZ05DEER2017 | 1221
Appl-CW-Front-ElecDHW-GasDry-Tier1 | DEER2017 | D17 v3 |  | Any | SFm | 1975 | CZ06 | rDXGF | Household | 1 | 1528 | None | 1.2 | 0.002 | 6.17 | 1.7 | 0.001 | 5.52 | 1.2 | 0.002 | 6.17 | 1.7 | 0.001 | 5.52 | DEER:Res:ClothesDishWasher | Annual | 1719 |  | Appl-CW-Front-ElecDHW-GasDry-Tier1DEER2017 | Appl-CW-Front-ElecDHW-GasDry-Tier1AnySFm1975CZ06DEER2017 | 1222
Appl-CW-Front-ElecDHW-GasDry-Tier1 | DEER2017 | D17 v3 |  | Any | SFm | 1975 | CZ07 | rDXGF | Household | 1 | 1528 | None | 0.7 | 0.002 | 6.13 | 1.2 | 0.002 | 5.49 | 0.7 | 0.002 | 6.13 | 1.2 | 0.002 | 5.49 | DEER:Res:ClothesDishWasher | Annual | 1719 |  | Appl-CW-Front-ElecDHW-GasDry-Tier1DEER2017 | Appl-CW-Front-ElecDHW-GasDry-Tier1AnySFm1975CZ07DEER2017 | 1223
Appl-CW-Front-ElecDHW-GasDry-Tier1 | DEER2017 | D17 v3 |  | Any | SFm | 1975 | CZ08 | rDXGF | Household | 1 | 1528 | None | 1.8 | 0.003 | 6.16 | 2.1 | 0.002 | 5.51 | 1.8 | 0.003 | 6.16 | 2.1 | 0.002 | 5.51 | DEER:Res:ClothesDishWasher | Annual | 1719 |  | Appl-CW-Front-ElecDHW-GasDry-Tier1DEER2017 | Appl-CW-Front-ElecDHW-GasDry-Tier1AnySFm1975CZ08DEER2017 | 1224
Appl-CW-Front-ElecDHW-GasDry-Tier1 | DEER2017 | D17 v3 |  | Any | SFm | 1975 | CZ09 | rDXGF | Household | 1 | 1636 | None | 2.3 | 0.002 | 6.11 | 2.7 | 0.002 | 5.47 | 2.3 | 0.002 | 6.11 | 2.7 | 0.002 | 5.47 | DEER:Res:ClothesDishWasher | Annual | 1719 |  | Appl-CW-Front-ElecDHW-GasDry-Tier1DEER2017 | Appl-CW-Front-ElecDHW-GasDry-Tier1AnySFm1975CZ09DEER2017 | 1225
Appl-CW-Front-ElecDHW-GasDry-Tier1 | DEER2017 | D17 v3 |  | Any | SFm | 1975 | CZ10 | rDXGF | Household | 1 | 1636 | None | 1.4 | 0.003 | 6.04 | 1.8 | 0.003 | 5.41 | 1.4 | 0.003 | 6.04 | 1.8 | 0.003 | 5.41 | DEER:Res:ClothesDishWasher | Annual | 1719 |  | Appl-CW-Front-ElecDHW-GasDry-Tier1DEER2017 | Appl-CW-Front-ElecDHW-GasDry-Tier1AnySFm1975CZ10DEER2017 | 1226
Appl-CW-Front-ElecDHW-GasDry-Tier1 | DEER2017 | D17 v3 |  | Any | SFm | 1975 | CZ11 | rDXGF | Household | 1 | 1528 | None | 2.6 | 0.002 | 6.02 | 3 | 0.002 | 5.4 | 2.6 | 0.002 | 6.02 | 3 | 0.002 | 5.4 | DEER:Res:ClothesDishWasher | Annual | 1719 |  | Appl-CW-Front-ElecDHW-GasDry-Tier1DEER2017 | Appl-CW-Front-ElecDHW-GasDry-Tier1AnySFm1975CZ11DEER2017 | 1227
Appl-CW-Front-ElecDHW-GasDry-Tier1 | DEER2017 | D17 v3 |  | Any | SFm | 1975 | CZ12 | rDXGF | Household | 1 | 1528 | None | 1.5 | 0.003 | 6.01 | 2 | 0.002 | 5.39 | 1.5 | 0.003 | 6.01 | 2 | 0.002 | 5.39 | DEER:Res:ClothesDishWasher | Annual | 1719 |  | Appl-CW-Front-ElecDHW-GasDry-Tier1DEER2017 | Appl-CW-Front-ElecDHW-GasDry-Tier1AnySFm1975CZ12DEER2017 | 1228
Appl-CW-Front-ElecDHW-GasDry-Tier1 | DEER2017 | D17 v3 |  | Any | SFm | 1975 | CZ13 | rDXGF | Household | 1 | 1528 | None | 2.4 | 0.003 | 5.98 | 2.6 | 0.003 | 5.36 | 2.4 | 0.003 | 5.98 | 2.6 | 0.003 | 5.36 | DEER:Res:ClothesDishWasher | Annual | 1719 |  | Appl-CW-Front-ElecDHW-GasDry-Tier1DEER2017 | Appl-CW-Front-ElecDHW-GasDry-Tier1AnySFm1975CZ13DEER2017 | 1229
Appl-CW-Front-ElecDHW-GasDry-Tier1 | DEER2017 | D17 v3 |  | Any | SFm | 1975 | CZ14 | rDXGF | Household | 1 | 1555 | None | 3.1 | 0.002 | 6.05 | 3.2 | 0.002 | 5.43 | 3.1 | 0.002 | 6.05 | 3.2 | 0.002 | 5.43 | DEER:Res:ClothesDishWasher | Annual | 1719 |  | Appl-CW-Front-ElecDHW-GasDry-Tier1DEER2017 | Appl-CW-Front-ElecDHW-GasDry-Tier1AnySFm1975CZ14DEER2017 | 1230
Appl-CW-Front-ElecDHW-GasDry-Tier1 | DEER2017 | D17 v3 |  | Any | SFm | 1975 | CZ15 | rDXGF | Household | 1 | 1555 | None | 2.9 | 0.001 | 6.3 | 2.6 | 0.001 | 5.62 | 2.9 | 0.001 | 6.3 | 2.6 | 0.001 | 5.62 | DEER:Res:ClothesDishWasher | Annual | 1719 |  | Appl-CW-Front-ElecDHW-GasDry-Tier1DEER2017 | Appl-CW-Front-ElecDHW-GasDry-Tier1AnySFm1975CZ15DEER2017 | 1231
Appl-CW-Front-ElecDHW-GasDry-Tier1 | DEER2017 | D17 v3 |  | Any | SFm | 1975 | CZ16 | rDXGF | Household | 1 | 1591 | None | 2.2 | 0.002 | 5.96 | 2.8 | 0.002 | 5.35 | 2.2 | 0.002 | 5.96 | 2.8 | 0.002 | 5.35 | DEER:Res:ClothesDishWasher | Annual | 1719 |  | Appl-CW-Front-ElecDHW-GasDry-Tier1DEER2017 | Appl-CW-Front-ElecDHW-GasDry-Tier1AnySFm1975CZ16DEER2017 | 1232
Appl-CW-Front-ElecDHW-GasDry-Tier1 | DEER2017 | D17 v3 |  | Any | SFm | 1985 | CZ01 | rDXGF | Household | 1 | 1904 | None | -0.8 | 0 | 5.67 | 0.5 | 0 | 5.12 | -0.8 | 0 | 5.67 | 0.5 | 0 | 5.12 | DEER:Res:ClothesDishWasher | Annual | 1719 |  | Appl-CW-Front-ElecDHW-GasDry-Tier1DEER2017 | Appl-CW-Front-ElecDHW-GasDry-Tier1AnySFm1985CZ01DEER2017 | 1233
Appl-CW-Front-ElecDHW-GasDry-Tier1 | DEER2017 | D17 v3 |  | Any | SFm | 1985 | CZ02 | rDXGF | Household | 1 | 1904 | None | 0.2 | 0.003 | 5.8 | 1.1 | 0.002 | 5.22 | 0.2 | 0.003 | 5.8 | 1.1 | 0.002 | 5.22 | DEER:Res:ClothesDishWasher | Annual | 1719 |  | Appl-CW-Front-ElecDHW-GasDry-Tier1DEER2017 | Appl-CW-Front-ElecDHW-GasDry-Tier1AnySFm1985CZ02DEER2017 | 1234
Appl-CW-Front-ElecDHW-GasDry-Tier1 | DEER2017 | D17 v3 |  | Any | SFm | 1985 | CZ03 | rDXGF | Household | 1 | 1904 | None | -0.1 | 0.003 | 5.74 | 0.8 | 0.002 | 5.18 | -0.1 | 0.003 | 5.74 | 0.8 | 0.002 | 5.18 | DEER:Res:ClothesDishWasher | Annual | 1719 |  | Appl-CW-Front-ElecDHW-GasDry-Tier1DEER2017 | Appl-CW-Front-ElecDHW-GasDry-Tier1AnySFm1985CZ03DEER2017 | 1235
Appl-CW-Front-ElecDHW-GasDry-Tier1 | DEER2017 | D17 v3 |  | Any | SFm | 1985 | CZ04 | rDXGF | Household | 1 | 1904 | None | 1.2 | 0.004 | 5.93 | 1.9 | 0.003 | 5.32 | 1.2 | 0.004 | 5.93 | 1.9 | 0.003 | 5.32 | DEER:Res:ClothesDishWasher | Annual | 1719 |  | Appl-CW-Front-ElecDHW-GasDry-Tier1DEER2017 | Appl-CW-Front-ElecDHW-GasDry-Tier1AnySFm1985CZ04DEER2017 | 1236
Appl-CW-Front-ElecDHW-GasDry-Tier1 | DEER2017 | D17 v3 |  | Any | SFm | 1985 | CZ05 | rDXGF | Household | 1 | 1904 | None | -0.2 | 0.003 | 5.68 | 1 | 0.003 | 5.12 | -0.2 | 0.003 | 5.68 | 1 | 0.003 | 5.12 | DEER:Res:ClothesDishWasher | Annual | 1719 |  | Appl-CW-Front-ElecDHW-GasDry-Tier1DEER2017 | Appl-CW-Front-ElecDHW-GasDry-Tier1AnySFm1985CZ05DEER2017 | 1237
Appl-CW-Front-ElecDHW-GasDry-Tier1 | DEER2017 | D17 v3 |  | Any | SFm | 1985 | CZ06 | rDXGF | Household | 1 | 2064 | None | 0.9 | 0.003 | 6.07 | 1.4 | 0.002 | 5.44 | 0.9 | 0.003 | 6.07 | 1.4 | 0.002 | 5.44 | DEER:Res:ClothesDishWasher | Annual | 1719 |  | Appl-CW-Front-ElecDHW-GasDry-Tier1DEER2017 | Appl-CW-Front-ElecDHW-GasDry-Tier1AnySFm1985CZ06DEER2017 | 1238
Appl-CW-Front-ElecDHW-GasDry-Tier1 | DEER2017 | D17 v3 |  | Any | SFm | 1985 | CZ07 | rDXGF | Household | 1 | 2064 | None | 1.2 | 0.002 | 6.12 | 1.8 | 0.002 | 5.49 | 1.2 | 0.002 | 6.12 | 1.8 | 0.002 | 5.49 | DEER:Res:ClothesDishWasher | Annual | 1719 |  | Appl-CW-Front-ElecDHW-GasDry-Tier1DEER2017 | Appl-CW-Front-ElecDHW-GasDry-Tier1AnySFm1985CZ07DEER2017 | 1239
Appl-CW-Front-ElecDHW-GasDry-Tier1 | DEER2017 | D17 v3 |  | Any | SFm | 1985 | CZ08 | rDXGF | Household | 1 | 2064 | None | 2.2 | 0.002 | 6.1 | 2.5 | 0.002 | 5.46 | 2.2 | 0.002 | 6.1 | 2.5 | 0.002 | 5.46 | DEER:Res:ClothesDishWasher | Annual | 1719 |  | Appl-CW-Front-ElecDHW-GasDry-Tier1DEER2017 | Appl-CW-Front-ElecDHW-GasDry-Tier1AnySFm1985CZ08DEER2017 | 1240
Appl-CW-Front-ElecDHW-GasDry-Tier1 | DEER2017 | D17 v3 |  | Any | SFm | 1985 | CZ09 | rDXGF | Household | 1 | 1811 | None | 2.2 | 0.002 | 6.13 | 2.5 | 0.002 | 5.5 | 2.2 | 0.002 | 6.13 | 2.5 | 0.002 | 5.5 | DEER:Res:ClothesDishWasher | Annual | 1719 |  | Appl-CW-Front-ElecDHW-GasDry-Tier1DEER2017 | Appl-CW-Front-ElecDHW-GasDry-Tier1AnySFm1985CZ09DEER2017 | 1241
Appl-CW-Front-ElecDHW-GasDry-Tier1 | DEER2017 | D17 v3 |  | Any | SFm | 1985 | CZ10 | rDXGF | Household | 1 | 1811 | None | 1.8 | 0.003 | 6.02 | 2.1 | 0.003 | 5.4 | 1.8 | 0.003 | 6.02 | 2.1 | 0.003 | 5.4 | DEER:Res:ClothesDishWasher | Annual | 1719 |  | Appl-CW-Front-ElecDHW-GasDry-Tier1DEER2017 | Appl-CW-Front-ElecDHW-GasDry-Tier1AnySFm1985CZ10DEER2017 | 1242
Appl-CW-Front-ElecDHW-GasDry-Tier1 | DEER2017 | D17 v3 |  | Any | SFm | 1985 | CZ11 | rDXGF | Household | 1 | 1704 | None | 2.6 | 0.002 | 5.9 | 2.8 | 0.002 | 5.3 | 2.6 | 0.002 | 5.9 | 2.8 | 0.002 | 5.3 | DEER:Res:ClothesDishWasher | Annual | 1719 |  | Appl-CW-Front-ElecDHW-GasDry-Tier1DEER2017 | Appl-CW-Front-ElecDHW-GasDry-Tier1AnySFm1985CZ11DEER2017 | 1243
Appl-CW-Front-ElecDHW-GasDry-Tier1 | DEER2017 | D17 v3 |  | Any | SFm | 1985 | CZ12 | rDXGF | Household | 1 | 1704 | None | 1.3 | 0.003 | 5.91 | 1.9 | 0.003 | 5.31 | 1.3 | 0.003 | 5.91 | 1.9 | 0.003 | 5.31 | DEER:Res:ClothesDishWasher | Annual | 1719 |  | Appl-CW-Front-ElecDHW-GasDry-Tier1DEER2017 | Appl-CW-Front-ElecDHW-GasDry-Tier1AnySFm1985CZ12DEER2017 | 1244
Appl-CW-Front-ElecDHW-GasDry-Tier1 | DEER2017 | D17 v3 |  | Any | SFm | 1985 | CZ13 | rDXGF | Household | 1 | 1704 | None | 2.6 | 0.002 | 5.92 | 2.6 | 0.002 | 5.32 | 2.6 | 0.002 | 5.92 | 2.6 | 0.002 | 5.32 | DEER:Res:ClothesDishWasher | Annual | 1719 |  | Appl-CW-Front-ElecDHW-GasDry-Tier1DEER2017 | Appl-CW-Front-ElecDHW-GasDry-Tier1AnySFm1985CZ13DEER2017 | 1245
Appl-CW-Front-ElecDHW-GasDry-Tier1 | DEER2017 | D17 v3 |  | Any | SFm | 1985 | CZ14 | rDXGF | Household | 1 | 1741 | None | 2.8 | 0.001 | 5.92 | 3 | 0.001 | 5.32 | 2.8 | 0.001 | 5.92 | 3 | 0.001 | 5.32 | DEER:Res:ClothesDishWasher | Annual | 1719 |  | Appl-CW-Front-ElecDHW-GasDry-Tier1DEER2017 | Appl-CW-Front-ElecDHW-GasDry-Tier1AnySFm1985CZ14DEER2017 | 1246
Appl-CW-Front-ElecDHW-GasDry-Tier1 | DEER2017 | D17 v3 |  | Any | SFm | 1985 | CZ15 | rDXGF | Household | 1 | 1741 | None | 3.6 | 0.002 | 6.27 | 3.2 | 0.001 | 5.61 | 3.6 | 0.002 | 6.27 | 3.2 | 0.001 | 5.61 | DEER:Res:ClothesDishWasher | Annual | 1719 |  | Appl-CW-Front-ElecDHW-GasDry-Tier1DEER2017 | Appl-CW-Front-ElecDHW-GasDry-Tier1AnySFm1985CZ15DEER2017 | 1247
Appl-CW-Front-ElecDHW-GasDry-Tier1 | DEER2017 | D17 v3 |  | Any | SFm | 1985 | CZ16 | rDXGF | Household | 1 | 1904 | None | 1.7 | 0.002 | 5.84 | 2.6 | 0.002 | 5.25 | 1.7 | 0.002 | 5.84 | 2.6 | 0.002 | 5.25 | DEER:Res:ClothesDishWasher | Annual | 1719 |  | Appl-CW-Front-ElecDHW-GasDry-Tier1DEER2017 | Appl-CW-Front-ElecDHW-GasDry-Tier1AnySFm1985CZ16DEER2017 | 1248
Appl-CW-Front-ElecDHW-GasDry-Tier1 | DEER2017 | D17 v3 |  | Any | SFm | 1996 | CZ01 | rDXGF | Household | 1 | 2193 | None | -0.4 | 0 | 5.97 | 0.8 | 0.001 | 5.36 | -0.4 | 0 | 5.97 | 0.8 | 0.001 | 5.36 | DEER:Res:ClothesDishWasher | Annual | 1719 |  | Appl-CW-Front-ElecDHW-GasDry-Tier1DEER2017 | Appl-CW-Front-ElecDHW-GasDry-Tier1AnySFm1996CZ01DEER2017 | 1249
Appl-CW-Front-ElecDHW-GasDry-Tier1 | DEER2017 | D17 v3 |  | Any | SFm | 1996 | CZ02 | rDXGF | Household | 1 | 2193 | None | 0 | 0.003 | 5.94 | 1.1 | 0.002 | 5.32 | 0 | 0.003 | 5.94 | 1.1 | 0.002 | 5.32 | DEER:Res:ClothesDishWasher | Annual | 1719 |  | Appl-CW-Front-ElecDHW-GasDry-Tier1DEER2017 | Appl-CW-Front-ElecDHW-GasDry-Tier1AnySFm1996CZ02DEER2017 | 1250
Appl-CW-Front-ElecDHW-GasDry-Tier1 | DEER2017 | D17 v3 |  | Any | SFm | 1996 | CZ03 | rDXGF | Household | 1 | 2193 | None | -0.1 | 0.002 | 5.96 | 0.7 | 0.002 | 5.35 | -0.1 | 0.002 | 5.96 | 0.7 | 0.002 | 5.35 | DEER:Res:ClothesDishWasher | Annual | 1719 |  | Appl-CW-Front-ElecDHW-GasDry-Tier1DEER2017 | Appl-CW-Front-ElecDHW-GasDry-Tier1AnySFm1996CZ03DEER2017 | 1251
Appl-CW-Front-ElecDHW-GasDry-Tier1 | DEER2017 | D17 v3 |  | Any | SFm | 1996 | CZ04 | rDXGF | Household | 1 | 2193 | None | 1.1 | 0.002 | 6.02 | 1.6 | 0.002 | 5.4 | 1.1 | 0.002 | 6.02 | 1.6 | 0.002 | 5.4 | DEER:Res:ClothesDishWasher | Annual | 1719 |  | Appl-CW-Front-ElecDHW-GasDry-Tier1DEER2017 | Appl-CW-Front-ElecDHW-GasDry-Tier1AnySFm1996CZ04DEER2017 | 1252
Appl-CW-Front-ElecDHW-GasDry-Tier1 | DEER2017 | D17 v3 |  | Any | SFm | 1996 | CZ05 | rDXGF | Household | 1 | 2193 | None | -0.4 | 0.002 | 5.73 | 0.6 | 0.002 | 5.16 | -0.4 | 0.002 | 5.73 | 0.6 | 0.002 | 5.16 | DEER:Res:ClothesDishWasher | Annual | 1719 |  | Appl-CW-Front-ElecDHW-GasDry-Tier1DEER2017 | Appl-CW-Front-ElecDHW-GasDry-Tier1AnySFm1996CZ05DEER2017 | 1253
Appl-CW-Front-ElecDHW-GasDry-Tier1 | DEER2017 | D17 v3 |  | Any | SFm | 1996 | CZ06 | rDXGF | Household | 1 | 2297 | None | -3.4 | 0.006 | 6.15 | 1.2 | 0.002 | 5.5 | -3.4 | 0.006 | 6.15 | 1.2 | 0.002 | 5.5 | DEER:Res:ClothesDishWasher | Annual | 1719 |  | Appl-CW-Front-ElecDHW-GasDry-Tier1DEER2017 | Appl-CW-Front-ElecDHW-GasDry-Tier1AnySFm1996CZ06DEER2017 | 1254
Appl-CW-Front-ElecDHW-GasDry-Tier1 | DEER2017 | D17 v3 |  | Any | SFm | 1996 | CZ07 | rDXGF | Household | 1 | 2297 | None | 1.3 | 0.002 | 6.2 | 1.8 | 0.001 | 5.54 | 1.3 | 0.002 | 6.2 | 1.8 | 0.001 | 5.54 | DEER:Res:ClothesDishWasher | Annual | 1719 |  | Appl-CW-Front-ElecDHW-GasDry-Tier1DEER2017 | Appl-CW-Front-ElecDHW-GasDry-Tier1AnySFm1996CZ07DEER2017 | 1255
Appl-CW-Front-ElecDHW-GasDry-Tier1 | DEER2017 | D17 v3 |  | Any | SFm | 1996 | CZ08 | rDXGF | Household | 1 | 2297 | None | -0.8 | 0 | 6.19 | 2.3 | 0.001 | 5.53 | -0.8 | 0 | 6.19 | 2.3 | 0.001 | 5.53 | DEER:Res:ClothesDishWasher | Annual | 1719 |  | Appl-CW-Front-ElecDHW-GasDry-Tier1DEER2017 | Appl-CW-Front-ElecDHW-GasDry-Tier1AnySFm1996CZ08DEER2017 | 1256
Appl-CW-Front-ElecDHW-GasDry-Tier1 | DEER2017 | D17 v3 |  | Any | SFm | 1996 | CZ09 | rDXGF | Household | 1 | 2186 | None | 2 | 0.002 | 6.17 | 2.3 | 0.002 | 5.51 | 2 | 0.002 | 6.17 | 2.3 | 0.002 | 5.51 | DEER:Res:ClothesDishWasher | Annual | 1719 |  | Appl-CW-Front-ElecDHW-GasDry-Tier1DEER2017 | Appl-CW-Front-ElecDHW-GasDry-Tier1AnySFm1996CZ09DEER2017 | 1257
Appl-CW-Front-ElecDHW-GasDry-Tier1 | DEER2017 | D17 v3 |  | Any | SFm | 1996 | CZ10 | rDXGF | Household | 1 | 2186 | None | 2.2 | 0.002 | 6.07 | 2.5 | 0.002 | 5.44 | 2.2 | 0.002 | 6.07 | 2.5 | 0.002 | 5.44 | DEER:Res:ClothesDishWasher | Annual | 1719 |  | Appl-CW-Front-ElecDHW-GasDry-Tier1DEER2017 | Appl-CW-Front-ElecDHW-GasDry-Tier1AnySFm1996CZ10DEER2017 | 1258
Appl-CW-Front-ElecDHW-GasDry-Tier1 | DEER2017 | D17 v3 |  | Any | SFm | 1996 | CZ11 | rDXGF | Household | 1 | 2032 | None | 2.5 | 0.002 | 6 | 2.8 | 0.002 | 5.38 | 2.5 | 0.002 | 6 | 2.8 | 0.002 | 5.38 | DEER:Res:ClothesDishWasher | Annual | 1719 |  | Appl-CW-Front-ElecDHW-GasDry-Tier1DEER2017 | Appl-CW-Front-ElecDHW-GasDry-Tier1AnySFm1996CZ11DEER2017 | 1259
Appl-CW-Front-ElecDHW-GasDry-Tier1 | DEER2017 | D17 v3 |  | Any | SFm | 1996 | CZ12 | rDXGF | Household | 1 | 2032 | None | 1.7 | 0.003 | 6 | 2.2 | 0.003 | 5.38 | 1.7 | 0.003 | 6 | 2.2 | 0.003 | 5.38 | DEER:Res:ClothesDishWasher | Annual | 1719 |  | Appl-CW-Front-ElecDHW-GasDry-Tier1DEER2017 | Appl-CW-Front-ElecDHW-GasDry-Tier1AnySFm1996CZ12DEER2017 | 1260
Appl-CW-Front-ElecDHW-GasDry-Tier1 | DEER2017 | D17 v3 |  | Any | SFm | 1996 | CZ13 | rDXGF | Household | 1 | 2032 | None | 2.8 | 0.003 | 5.96 | 3.2 | 0.002 | 5.35 | 2.8 | 0.003 | 5.96 | 3.2 | 0.002 | 5.35 | DEER:Res:ClothesDishWasher | Annual | 1719 |  | Appl-CW-Front-ElecDHW-GasDry-Tier1DEER2017 | Appl-CW-Front-ElecDHW-GasDry-Tier1AnySFm1996CZ13DEER2017 | 1261
Appl-CW-Front-ElecDHW-GasDry-Tier1 | DEER2017 | D17 v3 |  | Any | SFm | 1996 | CZ14 | rDXGF | Household | 1 | 1758 | None | 2.7 | 0.001 | 5.98 | 2.8 | 0.001 | 5.36 | 2.7 | 0.001 | 5.98 | 2.8 | 0.001 | 5.36 | DEER:Res:ClothesDishWasher | Annual | 1719 |  | Appl-CW-Front-ElecDHW-GasDry-Tier1DEER2017 | Appl-CW-Front-ElecDHW-GasDry-Tier1AnySFm1996CZ14DEER2017 | 1262
Appl-CW-Front-ElecDHW-GasDry-Tier1 | DEER2017 | D17 v3 |  | Any | SFm | 1996 | CZ15 | rDXGF | Household | 1 | 1758 | None | 3.8 | 0.002 | 6.28 | 3.4 | 0.002 | 5.6 | 3.8 | 0.002 | 6.28 | 3.4 | 0.002 | 5.6 | DEER:Res:ClothesDishWasher | Annual | 1719 |  | Appl-CW-Front-ElecDHW-GasDry-Tier1DEER2017 | Appl-CW-Front-ElecDHW-GasDry-Tier1AnySFm1996CZ15DEER2017 | 1263
Appl-CW-Front-ElecDHW-GasDry-Tier1 | DEER2017 | D17 v3 |  | Any | SFm | 1996 | CZ16 | rDXGF | Household | 1 | 2193 | None | 1.8 | 0.001 | 6.09 | 2.6 | 0.002 | 5.45 | 1.8 | 0.001 | 6.09 | 2.6 | 0.002 | 5.45 | DEER:Res:ClothesDishWasher | Annual | 1719 |  | Appl-CW-Front-ElecDHW-GasDry-Tier1DEER2017 | Appl-CW-Front-ElecDHW-GasDry-Tier1AnySFm1996CZ16DEER2017 | 1264
Appl-CW-Front-ElecDHW-GasDry-Tier1 | DEER2017 | D17 v3 |  | Any | SFm | 2003 | CZ01 | rDXGF | Household | 1 | 2295.6 | None | -0.5 | 0 | 5.93 | 0.8 | 0 | 5.33 | -0.5 | 0 | 5.93 | 0.8 | 0 | 5.33 | DEER:Res:ClothesDishWasher | Annual | 1719 |  | Appl-CW-Front-ElecDHW-GasDry-Tier1DEER2017 | Appl-CW-Front-ElecDHW-GasDry-Tier1AnySFm2003CZ01DEER2017 | 1265
Appl-CW-Front-ElecDHW-GasDry-Tier1 | DEER2017 | D17 v3 |  | Any | SFm | 2003 | CZ02 | rDXGF | Household | 1 | 1948.8 | None | 0.9 | 0.003 | 5.99 | 1.7 | 0.003 | 5.37 | 0.9 | 0.003 | 5.99 | 1.7 | 0.003 | 5.37 | DEER:Res:ClothesDishWasher | Annual | 1719 |  | Appl-CW-Front-ElecDHW-GasDry-Tier1DEER2017 | Appl-CW-Front-ElecDHW-GasDry-Tier1AnySFm2003CZ02DEER2017 | 1266
Appl-CW-Front-ElecDHW-GasDry-Tier1 | DEER2017 | D17 v3 |  | Any | SFm | 2003 | CZ03 | rDXGF | Household | 1 | 2295.6 | None | -0.2 | 0.003 | 5.93 | 0.9 | 0.002 | 5.32 | -0.2 | 0.003 | 5.93 | 0.9 | 0.002 | 5.32 | DEER:Res:ClothesDishWasher | Annual | 1719 |  | Appl-CW-Front-ElecDHW-GasDry-Tier1DEER2017 | Appl-CW-Front-ElecDHW-GasDry-Tier1AnySFm2003CZ03DEER2017 | 1267
Appl-CW-Front-ElecDHW-GasDry-Tier1 | DEER2017 | D17 v3 |  | Any | SFm | 2003 | CZ04 | rDXGF | Household | 1 | 2295.6 | None | 1.8 | 0.003 | 6.06 | 2.2 | 0.003 | 5.43 | 1.8 | 0.003 | 6.06 | 2.2 | 0.003 | 5.43 | DEER:Res:ClothesDishWasher | Annual | 1719 |  | Appl-CW-Front-ElecDHW-GasDry-Tier1DEER2017 | Appl-CW-Front-ElecDHW-GasDry-Tier1AnySFm2003CZ04DEER2017 | 1268
Appl-CW-Front-ElecDHW-GasDry-Tier1 | DEER2017 | D17 v3 |  | Any | SFm | 2003 | CZ05 | rDXGF | Household | 1 | 2295.6 | None | -0.3 | 0.003 | 5.78 | 0.7 | 0.002 | 5.2 | -0.3 | 0.003 | 5.78 | 0.7 | 0.002 | 5.2 | DEER:Res:ClothesDishWasher | Annual | 1719 |  | Appl-CW-Front-ElecDHW-GasDry-Tier1DEER2017 | Appl-CW-Front-ElecDHW-GasDry-Tier1AnySFm2003CZ05DEER2017 | 1269
Appl-CW-Front-ElecDHW-GasDry-Tier1 | DEER2017 | D17 v3 |  | Any | SFm | 2003 | CZ06 | rDXGF | Household | 1 | 2392.9 | None | 1.9 | -0.001 | 6.2 | 2.8 | 0.002 | 5.55 | 1.9 | -0.001 | 6.2 | 2.8 | 0.002 | 5.55 | DEER:Res:ClothesDishWasher | Annual | 1719 |  | Appl-CW-Front-ElecDHW-GasDry-Tier1DEER2017 | Appl-CW-Front-ElecDHW-GasDry-Tier1AnySFm2003CZ06DEER2017 | 1270
Appl-CW-Front-ElecDHW-GasDry-Tier1 | DEER2017 | D17 v3 |  | Any | SFm | 2003 | CZ07 | rDXGF | Household | 1 | 2392.9 | None | 1.9 | 0.002 | 6.13 | 2.3 | 0.002 | 5.49 | 1.9 | 0.002 | 6.13 | 2.3 | 0.002 | 5.49 | DEER:Res:ClothesDishWasher | Annual | 1719 |  | Appl-CW-Front-ElecDHW-GasDry-Tier1DEER2017 | Appl-CW-Front-ElecDHW-GasDry-Tier1AnySFm2003CZ07DEER2017 | 1271
Appl-CW-Front-ElecDHW-GasDry-Tier1 | DEER2017 | D17 v3 |  | Any | SFm | 2003 | CZ08 | rDXGF | Household | 1 | 2392.9 | None | 4.1 | 0.002 | 6.2 | 4.2 | 0.001 | 5.55 | 4.1 | 0.002 | 6.2 | 4.2 | 0.001 | 5.55 | DEER:Res:ClothesDishWasher | Annual | 1719 |  | Appl-CW-Front-ElecDHW-GasDry-Tier1DEER2017 | Appl-CW-Front-ElecDHW-GasDry-Tier1AnySFm2003CZ08DEER2017 | 1272
Appl-CW-Front-ElecDHW-GasDry-Tier1 | DEER2017 | D17 v3 |  | Any | SFm | 2003 | CZ09 | rDXGF | Household | 1 | 2422.9 | None | 2 | 0.002 | 6.15 | 2.3 | 0.001 | 5.5 | 2 | 0.002 | 6.15 | 2.3 | 0.001 | 5.5 | DEER:Res:ClothesDishWasher | Annual | 1719 |  | Appl-CW-Front-ElecDHW-GasDry-Tier1DEER2017 | Appl-CW-Front-ElecDHW-GasDry-Tier1AnySFm2003CZ09DEER2017 | 1273
Appl-CW-Front-ElecDHW-GasDry-Tier1 | DEER2017 | D17 v3 |  | Any | SFm | 2003 | CZ10 | rDXGF | Household | 1 | 1948.8 | None | 2.4 | 0.002 | 6.07 | 2.6 | 0.002 | 5.43 | 2.4 | 0.002 | 6.07 | 2.6 | 0.002 | 5.43 | DEER:Res:ClothesDishWasher | Annual | 1719 |  | Appl-CW-Front-ElecDHW-GasDry-Tier1DEER2017 | Appl-CW-Front-ElecDHW-GasDry-Tier1AnySFm2003CZ10DEER2017 | 1274
Appl-CW-Front-ElecDHW-GasDry-Tier1 | DEER2017 | D17 v3 |  | Any | SFm | 2003 | CZ11 | rDXGF | Household | 1 | 1948.8 | None | 2.3 | 0.002 | 6.02 | 2.4 | 0.002 | 5.4 | 2.3 | 0.002 | 6.02 | 2.4 | 0.002 | 5.4 | DEER:Res:ClothesDishWasher | Annual | 1719 |  | Appl-CW-Front-ElecDHW-GasDry-Tier1DEER2017 | Appl-CW-Front-ElecDHW-GasDry-Tier1AnySFm2003CZ11DEER2017 | 1275
Appl-CW-Front-ElecDHW-GasDry-Tier1 | DEER2017 | D17 v3 |  | Any | SFm | 2003 | CZ12 | rDXGF | Household | 1 | 1948.8 | None | 1.4 | 0.002 | 6.02 | 1.9 | 0.002 | 5.4 | 1.4 | 0.002 | 6.02 | 1.9 | 0.002 | 5.4 | DEER:Res:ClothesDishWasher | Annual | 1719 |  | Appl-CW-Front-ElecDHW-GasDry-Tier1DEER2017 | Appl-CW-Front-ElecDHW-GasDry-Tier1AnySFm2003CZ12DEER2017 | 1276
Appl-CW-Front-ElecDHW-GasDry-Tier1 | DEER2017 | D17 v3 |  | Any | SFm | 2003 | CZ13 | rDXGF | Household | 1 | 1948.8 | None | 2 | 0.003 | 6.01 | 2.3 | 0.002 | 5.39 | 2 | 0.003 | 6.01 | 2.3 | 0.002 | 5.39 | DEER:Res:ClothesDishWasher | Annual | 1719 |  | Appl-CW-Front-ElecDHW-GasDry-Tier1DEER2017 | Appl-CW-Front-ElecDHW-GasDry-Tier1AnySFm2003CZ13DEER2017 | 1277
Appl-CW-Front-ElecDHW-GasDry-Tier1 | DEER2017 | D17 v3 |  | Any | SFm | 2003 | CZ14 | rDXGF | Household | 1 | 2160.9 | None | 2.8 | 0.002 | 6 | 2.9 | 0.001 | 5.38 | 2.8 | 0.002 | 6 | 2.9 | 0.001 | 5.38 | DEER:Res:ClothesDishWasher | Annual | 1719 |  | Appl-CW-Front-ElecDHW-GasDry-Tier1DEER2017 | Appl-CW-Front-ElecDHW-GasDry-Tier1AnySFm2003CZ14DEER2017 | 1278
Appl-CW-Front-ElecDHW-GasDry-Tier1 | DEER2017 | D17 v3 |  | Any | SFm | 2003 | CZ15 | rDXGF | Household | 1 | 2160.9 | None | 3.1 | 0.001 | 6.28 | 2.8 | 0.001 | 5.61 | 3.1 | 0.001 | 6.28 | 2.8 | 0.001 | 5.61 | DEER:Res:ClothesDishWasher | Annual | 1719 |  | Appl-CW-Front-ElecDHW-GasDry-Tier1DEER2017 | Appl-CW-Front-ElecDHW-GasDry-Tier1AnySFm2003CZ15DEER2017 | 1279
Appl-CW-Front-ElecDHW-GasDry-Tier1 | DEER2017 | D17 v3 |  | Any | SFm | 2003 | CZ16 | rDXGF | Household | 1 | 2295.6 | None | 1.7 | 0.002 | 6.11 | 2.7 | 0.002 | 5.46 | 1.7 | 0.002 | 6.11 | 2.7 | 0.002 | 5.46 | DEER:Res:ClothesDishWasher | Annual | 1719 |  | Appl-CW-Front-ElecDHW-GasDry-Tier1DEER2017 | Appl-CW-Front-ElecDHW-GasDry-Tier1AnySFm2003CZ16DEER2017 | 1280
Appl-CW-Front-ElecDHW-GasDry-Tier1 | DEER2017 | D17 v3 |  | Any | SFm | 2007 | CZ01 | rDXGF | Household | 1 | 2295.6 | None | -0.5 | 0 | 5.92 | 0.8 | 0 | 5.31 | -0.5 | 0 | 5.92 | 0.8 | 0 | 5.31 | DEER:Res:ClothesDishWasher | Annual | 1719 |  | Appl-CW-Front-ElecDHW-GasDry-Tier1DEER2017 | Appl-CW-Front-ElecDHW-GasDry-Tier1AnySFm2007CZ01DEER2017 | 1281
Appl-CW-Front-ElecDHW-GasDry-Tier1 | DEER2017 | D17 v3 |  | Any | SFm | 2007 | CZ02 | rDXGF | Household | 1 | 1948.8 | None | 0.7 | 0.002 | 5.88 | 1.4 | 0.002 | 5.28 | 0.7 | 0.002 | 5.88 | 1.4 | 0.002 | 5.28 | DEER:Res:ClothesDishWasher | Annual | 1719 |  | Appl-CW-Front-ElecDHW-GasDry-Tier1DEER2017 | Appl-CW-Front-ElecDHW-GasDry-Tier1AnySFm2007CZ02DEER2017 | 1282
Appl-CW-Front-ElecDHW-GasDry-Tier1 | DEER2017 | D17 v3 |  | Any | SFm | 2007 | CZ03 | rDXGF | Household | 1 | 2295.6 | None | -0.2 | 0.002 | 5.94 | 0.8 | 0.002 | 5.33 | -0.2 | 0.002 | 5.94 | 0.8 | 0.002 | 5.33 | DEER:Res:ClothesDishWasher | Annual | 1719 |  | Appl-CW-Front-ElecDHW-GasDry-Tier1DEER2017 | Appl-CW-Front-ElecDHW-GasDry-Tier1AnySFm2007CZ03DEER2017 | 1283
Appl-CW-Front-ElecDHW-GasDry-Tier1 | DEER2017 | D17 v3 |  | Any | SFm | 2007 | CZ04 | rDXGF | Household | 1 | 2295.6 | None | 1.1 | 0.002 | 6.02 | 1.7 | 0.001 | 5.4 | 1.1 | 0.002 | 6.02 | 1.7 | 0.001 | 5.4 | DEER:Res:ClothesDishWasher | Annual | 1719 |  | Appl-CW-Front-ElecDHW-GasDry-Tier1DEER2017 | Appl-CW-Front-ElecDHW-GasDry-Tier1AnySFm2007CZ04DEER2017 | 1284
Appl-CW-Front-ElecDHW-GasDry-Tier1 | DEER2017 | D17 v3 |  | Any | SFm | 2007 | CZ05 | rDXGF | Household | 1 | 2295.6 | None | -0.4 | 0.002 | 5.83 | 0.6 | 0.002 | 5.23 | -0.4 | 0.002 | 5.83 | 0.6 | 0.002 | 5.23 | DEER:Res:ClothesDishWasher | Annual | 1719 |  | Appl-CW-Front-ElecDHW-GasDry-Tier1DEER2017 | Appl-CW-Front-ElecDHW-GasDry-Tier1AnySFm2007CZ05DEER2017 | 1285
Appl-CW-Front-ElecDHW-GasDry-Tier1 | DEER2017 | D17 v3 |  | Any | SFm | 2007 | CZ06 | rDXGF | Household | 1 | 2392.9 | None | 1.7 | 0.001 | 6.13 | 2.2 | 0.001 | 5.49 | 1.7 | 0.001 | 6.13 | 2.2 | 0.001 | 5.49 | DEER:Res:ClothesDishWasher | Annual | 1719 |  | Appl-CW-Front-ElecDHW-GasDry-Tier1DEER2017 | Appl-CW-Front-ElecDHW-GasDry-Tier1AnySFm2007CZ06DEER2017 | 1286
Appl-CW-Front-ElecDHW-GasDry-Tier1 | DEER2017 | D17 v3 |  | Any | SFm | 2007 | CZ07 | rDXGF | Household | 1 | 2392.9 | None | 2.4 | 0.003 | 6.17 | 2.9 | 0.003 | 5.53 | 2.4 | 0.003 | 6.17 | 2.9 | 0.003 | 5.53 | DEER:Res:ClothesDishWasher | Annual | 1719 |  | Appl-CW-Front-ElecDHW-GasDry-Tier1DEER2017 | Appl-CW-Front-ElecDHW-GasDry-Tier1AnySFm2007CZ07DEER2017 | 1287
Appl-CW-Front-ElecDHW-GasDry-Tier1 | DEER2017 | D17 v3 |  | Any | SFm | 2007 | CZ08 | rDXGF | Household | 1 | 2392.9 | None | 2.3 | 0.002 | 6.21 | 2.5 | 0.001 | 5.55 | 2.3 | 0.002 | 6.21 | 2.5 | 0.001 | 5.55 | DEER:Res:ClothesDishWasher | Annual | 1719 |  | Appl-CW-Front-ElecDHW-GasDry-Tier1DEER2017 | Appl-CW-Front-ElecDHW-GasDry-Tier1AnySFm2007CZ08DEER2017 | 1288
Appl-CW-Front-ElecDHW-GasDry-Tier1 | DEER2017 | D17 v3 |  | Any | SFm | 2007 | CZ09 | rDXGF | Household | 1 | 2422.9 | None | 1.5 | 0 | 6.17 | 1.9 | 0 | 5.52 | 1.5 | 0 | 6.17 | 1.9 | 0 | 5.52 | DEER:Res:ClothesDishWasher | Annual | 1719 |  | Appl-CW-Front-ElecDHW-GasDry-Tier1DEER2017 | Appl-CW-Front-ElecDHW-GasDry-Tier1AnySFm2007CZ09DEER2017 | 1289
Appl-CW-Front-ElecDHW-GasDry-Tier1 | DEER2017 | D17 v3 |  | Any | SFm | 2007 | CZ10 | rDXGF | Household | 1 | 1948.8 | None | 2 | 0 | 6.06 | 2.3 | 0 | 5.43 | 2 | 0 | 6.06 | 2.3 | 0 | 5.43 | DEER:Res:ClothesDishWasher | Annual | 1719 |  | Appl-CW-Front-ElecDHW-GasDry-Tier1DEER2017 | Appl-CW-Front-ElecDHW-GasDry-Tier1AnySFm2007CZ10DEER2017 | 1290
Appl-CW-Front-ElecDHW-GasDry-Tier1 | DEER2017 | D17 v3 |  | Any | SFm | 2007 | CZ11 | rDXGF | Household | 1 | 1948.8 | None | 1.6 | 0.001 | 6 | 2 | 0.001 | 5.38 | 1.6 | 0.001 | 6 | 2 | 0.001 | 5.38 | DEER:Res:ClothesDishWasher | Annual | 1719 |  | Appl-CW-Front-ElecDHW-GasDry-Tier1DEER2017 | Appl-CW-Front-ElecDHW-GasDry-Tier1AnySFm2007CZ11DEER2017 | 1291
Appl-CW-Front-ElecDHW-GasDry-Tier1 | DEER2017 | D17 v3 |  | Any | SFm | 2007 | CZ12 | rDXGF | Household | 1 | 1948.8 | None | 1.3 | 0.002 | 6.05 | 1.9 | 0.001 | 5.42 | 1.3 | 0.002 | 6.05 | 1.9 | 0.001 | 5.42 | DEER:Res:ClothesDishWasher | Annual | 1719 |  | Appl-CW-Front-ElecDHW-GasDry-Tier1DEER2017 | Appl-CW-Front-ElecDHW-GasDry-Tier1AnySFm2007CZ12DEER2017 | 1292
Appl-CW-Front-ElecDHW-GasDry-Tier1 | DEER2017 | D17 v3 |  | Any | SFm | 2007 | CZ13 | rDXGF | Household | 1 | 1948.8 | None | 2.1 | 0.001 | 6.08 | 2.5 | 0.001 | 5.44 | 2.1 | 0.001 | 6.08 | 2.5 | 0.001 | 5.44 | DEER:Res:ClothesDishWasher | Annual | 1719 |  | Appl-CW-Front-ElecDHW-GasDry-Tier1DEER2017 | Appl-CW-Front-ElecDHW-GasDry-Tier1AnySFm2007CZ13DEER2017 | 1293
Appl-CW-Front-ElecDHW-GasDry-Tier1 | DEER2017 | D17 v3 |  | Any | SFm | 2007 | CZ14 | rDXGF | Household | 1 | 2160.9 | None | 2.2 | 0.001 | 5.98 | 2.5 | 0.001 | 5.36 | 2.2 | 0.001 | 5.98 | 2.5 | 0.001 | 5.36 | DEER:Res:ClothesDishWasher | Annual | 1719 |  | Appl-CW-Front-ElecDHW-GasDry-Tier1DEER2017 | Appl-CW-Front-ElecDHW-GasDry-Tier1AnySFm2007CZ14DEER2017 | 1294
Appl-CW-Front-ElecDHW-GasDry-Tier1 | DEER2017 | D17 v3 |  | Any | SFm | 2007 | CZ15 | rDXGF | Household | 1 | 2160.9 | None | 2.5 | 0.001 | 6.3 | 2.2 | 0.001 | 5.62 | 2.5 | 0.001 | 6.3 | 2.2 | 0.001 | 5.62 | DEER:Res:ClothesDishWasher | Annual | 1719 |  | Appl-CW-Front-ElecDHW-GasDry-Tier1DEER2017 | Appl-CW-Front-ElecDHW-GasDry-Tier1AnySFm2007CZ15DEER2017 | 1295
Appl-CW-Front-ElecDHW-GasDry-Tier1 | DEER2017 | D17 v3 |  | Any | SFm | 2007 | CZ16 | rDXGF | Household | 1 | 2295.6 | None | 0.9 | 0.001 | 6.09 | 1.9 | 0.001 | 5.45 | 0.9 | 0.001 | 6.09 | 1.9 | 0.001 | 5.45 | DEER:Res:ClothesDishWasher | Annual | 1719 |  | Appl-CW-Front-ElecDHW-GasDry-Tier1DEER2017 | Appl-CW-Front-ElecDHW-GasDry-Tier1AnySFm2007CZ16DEER2017 | 1296
Appl-CW-Front-ElecDHW-GasDry-Tier1 | DEER2017 | D17 v3 |  | Any | SFm | 2011 | CZ01 | rDXGF | Household | 1 | 2295.6 | None | -0.4 | 0 | 5.97 | 0.9 | 0 | 5.36 | -0.4 | 0 | 5.97 | 0.9 | 0 | 5.36 | DEER:Res:ClothesDishWasher | Annual | 1719 |  | Appl-CW-Front-ElecDHW-GasDry-Tier1DEER2017 | Appl-CW-Front-ElecDHW-GasDry-Tier1AnySFm2011CZ01DEER2017 | 1297
Appl-CW-Front-ElecDHW-GasDry-Tier1 | DEER2017 | D17 v3 |  | Any | SFm | 2011 | CZ02 | rDXGF | Household | 1 | 1948.8 | None | 0.8 | 0.002 | 5.89 | 1.6 | 0.002 | 5.29 | 0.8 | 0.002 | 5.89 | 1.6 | 0.002 | 5.29 | DEER:Res:ClothesDishWasher | Annual | 1719 |  | Appl-CW-Front-ElecDHW-GasDry-Tier1DEER2017 | Appl-CW-Front-ElecDHW-GasDry-Tier1AnySFm2011CZ02DEER2017 | 1298
Appl-CW-Front-ElecDHW-GasDry-Tier1 | DEER2017 | D17 v3 |  | Any | SFm | 2011 | CZ03 | rDXGF | Household | 1 | 2295.6 | None | -0.2 | 0.002 | 5.95 | 0.8 | 0.002 | 5.33 | -0.2 | 0.002 | 5.95 | 0.8 | 0.002 | 5.33 | DEER:Res:ClothesDishWasher | Annual | 1719 |  | Appl-CW-Front-ElecDHW-GasDry-Tier1DEER2017 | Appl-CW-Front-ElecDHW-GasDry-Tier1AnySFm2011CZ03DEER2017 | 1299
Appl-CW-Front-ElecDHW-GasDry-Tier1 | DEER2017 | D17 v3 |  | Any | SFm | 2011 | CZ04 | rDXGF | Household | 1 | 2295.6 | None | 1.6 | 0.002 | 6.04 | 2.3 | 0.002 | 5.42 | 1.6 | 0.002 | 6.04 | 2.3 | 0.002 | 5.42 | DEER:Res:ClothesDishWasher | Annual | 1719 |  | Appl-CW-Front-ElecDHW-GasDry-Tier1DEER2017 | Appl-CW-Front-ElecDHW-GasDry-Tier1AnySFm2011CZ04DEER2017 | 1300
Appl-CW-Front-ElecDHW-GasDry-Tier1 | DEER2017 | D17 v3 |  | Any | SFm | 2011 | CZ05 | rDXGF | Household | 1 | 2295.6 | None | -0.4 | 0.002 | 5.85 | 0.7 | 0.002 | 5.28 | -0.4 | 0.002 | 5.85 | 0.7 | 0.002 | 5.28 | DEER:Res:ClothesDishWasher | Annual | 1719 |  | Appl-CW-Front-ElecDHW-GasDry-Tier1DEER2017 | Appl-CW-Front-ElecDHW-GasDry-Tier1AnySFm2011CZ05DEER2017 | 1301
Appl-CW-Front-ElecDHW-GasDry-Tier1 | DEER2017 | D17 v3 |  | Any | SFm | 2011 | CZ06 | rDXGF | Household | 1 | 2392.9 | None | 0.9 | 0.002 | 6.09 | 1.4 | 0.002 | 5.45 | 0.9 | 0.002 | 6.09 | 1.4 | 0.002 | 5.45 | DEER:Res:ClothesDishWasher | Annual | 1719 |  | Appl-CW-Front-ElecDHW-GasDry-Tier1DEER2017 | Appl-CW-Front-ElecDHW-GasDry-Tier1AnySFm2011CZ06DEER2017 | 1302
Appl-CW-Front-ElecDHW-GasDry-Tier1 | DEER2017 | D17 v3 |  | Any | SFm | 2011 | CZ07 | rDXGF | Household | 1 | 2392.9 | None | 2.3 | 0.001 | 6.25 | 2.5 | 0 | 5.58 | 2.3 | 0.001 | 6.25 | 2.5 | 0 | 5.58 | DEER:Res:ClothesDishWasher | Annual | 1719 |  | Appl-CW-Front-ElecDHW-GasDry-Tier1DEER2017 | Appl-CW-Front-ElecDHW-GasDry-Tier1AnySFm2011CZ07DEER2017 | 1303
Appl-CW-Front-ElecDHW-GasDry-Tier1 | DEER2017 | D17 v3 |  | Any | SFm | 2011 | CZ08 | rDXGF | Household | 1 | 2392.9 | None | 2.5 | 0.001 | 6.25 | 2.7 | 0.001 | 5.58 | 2.5 | 0.001 | 6.25 | 2.7 | 0.001 | 5.58 | DEER:Res:ClothesDishWasher | Annual | 1719 |  | Appl-CW-Front-ElecDHW-GasDry-Tier1DEER2017 | Appl-CW-Front-ElecDHW-GasDry-Tier1AnySFm2011CZ08DEER2017 | 1304
Appl-CW-Front-ElecDHW-GasDry-Tier1 | DEER2017 | D17 v3 |  | Any | SFm | 2011 | CZ09 | rDXGF | Household | 1 | 2422.9 | None | 1.7 | 0.001 | 6.19 | 2 | 0 | 5.53 | 1.7 | 0.001 | 6.19 | 2 | 0 | 5.53 | DEER:Res:ClothesDishWasher | Annual | 1719 |  | Appl-CW-Front-ElecDHW-GasDry-Tier1DEER2017 | Appl-CW-Front-ElecDHW-GasDry-Tier1AnySFm2011CZ09DEER2017 | 1305
Appl-CW-Front-ElecDHW-GasDry-Tier1 | DEER2017 | D17 v3 |  | Any | SFm | 2011 | CZ10 | rDXGF | Household | 1 | 1948.8 | None | 1.9 | 0.001 | 6.07 | 2.2 | 0.001 | 5.43 | 1.9 | 0.001 | 6.07 | 2.2 | 0.001 | 5.43 | DEER:Res:ClothesDishWasher | Annual | 1719 |  | Appl-CW-Front-ElecDHW-GasDry-Tier1DEER2017 | Appl-CW-Front-ElecDHW-GasDry-Tier1AnySFm2011CZ10DEER2017 | 1306
Appl-CW-Front-ElecDHW-GasDry-Tier1 | DEER2017 | D17 v3 |  | Any | SFm | 2011 | CZ11 | rDXGF | Household | 1 | 1948.8 | None | 1.9 | 0.001 | 6.01 | 2.2 | 0 | 5.39 | 1.9 | 0.001 | 6.01 | 2.2 | 0 | 5.39 | DEER:Res:ClothesDishWasher | Annual | 1719 |  | Appl-CW-Front-ElecDHW-GasDry-Tier1DEER2017 | Appl-CW-Front-ElecDHW-GasDry-Tier1AnySFm2011CZ11DEER2017 | 1307
Appl-CW-Front-ElecDHW-GasDry-Tier1 | DEER2017 | D17 v3 |  | Any | SFm | 2011 | CZ12 | rDXGF | Household | 1 | 1948.8 | None | 1.4 | 0.002 | 6.08 | 1.9 | 0.001 | 5.44 | 1.4 | 0.002 | 6.08 | 1.9 | 0.001 | 5.44 | DEER:Res:ClothesDishWasher | Annual | 1719 |  | Appl-CW-Front-ElecDHW-GasDry-Tier1DEER2017 | Appl-CW-Front-ElecDHW-GasDry-Tier1AnySFm2011CZ12DEER2017 | 1308
Appl-CW-Front-ElecDHW-GasDry-Tier1 | DEER2017 | D17 v3 |  | Any | SFm | 2011 | CZ13 | rDXGF | Household | 1 | 1948.8 | None | 1.9 | 0.001 | 6.08 | 2.2 | 0.001 | 5.45 | 1.9 | 0.001 | 6.08 | 2.2 | 0.001 | 5.45 | DEER:Res:ClothesDishWasher | Annual | 1719 |  | Appl-CW-Front-ElecDHW-GasDry-Tier1DEER2017 | Appl-CW-Front-ElecDHW-GasDry-Tier1AnySFm2011CZ13DEER2017 | 1309
Appl-CW-Front-ElecDHW-GasDry-Tier1 | DEER2017 | D17 v3 |  | Any | SFm | 2011 | CZ14 | rDXGF | Household | 1 | 2160.9 | None | 2.3 | 0.001 | 6.02 | 2.6 | 0.001 | 5.39 | 2.3 | 0.001 | 6.02 | 2.6 | 0.001 | 5.39 | DEER:Res:ClothesDishWasher | Annual | 1719 |  | Appl-CW-Front-ElecDHW-GasDry-Tier1DEER2017 | Appl-CW-Front-ElecDHW-GasDry-Tier1AnySFm2011CZ14DEER2017 | 1310
Appl-CW-Front-ElecDHW-GasDry-Tier1 | DEER2017 | D17 v3 |  | Any | SFm | 2011 | CZ15 | rDXGF | Household | 1 | 2160.9 | None | 2.6 | 0.001 | 6.3 | 2 | 0.001 | 5.62 | 2.6 | 0.001 | 6.3 | 2 | 0.001 | 5.62 | DEER:Res:ClothesDishWasher | Annual | 1719 |  | Appl-CW-Front-ElecDHW-GasDry-Tier1DEER2017 | Appl-CW-Front-ElecDHW-GasDry-Tier1AnySFm2011CZ15DEER2017 | 1311
Appl-CW-Front-ElecDHW-GasDry-Tier1 | DEER2017 | D17 v3 |  | Any | SFm | 2011 | CZ16 | rDXGF | Household | 1 | 2295.6 | None | 1.1 | 0.002 | 6.11 | 2.1 | 0.002 | 5.47 | 1.1 | 0.002 | 6.11 | 2.1 | 0.002 | 5.47 | DEER:Res:ClothesDishWasher | Annual | 1719 |  | Appl-CW-Front-ElecDHW-GasDry-Tier1DEER2017 | Appl-CW-Front-ElecDHW-GasDry-Tier1AnySFm2011CZ16DEER2017 | 1312
Appl-CW-Front-ElecDHW-GasDry-Tier1 | DEER2017 | D17 v3 |  | Any | SFm | 2015 | CZ01 | rDXGF | Household | 1 | 2295.6 | None | -0.4 | 0 | 6 | 0.9 | 0 | 5.38 | -0.4 | 0 | 6 | 0.9 | 0 | 0.0634 | DEER:Res:ClothesDishWasher | Annual | 2 |  | Appl-CW-Front-ElecDHW-GasDry-Tier1DEER2017 | Appl-CW-Front-ElecDHW-GasDry-Tier1AnySFm2015CZ01DEER2017 | 1313
Appl-CW-Front-ElecDHW-GasDry-Tier1 | DEER2017 | D17 v3 |  | Any | SFm | 2015 | CZ02 | rDXGF | Household | 1 | 1948.8 | None | 0.7 | 0.003 | 5.89 | 1.5 | 0.002 | 5.29 | 0.7 | 0.003 | 5.89 | 1.5 | 0.002 | 0.0532 | DEER:Res:ClothesDishWasher | Annual | 2 |  | Appl-CW-Front-ElecDHW-GasDry-Tier1DEER2017 | Appl-CW-Front-ElecDHW-GasDry-Tier1AnySFm2015CZ02DEER2017 | 1314
Appl-CW-Front-ElecDHW-GasDry-Tier1 | DEER2017 | D17 v3 |  | Any | SFm | 2015 | CZ03 | rDXGF | Household | 1 | 2295.6 | None | 0.1 | 0.002 | 6.04 | 0.8 | 0.001 | 5.42 | 0.1 | 0.002 | 6.04 | 0.8 | 0.001 | 0.0497 | DEER:Res:ClothesDishWasher | Annual | 2 |  | Appl-CW-Front-ElecDHW-GasDry-Tier1DEER2017 | Appl-CW-Front-ElecDHW-GasDry-Tier1AnySFm2015CZ03DEER2017 | 1315
Appl-CW-Front-ElecDHW-GasDry-Tier1 | DEER2017 | D17 v3 |  | Any | SFm | 2015 | CZ04 | rDXGF | Household | 1 | 2295.6 | None | 0.7 | 0.002 | 6.02 | 1.5 | 0.002 | 5.39 | 0.7 | 0.002 | 6.02 | 1.5 | 0.002 | 0.0465 | DEER:Res:ClothesDishWasher | Annual | 2 |  | Appl-CW-Front-ElecDHW-GasDry-Tier1DEER2017 | Appl-CW-Front-ElecDHW-GasDry-Tier1AnySFm2015CZ04DEER2017 | 1316
Appl-CW-Front-ElecDHW-GasDry-Tier1 | DEER2017 | D17 v3 |  | Any | SFm | 2015 | CZ05 | rDXGF | Household | 1 | 2295.6 | None | 0.1 | 0.001 | 5.94 | 1.1 | 0.001 | 5.35 | 0.1 | 0.001 | 5.94 | 1.1 | 0.001 | 0.0659 | DEER:Res:ClothesDishWasher | Annual | 2 |  | Appl-CW-Front-ElecDHW-GasDry-Tier1DEER2017 | Appl-CW-Front-ElecDHW-GasDry-Tier1AnySFm2015CZ05DEER2017 | 1317
Appl-CW-Front-ElecDHW-GasDry-Tier1 | DEER2017 | D17 v3 |  | Any | SFm | 2015 | CZ06 | rDXGF | Household | 1 | 2392.9 | None | -0.2 | 0.002 | 6.08 | 0.5 | 0.001 | 5.45 | -0.2 | 0.002 | 6.08 | 0.5 | 0.001 | 0.0451 | DEER:Res:ClothesDishWasher | Annual | 2 |  | Appl-CW-Front-ElecDHW-GasDry-Tier1DEER2017 | Appl-CW-Front-ElecDHW-GasDry-Tier1AnySFm2015CZ06DEER2017 | 1318
Appl-CW-Front-ElecDHW-GasDry-Tier1 | DEER2017 | D17 v3 |  | Any | SFm | 2015 | CZ07 | rDXGF | Household | 1 | 2392.9 | None | 3.8 | 0.003 | 6.33 | 3.3 | 0.001 | 5.58 | 3.8 | 0.003 | 6.33 | 3.3 | 0.001 | 0.0561 | DEER:Res:ClothesDishWasher | Annual | 2 |  | Appl-CW-Front-ElecDHW-GasDry-Tier1DEER2017 | Appl-CW-Front-ElecDHW-GasDry-Tier1AnySFm2015CZ07DEER2017 | 1319
Appl-CW-Front-ElecDHW-GasDry-Tier1 | DEER2017 | D17 v3 |  | Any | SFm | 2015 | CZ08 | rDXGF | Household | 1 | 2392.9 | None | 1.4 | 0.001 | 6.24 | 1.7 | 0.001 | 5.58 | 1.4 | 0.001 | 6.24 | 1.7 | 0.001 | 0.0496 | DEER:Res:ClothesDishWasher | Annual | 2 |  | Appl-CW-Front-ElecDHW-GasDry-Tier1DEER2017 | Appl-CW-Front-ElecDHW-GasDry-Tier1AnySFm2015CZ08DEER2017 | 1320
Appl-CW-Front-ElecDHW-GasDry-Tier1 | DEER2017 | D17 v3 |  | Any | SFm | 2015 | CZ09 | rDXGF | Household | 1 | 2422.9 | None | 0.7 | 0.001 | 6.19 | 1.3 | 0.001 | 5.54 | 0.7 | 0.001 | 6.19 | 1.3 | 0.001 | 0.066 | DEER:Res:ClothesDishWasher | Annual | 2 |  | Appl-CW-Front-ElecDHW-GasDry-Tier1DEER2017 | Appl-CW-Front-ElecDHW-GasDry-Tier1AnySFm2015CZ09DEER2017 | 1321
Appl-CW-Front-ElecDHW-GasDry-Tier1 | DEER2017 | D17 v3 |  | Any | SFm | 2015 | CZ10 | rDXGF | Household | 1 | 1948.8 | None | 1.1 | 0.001 | 6.08 | 1.6 | 0.001 | 5.44 | 1.1 | 0.001 | 6.08 | 1.6 | 0.001 | 0.0518 | DEER:Res:ClothesDishWasher | Annual | 2 |  | Appl-CW-Front-ElecDHW-GasDry-Tier1DEER2017 | Appl-CW-Front-ElecDHW-GasDry-Tier1AnySFm2015CZ10DEER2017 | 1322
Appl-CW-Front-ElecDHW-GasDry-Tier1 | DEER2017 | D17 v3 |  | Any | SFm | 2015 | CZ11 | rDXGF | Household | 1 | 1948.8 | None | 1.1 | 0.001 | 6.02 | 1.6 | 0.001 | 5.39 | 1.1 | 0.001 | 6.02 | 1.6 | 0.001 | 0.0643 | DEER:Res:ClothesDishWasher | Annual | 2 |  | Appl-CW-Front-ElecDHW-GasDry-Tier1DEER2017 | Appl-CW-Front-ElecDHW-GasDry-Tier1AnySFm2015CZ11DEER2017 | 1323
Appl-CW-Front-ElecDHW-GasDry-Tier1 | DEER2017 | D17 v3 |  | Any | SFm | 2015 | CZ12 | rDXGF | Household | 1 | 1948.8 | None | 0.7 | 0.002 | 6.08 | 1.3 | 0.002 | 5.44 | 0.7 | 0.002 | 6.08 | 1.3 | 0.002 | 0.0398 | DEER:Res:ClothesDishWasher | Annual | 2 |  | Appl-CW-Front-ElecDHW-GasDry-Tier1DEER2017 | Appl-CW-Front-ElecDHW-GasDry-Tier1AnySFm2015CZ12DEER2017 | 1324
Appl-CW-Front-ElecDHW-GasDry-Tier1 | DEER2017 | D17 v3 |  | Any | SFm | 2015 | CZ13 | rDXGF | Household | 1 | 1948.8 | None | 1.4 | 0.001 | 6.11 | 1.9 | 0.001 | 5.47 | 1.4 | 0.001 | 6.11 | 1.9 | 0.001 | 0.0495 | DEER:Res:ClothesDishWasher | Annual | 2 |  | Appl-CW-Front-ElecDHW-GasDry-Tier1DEER2017 | Appl-CW-Front-ElecDHW-GasDry-Tier1AnySFm2015CZ13DEER2017 | 1325
Appl-CW-Front-ElecDHW-GasDry-Tier1 | DEER2017 | D17 v3 |  | Any | SFm | 2015 | CZ14 | rDXGF | Household | 1 | 2160.9 | None | 1.9 | 0.001 | 6.01 | 2.3 | 0.001 | 5.37 | 1.9 | 0.001 | 6.01 | 2.3 | 0.001 | 0.0347 | DEER:Res:ClothesDishWasher | Annual | 2 |  | Appl-CW-Front-ElecDHW-GasDry-Tier1DEER2017 | Appl-CW-Front-ElecDHW-GasDry-Tier1AnySFm2015CZ14DEER2017 | 1326
Appl-CW-Front-ElecDHW-GasDry-Tier1 | DEER2017 | D17 v3 |  | Any | SFm | 2015 | CZ15 | rDXGF | Household | 1 | 2160.9 | None | 2.2 | 0 | 6.29 | 2 | 0 | 5.61 | 2.2 | 0 | 6.29 | 2 | 0 | 0.0574 | DEER:Res:ClothesDishWasher | Annual | 2 |  | Appl-CW-Front-ElecDHW-GasDry-Tier1DEER2017 | Appl-CW-Front-ElecDHW-GasDry-Tier1AnySFm2015CZ15DEER2017 | 1327
Appl-CW-Front-ElecDHW-GasDry-Tier1 | DEER2017 | D17 v3 |  | Any | SFm | 2015 | CZ16 | rDXGF | Household | 1 | 2295.6 | None | 0.5 | 0.002 | 6.03 | 1.5 | 0.001 | 5.41 | 0.5 | 0.002 | 6.03 | 1.5 | 0.001 | 0.0396 | DEER:Res:ClothesDishWasher | Annual | 2 |  | Appl-CW-Front-ElecDHW-GasDry-Tier1DEER2017 | Appl-CW-Front-ElecDHW-GasDry-Tier1AnySFm2015CZ16DEER2017 | 1328
Appl-CW-Front-ElecDHW-GasDry-Tier1 | DEER2017 | D17 v3 |  | Any | SFm | 2017 | CZ01 | rDXGF | Household | 1 | 2295.6 | None | -0.3 | 0 | 6.03 | 0.9 | 0 | 5.4 | -0.3 | 0 | 6.03 | 0.9 | 0 | 0.042 | DEER:Res:ClothesDishWasher | Annual | 2 |  | Appl-CW-Front-ElecDHW-GasDry-Tier1DEER2017 | Appl-CW-Front-ElecDHW-GasDry-Tier1AnySFm2017CZ01DEER2017 | 1329
Appl-CW-Front-ElecDHW-GasDry-Tier1 | DEER2017 | D17 v3 |  | Any | SFm | 2017 | CZ02 | rDXGF | Household | 1 | 1948.8 | None | 0.5 | 0.002 | 5.91 | 1.4 | 0.002 | 5.31 | 0.5 | 0.002 | 5.91 | 1.4 | 0.002 | 0.0391 | DEER:Res:ClothesDishWasher | Annual | 2 |  | Appl-CW-Front-ElecDHW-GasDry-Tier1DEER2017 | Appl-CW-Front-ElecDHW-GasDry-Tier1AnySFm2017CZ02DEER2017 | 1330
Appl-CW-Front-ElecDHW-GasDry-Tier1 | DEER2017 | D17 v3 |  | Any | SFm | 2017 | CZ03 | rDXGF | Household | 1 | 2295.6 | None | 0.1 | 0.002 | 6.04 | 1.1 | 0.002 | 5.41 | 0.1 | 0.002 | 6.04 | 1.1 | 0.002 | 0.0499 | DEER:Res:ClothesDishWasher | Annual | 2 |  | Appl-CW-Front-ElecDHW-GasDry-Tier1DEER2017 | Appl-CW-Front-ElecDHW-GasDry-Tier1AnySFm2017CZ03DEER2017 | 1331
Appl-CW-Front-ElecDHW-GasDry-Tier1 | DEER2017 | D17 v3 |  | Any | SFm | 2017 | CZ04 | rDXGF | Household | 1 | 2295.6 | None | 0.8 | 0.002 | 6.03 | 1.5 | 0.001 | 5.41 | 0.8 | 0.002 | 6.03 | 1.5 | 0.001 | 0.0441 | DEER:Res:ClothesDishWasher | Annual | 2 |  | Appl-CW-Front-ElecDHW-GasDry-Tier1DEER2017 | Appl-CW-Front-ElecDHW-GasDry-Tier1AnySFm2017CZ04DEER2017 | 1332
Appl-CW-Front-ElecDHW-GasDry-Tier1 | DEER2017 | D17 v3 |  | Any | SFm | 2017 | CZ05 | rDXGF | Household | 1 | 2295.6 | None | -0.1 | 0.002 | 5.99 | 0.9 | 0.002 | 5.39 | -0.1 | 0.002 | 5.99 | 0.9 | 0.002 | 0.0808 | DEER:Res:ClothesDishWasher | Annual | 2 |  | Appl-CW-Front-ElecDHW-GasDry-Tier1DEER2017 | Appl-CW-Front-ElecDHW-GasDry-Tier1AnySFm2017CZ05DEER2017 | 1333
Appl-CW-Front-ElecDHW-GasDry-Tier1 | DEER2017 | D17 v3 |  | Any | SFm | 2017 | CZ06 | rDXGF | Household | 1 | 2392.9 | None | 0.1 | 0.004 | 6.09 | 0.9 | 0.004 | 5.45 | 0.1 | 0.004 | 6.09 | 0.9 | 0.004 | 0.0712 | DEER:Res:ClothesDishWasher | Annual | 2 |  | Appl-CW-Front-ElecDHW-GasDry-Tier1DEER2017 | Appl-CW-Front-ElecDHW-GasDry-Tier1AnySFm2017CZ06DEER2017 | 1334
Appl-CW-Front-ElecDHW-GasDry-Tier1 | DEER2017 | D17 v3 |  | Any | SFm | 2017 | CZ07 | rDXGF | Household | 1 | 2392.9 | None | 1.1 | 0.001 | 6.21 | 1.9 | 0.001 | 5.56 | 1.1 | 0.001 | 6.21 | 1.9 | 0.001 | 0.0671 | DEER:Res:ClothesDishWasher | Annual | 2 |  | Appl-CW-Front-ElecDHW-GasDry-Tier1DEER2017 | Appl-CW-Front-ElecDHW-GasDry-Tier1AnySFm2017CZ07DEER2017 | 1335
Appl-CW-Front-ElecDHW-GasDry-Tier1 | DEER2017 | D17 v3 |  | Any | SFm | 2017 | CZ08 | rDXGF | Household | 1 | 2392.9 | None | 1.2 | 0.001 | 6.26 | 1.7 | 0.001 | 5.58 | 1.2 | 0.001 | 6.26 | 1.7 | 0.001 | 0.0532 | DEER:Res:ClothesDishWasher | Annual | 2 |  | Appl-CW-Front-ElecDHW-GasDry-Tier1DEER2017 | Appl-CW-Front-ElecDHW-GasDry-Tier1AnySFm2017CZ08DEER2017 | 1336
Appl-CW-Front-ElecDHW-GasDry-Tier1 | DEER2017 | D17 v3 |  | Any | SFm | 2017 | CZ09 | rDXGF | Household | 1 | 2422.9 | None | -0.9 | 0.001 | 6.14 | -0.4 | 0.001 | 5.47 | -0.9 | 0.001 | 6.14 | -0.4 | 0.001 | 0.0898 | DEER:Res:ClothesDishWasher | Annual | 2 |  | Appl-CW-Front-ElecDHW-GasDry-Tier1DEER2017 | Appl-CW-Front-ElecDHW-GasDry-Tier1AnySFm2017CZ09DEER2017 | 1337
Appl-CW-Front-ElecDHW-GasDry-Tier1 | DEER2017 | D17 v3 |  | Any | SFm | 2017 | CZ10 | rDXGF | Household | 1 | 1948.8 | None | 0.6 | 0.001 | 6.09 | 1.1 | 0.001 | 5.46 | 0.6 | 0.001 | 6.09 | 1.1 | 0.001 | 0.0629 | DEER:Res:ClothesDishWasher | Annual | 2 |  | Appl-CW-Front-ElecDHW-GasDry-Tier1DEER2017 | Appl-CW-Front-ElecDHW-GasDry-Tier1AnySFm2017CZ10DEER2017 | 1338
Appl-CW-Front-ElecDHW-GasDry-Tier1 | DEER2017 | D17 v3 |  | Any | SFm | 2017 | CZ11 | rDXGF | Household | 1 | 1948.8 | None | 1.1 | 0.001 | 6.03 | 1.6 | 0.001 | 5.4 | 1.1 | 0.001 | 6.03 | 1.6 | 0.001 | 0.0606 | DEER:Res:ClothesDishWasher | Annual | 2 |  | Appl-CW-Front-ElecDHW-GasDry-Tier1DEER2017 | Appl-CW-Front-ElecDHW-GasDry-Tier1AnySFm2017CZ11DEER2017 | 1339
Appl-CW-Front-ElecDHW-GasDry-Tier1 | DEER2017 | D17 v3 |  | Any | SFm | 2017 | CZ12 | rDXGF | Household | 1 | 1948.8 | None | 0.6 | 0.002 | 6.1 | 1.3 | 0.002 | 5.46 | 0.6 | 0.002 | 6.1 | 1.3 | 0.002 | 0.0625 | DEER:Res:ClothesDishWasher | Annual | 2 |  | Appl-CW-Front-ElecDHW-GasDry-Tier1DEER2017 | Appl-CW-Front-ElecDHW-GasDry-Tier1AnySFm2017CZ12DEER2017 | 1340
Appl-CW-Front-ElecDHW-GasDry-Tier1 | DEER2017 | D17 v3 |  | Any | SFm | 2017 | CZ13 | rDXGF | Household | 1 | 1948.8 | None | 1.4 | 0.002 | 6.1 | 1.8 | 0.001 | 5.46 | 1.4 | 0.002 | 6.1 | 1.8 | 0.001 | 0.0771 | DEER:Res:ClothesDishWasher | Annual | 2 |  | Appl-CW-Front-ElecDHW-GasDry-Tier1DEER2017 | Appl-CW-Front-ElecDHW-GasDry-Tier1AnySFm2017CZ13DEER2017 | 1341
Appl-CW-Front-ElecDHW-GasDry-Tier1 | DEER2017 | D17 v3 |  | Any | SFm | 2017 | CZ14 | rDXGF | Household | 1 | 2160.9 | None | 1.8 | 0.001 | 5.99 | 2.2 | 0.001 | 5.39 | 1.8 | 0.001 | 5.99 | 2.2 | 0.001 | 0.0639 | DEER:Res:ClothesDishWasher | Annual | 2 |  | Appl-CW-Front-ElecDHW-GasDry-Tier1DEER2017 | Appl-CW-Front-ElecDHW-GasDry-Tier1AnySFm2017CZ14DEER2017 | 1342
Appl-CW-Front-ElecDHW-GasDry-Tier1 | DEER2017 | D17 v3 |  | Any | SFm | 2017 | CZ15 | rDXGF | Household | 1 | 2160.9 | None | 2.3 | 0.001 | 6.3 | 2.4 | 0.001 | 5.62 | 2.3 | 0.001 | 6.3 | 2.4 | 0.001 | 0.0871 | DEER:Res:ClothesDishWasher | Annual | 2 |  | Appl-CW-Front-ElecDHW-GasDry-Tier1DEER2017 | Appl-CW-Front-ElecDHW-GasDry-Tier1AnySFm2017CZ15DEER2017 | 1343
Appl-CW-Front-ElecDHW-GasDry-Tier1 | DEER2017 | D17 v3 |  | Any | SFm | 2017 | CZ16 | rDXGF | Household | 1 | 2295.6 | None | -0.2 | 0.001 | 6.03 | 1.4 | 0.001 | 5.4 | -0.2 | 0.001 | 6.03 | 1.4 | 0.001 | 0.0824 | DEER:Res:ClothesDishWasher | Annual | 2 |  | Appl-CW-Front-ElecDHW-GasDry-Tier1DEER2017 | Appl-CW-Front-ElecDHW-GasDry-Tier1AnySFm2017CZ16DEER2017 | 1344
Appl-CW-Front-ElecDHW-GasDry-Tier2 | DEER2017 | D17 v3 |  | Any | DMo | MH00 | CZ01 | rDXGF | Household | 1 | 1242 | None | 8.3 | 0.002 | 5.96 | 9.3 | 0.002 | 5.47 | 8.3 | 0.002 | 5.96 | 9.3 | 0.002 | 0.082 | DEER:Res:ClothesDishWasher | Annual | 2 |  | Appl-CW-Front-ElecDHW-GasDry-Tier2DEER2017 | Appl-CW-Front-ElecDHW-GasDry-Tier2AnyDMoMH00CZ01DEER2017 | 1345
Appl-CW-Front-ElecDHW-GasDry-Tier2 | DEER2017 | D17 v3 |  | Any | DMo | MH00 | CZ02 | rDXGF | Household | 1 | 1242 | None | 12 | 0.001 | 6.12 | 12.4 | 0 | 5.62 | 12 | 0.001 | 6.12 | 12.4 | 0 | 0.0643 | DEER:Res:ClothesDishWasher | Annual | 2 |  | Appl-CW-Front-ElecDHW-GasDry-Tier2DEER2017 | Appl-CW-Front-ElecDHW-GasDry-Tier2AnyDMoMH00CZ02DEER2017 | 1346
Appl-CW-Front-ElecDHW-GasDry-Tier2 | DEER2017 | D17 v3 |  | Any | DMo | MH00 | CZ03 | rDXGF | Household | 1 | 1242 | None | 9.8 | 0.006 | 5.95 | 10.3 | 0.006 | 5.47 | 9.8 | 0.006 | 5.95 | 10.3 | 0.006 | 0.103 | DEER:Res:ClothesDishWasher | Annual | 2 |  | Appl-CW-Front-ElecDHW-GasDry-Tier2DEER2017 | Appl-CW-Front-ElecDHW-GasDry-Tier2AnyDMoMH00CZ03DEER2017 | 1347
Appl-CW-Front-ElecDHW-GasDry-Tier2 | DEER2017 | D17 v3 |  | Any | DMo | MH00 | CZ04 | rDXGF | Household | 1 | 1242 | None | 13.1 | 0.012 | 6.07 | 13.5 | 0.011 | 5.58 | 13.1 | 0.012 | 6.07 | 13.5 | 0.011 | 0.0718 | DEER:Res:ClothesDishWasher | Annual | 2 |  | Appl-CW-Front-ElecDHW-GasDry-Tier2DEER2017 | Appl-CW-Front-ElecDHW-GasDry-Tier2AnyDMoMH00CZ04DEER2017 | 1348
Appl-CW-Front-ElecDHW-GasDry-Tier2 | DEER2017 | D17 v3 |  | Any | DMo | MH00 | CZ05 | rDXGF | Household | 1 | 1242 | None | 9 | 0.004 | 5.53 | 9.8 | 0.004 | 5.08 | 9 | 0.004 | 5.53 | 9.8 | 0.004 | 0.0671 | DEER:Res:ClothesDishWasher | Annual | 2 |  | Appl-CW-Front-ElecDHW-GasDry-Tier2DEER2017 | Appl-CW-Front-ElecDHW-GasDry-Tier2AnyDMoMH00CZ05DEER2017 | 1349
Appl-CW-Front-ElecDHW-GasDry-Tier2 | DEER2017 | D17 v3 |  | Any | DMo | MH00 | CZ06 | rDXGF | Household | 1 | 1242 | None | 12.3 | 0.005 | 6.21 | 12.6 | 0.004 | 5.7 | 12.3 | 0.005 | 6.21 | 12.6 | 0.004 | 0.0713 | DEER:Res:ClothesDishWasher | Annual | 2 |  | Appl-CW-Front-ElecDHW-GasDry-Tier2DEER2017 | Appl-CW-Front-ElecDHW-GasDry-Tier2AnyDMoMH00CZ06DEER2017 | 1350
Appl-CW-Front-ElecDHW-GasDry-Tier2 | DEER2017 | D17 v3 |  | Any | DMo | MH00 | CZ07 | rDXGF | Household | 1 | 1242 | None | 13 | 0.005 | 6.34 | 13.1 | 0.005 | 5.82 | 13 | 0.005 | 6.34 | 13.1 | 0.005 | 0.0795 | DEER:Res:ClothesDishWasher | Annual | 2 |  | Appl-CW-Front-ElecDHW-GasDry-Tier2DEER2017 | Appl-CW-Front-ElecDHW-GasDry-Tier2AnyDMoMH00CZ07DEER2017 | 1351
Appl-CW-Front-ElecDHW-GasDry-Tier2 | DEER2017 | D17 v3 |  | Any | DMo | MH00 | CZ08 | rDXGF | Household | 1 | 1242 | None | 14.2 | 0.005 | 6.33 | 14.2 | 0.005 | 5.83 | 14.2 | 0.005 | 6.33 | 14.2 | 0.005 | 0.0741 | DEER:Res:ClothesDishWasher | Annual | 2 |  | Appl-CW-Front-ElecDHW-GasDry-Tier2DEER2017 | Appl-CW-Front-ElecDHW-GasDry-Tier2AnyDMoMH00CZ08DEER2017 | 1352
Appl-CW-Front-ElecDHW-GasDry-Tier2 | DEER2017 | D17 v3 |  | Any | DMo | MH00 | CZ09 | rDXGF | Household | 1 | 1242 | None | 13.4 | 0.006 | 6.25 | 13.3 | 0.006 | 5.74 | 13.4 | 0.006 | 6.25 | 13.3 | 0.006 | 0.0366 | DEER:Res:ClothesDishWasher | Annual | 2 |  | Appl-CW-Front-ElecDHW-GasDry-Tier2DEER2017 | Appl-CW-Front-ElecDHW-GasDry-Tier2AnyDMoMH00CZ09DEER2017 | 1353
Appl-CW-Front-ElecDHW-GasDry-Tier2 | DEER2017 | D17 v3 |  | Any | DMo | MH00 | CZ10 | rDXGF | Household | 1 | 1242 | None | 16.5 | 0.005 | 6.32 | 16.4 | 0.005 | 5.81 | 16.5 | 0.005 | 6.32 | 16.4 | 0.005 | 0.03 | DEER:Res:ClothesDishWasher | Annual | 2 |  | Appl-CW-Front-ElecDHW-GasDry-Tier2DEER2017 | Appl-CW-Front-ElecDHW-GasDry-Tier2AnyDMoMH00CZ10DEER2017 | 1354
Appl-CW-Front-ElecDHW-GasDry-Tier2 | DEER2017 | D17 v3 |  | Any | DMo | MH00 | CZ11 | rDXGF | Household | 1 | 1242 | None | 14.4 | 0.005 | 6.16 | 14.4 | 0.005 | 5.66 | 14.4 | 0.005 | 6.16 | 14.4 | 0.005 | 0.035 | DEER:Res:ClothesDishWasher | Annual | 2 |  | Appl-CW-Front-ElecDHW-GasDry-Tier2DEER2017 | Appl-CW-Front-ElecDHW-GasDry-Tier2AnyDMoMH00CZ11DEER2017 | 1355
Appl-CW-Front-ElecDHW-GasDry-Tier2 | DEER2017 | D17 v3 |  | Any | DMo | MH00 | CZ12 | rDXGF | Household | 1 | 1242 | None | 14.4 | 0.006 | 6.09 | 14.4 | 0.006 | 5.6 | 14.4 | 0.006 | 6.09 | 14.4 | 0.006 | 0.0353 | DEER:Res:ClothesDishWasher | Annual | 2 |  | Appl-CW-Front-ElecDHW-GasDry-Tier2DEER2017 | Appl-CW-Front-ElecDHW-GasDry-Tier2AnyDMoMH00CZ12DEER2017 | 1356
Appl-CW-Front-ElecDHW-GasDry-Tier2 | DEER2017 | D17 v3 |  | Any | DMo | MH00 | CZ13 | rDXGF | Household | 1 | 1242 | None | 15.6 | 0.006 | 6.12 | 15.5 | 0.005 | 5.62 | 15.6 | 0.006 | 6.12 | 15.5 | 0.005 | 0.05 | DEER:Res:ClothesDishWasher | Annual | 2 |  | Appl-CW-Front-ElecDHW-GasDry-Tier2DEER2017 | Appl-CW-Front-ElecDHW-GasDry-Tier2AnyDMoMH00CZ13DEER2017 | 1357
Appl-CW-Front-ElecDHW-GasDry-Tier2 | DEER2017 | D17 v3 |  | Any | DMo | MH00 | CZ14 | rDXGF | Household | 1 | 1242 | None | 15.1 | 0.004 | 6.13 | 15.2 | 0.004 | 5.64 | 15.1 | 0.004 | 6.13 | 15.2 | 0.004 | 0.054 | DEER:Res:ClothesDishWasher | Annual | 2 |  | Appl-CW-Front-ElecDHW-GasDry-Tier2DEER2017 | Appl-CW-Front-ElecDHW-GasDry-Tier2AnyDMoMH00CZ14DEER2017 | 1358
Appl-CW-Front-ElecDHW-GasDry-Tier2 | DEER2017 | D17 v3 |  | Any | DMo | MH00 | CZ15 | rDXGF | Household | 1 | 1242 | None | 18.5 | 0.004 | 6.66 | 17.9 | 0.004 | 6.1 | 18.5 | 0.004 | 6.66 | 17.9 | 0.004 | 0.0198 | DEER:Res:ClothesDishWasher | Annual | 2 |  | Appl-CW-Front-ElecDHW-GasDry-Tier2DEER2017 | Appl-CW-Front-ElecDHW-GasDry-Tier2AnyDMoMH00CZ15DEER2017 | 1359
Appl-CW-Front-ElecDHW-GasDry-Tier2 | DEER2017 | D17 v3 |  | Any | DMo | MH00 | CZ16 | rDXGF | Household | 1 | 1242 | None | 12.7 | 0.009 | 6.15 | 13.3 | 0.008 | 5.65 | 12.7 | 0.009 | 6.15 | 13.3 | 0.008 | 0.0661 | DEER:Res:ClothesDishWasher | Annual | 2 |  | Appl-CW-Front-ElecDHW-GasDry-Tier2DEER2017 | Appl-CW-Front-ElecDHW-GasDry-Tier2AnyDMoMH00CZ16DEER2017 | 1360
Appl-CW-Front-ElecDHW-GasDry-Tier2 | DEER2017 | D17 v3 |  | Any | DMo | MH06 | CZ01 | rDXGF | Household | 1 | 1242 | None | 8.2 | 0.001 | 5.74 | 9.1 | 0.001 | 5.28 | 8.2 | 0.001 | 5.74 | 9.1 | 0.001 | 0.0391 | DEER:Res:ClothesDishWasher | Annual | 2 |  | Appl-CW-Front-ElecDHW-GasDry-Tier2DEER2017 | Appl-CW-Front-ElecDHW-GasDry-Tier2AnyDMoMH06CZ01DEER2017 | 1361
Appl-CW-Front-ElecDHW-GasDry-Tier2 | DEER2017 | D17 v3 |  | Any | DMo | MH06 | CZ02 | rDXGF | Household | 1 | 1242 | None | 12.4 | 0.005 | 6 | 12.8 | 0.005 | 5.52 | 12.4 | 0.005 | 6 | 12.8 | 0.005 | 0.0599 | DEER:Res:ClothesDishWasher | Annual | 2 |  | Appl-CW-Front-ElecDHW-GasDry-Tier2DEER2017 | Appl-CW-Front-ElecDHW-GasDry-Tier2AnyDMoMH06CZ02DEER2017 | 1362
Appl-CW-Front-ElecDHW-GasDry-Tier2 | DEER2017 | D17 v3 |  | Any | DMo | MH06 | CZ03 | rDXGF | Household | 1 | 1242 | None | 10.6 | 0.005 | 6.35 | 11.1 | 0.005 | 5.83 | 10.6 | 0.005 | 6.35 | 11.1 | 0.005 | 0.0329 | DEER:Res:ClothesDishWasher | Annual | 2 |  | Appl-CW-Front-ElecDHW-GasDry-Tier2DEER2017 | Appl-CW-Front-ElecDHW-GasDry-Tier2AnyDMoMH06CZ03DEER2017 | 1363
Appl-CW-Front-ElecDHW-GasDry-Tier2 | DEER2017 | D17 v3 |  | Any | DMo | MH06 | CZ04 | rDXGF | Household | 1 | 1242 | None | 12.6 | 0.004 | 6.2 | 13 | 0.004 | 5.69 | 12.6 | 0.004 | 6.2 | 13 | 0.004 | 0.0261 | DEER:Res:ClothesDishWasher | Annual | 2 |  | Appl-CW-Front-ElecDHW-GasDry-Tier2DEER2017 | Appl-CW-Front-ElecDHW-GasDry-Tier2AnyDMoMH06CZ04DEER2017 | 1364
Appl-CW-Front-ElecDHW-GasDry-Tier2 | DEER2017 | D17 v3 |  | Any | DMo | MH06 | CZ05 | rDXGF | Household | 1 | 1242 | None | 10.5 | 0.005 | 5.97 | 11.2 | 0.005 | 5.49 | 10.5 | 0.005 | 5.97 | 11.2 | 0.005 | 0.0343 | DEER:Res:ClothesDishWasher | Annual | 2 |  | Appl-CW-Front-ElecDHW-GasDry-Tier2DEER2017 | Appl-CW-Front-ElecDHW-GasDry-Tier2AnyDMoMH06CZ05DEER2017 | 1365
Appl-CW-Front-ElecDHW-GasDry-Tier2 | DEER2017 | D17 v3 |  | Any | DMo | MH06 | CZ06 | rDXGF | Household | 1 | 1242 | None | 12.7 | 0.004 | 6.83 | 13.1 | 0.004 | 6.26 | 12.7 | 0.004 | 6.83 | 13.1 | 0.004 | 0.205 | DEER:Res:ClothesDishWasher | Annual | 2 |  | Appl-CW-Front-ElecDHW-GasDry-Tier2DEER2017 | Appl-CW-Front-ElecDHW-GasDry-Tier2AnyDMoMH06CZ06DEER2017 | 1366
Appl-CW-Front-ElecDHW-GasDry-Tier2 | DEER2017 | D17 v3 |  | Any | DMo | MH06 | CZ07 | rDXGF | Household | 1 | 1242 | None | 15.3 | 0.004 | 6.67 | 15.4 | 0.004 | 6.12 | 15.3 | 0.004 | 6.67 | 15.4 | 0.004 | 0.0383 | DEER:Res:ClothesDishWasher | Annual | 2 |  | Appl-CW-Front-ElecDHW-GasDry-Tier2DEER2017 | Appl-CW-Front-ElecDHW-GasDry-Tier2AnyDMoMH06CZ07DEER2017 | 1367
Appl-CW-Front-ElecDHW-GasDry-Tier2 | DEER2017 | D17 v3 |  | Any | DMo | MH06 | CZ08 | rDXGF | Household | 1 | 1242 | None | 14.7 | 0.004 | 6.51 | 14.7 | 0.004 | 5.98 | 14.7 | 0.004 | 6.51 | 14.7 | 0.004 | 0.034 | DEER:Res:ClothesDishWasher | Annual | 2 |  | Appl-CW-Front-ElecDHW-GasDry-Tier2DEER2017 | Appl-CW-Front-ElecDHW-GasDry-Tier2AnyDMoMH06CZ08DEER2017 | 1368
Appl-CW-Front-ElecDHW-GasDry-Tier2 | DEER2017 | D17 v3 |  | Any | DMo | MH06 | CZ09 | rDXGF | Household | 1 | 1242 | None | 13.9 | 0.004 | 6.44 | 14 | 0.004 | 5.92 | 13.9 | 0.004 | 6.44 | 14 | 0.004 | 0.0151 | DEER:Res:ClothesDishWasher | Annual | 2 |  | Appl-CW-Front-ElecDHW-GasDry-Tier2DEER2017 | Appl-CW-Front-ElecDHW-GasDry-Tier2AnyDMoMH06CZ09DEER2017 | 1369
Appl-CW-Front-ElecDHW-GasDry-Tier2 | DEER2017 | D17 v3 |  | Any | DMo | MH06 | CZ10 | rDXGF | Household | 1 | 1242 | None | 14.6 | 0.003 | 6.31 | 14.7 | 0.003 | 5.79 | 14.6 | 0.003 | 6.31 | 14.7 | 0.003 | 0.05 | DEER:Res:ClothesDishWasher | Annual | 2 |  | Appl-CW-Front-ElecDHW-GasDry-Tier2DEER2017 | Appl-CW-Front-ElecDHW-GasDry-Tier2AnyDMoMH06CZ10DEER2017 | 1370
Appl-CW-Front-ElecDHW-GasDry-Tier2 | DEER2017 | D17 v3 |  | Any | DMo | MH06 | CZ11 | rDXGF | Household | 1 | 1242 | None | 13.9 | 0.005 | 6.3 | 14 | 0.004 | 5.78 | 13.9 | 0.005 | 6.3 | 14 | 0.004 | 0.0434 | DEER:Res:ClothesDishWasher | Annual | 2 |  | Appl-CW-Front-ElecDHW-GasDry-Tier2DEER2017 | Appl-CW-Front-ElecDHW-GasDry-Tier2AnyDMoMH06CZ11DEER2017 | 1371
Appl-CW-Front-ElecDHW-GasDry-Tier2 | DEER2017 | D17 v3 |  | Any | DMo | MH06 | CZ12 | rDXGF | Household | 1 | 1242 | None | 12.9 | 0.005 | 6.12 | 13.2 | 0.005 | 5.63 | 12.9 | 0.005 | 6.12 | 13.2 | 0.005 | 0.0903 | DEER:Res:ClothesDishWasher | Annual | 2 |  | Appl-CW-Front-ElecDHW-GasDry-Tier2DEER2017 | Appl-CW-Front-ElecDHW-GasDry-Tier2AnyDMoMH06CZ12DEER2017 | 1372
Appl-CW-Front-ElecDHW-GasDry-Tier2 | DEER2017 | D17 v3 |  | Any | DMo | MH06 | CZ13 | rDXGF | Household | 1 | 1242 | None | 14.9 | 0.004 | 6.25 | 14.9 | 0.004 | 5.74 | 14.9 | 0.004 | 6.25 | 14.9 | 0.004 | 0.0419 | DEER:Res:ClothesDishWasher | Annual | 2 |  | Appl-CW-Front-ElecDHW-GasDry-Tier2DEER2017 | Appl-CW-Front-ElecDHW-GasDry-Tier2AnyDMoMH06CZ13DEER2017 | 1373
Appl-CW-Front-ElecDHW-GasDry-Tier2 | DEER2017 | D17 v3 |  | Any | DMo | MH06 | CZ14 | rDXGF | Household | 1 | 1242 | None | 14.6 | 0.003 | 6.2 | 14.7 | 0.003 | 5.7 | 14.6 | 0.003 | 6.2 | 14.7 | 0.003 | 0.0467 | DEER:Res:ClothesDishWasher | Annual | 2 |  | Appl-CW-Front-ElecDHW-GasDry-Tier2DEER2017 | Appl-CW-Front-ElecDHW-GasDry-Tier2AnyDMoMH06CZ14DEER2017 | 1374
Appl-CW-Front-ElecDHW-GasDry-Tier2 | DEER2017 | D17 v3 |  | Any | DMo | MH06 | CZ15 | rDXGF | Household | 1 | 1242 | None | 16.3 | 0.003 | 6.68 | 15.7 | 0.003 | 6.13 | 16.3 | 0.003 | 6.68 | 15.7 | 0.003 | 0.0458 | DEER:Res:ClothesDishWasher | Annual | 2 |  | Appl-CW-Front-ElecDHW-GasDry-Tier2DEER2017 | Appl-CW-Front-ElecDHW-GasDry-Tier2AnyDMoMH06CZ15DEER2017 | 1375
Appl-CW-Front-ElecDHW-GasDry-Tier2 | DEER2017 | D17 v3 |  | Any | DMo | MH06 | CZ16 | rDXGF | Household | 1 | 1242 | None | 11.5 | 0.004 | 6.17 | 12.2 | 0.004 | 5.66 | 11.5 | 0.004 | 6.17 | 12.2 | 0.004 | 0.0763 | DEER:Res:ClothesDishWasher | Annual | 2 |  | Appl-CW-Front-ElecDHW-GasDry-Tier2DEER2017 | Appl-CW-Front-ElecDHW-GasDry-Tier2AnyDMoMH06CZ16DEER2017 | 1376
Appl-CW-Front-ElecDHW-GasDry-Tier2 | DEER2017 | D17 v3 |  | Any | DMo | MH15 | CZ01 | rDXGF | Household | 1 | 1242 | None | 8.3 | 0.001 | 5.84 | 9.2 | 0.001 | 5.36 | 8.3 | 0.001 | 5.84 | 9.2 | 0.001 | 0.0671 | DEER:Res:ClothesDishWasher | Annual | 2 |  | Appl-CW-Front-ElecDHW-GasDry-Tier2DEER2017 | Appl-CW-Front-ElecDHW-GasDry-Tier2AnyDMoMH15CZ01DEER2017 | 1377
Appl-CW-Front-ElecDHW-GasDry-Tier2 | DEER2017 | D17 v3 |  | Any | DMo | MH15 | CZ02 | rDXGF | Household | 1 | 1242 | None | 11.9 | 0.002 | 6.01 | 12.4 | 0.002 | 5.52 | 11.9 | 0.002 | 6.01 | 12.4 | 0.002 | 0.0684 | DEER:Res:ClothesDishWasher | Annual | 2 |  | Appl-CW-Front-ElecDHW-GasDry-Tier2DEER2017 | Appl-CW-Front-ElecDHW-GasDry-Tier2AnyDMoMH15CZ02DEER2017 | 1378
Appl-CW-Front-ElecDHW-GasDry-Tier2 | DEER2017 | D17 v3 |  | Any | DMo | MH15 | CZ03 | rDXGF | Household | 1 | 1242 | None | 9.7 | 0.005 | 6.04 | 10.4 | 0.005 | 5.55 | 9.7 | 0.005 | 6.04 | 10.4 | 0.005 | 0.0211 | DEER:Res:ClothesDishWasher | Annual | 2 |  | Appl-CW-Front-ElecDHW-GasDry-Tier2DEER2017 | Appl-CW-Front-ElecDHW-GasDry-Tier2AnyDMoMH15CZ03DEER2017 | 1379
Appl-CW-Front-ElecDHW-GasDry-Tier2 | DEER2017 | D17 v3 |  | Any | DMo | MH15 | CZ04 | rDXGF | Household | 1 | 1242 | None | 12.4 | 0.004 | 6.16 | 12.7 | 0.004 | 5.66 | 12.4 | 0.004 | 6.16 | 12.7 | 0.004 | 0.075 | DEER:Res:ClothesDishWasher | Annual | 2 |  | Appl-CW-Front-ElecDHW-GasDry-Tier2DEER2017 | Appl-CW-Front-ElecDHW-GasDry-Tier2AnyDMoMH15CZ04DEER2017 | 1380
Appl-CW-Front-ElecDHW-GasDry-Tier2 | DEER2017 | D17 v3 |  | Any | DMo | MH15 | CZ05 | rDXGF | Household | 1 | 1242 | None | 9.8 | 0.005 | 5.88 | 10.3 | 0.004 | 5.38 | 9.8 | 0.005 | 5.88 | 10.3 | 0.004 | 0.0533 | DEER:Res:ClothesDishWasher | Annual | 2 |  | Appl-CW-Front-ElecDHW-GasDry-Tier2DEER2017 | Appl-CW-Front-ElecDHW-GasDry-Tier2AnyDMoMH15CZ05DEER2017 | 1381
Appl-CW-Front-ElecDHW-GasDry-Tier2 | DEER2017 | D17 v3 |  | Any | DMo | MH15 | CZ06 | rDXGF | Household | 1 | 1242 | None | 13.2 | 0.003 | 6.28 | 13.6 | 0.003 | 5.77 | 13.2 | 0.003 | 6.28 | 13.6 | 0.003 | 0.101 | DEER:Res:ClothesDishWasher | Annual | 2 |  | Appl-CW-Front-ElecDHW-GasDry-Tier2DEER2017 | Appl-CW-Front-ElecDHW-GasDry-Tier2AnyDMoMH15CZ06DEER2017 | 1382
Appl-CW-Front-ElecDHW-GasDry-Tier2 | DEER2017 | D17 v3 |  | Any | DMo | MH15 | CZ07 | rDXGF | Household | 1 | 1242 | None | 13.8 | 0.004 | 6.62 | 14 | 0.004 | 6.07 | 13.8 | 0.004 | 6.62 | 14 | 0.004 | 0.0504 | DEER:Res:ClothesDishWasher | Annual | 2 |  | Appl-CW-Front-ElecDHW-GasDry-Tier2DEER2017 | Appl-CW-Front-ElecDHW-GasDry-Tier2AnyDMoMH15CZ07DEER2017 | 1383
Appl-CW-Front-ElecDHW-GasDry-Tier2 | DEER2017 | D17 v3 |  | Any | DMo | MH15 | CZ08 | rDXGF | Household | 1 | 1242 | None | 14.5 | 0.004 | 6.5 | 14.6 | 0.003 | 5.97 | 14.5 | 0.004 | 6.5 | 14.6 | 0.003 | 0.0579 | DEER:Res:ClothesDishWasher | Annual | 2 |  | Appl-CW-Front-ElecDHW-GasDry-Tier2DEER2017 | Appl-CW-Front-ElecDHW-GasDry-Tier2AnyDMoMH15CZ08DEER2017 | 1384
Appl-CW-Front-ElecDHW-GasDry-Tier2 | DEER2017 | D17 v3 |  | Any | DMo | MH15 | CZ09 | rDXGF | Household | 1 | 1242 | None | 13.6 | 0.004 | 6.4 | 13.8 | 0.004 | 5.89 | 13.6 | 0.004 | 6.4 | 13.8 | 0.004 | 0.0512 | DEER:Res:ClothesDishWasher | Annual | 2 |  | Appl-CW-Front-ElecDHW-GasDry-Tier2DEER2017 | Appl-CW-Front-ElecDHW-GasDry-Tier2AnyDMoMH15CZ09DEER2017 | 1385
Appl-CW-Front-ElecDHW-GasDry-Tier2 | DEER2017 | D17 v3 |  | Any | DMo | MH15 | CZ10 | rDXGF | Household | 1 | 1242 | None | 14.1 | 0.004 | 6.36 | 14.2 | 0.004 | 5.83 | 14.1 | 0.004 | 6.36 | 14.2 | 0.004 | 0.0635 | DEER:Res:ClothesDishWasher | Annual | 2 |  | Appl-CW-Front-ElecDHW-GasDry-Tier2DEER2017 | Appl-CW-Front-ElecDHW-GasDry-Tier2AnyDMoMH15CZ10DEER2017 | 1386
Appl-CW-Front-ElecDHW-GasDry-Tier2 | DEER2017 | D17 v3 |  | Any | DMo | MH15 | CZ11 | rDXGF | Household | 1 | 1242 | None | 13.3 | 0.003 | 6.21 | 13.5 | 0.003 | 5.7 | 13.3 | 0.003 | 6.21 | 13.5 | 0.003 | 0.0705 | DEER:Res:ClothesDishWasher | Annual | 2 |  | Appl-CW-Front-ElecDHW-GasDry-Tier2DEER2017 | Appl-CW-Front-ElecDHW-GasDry-Tier2AnyDMoMH15CZ11DEER2017 | 1387
Appl-CW-Front-ElecDHW-GasDry-Tier2 | DEER2017 | D17 v3 |  | Any | DMo | MH15 | CZ12 | rDXGF | Household | 1 | 1242 | None | 12.7 | 0.005 | 6.18 | 12.9 | 0.004 | 5.69 | 12.7 | 0.005 | 6.18 | 12.9 | 0.004 | 0.073 | DEER:Res:ClothesDishWasher | Annual | 2 |  | Appl-CW-Front-ElecDHW-GasDry-Tier2DEER2017 | Appl-CW-Front-ElecDHW-GasDry-Tier2AnyDMoMH15CZ12DEER2017 | 1388
Appl-CW-Front-ElecDHW-GasDry-Tier2 | DEER2017 | D17 v3 |  | Any | DMo | MH15 | CZ13 | rDXGF | Household | 1 | 1242 | None | 14.6 | 0.004 | 6.28 | 14.6 | 0.004 | 5.77 | 14.6 | 0.004 | 6.28 | 14.6 | 0.004 | 0.0268 | DEER:Res:ClothesDishWasher | Annual | 2 |  | Appl-CW-Front-ElecDHW-GasDry-Tier2DEER2017 | Appl-CW-Front-ElecDHW-GasDry-Tier2AnyDMoMH15CZ13DEER2017 | 1389
Appl-CW-Front-ElecDHW-GasDry-Tier2 | DEER2017 | D17 v3 |  | Any | DMo | MH15 | CZ14 | rDXGF | Household | 1 | 1242 | None | 14.1 | 0.003 | 6.17 | 14.1 | 0.003 | 5.67 | 14.1 | 0.003 | 6.17 | 14.1 | 0.003 | 0.0799 | DEER:Res:ClothesDishWasher | Annual | 2 |  | Appl-CW-Front-ElecDHW-GasDry-Tier2DEER2017 | Appl-CW-Front-ElecDHW-GasDry-Tier2AnyDMoMH15CZ14DEER2017 | 1390
Appl-CW-Front-ElecDHW-GasDry-Tier2 | DEER2017 | D17 v3 |  | Any | DMo | MH15 | CZ15 | rDXGF | Household | 1 | 1242 | None | 16.5 | 0.003 | 6.68 | 16 | 0.003 | 6.13 | 16.5 | 0.003 | 6.68 | 16 | 0.003 | 0.0585 | DEER:Res:ClothesDishWasher | Annual | 2 |  | Appl-CW-Front-ElecDHW-GasDry-Tier2DEER2017 | Appl-CW-Front-ElecDHW-GasDry-Tier2AnyDMoMH15CZ15DEER2017 | 1391
Appl-CW-Front-ElecDHW-GasDry-Tier2 | DEER2017 | D17 v3 |  | Any | DMo | MH15 | CZ16 | rDXGF | Household | 1 | 1242 | None | 11.3 | 0.003 | 6.15 | 12 | 0.002 | 5.65 | 11.3 | 0.003 | 6.15 | 12 | 0.002 | 0.06 | DEER:Res:ClothesDishWasher | Annual | 2 |  | Appl-CW-Front-ElecDHW-GasDry-Tier2DEER2017 | Appl-CW-Front-ElecDHW-GasDry-Tier2AnyDMoMH15CZ16DEER2017 | 1392
Appl-CW-Front-ElecDHW-GasDry-Tier2 | DEER2017 | D17 v3 |  | Any | DMo | MH72 | CZ01 | rDXGF | Household | 1 | 1196 | None | 8.4 | 0.001 | 6.08 | 9.3 | 0.001 | 5.59 | 8.4 | 0.001 | 6.08 | 9.3 | 0.001 | 0.0706 | DEER:Res:ClothesDishWasher | Annual | 2 |  | Appl-CW-Front-ElecDHW-GasDry-Tier2DEER2017 | Appl-CW-Front-ElecDHW-GasDry-Tier2AnyDMoMH72CZ01DEER2017 | 1393
Appl-CW-Front-ElecDHW-GasDry-Tier2 | DEER2017 | D17 v3 |  | Any | DMo | MH72 | CZ02 | rDXGF | Household | 1 | 1196 | None | 11.9 | 0.007 | 6.13 | 12.3 | 0.007 | 5.64 | 11.9 | 0.007 | 6.13 | 12.3 | 0.007 | 0.0371 | DEER:Res:ClothesDishWasher | Annual | 2 |  | Appl-CW-Front-ElecDHW-GasDry-Tier2DEER2017 | Appl-CW-Front-ElecDHW-GasDry-Tier2AnyDMoMH72CZ02DEER2017 | 1394
Appl-CW-Front-ElecDHW-GasDry-Tier2 | DEER2017 | D17 v3 |  | Any | DMo | MH72 | CZ03 | rDXGF | Household | 1 | 1196 | None | 11.5 | 0.005 | 6.15 | 11.9 | 0.005 | 5.64 | 11.5 | 0.005 | 6.15 | 11.9 | 0.005 | 0.03 | DEER:Res:ClothesDishWasher | Annual | 2 |  | Appl-CW-Front-ElecDHW-GasDry-Tier2DEER2017 | Appl-CW-Front-ElecDHW-GasDry-Tier2AnyDMoMH72CZ03DEER2017 | 1395
Appl-CW-Front-ElecDHW-GasDry-Tier2 | DEER2017 | D17 v3 |  | Any | DMo | MH72 | CZ04 | rDXGF | Household | 1 | 1196 | None | 12.4 | 0.006 | 6.28 | 12.8 | 0.006 | 5.77 | 12.4 | 0.006 | 6.28 | 12.8 | 0.006 | 0.0352 | DEER:Res:ClothesDishWasher | Annual | 2 |  | Appl-CW-Front-ElecDHW-GasDry-Tier2DEER2017 | Appl-CW-Front-ElecDHW-GasDry-Tier2AnyDMoMH72CZ04DEER2017 | 1396
Appl-CW-Front-ElecDHW-GasDry-Tier2 | DEER2017 | D17 v3 |  | Any | DMo | MH72 | CZ05 | rDXGF | Household | 1 | 1196 | None | 9.1 | 0.004 | 5.93 | 9.8 | 0.003 | 5.44 | 9.1 | 0.004 | 5.93 | 9.8 | 0.003 | 0.0354 | DEER:Res:ClothesDishWasher | Annual | 2 |  | Appl-CW-Front-ElecDHW-GasDry-Tier2DEER2017 | Appl-CW-Front-ElecDHW-GasDry-Tier2AnyDMoMH72CZ05DEER2017 | 1397
Appl-CW-Front-ElecDHW-GasDry-Tier2 | DEER2017 | D17 v3 |  | Any | DMo | MH72 | CZ06 | rDXGF | Household | 1 | 1196 | None | 13.7 | 0.004 | 6.47 | 14 | 0.004 | 5.94 | 13.7 | 0.004 | 6.47 | 14 | 0.004 | 0.05 | DEER:Res:ClothesDishWasher | Annual | 2 |  | Appl-CW-Front-ElecDHW-GasDry-Tier2DEER2017 | Appl-CW-Front-ElecDHW-GasDry-Tier2AnyDMoMH72CZ06DEER2017 | 1398
Appl-CW-Front-ElecDHW-GasDry-Tier2 | DEER2017 | D17 v3 |  | Any | DMo | MH72 | CZ07 | rDXGF | Household | 1 | 1196 | None | 14.1 | 0.005 | 6.43 | 14.3 | 0.004 | 5.91 | 14.1 | 0.005 | 6.43 | 14.3 | 0.004 | 0.0583 | DEER:Res:ClothesDishWasher | Annual | 2 |  | Appl-CW-Front-ElecDHW-GasDry-Tier2DEER2017 | Appl-CW-Front-ElecDHW-GasDry-Tier2AnyDMoMH72CZ07DEER2017 | 1399
Appl-CW-Front-ElecDHW-GasDry-Tier2 | DEER2017 | D17 v3 |  | Any | DMo | MH72 | CZ08 | rDXGF | Household | 1 | 1196 | None | 15 | 0.005 | 6.49 | 14.9 | 0.005 | 5.95 | 15 | 0.005 | 6.49 | 14.9 | 0.005 | 0.0199 | DEER:Res:ClothesDishWasher | Annual | 2 |  | Appl-CW-Front-ElecDHW-GasDry-Tier2DEER2017 | Appl-CW-Front-ElecDHW-GasDry-Tier2AnyDMoMH72CZ08DEER2017 | 1400
Appl-CW-Front-ElecDHW-GasDry-Tier2 | DEER2017 | D17 v3 |  | Any | DMo | MH72 | CZ09 | rDXGF | Household | 1 | 1196 | None | 15.5 | 0.005 | 6.47 | 15.4 | 0.005 | 5.94 | 15.5 | 0.005 | 6.47 | 15.4 | 0.005 | 0.0519 | DEER:Res:ClothesDishWasher | Annual | 2 |  | Appl-CW-Front-ElecDHW-GasDry-Tier2DEER2017 | Appl-CW-Front-ElecDHW-GasDry-Tier2AnyDMoMH72CZ09DEER2017 | 1401
Appl-CW-Front-ElecDHW-GasDry-Tier2 | DEER2017 | D17 v3 |  | Any | DMo | MH72 | CZ10 | rDXGF | Household | 1 | 1196 | None | 14.3 | 0.006 | 6.45 | 14.9 | 0.005 | 5.92 | 14.3 | 0.006 | 6.45 | 14.9 | 0.005 | 0.0373 | DEER:Res:ClothesDishWasher | Annual | 2 |  | Appl-CW-Front-ElecDHW-GasDry-Tier2DEER2017 | Appl-CW-Front-ElecDHW-GasDry-Tier2AnyDMoMH72CZ10DEER2017 | 1402
Appl-CW-Front-ElecDHW-GasDry-Tier2 | DEER2017 | D17 v3 |  | Any | DMo | MH72 | CZ11 | rDXGF | Household | 1 | 1196 | None | 14.3 | 0.005 | 6.32 | 14.4 | 0.004 | 5.8 | 14.3 | 0.005 | 6.32 | 14.4 | 0.004 | 0.031 | DEER:Res:ClothesDishWasher | Annual | 2 |  | Appl-CW-Front-ElecDHW-GasDry-Tier2DEER2017 | Appl-CW-Front-ElecDHW-GasDry-Tier2AnyDMoMH72CZ11DEER2017 | 1403
Appl-CW-Front-ElecDHW-GasDry-Tier2 | DEER2017 | D17 v3 |  | Any | DMo | MH72 | CZ12 | rDXGF | Household | 1 | 1196 | None | 14.1 | 0.007 | 6.21 | 14.3 | 0.007 | 5.7 | 14.1 | 0.007 | 6.21 | 14.3 | 0.007 | 0.0564 | DEER:Res:ClothesDishWasher | Annual | 2 |  | Appl-CW-Front-ElecDHW-GasDry-Tier2DEER2017 | Appl-CW-Front-ElecDHW-GasDry-Tier2AnyDMoMH72CZ12DEER2017 | 1404
Appl-CW-Front-ElecDHW-GasDry-Tier2 | DEER2017 | D17 v3 |  | Any | DMo | MH72 | CZ13 | rDXGF | Household | 1 | 1196 | None | 15.3 | 0.005 | 6.26 | 15.3 | 0.004 | 5.75 | 15.3 | 0.005 | 6.26 | 15.3 | 0.004 | 0.0314 | DEER:Res:ClothesDishWasher | Annual | 2 |  | Appl-CW-Front-ElecDHW-GasDry-Tier2DEER2017 | Appl-CW-Front-ElecDHW-GasDry-Tier2AnyDMoMH72CZ13DEER2017 | 1405
Appl-CW-Front-ElecDHW-GasDry-Tier2 | DEER2017 | D17 v3 |  | Any | DMo | MH72 | CZ14 | rDXGF | Household | 1 | 1196 | None | 15.4 | 0.004 | 6.32 | 15.3 | 0.004 | 5.8 | 15.4 | 0.004 | 6.32 | 15.3 | 0.004 | 0.0249 | DEER:Res:ClothesDishWasher | Annual | 2 |  | Appl-CW-Front-ElecDHW-GasDry-Tier2DEER2017 | Appl-CW-Front-ElecDHW-GasDry-Tier2AnyDMoMH72CZ14DEER2017 | 1406
Appl-CW-Front-ElecDHW-GasDry-Tier2 | DEER2017 | D17 v3 |  | Any | DMo | MH72 | CZ15 | rDXGF | Household | 1 | 1196 | None | 16.3 | 0.005 | 6.7 | 15.8 | 0.004 | 6.15 | 16.3 | 0.005 | 6.7 | 15.8 | 0.004 | 0.0264 | DEER:Res:ClothesDishWasher | Annual | 2 |  | Appl-CW-Front-ElecDHW-GasDry-Tier2DEER2017 | Appl-CW-Front-ElecDHW-GasDry-Tier2AnyDMoMH72CZ15DEER2017 | 1407
Appl-CW-Front-ElecDHW-GasDry-Tier2 | DEER2017 | D17 v3 |  | Any | DMo | MH72 | CZ16 | rDXGF | Household | 1 | 1196 | None | 12.8 | 0.005 | 6.04 | 13.4 | 0.005 | 5.55 | 12.8 | 0.005 | 6.04 | 13.4 | 0.005 | 0.0374 | DEER:Res:ClothesDishWasher | Annual | 2 |  | Appl-CW-Front-ElecDHW-GasDry-Tier2DEER2017 | Appl-CW-Front-ElecDHW-GasDry-Tier2AnyDMoMH72CZ16DEER2017 | 1408
Appl-CW-Front-ElecDHW-GasDry-Tier2 | DEER2017 | D17 v3 |  | Any | DMo | MH85 | CZ01 | rDXGF | Household | 1 | 1242 | None | 8.1 | 0.002 | 5.73 | 9.1 | 0.002 | 5.27 | 8.1 | 0.002 | 5.73 | 9.1 | 0.002 | 0.214 | DEER:Res:ClothesDishWasher | Annual | 2 |  | Appl-CW-Front-ElecDHW-GasDry-Tier2DEER2017 | Appl-CW-Front-ElecDHW-GasDry-Tier2AnyDMoMH85CZ01DEER2017 | 1409
Appl-CW-Front-ElecDHW-GasDry-Tier2 | DEER2017 | D17 v3 |  | Any | DMo | MH85 | CZ02 | rDXGF | Household | 1 | 1242 | None | 11.8 | 0.009 | 5.9 | 12.4 | 0.008 | 5.42 | 11.8 | 0.009 | 5.9 | 12.4 | 0.008 | 0.039 | DEER:Res:ClothesDishWasher | Annual | 2 |  | Appl-CW-Front-ElecDHW-GasDry-Tier2DEER2017 | Appl-CW-Front-ElecDHW-GasDry-Tier2AnyDMoMH85CZ02DEER2017 | 1410
Appl-CW-Front-ElecDHW-GasDry-Tier2 | DEER2017 | D17 v3 |  | Any | DMo | MH85 | CZ03 | rDXGF | Household | 1 | 1242 | None | 10.7 | 0.005 | 5.89 | 10.9 | 0.005 | 5.42 | 10.7 | 0.005 | 5.89 | 10.9 | 0.005 | 0.0348 | DEER:Res:ClothesDishWasher | Annual | 2 |  | Appl-CW-Front-ElecDHW-GasDry-Tier2DEER2017 | Appl-CW-Front-ElecDHW-GasDry-Tier2AnyDMoMH85CZ03DEER2017 | 1411
Appl-CW-Front-ElecDHW-GasDry-Tier2 | DEER2017 | D17 v3 |  | Any | DMo | MH85 | CZ04 | rDXGF | Household | 1 | 1242 | None | 12.9 | 0.005 | 6.11 | 13.2 | 0.005 | 5.62 | 12.9 | 0.005 | 6.11 | 13.2 | 0.005 | 0.0143 | DEER:Res:ClothesDishWasher | Annual | 2 |  | Appl-CW-Front-ElecDHW-GasDry-Tier2DEER2017 | Appl-CW-Front-ElecDHW-GasDry-Tier2AnyDMoMH85CZ04DEER2017 | 1412
Appl-CW-Front-ElecDHW-GasDry-Tier2 | DEER2017 | D17 v3 |  | Any | DMo | MH85 | CZ05 | rDXGF | Household | 1 | 1242 | None | 9.3 | 0.01 | 5.8 | 10 | 0.009 | 5.32 | 9.3 | 0.01 | 5.8 | 10 | 0.009 | 0.05 | DEER:Res:ClothesDishWasher | Annual | 2 |  | Appl-CW-Front-ElecDHW-GasDry-Tier2DEER2017 | Appl-CW-Front-ElecDHW-GasDry-Tier2AnyDMoMH85CZ05DEER2017 | 1413
Appl-CW-Front-ElecDHW-GasDry-Tier2 | DEER2017 | D17 v3 |  | Any | DMo | MH85 | CZ06 | rDXGF | Household | 1 | 1242 | None | 12.8 | 0.003 | 6.27 | 15.8 | 0.004 | 5.76 | 12.8 | 0.003 | 6.27 | 15.8 | 0.004 | 0.0399 | DEER:Res:ClothesDishWasher | Annual | 2 |  | Appl-CW-Front-ElecDHW-GasDry-Tier2DEER2017 | Appl-CW-Front-ElecDHW-GasDry-Tier2AnyDMoMH85CZ06DEER2017 | 1414
Appl-CW-Front-ElecDHW-GasDry-Tier2 | DEER2017 | D17 v3 |  | Any | DMo | MH85 | CZ07 | rDXGF | Household | 1 | 1242 | None | 14.1 | 0.005 | 6.37 | 14.2 | 0.004 | 5.85 | 14.1 | 0.005 | 6.37 | 14.2 | 0.004 | 0.0582 | DEER:Res:ClothesDishWasher | Annual | 2 |  | Appl-CW-Front-ElecDHW-GasDry-Tier2DEER2017 | Appl-CW-Front-ElecDHW-GasDry-Tier2AnyDMoMH85CZ07DEER2017 | 1415
Appl-CW-Front-ElecDHW-GasDry-Tier2 | DEER2017 | D17 v3 |  | Any | DMo | MH85 | CZ08 | rDXGF | Household | 1 | 1242 | None | 14.4 | 0.004 | 6.37 | 14.5 | 0.004 | 5.85 | 14.4 | 0.004 | 6.37 | 14.5 | 0.004 | 0.0925 | DEER:Res:ClothesDishWasher | Annual | 2 |  | Appl-CW-Front-ElecDHW-GasDry-Tier2DEER2017 | Appl-CW-Front-ElecDHW-GasDry-Tier2AnyDMoMH85CZ08DEER2017 | 1416
Appl-CW-Front-ElecDHW-GasDry-Tier2 | DEER2017 | D17 v3 |  | Any | DMo | MH85 | CZ09 | rDXGF | Household | 1 | 1242 | None | 14.1 | 0.004 | 6.29 | 14.4 | 0.003 | 5.77 | 14.1 | 0.004 | 6.29 | 14.4 | 0.003 | 0.0433 | DEER:Res:ClothesDishWasher | Annual | 2 |  | Appl-CW-Front-ElecDHW-GasDry-Tier2DEER2017 | Appl-CW-Front-ElecDHW-GasDry-Tier2AnyDMoMH85CZ09DEER2017 | 1417
Appl-CW-Front-ElecDHW-GasDry-Tier2 | DEER2017 | D17 v3 |  | Any | DMo | MH85 | CZ10 | rDXGF | Household | 1 | 1242 | None | 15 | 0.005 | 6.33 | 15 | 0.005 | 5.82 | 15 | 0.005 | 6.33 | 15 | 0.005 | 0.0408 | DEER:Res:ClothesDishWasher | Annual | 2 |  | Appl-CW-Front-ElecDHW-GasDry-Tier2DEER2017 | Appl-CW-Front-ElecDHW-GasDry-Tier2AnyDMoMH85CZ10DEER2017 | 1418
Appl-CW-Front-ElecDHW-GasDry-Tier2 | DEER2017 | D17 v3 |  | Any | DMo | MH85 | CZ11 | rDXGF | Household | 1 | 1242 | None | 14.3 | 0.004 | 6.12 | 14.4 | 0.004 | 5.62 | 14.3 | 0.004 | 6.12 | 14.4 | 0.004 | 0.0469 | DEER:Res:ClothesDishWasher | Annual | 2 |  | Appl-CW-Front-ElecDHW-GasDry-Tier2DEER2017 | Appl-CW-Front-ElecDHW-GasDry-Tier2AnyDMoMH85CZ11DEER2017 | 1419
Appl-CW-Front-ElecDHW-GasDry-Tier2 | DEER2017 | D17 v3 |  | Any | DMo | MH85 | CZ12 | rDXGF | Household | 1 | 1242 | None | 13.6 | 0.006 | 6.03 | 13.8 | 0.006 | 5.54 | 13.6 | 0.006 | 6.03 | 13.8 | 0.006 | 0.0444 | DEER:Res:ClothesDishWasher | Annual | 2 |  | Appl-CW-Front-ElecDHW-GasDry-Tier2DEER2017 | Appl-CW-Front-ElecDHW-GasDry-Tier2AnyDMoMH85CZ12DEER2017 | 1420
Appl-CW-Front-ElecDHW-GasDry-Tier2 | DEER2017 | D17 v3 |  | Any | DMo | MH85 | CZ13 | rDXGF | Household | 1 | 1242 | None | 15.1 | 0.005 | 6.14 | 15.2 | 0.005 | 5.65 | 15.1 | 0.005 | 6.14 | 15.2 | 0.005 | 0.0756 | DEER:Res:ClothesDishWasher | Annual | 2 |  | Appl-CW-Front-ElecDHW-GasDry-Tier2DEER2017 | Appl-CW-Front-ElecDHW-GasDry-Tier2AnyDMoMH85CZ13DEER2017 | 1421
Appl-CW-Front-ElecDHW-GasDry-Tier2 | DEER2017 | D17 v3 |  | Any | DMo | MH85 | CZ14 | rDXGF | Household | 1 | 1242 | None | 15.6 | 0.005 | 6.11 | 15.4 | 0.004 | 5.61 | 15.6 | 0.005 | 6.11 | 15.4 | 0.004 | 0.0647 | DEER:Res:ClothesDishWasher | Annual | 2 |  | Appl-CW-Front-ElecDHW-GasDry-Tier2DEER2017 | Appl-CW-Front-ElecDHW-GasDry-Tier2AnyDMoMH85CZ14DEER2017 | 1422
Appl-CW-Front-ElecDHW-GasDry-Tier2 | DEER2017 | D17 v3 |  | Any | DMo | MH85 | CZ15 | rDXGF | Household | 1 | 1242 | None | 16.8 | 0.004 | 6.63 | 16.3 | 0.004 | 6.08 | 16.8 | 0.004 | 6.63 | 16.3 | 0.004 | 0.0691 | DEER:Res:ClothesDishWasher | Annual | 2 |  | Appl-CW-Front-ElecDHW-GasDry-Tier2DEER2017 | Appl-CW-Front-ElecDHW-GasDry-Tier2AnyDMoMH85CZ15DEER2017 | 1423
Appl-CW-Front-ElecDHW-GasDry-Tier2 | DEER2017 | D17 v3 |  | Any | DMo | MH85 | CZ16 | rDXGF | Household | 1 | 1242 | None | 12.1 | 0.005 | 5.85 | 12.6 | 0.005 | 5.38 | 12.1 | 0.005 | 5.85 | 12.6 | 0.005 | 0.0184 | DEER:Res:ClothesDishWasher | Annual | 2 |  | Appl-CW-Front-ElecDHW-GasDry-Tier2DEER2017 | Appl-CW-Front-ElecDHW-GasDry-Tier2AnyDMoMH85CZ16DEER2017 | 1424
Appl-CW-Front-ElecDHW-GasDry-Tier2 | DEER2017 | D17 v3 |  | Any | MFm | 1975 | CZ01 | rDXGF | Household | 1 | 1070.2 | None | 8 | 0.001 | 6.04 | 9 | 0.001 | 5.54 | 8 | 0.001 | 6.04 | 9 | 0.001 | 0.0745 | DEER:Res:ClothesDishWasher | Annual | 2 |  | Appl-CW-Front-ElecDHW-GasDry-Tier2DEER2017 | Appl-CW-Front-ElecDHW-GasDry-Tier2AnyMFm1975CZ01DEER2017 | 1425
Appl-CW-Front-ElecDHW-GasDry-Tier2 | DEER2017 | D17 v3 |  | Any | MFm | 1975 | CZ02 | rDXGF | Household | 1 | 1070.2 | None | 9.7 | 0.005 | 6.36 | 10.3 | 0.005 | 5.85 | 9.7 | 0.005 | 6.36 | 10.3 | 0.005 | 0.0514 | DEER:Res:ClothesDishWasher | Annual | 2 |  | Appl-CW-Front-ElecDHW-GasDry-Tier2DEER2017 | Appl-CW-Front-ElecDHW-GasDry-Tier2AnyMFm1975CZ02DEER2017 | 1426
Appl-CW-Front-ElecDHW-GasDry-Tier2 | DEER2017 | D17 v3 |  | Any | MFm | 1975 | CZ03 | rDXGF | Household | 1 | 1070.2 | None | 8.9 | 0.002 | 6.39 | 9.6 | 0.002 | 5.85 | 8.9 | 0.002 | 6.39 | 9.6 | 0.002 | 0.0625 | DEER:Res:ClothesDishWasher | Annual | 2 |  | Appl-CW-Front-ElecDHW-GasDry-Tier2DEER2017 | Appl-CW-Front-ElecDHW-GasDry-Tier2AnyMFm1975CZ03DEER2017 | 1427
Appl-CW-Front-ElecDHW-GasDry-Tier2 | DEER2017 | D17 v3 |  | Any | MFm | 1975 | CZ04 | rDXGF | Household | 1 | 1070.2 | None | 9.8 | 0.004 | 6.47 | 10.5 | 0.004 | 5.94 | 9.8 | 0.004 | 6.47 | 10.5 | 0.004 | 0.103 | DEER:Res:ClothesDishWasher | Annual | 2 |  | Appl-CW-Front-ElecDHW-GasDry-Tier2DEER2017 | Appl-CW-Front-ElecDHW-GasDry-Tier2AnyMFm1975CZ04DEER2017 | 1428
Appl-CW-Front-ElecDHW-GasDry-Tier2 | DEER2017 | D17 v3 |  | Any | MFm | 1975 | CZ05 | rDXGF | Household | 1 | 1070.2 | None | 8.1 | 0.002 | 6.15 | 9 | 0.002 | 5.66 | 8.1 | 0.002 | 6.15 | 9 | 0.002 | 0.0506 | DEER:Res:ClothesDishWasher | Annual | 2 |  | Appl-CW-Front-ElecDHW-GasDry-Tier2DEER2017 | Appl-CW-Front-ElecDHW-GasDry-Tier2AnyMFm1975CZ05DEER2017 | 1429
Appl-CW-Front-ElecDHW-GasDry-Tier2 | DEER2017 | D17 v3 |  | Any | MFm | 1975 | CZ06 | rDXGF | Household | 1 | 1047.7 | None | 11 | 0.004 | 6.53 | 11.4 | 0.004 | 6 | 11 | 0.004 | 6.53 | 11.4 | 0.004 | 0.0572 | DEER:Res:ClothesDishWasher | Annual | 2 |  | Appl-CW-Front-ElecDHW-GasDry-Tier2DEER2017 | Appl-CW-Front-ElecDHW-GasDry-Tier2AnyMFm1975CZ06DEER2017 | 1430
Appl-CW-Front-ElecDHW-GasDry-Tier2 | DEER2017 | D17 v3 |  | Any | MFm | 1975 | CZ07 | rDXGF | Household | 1 | 1047.7 | None | 11 | 0.004 | 6.53 | 10.8 | 0.003 | 5.88 | 11 | 0.004 | 6.53 | 10.8 | 0.003 | 0.0579 | DEER:Res:ClothesDishWasher | Annual | 2 |  | Appl-CW-Front-ElecDHW-GasDry-Tier2DEER2017 | Appl-CW-Front-ElecDHW-GasDry-Tier2AnyMFm1975CZ07DEER2017 | 1431
Appl-CW-Front-ElecDHW-GasDry-Tier2 | DEER2017 | D17 v3 |  | Any | MFm | 1975 | CZ08 | rDXGF | Household | 1 | 1047.7 | None | 11.3 | 0.005 | 6.65 | 11.6 | 0.005 | 6.1 | 11.3 | 0.005 | 6.65 | 11.6 | 0.005 | 0.0509 | DEER:Res:ClothesDishWasher | Annual | 2 |  | Appl-CW-Front-ElecDHW-GasDry-Tier2DEER2017 | Appl-CW-Front-ElecDHW-GasDry-Tier2AnyMFm1975CZ08DEER2017 | 1432
Appl-CW-Front-ElecDHW-GasDry-Tier2 | DEER2017 | D17 v3 |  | Any | MFm | 1975 | CZ09 | rDXGF | Household | 1 | 1216.8 | None | 12.3 | 0.004 | 6.56 | 12.6 | 0.004 | 6.03 | 12.3 | 0.004 | 6.56 | 12.6 | 0.004 | 0.0635 | DEER:Res:ClothesDishWasher | Annual | 2 |  | Appl-CW-Front-ElecDHW-GasDry-Tier2DEER2017 | Appl-CW-Front-ElecDHW-GasDry-Tier2AnyMFm1975CZ09DEER2017 | 1433
Appl-CW-Front-ElecDHW-GasDry-Tier2 | DEER2017 | D17 v3 |  | Any | MFm | 1975 | CZ10 | rDXGF | Household | 1 | 1216.8 | None | 11.4 | 0.005 | 6.5 | 11.8 | 0.004 | 5.97 | 11.4 | 0.005 | 6.5 | 11.8 | 0.004 | 0.0701 | DEER:Res:ClothesDishWasher | Annual | 2 |  | Appl-CW-Front-ElecDHW-GasDry-Tier2DEER2017 | Appl-CW-Front-ElecDHW-GasDry-Tier2AnyMFm1975CZ10DEER2017 | 1434
Appl-CW-Front-ElecDHW-GasDry-Tier2 | DEER2017 | D17 v3 |  | Any | MFm | 1975 | CZ11 | rDXGF | Household | 1 | 1098.9 | None | 11.3 | 0.004 | 6.4 | 11.7 | 0.004 | 5.88 | 11.3 | 0.004 | 6.4 | 11.7 | 0.004 | 0.0747 | DEER:Res:ClothesDishWasher | Annual | 2 |  | Appl-CW-Front-ElecDHW-GasDry-Tier2DEER2017 | Appl-CW-Front-ElecDHW-GasDry-Tier2AnyMFm1975CZ11DEER2017 | 1435
Appl-CW-Front-ElecDHW-GasDry-Tier2 | DEER2017 | D17 v3 |  | Any | MFm | 1975 | CZ12 | rDXGF | Household | 1 | 1098.9 | None | 10.6 | 0.005 | 6.36 | 11 | 0.004 | 5.84 | 10.6 | 0.005 | 6.36 | 11 | 0.004 | 0.0245 | DEER:Res:ClothesDishWasher | Annual | 2 |  | Appl-CW-Front-ElecDHW-GasDry-Tier2DEER2017 | Appl-CW-Front-ElecDHW-GasDry-Tier2AnyMFm1975CZ12DEER2017 | 1436
Appl-CW-Front-ElecDHW-GasDry-Tier2 | DEER2017 | D17 v3 |  | Any | MFm | 1975 | CZ13 | rDXGF | Household | 1 | 1098.9 | None | 12.2 | 0.004 | 6.45 | 12.5 | 0.004 | 5.92 | 12.2 | 0.004 | 6.45 | 12.5 | 0.004 | 0.0815 | DEER:Res:ClothesDishWasher | Annual | 2 |  | Appl-CW-Front-ElecDHW-GasDry-Tier2DEER2017 | Appl-CW-Front-ElecDHW-GasDry-Tier2AnyMFm1975CZ13DEER2017 | 1437
Appl-CW-Front-ElecDHW-GasDry-Tier2 | DEER2017 | D17 v3 |  | Any | MFm | 1975 | CZ14 | rDXGF | Household | 1 | 1409.4 | None | 12.8 | 0.003 | 6.42 | 13 | 0.003 | 5.9 | 12.8 | 0.003 | 6.42 | 13 | 0.003 | 0.0579 | DEER:Res:ClothesDishWasher | Annual | 2 |  | Appl-CW-Front-ElecDHW-GasDry-Tier2DEER2017 | Appl-CW-Front-ElecDHW-GasDry-Tier2AnyMFm1975CZ14DEER2017 | 1438
Appl-CW-Front-ElecDHW-GasDry-Tier2 | DEER2017 | D17 v3 |  | Any | MFm | 1975 | CZ15 | rDXGF | Household | 1 | 1409.4 | None | 14.5 | 0.003 | 6.77 | 14.3 | 0.003 | 6.21 | 14.5 | 0.003 | 6.77 | 14.3 | 0.003 | 0.03 | DEER:Res:ClothesDishWasher | Annual | 2 |  | Appl-CW-Front-ElecDHW-GasDry-Tier2DEER2017 | Appl-CW-Front-ElecDHW-GasDry-Tier2AnyMFm1975CZ15DEER2017 | 1439
Appl-CW-Front-ElecDHW-GasDry-Tier2 | DEER2017 | D17 v3 |  | Any | MFm | 1975 | CZ16 | rDXGF | Household | 1 | 1070.2 | None | 11 | 0.003 | 6.34 | 11.8 | 0.003 | 5.83 | 11 | 0.003 | 6.34 | 11.8 | 0.003 | 0.03 | DEER:Res:ClothesDishWasher | Annual | 2 |  | Appl-CW-Front-ElecDHW-GasDry-Tier2DEER2017 | Appl-CW-Front-ElecDHW-GasDry-Tier2AnyMFm1975CZ16DEER2017 | 1440
Appl-CW-Front-ElecDHW-GasDry-Tier2 | DEER2017 | D17 v3 |  | Any | MFm | 1985 | CZ01 | rDXGF | Household | 1 | 1152 | None | 7.9 | 0.001 | 5.9 | 8.9 | 0.001 | 5.43 | 7.9 | 0.001 | 5.9 | 8.9 | 0.001 | 0.0349 | DEER:Res:ClothesDishWasher | Annual | 2 |  | Appl-CW-Front-ElecDHW-GasDry-Tier2DEER2017 | Appl-CW-Front-ElecDHW-GasDry-Tier2AnyMFm1985CZ01DEER2017 | 1441
Appl-CW-Front-ElecDHW-GasDry-Tier2 | DEER2017 | D17 v3 |  | Any | MFm | 1985 | CZ02 | rDXGF | Household | 1 | 1152 | None | 7.9 | -0.001 | 5.84 | 8.6 | -0.001 | 5.32 | 7.9 | -0.001 | 5.84 | 8.6 | -0.001 | 0.0531 | DEER:Res:ClothesDishWasher | Annual | 2 |  | Appl-CW-Front-ElecDHW-GasDry-Tier2DEER2017 | Appl-CW-Front-ElecDHW-GasDry-Tier2AnyMFm1985CZ02DEER2017 | 1442
Appl-CW-Front-ElecDHW-GasDry-Tier2 | DEER2017 | D17 v3 |  | Any | MFm | 1985 | CZ03 | rDXGF | Household | 1 | 1152 | None | 8.6 | 0.002 | 6.32 | 9.4 | 0.003 | 5.8 | 8.6 | 0.002 | 6.32 | 9.4 | 0.003 | 0.0326 | DEER:Res:ClothesDishWasher | Annual | 2 |  | Appl-CW-Front-ElecDHW-GasDry-Tier2DEER2017 | Appl-CW-Front-ElecDHW-GasDry-Tier2AnyMFm1985CZ03DEER2017 | 1443
Appl-CW-Front-ElecDHW-GasDry-Tier2 | DEER2017 | D17 v3 |  | Any | MFm | 1985 | CZ04 | rDXGF | Household | 1 | 1152 | None | 9.3 | 0.004 | 6.49 | 10 | 0.003 | 5.96 | 9.3 | 0.004 | 6.49 | 10 | 0.003 | 0.0288 | DEER:Res:ClothesDishWasher | Annual | 2 |  | Appl-CW-Front-ElecDHW-GasDry-Tier2DEER2017 | Appl-CW-Front-ElecDHW-GasDry-Tier2AnyMFm1985CZ04DEER2017 | 1444
Appl-CW-Front-ElecDHW-GasDry-Tier2 | DEER2017 | D17 v3 |  | Any | MFm | 1985 | CZ05 | rDXGF | Household | 1 | 1152 | None | 8.8 | 0.002 | 6.37 | 9.6 | 0.002 | 5.86 | 8.8 | 0.002 | 6.37 | 9.6 | 0.002 | 0.0289 | DEER:Res:ClothesDishWasher | Annual | 2 |  | Appl-CW-Front-ElecDHW-GasDry-Tier2DEER2017 | Appl-CW-Front-ElecDHW-GasDry-Tier2AnyMFm1985CZ05DEER2017 | 1445
Appl-CW-Front-ElecDHW-GasDry-Tier2 | DEER2017 | D17 v3 |  | Any | MFm | 1985 | CZ06 | rDXGF | Household | 1 | 1295.2 | None | 10.4 | 0.005 | 6.61 | 10.8 | 0.005 | 6.07 | 10.4 | 0.005 | 6.61 | 10.8 | 0.005 | 0.0153 | DEER:Res:ClothesDishWasher | Annual | 2 |  | Appl-CW-Front-ElecDHW-GasDry-Tier2DEER2017 | Appl-CW-Front-ElecDHW-GasDry-Tier2AnyMFm1985CZ06DEER2017 | 1446
Appl-CW-Front-ElecDHW-GasDry-Tier2 | DEER2017 | D17 v3 |  | Any | MFm | 1985 | CZ07 | rDXGF | Household | 1 | 1295.2 | None | 10.2 | 0.003 | 6.64 | 10.7 | 0.003 | 6.09 | 10.2 | 0.003 | 6.64 | 10.7 | 0.003 | 0.204 | DEER:Res:ClothesDishWasher | Annual | 2 |  | Appl-CW-Front-ElecDHW-GasDry-Tier2DEER2017 | Appl-CW-Front-ElecDHW-GasDry-Tier2AnyMFm1985CZ07DEER2017 | 1447
Appl-CW-Front-ElecDHW-GasDry-Tier2 | DEER2017 | D17 v3 |  | Any | MFm | 1985 | CZ08 | rDXGF | Household | 1 | 1295.2 | None | 12.2 | 0.004 | 6.7 | 11.9 | 0.004 | 6.06 | 12.2 | 0.004 | 6.7 | 11.9 | 0.004 | 0.0398 | DEER:Res:ClothesDishWasher | Annual | 2 |  | Appl-CW-Front-ElecDHW-GasDry-Tier2DEER2017 | Appl-CW-Front-ElecDHW-GasDry-Tier2AnyMFm1985CZ08DEER2017 | 1448
Appl-CW-Front-ElecDHW-GasDry-Tier2 | DEER2017 | D17 v3 |  | Any | MFm | 1985 | CZ09 | rDXGF | Household | 1 | 1438.9 | None | 12.2 | 0.004 | 6.52 | 12.6 | 0.004 | 5.99 | 12.2 | 0.004 | 6.52 | 12.6 | 0.004 | 0.0103 | DEER:Res:ClothesDishWasher | Annual | 2 |  | Appl-CW-Front-ElecDHW-GasDry-Tier2DEER2017 | Appl-CW-Front-ElecDHW-GasDry-Tier2AnyMFm1985CZ09DEER2017 | 1449
Appl-CW-Front-ElecDHW-GasDry-Tier2 | DEER2017 | D17 v3 |  | Any | MFm | 1985 | CZ10 | rDXGF | Household | 1 | 1438.9 | None | 9.2 | 0 | 6.15 | 13 | 0.006 | 6.11 | 9.2 | 0 | 6.15 | 13 | 0.006 | 0.0643 | DEER:Res:ClothesDishWasher | Annual | 2 |  | Appl-CW-Front-ElecDHW-GasDry-Tier2DEER2017 | Appl-CW-Front-ElecDHW-GasDry-Tier2AnyMFm1985CZ10DEER2017 | 1450
Appl-CW-Front-ElecDHW-GasDry-Tier2 | DEER2017 | D17 v3 |  | Any | MFm | 1985 | CZ11 | rDXGF | Household | 1 | 1150 | None | 11.3 | 0.004 | 6.4 | 11.7 | 0.004 | 5.88 | 11.3 | 0.004 | 6.4 | 11.7 | 0.004 | 0.0468 | DEER:Res:ClothesDishWasher | Annual | 2 |  | Appl-CW-Front-ElecDHW-GasDry-Tier2DEER2017 | Appl-CW-Front-ElecDHW-GasDry-Tier2AnyMFm1985CZ11DEER2017 | 1451
Appl-CW-Front-ElecDHW-GasDry-Tier2 | DEER2017 | D17 v3 |  | Any | MFm | 1985 | CZ12 | rDXGF | Household | 1 | 1150 | None | 10.2 | 0.004 | 6.4 | 10.7 | 0.004 | 5.87 | 10.2 | 0.004 | 6.4 | 10.7 | 0.004 | 0.0445 | DEER:Res:ClothesDishWasher | Annual | 2 |  | Appl-CW-Front-ElecDHW-GasDry-Tier2DEER2017 | Appl-CW-Front-ElecDHW-GasDry-Tier2AnyMFm1985CZ12DEER2017 | 1452
Appl-CW-Front-ElecDHW-GasDry-Tier2 | DEER2017 | D17 v3 |  | Any | MFm | 1985 | CZ13 | rDXGF | Household | 1 | 1150 | None | 12.1 | 0.004 | 6.39 | 12.3 | 0.004 | 5.86 | 12.1 | 0.004 | 6.39 | 12.3 | 0.004 | 0.0279 | DEER:Res:ClothesDishWasher | Annual | 2 |  | Appl-CW-Front-ElecDHW-GasDry-Tier2DEER2017 | Appl-CW-Front-ElecDHW-GasDry-Tier2AnyMFm1985CZ13DEER2017 | 1453
Appl-CW-Front-ElecDHW-GasDry-Tier2 | DEER2017 | D17 v3 |  | Any | MFm | 1985 | CZ14 | rDXGF | Household | 1 | 1407.2 | None | 12.5 | 0.003 | 6.49 | 12.8 | 0.003 | 5.96 | 12.5 | 0.003 | 6.49 | 12.8 | 0.003 | 0.0958 | DEER:Res:ClothesDishWasher | Annual | 2 |  | Appl-CW-Front-ElecDHW-GasDry-Tier2DEER2017 | Appl-CW-Front-ElecDHW-GasDry-Tier2AnyMFm1985CZ14DEER2017 | 1454
Appl-CW-Front-ElecDHW-GasDry-Tier2 | DEER2017 | D17 v3 |  | Any | MFm | 1985 | CZ15 | rDXGF | Household | 1 | 1407.2 | None | 14.1 | 0.004 | 6.77 | 14 | 0.003 | 6.21 | 14.1 | 0.004 | 6.77 | 14 | 0.003 | 0.0648 | DEER:Res:ClothesDishWasher | Annual | 2 |  | Appl-CW-Front-ElecDHW-GasDry-Tier2DEER2017 | Appl-CW-Front-ElecDHW-GasDry-Tier2AnyMFm1985CZ15DEER2017 | 1455
Appl-CW-Front-ElecDHW-GasDry-Tier2 | DEER2017 | D17 v3 |  | Any | MFm | 1985 | CZ16 | rDXGF | Household | 1 | 1152 | None | 11.7 | 0.004 | 6.32 | 12.3 | 0.004 | 5.8 | 11.7 | 0.004 | 6.32 | 12.3 | 0.004 | 0.0214 | DEER:Res:ClothesDishWasher | Annual | 2 |  | Appl-CW-Front-ElecDHW-GasDry-Tier2DEER2017 | Appl-CW-Front-ElecDHW-GasDry-Tier2AnyMFm1985CZ16DEER2017 | 1456
Appl-CW-Front-ElecDHW-GasDry-Tier2 | DEER2017 | D17 v3 |  | Any | MFm | 1996 | CZ01 | rDXGF | Household | 1 | 981.6 | None | 7.8 | 0.001 | 6 | 9.2 | 0.001 | 5.73 | 7.8 | 0.001 | 6 | 9.2 | 0.001 | 0.0579 | DEER:Res:ClothesDishWasher | Annual | 2 |  | Appl-CW-Front-ElecDHW-GasDry-Tier2DEER2017 | Appl-CW-Front-ElecDHW-GasDry-Tier2AnyMFm1996CZ01DEER2017 | 1457
Appl-CW-Front-ElecDHW-GasDry-Tier2 | DEER2017 | D17 v3 |  | Any | MFm | 1996 | CZ02 | rDXGF | Household | 1 | 981.6 | None | 10 | 0.005 | 6.49 | 10.6 | 0.005 | 5.96 | 10 | 0.005 | 6.49 | 10.6 | 0.005 | 0.0515 | DEER:Res:ClothesDishWasher | Annual | 2 |  | Appl-CW-Front-ElecDHW-GasDry-Tier2DEER2017 | Appl-CW-Front-ElecDHW-GasDry-Tier2AnyMFm1996CZ02DEER2017 | 1458
Appl-CW-Front-ElecDHW-GasDry-Tier2 | DEER2017 | D17 v3 |  | Any | MFm | 1996 | CZ03 | rDXGF | Household | 1 | 981.6 | None | 9.2 | 0.003 | 6.52 | 10 | 0.003 | 5.99 | 9.2 | 0.003 | 6.52 | 10 | 0.003 | 0.0541 | DEER:Res:ClothesDishWasher | Annual | 2 |  | Appl-CW-Front-ElecDHW-GasDry-Tier2DEER2017 | Appl-CW-Front-ElecDHW-GasDry-Tier2AnyMFm1996CZ03DEER2017 | 1459
Appl-CW-Front-ElecDHW-GasDry-Tier2 | DEER2017 | D17 v3 |  | Any | MFm | 1996 | CZ04 | rDXGF | Household | 1 | 981.6 | None | 9.6 | 0.003 | 6.56 | 10.3 | 0.003 | 6.06 | 9.6 | 0.003 | 6.56 | 10.3 | 0.003 | 0.0493 | DEER:Res:ClothesDishWasher | Annual | 2 |  | Appl-CW-Front-ElecDHW-GasDry-Tier2DEER2017 | Appl-CW-Front-ElecDHW-GasDry-Tier2AnyMFm1996CZ04DEER2017 | 1460
Appl-CW-Front-ElecDHW-GasDry-Tier2 | DEER2017 | D17 v3 |  | Any | MFm | 1996 | CZ05 | rDXGF | Household | 1 | 981.6 | None | 8.6 | 0.002 | 6.35 | 9.5 | 0.002 | 5.83 | 8.6 | 0.002 | 6.35 | 9.5 | 0.002 | 0.0648 | DEER:Res:ClothesDishWasher | Annual | 2 |  | Appl-CW-Front-ElecDHW-GasDry-Tier2DEER2017 | Appl-CW-Front-ElecDHW-GasDry-Tier2AnyMFm1996CZ05DEER2017 | 1461
Appl-CW-Front-ElecDHW-GasDry-Tier2 | DEER2017 | D17 v3 |  | Any | MFm | 1996 | CZ06 | rDXGF | Household | 1 | 1169.1 | None | 11 | 0.004 | 6.53 | 11.6 | 0.004 | 6 | 11 | 0.004 | 6.53 | 11.6 | 0.004 | 0.0673 | DEER:Res:ClothesDishWasher | Annual | 2 |  | Appl-CW-Front-ElecDHW-GasDry-Tier2DEER2017 | Appl-CW-Front-ElecDHW-GasDry-Tier2AnyMFm1996CZ06DEER2017 | 1462
Appl-CW-Front-ElecDHW-GasDry-Tier2 | DEER2017 | D17 v3 |  | Any | MFm | 1996 | CZ07 | rDXGF | Household | 1 | 1169.1 | None | 11.1 | 0.003 | 6.81 | 11.5 | 0.003 | 6.24 | 11.1 | 0.003 | 6.81 | 11.5 | 0.003 | 0.0222 | DEER:Res:ClothesDishWasher | Annual | 2 |  | Appl-CW-Front-ElecDHW-GasDry-Tier2DEER2017 | Appl-CW-Front-ElecDHW-GasDry-Tier2AnyMFm1996CZ07DEER2017 | 1463
Appl-CW-Front-ElecDHW-GasDry-Tier2 | DEER2017 | D17 v3 |  | Any | MFm | 1996 | CZ08 | rDXGF | Household | 1 | 1169.1 | None | 11.4 | 0.004 | 6.65 | 11.8 | 0.004 | 6.1 | 11.4 | 0.004 | 6.65 | 11.8 | 0.004 | 0.0568 | DEER:Res:ClothesDishWasher | Annual | 2 |  | Appl-CW-Front-ElecDHW-GasDry-Tier2DEER2017 | Appl-CW-Front-ElecDHW-GasDry-Tier2AnyMFm1996CZ08DEER2017 | 1464
Appl-CW-Front-ElecDHW-GasDry-Tier2 | DEER2017 | D17 v3 |  | Any | MFm | 1996 | CZ09 | rDXGF | Household | 1 | 1093.6 | None | 12.9 | 0.004 | 6.67 | 13.2 | 0.004 | 6.12 | 12.9 | 0.004 | 6.67 | 13.2 | 0.004 | 6.12 | DEER:Res:ClothesDishWasher | Annual | 1719 |  | Appl-CW-Front-ElecDHW-GasDry-Tier2DEER2017 | Appl-CW-Front-ElecDHW-GasDry-Tier2AnyMFm1996CZ09DEER2017 | 1465
Appl-CW-Front-ElecDHW-GasDry-Tier2 | DEER2017 | D17 v3 |  | Any | MFm | 1996 | CZ10 | rDXGF | Household | 1 | 1093.6 | None | 10.2 | 0.006 | 6.49 | 10.6 | 0.005 | 5.96 | 10.2 | 0.006 | 6.49 | 10.6 | 0.005 | 5.96 | DEER:Res:ClothesDishWasher | Annual | 1719 |  | Appl-CW-Front-ElecDHW-GasDry-Tier2DEER2017 | Appl-CW-Front-ElecDHW-GasDry-Tier2AnyMFm1996CZ10DEER2017 | 1466
Appl-CW-Front-ElecDHW-GasDry-Tier2 | DEER2017 | D17 v3 |  | Any | MFm | 1996 | CZ11 | rDXGF | Household | 1 | 1031.9 | None | 12.8 | 0.005 | 6.6 | 11.7 | 0.003 | 6.01 | 12.8 | 0.005 | 6.6 | 11.7 | 0.003 | 6.01 | DEER:Res:ClothesDishWasher | Annual | 1719 |  | Appl-CW-Front-ElecDHW-GasDry-Tier2DEER2017 | Appl-CW-Front-ElecDHW-GasDry-Tier2AnyMFm1996CZ11DEER2017 | 1467
Appl-CW-Front-ElecDHW-GasDry-Tier2 | DEER2017 | D17 v3 |  | Any | MFm | 1996 | CZ12 | rDXGF | Household | 1 | 1031.9 | None | 11.1 | 0.005 | 6.43 | 11.6 | 0.005 | 5.91 | 11.1 | 0.005 | 6.43 | 11.6 | 0.005 | 5.91 | DEER:Res:ClothesDishWasher | Annual | 1719 |  | Appl-CW-Front-ElecDHW-GasDry-Tier2DEER2017 | Appl-CW-Front-ElecDHW-GasDry-Tier2AnyMFm1996CZ12DEER2017 | 1468
Appl-CW-Front-ElecDHW-GasDry-Tier2 | DEER2017 | D17 v3 |  | Any | MFm | 1996 | CZ13 | rDXGF | Household | 1 | 1031.9 | None | 12.5 | 0.005 | 6.51 | 12.8 | 0.005 | 5.98 | 12.5 | 0.005 | 6.51 | 12.8 | 0.005 | 5.98 | DEER:Res:ClothesDishWasher | Annual | 1719 |  | Appl-CW-Front-ElecDHW-GasDry-Tier2DEER2017 | Appl-CW-Front-ElecDHW-GasDry-Tier2AnyMFm1996CZ13DEER2017 | 1469
Appl-CW-Front-ElecDHW-GasDry-Tier2 | DEER2017 | D17 v3 |  | Any | MFm | 1996 | CZ14 | rDXGF | Household | 1 | 1086 | None | 13.4 | 0.003 | 6.54 | 13.5 | 0.002 | 6 | 13.4 | 0.003 | 6.54 | 13.5 | 0.002 | 6 | DEER:Res:ClothesDishWasher | Annual | 1719 |  | Appl-CW-Front-ElecDHW-GasDry-Tier2DEER2017 | Appl-CW-Front-ElecDHW-GasDry-Tier2AnyMFm1996CZ14DEER2017 | 1470
Appl-CW-Front-ElecDHW-GasDry-Tier2 | DEER2017 | D17 v3 |  | Any | MFm | 1996 | CZ15 | rDXGF | Household | 1 | 1086 | None | 13.7 | 0.003 | 6.8 | 13.5 | 0.003 | 6.24 | 13.7 | 0.003 | 6.8 | 13.5 | 0.003 | 6.24 | DEER:Res:ClothesDishWasher | Annual | 1719 |  | Appl-CW-Front-ElecDHW-GasDry-Tier2DEER2017 | Appl-CW-Front-ElecDHW-GasDry-Tier2AnyMFm1996CZ15DEER2017 | 1471
Appl-CW-Front-ElecDHW-GasDry-Tier2 | DEER2017 | D17 v3 |  | Any | MFm | 1996 | CZ16 | rDXGF | Household | 1 | 981.6 | None | 11.8 | 0.003 | 6.32 | 12.4 | 0.003 | 5.81 | 11.8 | 0.003 | 6.32 | 12.4 | 0.003 | 5.81 | DEER:Res:ClothesDishWasher | Annual | 1719 |  | Appl-CW-Front-ElecDHW-GasDry-Tier2DEER2017 | Appl-CW-Front-ElecDHW-GasDry-Tier2AnyMFm1996CZ16DEER2017 | 1472
Appl-CW-Front-ElecDHW-GasDry-Tier2 | DEER2017 | D17 v3 |  | Any | MFm | 2003 | CZ01 | rDXGF | Household | 1 | 998.7 | None | 8.1 | 0.001 | 6.2 | 9.1 | 0.001 | 5.7 | 8.1 | 0.001 | 6.2 | 9.1 | 0.001 | 5.7 | DEER:Res:ClothesDishWasher | Annual | 1719 |  | Appl-CW-Front-ElecDHW-GasDry-Tier2DEER2017 | Appl-CW-Front-ElecDHW-GasDry-Tier2AnyMFm2003CZ01DEER2017 | 1473
Appl-CW-Front-ElecDHW-GasDry-Tier2 | DEER2017 | D17 v3 |  | Any | MFm | 2003 | CZ02 | rDXGF | Household | 1 | 1073.2 | None | 10.1 | 0.004 | 6.56 | 11 | 0.004 | 6.08 | 10.1 | 0.004 | 6.56 | 11 | 0.004 | 6.08 | DEER:Res:ClothesDishWasher | Annual | 1719 |  | Appl-CW-Front-ElecDHW-GasDry-Tier2DEER2017 | Appl-CW-Front-ElecDHW-GasDry-Tier2AnyMFm2003CZ02DEER2017 | 1474
Appl-CW-Front-ElecDHW-GasDry-Tier2 | DEER2017 | D17 v3 |  | Any | MFm | 2003 | CZ03 | rDXGF | Household | 1 | 998.7 | None | 8.3 | 0.002 | 6.3 | 9.2 | 0.002 | 5.79 | 8.3 | 0.002 | 6.3 | 9.2 | 0.002 | 5.79 | DEER:Res:ClothesDishWasher | Annual | 1719 |  | Appl-CW-Front-ElecDHW-GasDry-Tier2DEER2017 | Appl-CW-Front-ElecDHW-GasDry-Tier2AnyMFm2003CZ03DEER2017 | 1475
Appl-CW-Front-ElecDHW-GasDry-Tier2 | DEER2017 | D17 v3 |  | Any | MFm | 2003 | CZ04 | rDXGF | Household | 1 | 998.7 | None | 11.1 | 0.004 | 6.57 | 11.5 | 0.004 | 6.02 | 11.1 | 0.004 | 6.57 | 11.5 | 0.004 | 6.02 | DEER:Res:ClothesDishWasher | Annual | 1719 |  | Appl-CW-Front-ElecDHW-GasDry-Tier2DEER2017 | Appl-CW-Front-ElecDHW-GasDry-Tier2AnyMFm2003CZ04DEER2017 | 1476
Appl-CW-Front-ElecDHW-GasDry-Tier2 | DEER2017 | D17 v3 |  | Any | MFm | 2003 | CZ05 | rDXGF | Household | 1 | 998.7 | None | 8.6 | 0.001 | 6.3 | 9.5 | 0.002 | 5.79 | 8.6 | 0.001 | 6.3 | 9.5 | 0.002 | 5.79 | DEER:Res:ClothesDishWasher | Annual | 1719 |  | Appl-CW-Front-ElecDHW-GasDry-Tier2DEER2017 | Appl-CW-Front-ElecDHW-GasDry-Tier2AnyMFm2003CZ05DEER2017 | 1477
Appl-CW-Front-ElecDHW-GasDry-Tier2 | DEER2017 | D17 v3 |  | Any | MFm | 2003 | CZ06 | rDXGF | Household | 1 | 1206 | None | 10.1 | 0.005 | 6.59 | 10.7 | 0.004 | 6.05 | 10.1 | 0.005 | 6.59 | 10.7 | 0.004 | 6.05 | DEER:Res:ClothesDishWasher | Annual | 1719 |  | Appl-CW-Front-ElecDHW-GasDry-Tier2DEER2017 | Appl-CW-Front-ElecDHW-GasDry-Tier2AnyMFm2003CZ06DEER2017 | 1478
Appl-CW-Front-ElecDHW-GasDry-Tier2 | DEER2017 | D17 v3 |  | Any | MFm | 2003 | CZ07 | rDXGF | Household | 1 | 1206 | None | 11.5 | 0.003 | 6.62 | 11.9 | 0.003 | 6.07 | 11.5 | 0.003 | 6.62 | 11.9 | 0.003 | 6.07 | DEER:Res:ClothesDishWasher | Annual | 1719 |  | Appl-CW-Front-ElecDHW-GasDry-Tier2DEER2017 | Appl-CW-Front-ElecDHW-GasDry-Tier2AnyMFm2003CZ07DEER2017 | 1479
Appl-CW-Front-ElecDHW-GasDry-Tier2 | DEER2017 | D17 v3 |  | Any | MFm | 2003 | CZ08 | rDXGF | Household | 1 | 1206 | None | 11.5 | 0.005 | 6.65 | 11.9 | 0.004 | 6.1 | 11.5 | 0.005 | 6.65 | 11.9 | 0.004 | 6.1 | DEER:Res:ClothesDishWasher | Annual | 1719 |  | Appl-CW-Front-ElecDHW-GasDry-Tier2DEER2017 | Appl-CW-Front-ElecDHW-GasDry-Tier2AnyMFm2003CZ08DEER2017 | 1480
Appl-CW-Front-ElecDHW-GasDry-Tier2 | DEER2017 | D17 v3 |  | Any | MFm | 2003 | CZ09 | rDXGF | Household | 1 | 1126.6 | None | 11.4 | 0.004 | 6.6 | 11.8 | 0.004 | 6.05 | 11.4 | 0.004 | 6.6 | 11.8 | 0.004 | 6.05 | DEER:Res:ClothesDishWasher | Annual | 1719 |  | Appl-CW-Front-ElecDHW-GasDry-Tier2DEER2017 | Appl-CW-Front-ElecDHW-GasDry-Tier2AnyMFm2003CZ09DEER2017 | 1481
Appl-CW-Front-ElecDHW-GasDry-Tier2 | DEER2017 | D17 v3 |  | Any | MFm | 2003 | CZ10 | rDXGF | Household | 1 | 1073.2 | None | 11.2 | 0.005 | 6.7 | 10.7 | 0.003 | 6.11 | 11.2 | 0.005 | 6.7 | 10.7 | 0.003 | 6.11 | DEER:Res:ClothesDishWasher | Annual | 1719 |  | Appl-CW-Front-ElecDHW-GasDry-Tier2DEER2017 | Appl-CW-Front-ElecDHW-GasDry-Tier2AnyMFm2003CZ10DEER2017 | 1482
Appl-CW-Front-ElecDHW-GasDry-Tier2 | DEER2017 | D17 v3 |  | Any | MFm | 2003 | CZ11 | rDXGF | Household | 1 | 1073.2 | None | 12.3 | 0.003 | 6.49 | 12.7 | 0.003 | 5.96 | 12.3 | 0.003 | 6.49 | 12.7 | 0.003 | 5.96 | DEER:Res:ClothesDishWasher | Annual | 1719 |  | Appl-CW-Front-ElecDHW-GasDry-Tier2DEER2017 | Appl-CW-Front-ElecDHW-GasDry-Tier2AnyMFm2003CZ11DEER2017 | 1483
Appl-CW-Front-ElecDHW-GasDry-Tier2 | DEER2017 | D17 v3 |  | Any | MFm | 2003 | CZ12 | rDXGF | Household | 1 | 1073.2 | None | 11.8 | 0.004 | 6.53 | 12.2 | 0.004 | 5.99 | 11.8 | 0.004 | 6.53 | 12.2 | 0.004 | 5.99 | DEER:Res:ClothesDishWasher | Annual | 1719 |  | Appl-CW-Front-ElecDHW-GasDry-Tier2DEER2017 | Appl-CW-Front-ElecDHW-GasDry-Tier2AnyMFm2003CZ12DEER2017 | 1484
Appl-CW-Front-ElecDHW-GasDry-Tier2 | DEER2017 | D17 v3 |  | Any | MFm | 2003 | CZ13 | rDXGF | Household | 1 | 1073.2 | None | 12.5 | 0.003 | 6.56 | 12.7 | 0.003 | 6.02 | 12.5 | 0.003 | 6.56 | 12.7 | 0.003 | 6.02 | DEER:Res:ClothesDishWasher | Annual | 1719 |  | Appl-CW-Front-ElecDHW-GasDry-Tier2DEER2017 | Appl-CW-Front-ElecDHW-GasDry-Tier2AnyMFm2003CZ13DEER2017 | 1485
Appl-CW-Front-ElecDHW-GasDry-Tier2 | DEER2017 | D17 v3 |  | Any | MFm | 2003 | CZ14 | rDXGF | Household | 1 | 1094.6 | None | 13 | 0.003 | 6.51 | 13.3 | 0.003 | 5.97 | 13 | 0.003 | 6.51 | 13.3 | 0.003 | 5.97 | DEER:Res:ClothesDishWasher | Annual | 1719 |  | Appl-CW-Front-ElecDHW-GasDry-Tier2DEER2017 | Appl-CW-Front-ElecDHW-GasDry-Tier2AnyMFm2003CZ14DEER2017 | 1486
Appl-CW-Front-ElecDHW-GasDry-Tier2 | DEER2017 | D17 v3 |  | Any | MFm | 2003 | CZ15 | rDXGF | Household | 1 | 1094.6 | None | 13.8 | 0.003 | 6.8 | 13.6 | 0.003 | 6.24 | 13.8 | 0.003 | 6.8 | 13.6 | 0.003 | 6.24 | DEER:Res:ClothesDishWasher | Annual | 1719 |  | Appl-CW-Front-ElecDHW-GasDry-Tier2DEER2017 | Appl-CW-Front-ElecDHW-GasDry-Tier2AnyMFm2003CZ15DEER2017 | 1487
Appl-CW-Front-ElecDHW-GasDry-Tier2 | DEER2017 | D17 v3 |  | Any | MFm | 2003 | CZ16 | rDXGF | Household | 1 | 998.7 | None | 11.7 | 0.004 | 6.35 | 12.4 | 0.004 | 5.83 | 11.7 | 0.004 | 6.35 | 12.4 | 0.004 | 5.83 | DEER:Res:ClothesDishWasher | Annual | 1719 |  | Appl-CW-Front-ElecDHW-GasDry-Tier2DEER2017 | Appl-CW-Front-ElecDHW-GasDry-Tier2AnyMFm2003CZ16DEER2017 | 1488
Appl-CW-Front-ElecDHW-GasDry-Tier2 | DEER2017 | D17 v3 |  | Any | MFm | 2007 | CZ01 | rDXGF | Household | 1 | 998.7 | None | 8 | 0.001 | 6.08 | 9.1 | 0.001 | 5.61 | 8 | 0.001 | 6.08 | 9.1 | 0.001 | 5.61 | DEER:Res:ClothesDishWasher | Annual | 1719 |  | Appl-CW-Front-ElecDHW-GasDry-Tier2DEER2017 | Appl-CW-Front-ElecDHW-GasDry-Tier2AnyMFm2007CZ01DEER2017 | 1489
Appl-CW-Front-ElecDHW-GasDry-Tier2 | DEER2017 | D17 v3 |  | Any | MFm | 2007 | CZ02 | rDXGF | Household | 1 | 1073.2 | None | 10.5 | 0.003 | 6.55 | 10.5 | 0.003 | 5.89 | 10.5 | 0.003 | 6.55 | 10.5 | 0.003 | 5.89 | DEER:Res:ClothesDishWasher | Annual | 1719 |  | Appl-CW-Front-ElecDHW-GasDry-Tier2DEER2017 | Appl-CW-Front-ElecDHW-GasDry-Tier2AnyMFm2007CZ02DEER2017 | 1490
Appl-CW-Front-ElecDHW-GasDry-Tier2 | DEER2017 | D17 v3 |  | Any | MFm | 2007 | CZ03 | rDXGF | Household | 1 | 998.7 | None | 8.2 | 0.002 | 6.33 | 9.1 | 0.002 | 5.78 | 8.2 | 0.002 | 6.33 | 9.1 | 0.002 | 5.78 | DEER:Res:ClothesDishWasher | Annual | 1719 |  | Appl-CW-Front-ElecDHW-GasDry-Tier2DEER2017 | Appl-CW-Front-ElecDHW-GasDry-Tier2AnyMFm2007CZ03DEER2017 | 1491
Appl-CW-Front-ElecDHW-GasDry-Tier2 | DEER2017 | D17 v3 |  | Any | MFm | 2007 | CZ04 | rDXGF | Household | 1 | 998.7 | None | 10.3 | 0.002 | 6.57 | 10.8 | 0.002 | 6.03 | 10.3 | 0.002 | 6.57 | 10.8 | 0.002 | 6.03 | DEER:Res:ClothesDishWasher | Annual | 1719 |  | Appl-CW-Front-ElecDHW-GasDry-Tier2DEER2017 | Appl-CW-Front-ElecDHW-GasDry-Tier2AnyMFm2007CZ04DEER2017 | 1492
Appl-CW-Front-ElecDHW-GasDry-Tier2 | DEER2017 | D17 v3 |  | Any | MFm | 2007 | CZ05 | rDXGF | Household | 1 | 998.7 | None | 8.7 | 0.002 | 6.41 | 9.5 | 0.002 | 5.88 | 8.7 | 0.002 | 6.41 | 9.5 | 0.002 | 5.88 | DEER:Res:ClothesDishWasher | Annual | 1719 |  | Appl-CW-Front-ElecDHW-GasDry-Tier2DEER2017 | Appl-CW-Front-ElecDHW-GasDry-Tier2AnyMFm2007CZ05DEER2017 | 1493
Appl-CW-Front-ElecDHW-GasDry-Tier2 | DEER2017 | D17 v3 |  | Any | MFm | 2007 | CZ06 | rDXGF | Household | 1 | 1206 | None | 10.4 | 0.003 | 6.56 | 10.9 | 0.003 | 6.02 | 10.4 | 0.003 | 6.56 | 10.9 | 0.003 | 6.02 | DEER:Res:ClothesDishWasher | Annual | 1719 |  | Appl-CW-Front-ElecDHW-GasDry-Tier2DEER2017 | Appl-CW-Front-ElecDHW-GasDry-Tier2AnyMFm2007CZ06DEER2017 | 1494
Appl-CW-Front-ElecDHW-GasDry-Tier2 | DEER2017 | D17 v3 |  | Any | MFm | 2007 | CZ07 | rDXGF | Household | 1 | 1206 | None | 7.2 | -0.003 | 6.3 | 10.3 | 0.001 | 6.11 | 7.2 | -0.003 | 6.3 | 10.3 | 0.001 | 6.11 | DEER:Res:ClothesDishWasher | Annual | 1719 |  | Appl-CW-Front-ElecDHW-GasDry-Tier2DEER2017 | Appl-CW-Front-ElecDHW-GasDry-Tier2AnyMFm2007CZ07DEER2017 | 1495
Appl-CW-Front-ElecDHW-GasDry-Tier2 | DEER2017 | D17 v3 |  | Any | MFm | 2007 | CZ08 | rDXGF | Household | 1 | 1206 | None | 11.7 | 0.002 | 6.65 | 12.1 | 0.002 | 6.1 | 11.7 | 0.002 | 6.65 | 12.1 | 0.002 | 6.1 | DEER:Res:ClothesDishWasher | Annual | 1719 |  | Appl-CW-Front-ElecDHW-GasDry-Tier2DEER2017 | Appl-CW-Front-ElecDHW-GasDry-Tier2AnyMFm2007CZ08DEER2017 | 1496
Appl-CW-Front-ElecDHW-GasDry-Tier2 | DEER2017 | D17 v3 |  | Any | MFm | 2007 | CZ09 | rDXGF | Household | 1 | 1126.6 | None | 11 | 0.004 | 6.6 | 11.4 | 0.004 | 6.06 | 11 | 0.004 | 6.6 | 11.4 | 0.004 | 6.06 | DEER:Res:ClothesDishWasher | Annual | 1719 |  | Appl-CW-Front-ElecDHW-GasDry-Tier2DEER2017 | Appl-CW-Front-ElecDHW-GasDry-Tier2AnyMFm2007CZ09DEER2017 | 1497
Appl-CW-Front-ElecDHW-GasDry-Tier2 | DEER2017 | D17 v3 |  | Any | MFm | 2007 | CZ10 | rDXGF | Household | 1 | 1073.2 | None | 12.1 | 0.004 | 6.71 | 10.8 | 0.002 | 6.08 | 12.1 | 0.004 | 6.71 | 10.8 | 0.002 | 6.08 | DEER:Res:ClothesDishWasher | Annual | 1719 |  | Appl-CW-Front-ElecDHW-GasDry-Tier2DEER2017 | Appl-CW-Front-ElecDHW-GasDry-Tier2AnyMFm2007CZ10DEER2017 | 1498
Appl-CW-Front-ElecDHW-GasDry-Tier2 | DEER2017 | D17 v3 |  | Any | MFm | 2007 | CZ11 | rDXGF | Household | 1 | 1073.2 | None | 11.6 | 0.003 | 6.48 | 12 | 0.003 | 5.95 | 11.6 | 0.003 | 6.48 | 12 | 0.003 | 5.95 | DEER:Res:ClothesDishWasher | Annual | 1719 |  | Appl-CW-Front-ElecDHW-GasDry-Tier2DEER2017 | Appl-CW-Front-ElecDHW-GasDry-Tier2AnyMFm2007CZ11DEER2017 | 1499
Appl-CW-Front-ElecDHW-GasDry-Tier2 | DEER2017 | D17 v3 |  | Any | MFm | 2007 | CZ12 | rDXGF | Household | 1 | 1073.2 | None | 11.5 | 0.003 | 6.53 | 12 | 0.003 | 6 | 11.5 | 0.003 | 6.53 | 12 | 0.003 | 6 | DEER:Res:ClothesDishWasher | Annual | 1719 |  | Appl-CW-Front-ElecDHW-GasDry-Tier2DEER2017 | Appl-CW-Front-ElecDHW-GasDry-Tier2AnyMFm2007CZ12DEER2017 | 1500
Appl-CW-Front-ElecDHW-GasDry-Tier2 | DEER2017 | D17 v3 |  | Any | MFm | 2007 | CZ13 | rDXGF | Household | 1 | 1073.2 | None | 11.9 | 0.002 | 6.52 | 12.3 | 0.002 | 5.98 | 11.9 | 0.002 | 6.52 | 12.3 | 0.002 | 5.98 | DEER:Res:ClothesDishWasher | Annual | 1719 |  | Appl-CW-Front-ElecDHW-GasDry-Tier2DEER2017 | Appl-CW-Front-ElecDHW-GasDry-Tier2AnyMFm2007CZ13DEER2017 | 1501
Appl-CW-Front-ElecDHW-GasDry-Tier2 | DEER2017 | D17 v3 |  | Any | MFm | 2007 | CZ14 | rDXGF | Household | 1 | 1094.6 | None | 12.5 | 0.003 | 6.51 | 12.8 | 0.002 | 5.98 | 12.5 | 0.003 | 6.51 | 12.8 | 0.002 | 5.98 | DEER:Res:ClothesDishWasher | Annual | 1719 |  | Appl-CW-Front-ElecDHW-GasDry-Tier2DEER2017 | Appl-CW-Front-ElecDHW-GasDry-Tier2AnyMFm2007CZ14DEER2017 | 1502
Appl-CW-Front-ElecDHW-GasDry-Tier2 | DEER2017 | D17 v3 |  | Any | MFm | 2007 | CZ15 | rDXGF | Household | 1 | 1094.6 | None | 12.6 | 0.003 | 6.8 | 12.5 | 0.003 | 6.24 | 12.6 | 0.003 | 6.8 | 12.5 | 0.003 | 6.24 | DEER:Res:ClothesDishWasher | Annual | 1719 |  | Appl-CW-Front-ElecDHW-GasDry-Tier2DEER2017 | Appl-CW-Front-ElecDHW-GasDry-Tier2AnyMFm2007CZ15DEER2017 | 1503
Appl-CW-Front-ElecDHW-GasDry-Tier2 | DEER2017 | D17 v3 |  | Any | MFm | 2007 | CZ16 | rDXGF | Household | 1 | 998.7 | None | 11.1 | 0.003 | 6.33 | 11.8 | 0.003 | 5.81 | 11.1 | 0.003 | 6.33 | 11.8 | 0.003 | 5.81 | DEER:Res:ClothesDishWasher | Annual | 1719 |  | Appl-CW-Front-ElecDHW-GasDry-Tier2DEER2017 | Appl-CW-Front-ElecDHW-GasDry-Tier2AnyMFm2007CZ16DEER2017 | 1504
Appl-CW-Front-ElecDHW-GasDry-Tier2 | DEER2017 | D17 v3 |  | Any | MFm | 2011 | CZ01 | rDXGF | Household | 1 | 998.7 | None | 8.1 | 0.002 | 6.1 | 9.2 | 0.002 | 5.66 | 8.1 | 0.002 | 6.1 | 9.2 | 0.002 | 5.66 | DEER:Res:ClothesDishWasher | Annual | 1719 |  | Appl-CW-Front-ElecDHW-GasDry-Tier2DEER2017 | Appl-CW-Front-ElecDHW-GasDry-Tier2AnyMFm2011CZ01DEER2017 | 1505
Appl-CW-Front-ElecDHW-GasDry-Tier2 | DEER2017 | D17 v3 |  | Any | MFm | 2011 | CZ02 | rDXGF | Household | 1 | 1073.2 | None | 10.7 | 0.004 | 6.56 | 11.4 | 0.004 | 6.02 | 10.7 | 0.004 | 6.56 | 11.4 | 0.004 | 6.02 | DEER:Res:ClothesDishWasher | Annual | 1719 |  | Appl-CW-Front-ElecDHW-GasDry-Tier2DEER2017 | Appl-CW-Front-ElecDHW-GasDry-Tier2AnyMFm2011CZ02DEER2017 | 1506
Appl-CW-Front-ElecDHW-GasDry-Tier2 | DEER2017 | D17 v3 |  | Any | MFm | 2011 | CZ03 | rDXGF | Household | 1 | 998.7 | None | 8.4 | 0.002 | 6.41 | 9.2 | 0.002 | 5.89 | 8.4 | 0.002 | 6.41 | 9.2 | 0.002 | 5.89 | DEER:Res:ClothesDishWasher | Annual | 1719 |  | Appl-CW-Front-ElecDHW-GasDry-Tier2DEER2017 | Appl-CW-Front-ElecDHW-GasDry-Tier2AnyMFm2011CZ03DEER2017 | 1507
Appl-CW-Front-ElecDHW-GasDry-Tier2 | DEER2017 | D17 v3 |  | Any | MFm | 2011 | CZ04 | rDXGF | Household | 1 | 998.7 | None | 10.1 | 0.002 | 6.62 | 10.6 | 0.002 | 6.07 | 10.1 | 0.002 | 6.62 | 10.6 | 0.002 | 6.07 | DEER:Res:ClothesDishWasher | Annual | 1719 |  | Appl-CW-Front-ElecDHW-GasDry-Tier2DEER2017 | Appl-CW-Front-ElecDHW-GasDry-Tier2AnyMFm2011CZ04DEER2017 | 1508
Appl-CW-Front-ElecDHW-GasDry-Tier2 | DEER2017 | D17 v3 |  | Any | MFm | 2011 | CZ05 | rDXGF | Household | 1 | 998.7 | None | 8.8 | 0.002 | 6.42 | 9.7 | 0.002 | 5.89 | 8.8 | 0.002 | 6.42 | 9.7 | 0.002 | 5.89 | DEER:Res:ClothesDishWasher | Annual | 1719 |  | Appl-CW-Front-ElecDHW-GasDry-Tier2DEER2017 | Appl-CW-Front-ElecDHW-GasDry-Tier2AnyMFm2011CZ05DEER2017 | 1509
Appl-CW-Front-ElecDHW-GasDry-Tier2 | DEER2017 | D17 v3 |  | Any | MFm | 2011 | CZ06 | rDXGF | Household | 1 | 1206 | None | 10.6 | 0.003 | 6.55 | 11 | 0.003 | 6.02 | 10.6 | 0.003 | 6.55 | 11 | 0.003 | 6.02 | DEER:Res:ClothesDishWasher | Annual | 1719 |  | Appl-CW-Front-ElecDHW-GasDry-Tier2DEER2017 | Appl-CW-Front-ElecDHW-GasDry-Tier2AnyMFm2011CZ06DEER2017 | 1510
Appl-CW-Front-ElecDHW-GasDry-Tier2 | DEER2017 | D17 v3 |  | Any | MFm | 2011 | CZ07 | rDXGF | Household | 1 | 1206 | None | 12.5 | 0.003 | 6.66 | 12.7 | 0.003 | 6.11 | 12.5 | 0.003 | 6.66 | 12.7 | 0.003 | 6.11 | DEER:Res:ClothesDishWasher | Annual | 1719 |  | Appl-CW-Front-ElecDHW-GasDry-Tier2DEER2017 | Appl-CW-Front-ElecDHW-GasDry-Tier2AnyMFm2011CZ07DEER2017 | 1511
Appl-CW-Front-ElecDHW-GasDry-Tier2 | DEER2017 | D17 v3 |  | Any | MFm | 2011 | CZ08 | rDXGF | Household | 1 | 1206 | None | 13.1 | 0.004 | 6.72 | 10.7 | 0 | 6.08 | 13.1 | 0.004 | 6.72 | 10.7 | 0 | 6.08 | DEER:Res:ClothesDishWasher | Annual | 1719 |  | Appl-CW-Front-ElecDHW-GasDry-Tier2DEER2017 | Appl-CW-Front-ElecDHW-GasDry-Tier2AnyMFm2011CZ08DEER2017 | 1512
Appl-CW-Front-ElecDHW-GasDry-Tier2 | DEER2017 | D17 v3 |  | Any | MFm | 2011 | CZ09 | rDXGF | Household | 1 | 1126.6 | None | 11.6 | 0.003 | 6.66 | 11.9 | 0.003 | 6.11 | 11.6 | 0.003 | 6.66 | 11.9 | 0.003 | 6.11 | DEER:Res:ClothesDishWasher | Annual | 1719 |  | Appl-CW-Front-ElecDHW-GasDry-Tier2DEER2017 | Appl-CW-Front-ElecDHW-GasDry-Tier2AnyMFm2011CZ09DEER2017 | 1513
Appl-CW-Front-ElecDHW-GasDry-Tier2 | DEER2017 | D17 v3 |  | Any | MFm | 2011 | CZ10 | rDXGF | Household | 1 | 1073.2 | None | 11.5 | 0.003 | 6.7 | 11.9 | 0.003 | 6.15 | 11.5 | 0.003 | 6.7 | 11.9 | 0.003 | 6.15 | DEER:Res:ClothesDishWasher | Annual | 1719 |  | Appl-CW-Front-ElecDHW-GasDry-Tier2DEER2017 | Appl-CW-Front-ElecDHW-GasDry-Tier2AnyMFm2011CZ10DEER2017 | 1514
Appl-CW-Front-ElecDHW-GasDry-Tier2 | DEER2017 | D17 v3 |  | Any | MFm | 2011 | CZ11 | rDXGF | Household | 1 | 1073.2 | None | 11.8 | 0.003 | 6.52 | 12.1 | 0.003 | 5.99 | 11.8 | 0.003 | 6.52 | 12.1 | 0.003 | 5.99 | DEER:Res:ClothesDishWasher | Annual | 1719 |  | Appl-CW-Front-ElecDHW-GasDry-Tier2DEER2017 | Appl-CW-Front-ElecDHW-GasDry-Tier2AnyMFm2011CZ11DEER2017 | 1515
Appl-CW-Front-ElecDHW-GasDry-Tier2 | DEER2017 | D17 v3 |  | Any | MFm | 2011 | CZ12 | rDXGF | Household | 1 | 1073.2 | None | 11.7 | 0.004 | 6.57 | 12.1 | 0.003 | 6.03 | 11.7 | 0.004 | 6.57 | 12.1 | 0.003 | 6.03 | DEER:Res:ClothesDishWasher | Annual | 1719 |  | Appl-CW-Front-ElecDHW-GasDry-Tier2DEER2017 | Appl-CW-Front-ElecDHW-GasDry-Tier2AnyMFm2011CZ12DEER2017 | 1516
Appl-CW-Front-ElecDHW-GasDry-Tier2 | DEER2017 | D17 v3 |  | Any | MFm | 2011 | CZ13 | rDXGF | Household | 1 | 1073.2 | None | 12.3 | 0.003 | 6.54 | 12.6 | 0.003 | 6 | 12.3 | 0.003 | 6.54 | 12.6 | 0.003 | 6 | DEER:Res:ClothesDishWasher | Annual | 1719 |  | Appl-CW-Front-ElecDHW-GasDry-Tier2DEER2017 | Appl-CW-Front-ElecDHW-GasDry-Tier2AnyMFm2011CZ13DEER2017 | 1517
Appl-CW-Front-ElecDHW-GasDry-Tier2 | DEER2017 | D17 v3 |  | Any | MFm | 2011 | CZ14 | rDXGF | Household | 1 | 1094.6 | None | 12.4 | 0.002 | 6.52 | 12.8 | 0.002 | 5.99 | 12.4 | 0.002 | 6.52 | 12.8 | 0.002 | 5.99 | DEER:Res:ClothesDishWasher | Annual | 1719 |  | Appl-CW-Front-ElecDHW-GasDry-Tier2DEER2017 | Appl-CW-Front-ElecDHW-GasDry-Tier2AnyMFm2011CZ14DEER2017 | 1518
Appl-CW-Front-ElecDHW-GasDry-Tier2 | DEER2017 | D17 v3 |  | Any | MFm | 2011 | CZ15 | rDXGF | Household | 1 | 1094.6 | None | 12.7 | 0.003 | 6.81 | 12.7 | 0.002 | 6.25 | 12.7 | 0.003 | 6.81 | 12.7 | 0.002 | 6.25 | DEER:Res:ClothesDishWasher | Annual | 1719 |  | Appl-CW-Front-ElecDHW-GasDry-Tier2DEER2017 | Appl-CW-Front-ElecDHW-GasDry-Tier2AnyMFm2011CZ15DEER2017 | 1519
Appl-CW-Front-ElecDHW-GasDry-Tier2 | DEER2017 | D17 v3 |  | Any | MFm | 2011 | CZ16 | rDXGF | Household | 1 | 998.7 | None | 11.3 | 0.002 | 6.35 | 12 | 0.002 | 5.83 | 11.3 | 0.002 | 6.35 | 12 | 0.002 | 5.83 | DEER:Res:ClothesDishWasher | Annual | 1719 |  | Appl-CW-Front-ElecDHW-GasDry-Tier2DEER2017 | Appl-CW-Front-ElecDHW-GasDry-Tier2AnyMFm2011CZ16DEER2017 | 1520
Appl-CW-Front-ElecDHW-GasDry-Tier2 | DEER2017 | D17 v3 |  | Any | MFm | 2015 | CZ01 | rDXGF | Household | 1 | 998.7 | None | 8.4 | 0.002 | 6.29 | 9.4 | 0.002 | 5.76 | 8.4 | 0.002 | 6.29 | 9.4 | 0.002 | 5.76 | DEER:Res:ClothesDishWasher | Annual | 1719 |  | Appl-CW-Front-ElecDHW-GasDry-Tier2DEER2017 | Appl-CW-Front-ElecDHW-GasDry-Tier2AnyMFm2015CZ01DEER2017 | 1521
Appl-CW-Front-ElecDHW-GasDry-Tier2 | DEER2017 | D17 v3 |  | Any | MFm | 2015 | CZ02 | rDXGF | Household | 1 | 1073.2 | None | 10.3 | 0.003 | 6.52 | 11 | 0.003 | 5.98 | 10.3 | 0.003 | 6.52 | 11 | 0.003 | 5.98 | DEER:Res:ClothesDishWasher | Annual | 1719 |  | Appl-CW-Front-ElecDHW-GasDry-Tier2DEER2017 | Appl-CW-Front-ElecDHW-GasDry-Tier2AnyMFm2015CZ02DEER2017 | 1522
Appl-CW-Front-ElecDHW-GasDry-Tier2 | DEER2017 | D17 v3 |  | Any | MFm | 2015 | CZ03 | rDXGF | Household | 1 | 998.7 | None | 8.7 | 0.002 | 6.54 | 9.5 | 0.002 | 6 | 8.7 | 0.002 | 6.54 | 9.5 | 0.002 | 6 | DEER:Res:ClothesDishWasher | Annual | 1719 |  | Appl-CW-Front-ElecDHW-GasDry-Tier2DEER2017 | Appl-CW-Front-ElecDHW-GasDry-Tier2AnyMFm2015CZ03DEER2017 | 1523
Appl-CW-Front-ElecDHW-GasDry-Tier2 | DEER2017 | D17 v3 |  | Any | MFm | 2015 | CZ04 | rDXGF | Household | 1 | 998.7 | None | 11.9 | 0.004 | 6.67 | 12.4 | 0.004 | 6.12 | 11.9 | 0.004 | 6.67 | 12.4 | 0.004 | 6.12 | DEER:Res:ClothesDishWasher | Annual | 1719 |  | Appl-CW-Front-ElecDHW-GasDry-Tier2DEER2017 | Appl-CW-Front-ElecDHW-GasDry-Tier2AnyMFm2015CZ04DEER2017 | 1524
Appl-CW-Front-ElecDHW-GasDry-Tier2 | DEER2017 | D17 v3 |  | Any | MFm | 2015 | CZ05 | rDXGF | Household | 1 | 998.7 | None | 9.4 | 0.003 | 6.62 | 10.2 | 0.003 | 6.08 | 9.4 | 0.003 | 6.62 | 10.2 | 0.003 | 6.08 | DEER:Res:ClothesDishWasher | Annual | 1719 |  | Appl-CW-Front-ElecDHW-GasDry-Tier2DEER2017 | Appl-CW-Front-ElecDHW-GasDry-Tier2AnyMFm2015CZ05DEER2017 | 1525
Appl-CW-Front-ElecDHW-GasDry-Tier2 | DEER2017 | D17 v3 |  | Any | MFm | 2015 | CZ06 | rDXGF | Household | 1 | 1206 | None | 10.3 | 0.003 | 6.54 | 10.8 | 0.003 | 6.01 | 10.3 | 0.003 | 6.54 | 10.8 | 0.003 | 6.01 | DEER:Res:ClothesDishWasher | Annual | 1719 |  | Appl-CW-Front-ElecDHW-GasDry-Tier2DEER2017 | Appl-CW-Front-ElecDHW-GasDry-Tier2AnyMFm2015CZ06DEER2017 | 1526
Appl-CW-Front-ElecDHW-GasDry-Tier2 | DEER2017 | D17 v3 |  | Any | MFm | 2015 | CZ07 | rDXGF | Household | 1 | 1206 | None | 11.6 | 0.003 | 6.65 | 12 | 0.003 | 6.1 | 11.6 | 0.003 | 6.65 | 12 | 0.003 | 6.1 | DEER:Res:ClothesDishWasher | Annual | 1719 |  | Appl-CW-Front-ElecDHW-GasDry-Tier2DEER2017 | Appl-CW-Front-ElecDHW-GasDry-Tier2AnyMFm2015CZ07DEER2017 | 1527
Appl-CW-Front-ElecDHW-GasDry-Tier2 | DEER2017 | D17 v3 |  | Any | MFm | 2015 | CZ08 | rDXGF | Household | 1 | 1206 | None | 12.4 | 0.004 | 6.7 | 12.9 | 0.004 | 6.15 | 12.4 | 0.004 | 6.7 | 12.9 | 0.004 | 6.15 | DEER:Res:ClothesDishWasher | Annual | 1719 |  | Appl-CW-Front-ElecDHW-GasDry-Tier2DEER2017 | Appl-CW-Front-ElecDHW-GasDry-Tier2AnyMFm2015CZ08DEER2017 | 1528
Appl-CW-Front-ElecDHW-GasDry-Tier2 | DEER2017 | D17 v3 |  | Any | MFm | 2015 | CZ09 | rDXGF | Household | 1 | 1126.6 | None | 11.6 | 0.004 | 6.67 | 11.9 | 0.004 | 6.11 | 11.6 | 0.004 | 6.67 | 11.9 | 0.004 | 6.11 | DEER:Res:ClothesDishWasher | Annual | 1719 |  | Appl-CW-Front-ElecDHW-GasDry-Tier2DEER2017 | Appl-CW-Front-ElecDHW-GasDry-Tier2AnyMFm2015CZ09DEER2017 | 1529
Appl-CW-Front-ElecDHW-GasDry-Tier2 | DEER2017 | D17 v3 |  | Any | MFm | 2015 | CZ10 | rDXGF | Household | 1 | 1073.2 | None | 10.8 | 0.003 | 6.71 | 11.2 | 0.002 | 6.16 | 10.8 | 0.003 | 6.71 | 11.2 | 0.002 | 6.16 | DEER:Res:ClothesDishWasher | Annual | 1719 |  | Appl-CW-Front-ElecDHW-GasDry-Tier2DEER2017 | Appl-CW-Front-ElecDHW-GasDry-Tier2AnyMFm2015CZ10DEER2017 | 1530
Appl-CW-Front-ElecDHW-GasDry-Tier2 | DEER2017 | D17 v3 |  | Any | MFm | 2015 | CZ11 | rDXGF | Household | 1 | 1073.2 | None | 11.6 | 0.003 | 6.52 | 12 | 0.003 | 5.98 | 11.6 | 0.003 | 6.52 | 12 | 0.003 | 5.98 | DEER:Res:ClothesDishWasher | Annual | 1719 |  | Appl-CW-Front-ElecDHW-GasDry-Tier2DEER2017 | Appl-CW-Front-ElecDHW-GasDry-Tier2AnyMFm2015CZ11DEER2017 | 1531
Appl-CW-Front-ElecDHW-GasDry-Tier2 | DEER2017 | D17 v3 |  | Any | MFm | 2015 | CZ12 | rDXGF | Household | 1 | 1073.2 | None | 11.1 | 0.003 | 6.56 | 11.6 | 0.002 | 6.02 | 11.1 | 0.003 | 6.56 | 11.6 | 0.002 | 6.02 | DEER:Res:ClothesDishWasher | Annual | 1719 |  | Appl-CW-Front-ElecDHW-GasDry-Tier2DEER2017 | Appl-CW-Front-ElecDHW-GasDry-Tier2AnyMFm2015CZ12DEER2017 | 1532
Appl-CW-Front-ElecDHW-GasDry-Tier2 | DEER2017 | D17 v3 |  | Any | MFm | 2015 | CZ13 | rDXGF | Household | 1 | 1073.2 | None | 11.7 | 0.003 | 6.56 | 12.1 | 0.003 | 6.02 | 11.7 | 0.003 | 6.56 | 12.1 | 0.003 | 6.02 | DEER:Res:ClothesDishWasher | Annual | 1719 |  | Appl-CW-Front-ElecDHW-GasDry-Tier2DEER2017 | Appl-CW-Front-ElecDHW-GasDry-Tier2AnyMFm2015CZ13DEER2017 | 1533
Appl-CW-Front-ElecDHW-GasDry-Tier2 | DEER2017 | D17 v3 |  | Any | MFm | 2015 | CZ14 | rDXGF | Household | 1 | 1094.6 | None | 12.6 | 0.004 | 6.52 | 13 | 0.003 | 5.99 | 12.6 | 0.004 | 6.52 | 13 | 0.003 | 5.99 | DEER:Res:ClothesDishWasher | Annual | 1719 |  | Appl-CW-Front-ElecDHW-GasDry-Tier2DEER2017 | Appl-CW-Front-ElecDHW-GasDry-Tier2AnyMFm2015CZ14DEER2017 | 1534
Appl-CW-Front-ElecDHW-GasDry-Tier2 | DEER2017 | D17 v3 |  | Any | MFm | 2015 | CZ15 | rDXGF | Household | 1 | 1094.6 | None | 12.4 | 0.003 | 6.81 | 12.3 | 0.003 | 6.24 | 12.4 | 0.003 | 6.81 | 12.3 | 0.003 | 6.24 | DEER:Res:ClothesDishWasher | Annual | 1719 |  | Appl-CW-Front-ElecDHW-GasDry-Tier2DEER2017 | Appl-CW-Front-ElecDHW-GasDry-Tier2AnyMFm2015CZ15DEER2017 | 1535
Appl-CW-Front-ElecDHW-GasDry-Tier2 | DEER2017 | D17 v3 |  | Any | MFm | 2015 | CZ16 | rDXGF | Household | 1 | 998.7 | None | 10.9 | 0.002 | 6.3 | 11.7 | 0.002 | 5.78 | 10.9 | 0.002 | 6.3 | 11.7 | 0.002 | 5.78 | DEER:Res:ClothesDishWasher | Annual | 1719 |  | Appl-CW-Front-ElecDHW-GasDry-Tier2DEER2017 | Appl-CW-Front-ElecDHW-GasDry-Tier2AnyMFm2015CZ16DEER2017 | 1536
Appl-CW-Front-ElecDHW-GasDry-Tier2 | DEER2017 | D17 v3 |  | Any | MFm | 2017 | CZ01 | rDXGF | Household | 1 | 998.7 | None | 8.3 | 0.001 | 6.21 | 9.6 | 0.001 | 5.89 | 8.3 | 0.001 | 6.21 | 9.6 | 0.001 | 5.89 | DEER:Res:ClothesDishWasher | Annual | 1719 |  | Appl-CW-Front-ElecDHW-GasDry-Tier2DEER2017 | Appl-CW-Front-ElecDHW-GasDry-Tier2AnyMFm2017CZ01DEER2017 | 1537
Appl-CW-Front-ElecDHW-GasDry-Tier2 | DEER2017 | D17 v3 |  | Any | MFm | 2017 | CZ02 | rDXGF | Household | 1 | 1073.2 | None | 10.3 | 0.003 | 6.54 | 10.9 | 0.003 | 6 | 10.3 | 0.003 | 6.54 | 10.9 | 0.003 | 6 | DEER:Res:ClothesDishWasher | Annual | 1719 |  | Appl-CW-Front-ElecDHW-GasDry-Tier2DEER2017 | Appl-CW-Front-ElecDHW-GasDry-Tier2AnyMFm2017CZ02DEER2017 | 1538
Appl-CW-Front-ElecDHW-GasDry-Tier2 | DEER2017 | D17 v3 |  | Any | MFm | 2017 | CZ03 | rDXGF | Household | 1 | 998.7 | None | 8.7 | 0.002 | 6.53 | 9.4 | 0.002 | 5.89 | 8.7 | 0.002 | 6.53 | 9.4 | 0.002 | 5.89 | DEER:Res:ClothesDishWasher | Annual | 1719 |  | Appl-CW-Front-ElecDHW-GasDry-Tier2DEER2017 | Appl-CW-Front-ElecDHW-GasDry-Tier2AnyMFm2017CZ03DEER2017 | 1539
Appl-CW-Front-ElecDHW-GasDry-Tier2 | DEER2017 | D17 v3 |  | Any | MFm | 2017 | CZ04 | rDXGF | Household | 1 | 998.7 | None | 10.8 | 0.003 | 6.69 | 11.4 | 0.003 | 6.13 | 10.8 | 0.003 | 6.69 | 11.4 | 0.003 | 6.13 | DEER:Res:ClothesDishWasher | Annual | 1719 |  | Appl-CW-Front-ElecDHW-GasDry-Tier2DEER2017 | Appl-CW-Front-ElecDHW-GasDry-Tier2AnyMFm2017CZ04DEER2017 | 1540
Appl-CW-Front-ElecDHW-GasDry-Tier2 | DEER2017 | D17 v3 |  | Any | MFm | 2017 | CZ05 | rDXGF | Household | 1 | 998.7 | None | 9.5 | 0.003 | 6.64 | 10.4 | 0.003 | 6.1 | 9.5 | 0.003 | 6.64 | 10.4 | 0.003 | 6.1 | DEER:Res:ClothesDishWasher | Annual | 1719 |  | Appl-CW-Front-ElecDHW-GasDry-Tier2DEER2017 | Appl-CW-Front-ElecDHW-GasDry-Tier2AnyMFm2017CZ05DEER2017 | 1541
Appl-CW-Front-ElecDHW-GasDry-Tier2 | DEER2017 | D17 v3 |  | Any | MFm | 2017 | CZ06 | rDXGF | Household | 1 | 1206 | None | 10.3 | 0.003 | 6.56 | 10.8 | 0.003 | 6.02 | 10.3 | 0.003 | 6.56 | 10.8 | 0.003 | 6.02 | DEER:Res:ClothesDishWasher | Annual | 1719 |  | Appl-CW-Front-ElecDHW-GasDry-Tier2DEER2017 | Appl-CW-Front-ElecDHW-GasDry-Tier2AnyMFm2017CZ06DEER2017 | 1542
Appl-CW-Front-ElecDHW-GasDry-Tier2 | DEER2017 | D17 v3 |  | Any | MFm | 2017 | CZ07 | rDXGF | Household | 1 | 1206 | None | 11.7 | 0.003 | 6.64 | 12.1 | 0.003 | 6.09 | 11.7 | 0.003 | 6.64 | 12.1 | 0.003 | 6.09 | DEER:Res:ClothesDishWasher | Annual | 1719 |  | Appl-CW-Front-ElecDHW-GasDry-Tier2DEER2017 | Appl-CW-Front-ElecDHW-GasDry-Tier2AnyMFm2017CZ07DEER2017 | 1543
Appl-CW-Front-ElecDHW-GasDry-Tier2 | DEER2017 | D17 v3 |  | Any | MFm | 2017 | CZ08 | rDXGF | Household | 1 | 1206 | None | 11.7 | 0.002 | 6.71 | 12 | 0.002 | 6.16 | 11.7 | 0.002 | 6.71 | 12 | 0.002 | 6.16 | DEER:Res:ClothesDishWasher | Annual | 1719 |  | Appl-CW-Front-ElecDHW-GasDry-Tier2DEER2017 | Appl-CW-Front-ElecDHW-GasDry-Tier2AnyMFm2017CZ08DEER2017 | 1544
Appl-CW-Front-ElecDHW-GasDry-Tier2 | DEER2017 | D17 v3 |  | Any | MFm | 2017 | CZ09 | rDXGF | Household | 1 | 1126.6 | None | 11.1 | 0.003 | 6.67 | 11.5 | 0.003 | 6.12 | 11.1 | 0.003 | 6.67 | 11.5 | 0.003 | 6.12 | DEER:Res:ClothesDishWasher | Annual | 1719 |  | Appl-CW-Front-ElecDHW-GasDry-Tier2DEER2017 | Appl-CW-Front-ElecDHW-GasDry-Tier2AnyMFm2017CZ09DEER2017 | 1545
Appl-CW-Front-ElecDHW-GasDry-Tier2 | DEER2017 | D17 v3 |  | Any | MFm | 2017 | CZ10 | rDXGF | Household | 1 | 1073.2 | None | 11.4 | 0.003 | 6.75 | 11.7 | 0.003 | 6.19 | 11.4 | 0.003 | 6.75 | 11.7 | 0.003 | 6.19 | DEER:Res:ClothesDishWasher | Annual | 1719 |  | Appl-CW-Front-ElecDHW-GasDry-Tier2DEER2017 | Appl-CW-Front-ElecDHW-GasDry-Tier2AnyMFm2017CZ10DEER2017 | 1546
Appl-CW-Front-ElecDHW-GasDry-Tier2 | DEER2017 | D17 v3 |  | Any | MFm | 2017 | CZ11 | rDXGF | Household | 1 | 1073.2 | None | 11.2 | 0.003 | 6.53 | 11.7 | 0.003 | 5.99 | 11.2 | 0.003 | 6.53 | 11.7 | 0.003 | 5.99 | DEER:Res:ClothesDishWasher | Annual | 1719 |  | Appl-CW-Front-ElecDHW-GasDry-Tier2DEER2017 | Appl-CW-Front-ElecDHW-GasDry-Tier2AnyMFm2017CZ11DEER2017 | 1547
Appl-CW-Front-ElecDHW-GasDry-Tier2 | DEER2017 | D17 v3 |  | Any | MFm | 2017 | CZ12 | rDXGF | Household | 1 | 1073.2 | None | 12 | 0.004 | 6.64 | 12.4 | 0.004 | 6.09 | 12 | 0.004 | 6.64 | 12.4 | 0.004 | 6.09 | DEER:Res:ClothesDishWasher | Annual | 1719 |  | Appl-CW-Front-ElecDHW-GasDry-Tier2DEER2017 | Appl-CW-Front-ElecDHW-GasDry-Tier2AnyMFm2017CZ12DEER2017 | 1548
Appl-CW-Front-ElecDHW-GasDry-Tier2 | DEER2017 | D17 v3 |  | Any | MFm | 2017 | CZ13 | rDXGF | Household | 1 | 1073.2 | None | 11.7 | 0.003 | 6.58 | 12.1 | 0.003 | 6.03 | 11.7 | 0.003 | 6.58 | 12.1 | 0.003 | 6.03 | DEER:Res:ClothesDishWasher | Annual | 1719 |  | Appl-CW-Front-ElecDHW-GasDry-Tier2DEER2017 | Appl-CW-Front-ElecDHW-GasDry-Tier2AnyMFm2017CZ13DEER2017 | 1549
Appl-CW-Front-ElecDHW-GasDry-Tier2 | DEER2017 | D17 v3 |  | Any | MFm | 2017 | CZ14 | rDXGF | Household | 1 | 1094.6 | None | 12.7 | 0.003 | 6.55 | 13.1 | 0.003 | 6.02 | 12.7 | 0.003 | 6.55 | 13.1 | 0.003 | 6.02 | DEER:Res:ClothesDishWasher | Annual | 1719 |  | Appl-CW-Front-ElecDHW-GasDry-Tier2DEER2017 | Appl-CW-Front-ElecDHW-GasDry-Tier2AnyMFm2017CZ14DEER2017 | 1550
Appl-CW-Front-ElecDHW-GasDry-Tier2 | DEER2017 | D17 v3 |  | Any | MFm | 2017 | CZ15 | rDXGF | Household | 1 | 1094.6 | None | 13.7 | 0.003 | 6.83 | 35.3 | 0.013 | 6.45 | 13.7 | 0.003 | 6.83 | 35.3 | 0.013 | 6.45 | DEER:Res:ClothesDishWasher | Annual | 1719 |  | Appl-CW-Front-ElecDHW-GasDry-Tier2DEER2017 | Appl-CW-Front-ElecDHW-GasDry-Tier2AnyMFm2017CZ15DEER2017 | 1551
Appl-CW-Front-ElecDHW-GasDry-Tier2 | DEER2017 | D17 v3 |  | Any | MFm | 2017 | CZ16 | rDXGF | Household | 1 | 998.7 | None | 10.9 | 0.003 | 6.31 | 11.6 | 0.003 | 5.8 | 10.9 | 0.003 | 6.31 | 11.6 | 0.003 | 5.8 | DEER:Res:ClothesDishWasher | Annual | 1719 |  | Appl-CW-Front-ElecDHW-GasDry-Tier2DEER2017 | Appl-CW-Front-ElecDHW-GasDry-Tier2AnyMFm2017CZ16DEER2017 | 1552
Appl-CW-Front-ElecDHW-GasDry-Tier2 | DEER2017 | D17 v3 |  | Any | SFm | 1975 | CZ01 | rDXGF | Household | 1 | 1591 | None | 10 | 0.001 | 7.38 | 11.2 | 0.001 | 6.79 | 10 | 0.001 | 7.38 | 11.2 | 0.001 | 6.79 | DEER:Res:ClothesDishWasher | Annual | 1719 |  | Appl-CW-Front-ElecDHW-GasDry-Tier2DEER2017 | Appl-CW-Front-ElecDHW-GasDry-Tier2AnySFm1975CZ01DEER2017 | 1553
Appl-CW-Front-ElecDHW-GasDry-Tier2 | DEER2017 | D17 v3 |  | Any | SFm | 1975 | CZ02 | rDXGF | Household | 1 | 1591 | None | 12.3 | 0.01 | 7.47 | 13.1 | 0.009 | 6.87 | 12.3 | 0.01 | 7.47 | 13.1 | 0.009 | 6.87 | DEER:Res:ClothesDishWasher | Annual | 1719 |  | Appl-CW-Front-ElecDHW-GasDry-Tier2DEER2017 | Appl-CW-Front-ElecDHW-GasDry-Tier2AnySFm1975CZ02DEER2017 | 1554
Appl-CW-Front-ElecDHW-GasDry-Tier2 | DEER2017 | D17 v3 |  | Any | SFm | 1975 | CZ03 | rDXGF | Household | 1 | 1591 | None | 11 | 0.008 | 7.53 | 12 | 0.007 | 6.92 | 11 | 0.008 | 7.53 | 12 | 0.007 | 6.92 | DEER:Res:ClothesDishWasher | Annual | 1719 |  | Appl-CW-Front-ElecDHW-GasDry-Tier2DEER2017 | Appl-CW-Front-ElecDHW-GasDry-Tier2AnySFm1975CZ03DEER2017 | 1555
Appl-CW-Front-ElecDHW-GasDry-Tier2 | DEER2017 | D17 v3 |  | Any | SFm | 1975 | CZ04 | rDXGF | Household | 1 | 1591 | None | 13.7 | 0.008 | 7.72 | 14.3 | 0.007 | 7.09 | 13.7 | 0.008 | 7.72 | 14.3 | 0.007 | 7.09 | DEER:Res:ClothesDishWasher | Annual | 1719 |  | Appl-CW-Front-ElecDHW-GasDry-Tier2DEER2017 | Appl-CW-Front-ElecDHW-GasDry-Tier2AnySFm1975CZ04DEER2017 | 1556
Appl-CW-Front-ElecDHW-GasDry-Tier2 | DEER2017 | D17 v3 |  | Any | SFm | 1975 | CZ05 | rDXGF | Household | 1 | 1591 | None | 10.5 | 0.008 | 7.31 | 11.6 | 0.007 | 6.72 | 10.5 | 0.008 | 7.31 | 11.6 | 0.007 | 6.72 | DEER:Res:ClothesDishWasher | Annual | 1719 |  | Appl-CW-Front-ElecDHW-GasDry-Tier2DEER2017 | Appl-CW-Front-ElecDHW-GasDry-Tier2AnySFm1975CZ05DEER2017 | 1557
Appl-CW-Front-ElecDHW-GasDry-Tier2 | DEER2017 | D17 v3 |  | Any | SFm | 1975 | CZ06 | rDXGF | Household | 1 | 1528 | None | 14.5 | 0.006 | 7.97 | 15 | 0.005 | 7.32 | 14.5 | 0.006 | 7.97 | 15 | 0.005 | 7.32 | DEER:Res:ClothesDishWasher | Annual | 1719 |  | Appl-CW-Front-ElecDHW-GasDry-Tier2DEER2017 | Appl-CW-Front-ElecDHW-GasDry-Tier2AnySFm1975CZ06DEER2017 | 1558
Appl-CW-Front-ElecDHW-GasDry-Tier2 | DEER2017 | D17 v3 |  | Any | SFm | 1975 | CZ07 | rDXGF | Household | 1 | 1528 | None | 13.3 | 0.006 | 7.88 | 13.8 | 0.006 | 7.24 | 13.3 | 0.006 | 7.88 | 13.8 | 0.006 | 7.24 | DEER:Res:ClothesDishWasher | Annual | 1719 |  | Appl-CW-Front-ElecDHW-GasDry-Tier2DEER2017 | Appl-CW-Front-ElecDHW-GasDry-Tier2AnySFm1975CZ07DEER2017 | 1559
Appl-CW-Front-ElecDHW-GasDry-Tier2 | DEER2017 | D17 v3 |  | Any | SFm | 1975 | CZ08 | rDXGF | Household | 1 | 1528 | None | 15.2 | 0.007 | 7.98 | 15.5 | 0.006 | 7.33 | 15.2 | 0.007 | 7.98 | 15.5 | 0.006 | 7.33 | DEER:Res:ClothesDishWasher | Annual | 1719 |  | Appl-CW-Front-ElecDHW-GasDry-Tier2DEER2017 | Appl-CW-Front-ElecDHW-GasDry-Tier2AnySFm1975CZ08DEER2017 | 1560
Appl-CW-Front-ElecDHW-GasDry-Tier2 | DEER2017 | D17 v3 |  | Any | SFm | 1975 | CZ09 | rDXGF | Household | 1 | 1636 | None | 16.3 | 0.005 | 7.86 | 16.7 | 0.005 | 7.22 | 16.3 | 0.005 | 7.86 | 16.7 | 0.005 | 7.22 | DEER:Res:ClothesDishWasher | Annual | 1719 |  | Appl-CW-Front-ElecDHW-GasDry-Tier2DEER2017 | Appl-CW-Front-ElecDHW-GasDry-Tier2AnySFm1975CZ09DEER2017 | 1561
Appl-CW-Front-ElecDHW-GasDry-Tier2 | DEER2017 | D17 v3 |  | Any | SFm | 1975 | CZ10 | rDXGF | Household | 1 | 1636 | None | 14.9 | 0.008 | 7.73 | 15.3 | 0.008 | 7.1 | 14.9 | 0.008 | 7.73 | 15.3 | 0.008 | 7.1 | DEER:Res:ClothesDishWasher | Annual | 1719 |  | Appl-CW-Front-ElecDHW-GasDry-Tier2DEER2017 | Appl-CW-Front-ElecDHW-GasDry-Tier2AnySFm1975CZ10DEER2017 | 1562
Appl-CW-Front-ElecDHW-GasDry-Tier2 | DEER2017 | D17 v3 |  | Any | SFm | 1975 | CZ11 | rDXGF | Household | 1 | 1528 | None | 16.3 | 0.007 | 7.71 | 16.7 | 0.007 | 7.09 | 16.3 | 0.007 | 7.71 | 16.7 | 0.007 | 7.09 | DEER:Res:ClothesDishWasher | Annual | 1719 |  | Appl-CW-Front-ElecDHW-GasDry-Tier2DEER2017 | Appl-CW-Front-ElecDHW-GasDry-Tier2AnySFm1975CZ11DEER2017 | 1563
Appl-CW-Front-ElecDHW-GasDry-Tier2 | DEER2017 | D17 v3 |  | Any | SFm | 1975 | CZ12 | rDXGF | Household | 1 | 1528 | None | 14.5 | 0.008 | 7.67 | 15 | 0.007 | 7.05 | 14.5 | 0.008 | 7.67 | 15 | 0.007 | 7.05 | DEER:Res:ClothesDishWasher | Annual | 1719 |  | Appl-CW-Front-ElecDHW-GasDry-Tier2DEER2017 | Appl-CW-Front-ElecDHW-GasDry-Tier2AnySFm1975CZ12DEER2017 | 1564
Appl-CW-Front-ElecDHW-GasDry-Tier2 | DEER2017 | D17 v3 |  | Any | SFm | 1975 | CZ13 | rDXGF | Household | 1 | 1528 | None | 16.3 | 0.007 | 7.61 | 16.5 | 0.007 | 6.99 | 16.3 | 0.007 | 7.61 | 16.5 | 0.007 | 6.99 | DEER:Res:ClothesDishWasher | Annual | 1719 |  | Appl-CW-Front-ElecDHW-GasDry-Tier2DEER2017 | Appl-CW-Front-ElecDHW-GasDry-Tier2AnySFm1975CZ13DEER2017 | 1565
Appl-CW-Front-ElecDHW-GasDry-Tier2 | DEER2017 | D17 v3 |  | Any | SFm | 1975 | CZ14 | rDXGF | Household | 1 | 1555 | None | 17.7 | 0.006 | 7.73 | 17.8 | 0.006 | 7.11 | 17.7 | 0.006 | 7.73 | 17.8 | 0.006 | 7.11 | DEER:Res:ClothesDishWasher | Annual | 1719 |  | Appl-CW-Front-ElecDHW-GasDry-Tier2DEER2017 | Appl-CW-Front-ElecDHW-GasDry-Tier2AnySFm1975CZ14DEER2017 | 1566
Appl-CW-Front-ElecDHW-GasDry-Tier2 | DEER2017 | D17 v3 |  | Any | SFm | 1975 | CZ15 | rDXGF | Household | 1 | 1555 | None | 19.1 | 0.004 | 8.26 | 18.8 | 0.004 | 7.58 | 19.1 | 0.004 | 8.26 | 18.8 | 0.004 | 7.58 | DEER:Res:ClothesDishWasher | Annual | 1719 |  | Appl-CW-Front-ElecDHW-GasDry-Tier2DEER2017 | Appl-CW-Front-ElecDHW-GasDry-Tier2AnySFm1975CZ15DEER2017 | 1567
Appl-CW-Front-ElecDHW-GasDry-Tier2 | DEER2017 | D17 v3 |  | Any | SFm | 1975 | CZ16 | rDXGF | Household | 1 | 1591 | None | 15.1 | 0.005 | 7.56 | 15.7 | 0.005 | 6.95 | 15.1 | 0.005 | 7.56 | 15.7 | 0.005 | 6.95 | DEER:Res:ClothesDishWasher | Annual | 1719 |  | Appl-CW-Front-ElecDHW-GasDry-Tier2DEER2017 | Appl-CW-Front-ElecDHW-GasDry-Tier2AnySFm1975CZ16DEER2017 | 1568
Appl-CW-Front-ElecDHW-GasDry-Tier2 | DEER2017 | D17 v3 |  | Any | SFm | 1985 | CZ01 | rDXGF | Household | 1 | 1904 | None | 9.5 | 0.001 | 6.98 | 10.8 | 0.001 | 6.43 | 9.5 | 0.001 | 6.98 | 10.8 | 0.001 | 6.43 | DEER:Res:ClothesDishWasher | Annual | 1719 |  | Appl-CW-Front-ElecDHW-GasDry-Tier2DEER2017 | Appl-CW-Front-ElecDHW-GasDry-Tier2AnySFm1985CZ01DEER2017 | 1569
Appl-CW-Front-ElecDHW-GasDry-Tier2 | DEER2017 | D17 v3 |  | Any | SFm | 1985 | CZ02 | rDXGF | Household | 1 | 1904 | None | 11.3 | 0.007 | 7.21 | 12.2 | 0.006 | 6.63 | 11.3 | 0.007 | 7.21 | 12.2 | 0.006 | 6.63 | DEER:Res:ClothesDishWasher | Annual | 1719 |  | Appl-CW-Front-ElecDHW-GasDry-Tier2DEER2017 | Appl-CW-Front-ElecDHW-GasDry-Tier2AnySFm1985CZ02DEER2017 | 1570
Appl-CW-Front-ElecDHW-GasDry-Tier2 | DEER2017 | D17 v3 |  | Any | SFm | 1985 | CZ03 | rDXGF | Household | 1 | 1904 | None | 10.9 | 0.007 | 7.12 | 11.8 | 0.006 | 6.56 | 10.9 | 0.007 | 7.12 | 11.8 | 0.006 | 6.56 | DEER:Res:ClothesDishWasher | Annual | 1719 |  | Appl-CW-Front-ElecDHW-GasDry-Tier2DEER2017 | Appl-CW-Front-ElecDHW-GasDry-Tier2AnySFm1985CZ03DEER2017 | 1571
Appl-CW-Front-ElecDHW-GasDry-Tier2 | DEER2017 | D17 v3 |  | Any | SFm | 1985 | CZ04 | rDXGF | Household | 1 | 1904 | None | 14.1 | 0.009 | 7.5 | 14.8 | 0.008 | 6.89 | 14.1 | 0.009 | 7.5 | 14.8 | 0.008 | 6.89 | DEER:Res:ClothesDishWasher | Annual | 1719 |  | Appl-CW-Front-ElecDHW-GasDry-Tier2DEER2017 | Appl-CW-Front-ElecDHW-GasDry-Tier2AnySFm1985CZ04DEER2017 | 1572
Appl-CW-Front-ElecDHW-GasDry-Tier2 | DEER2017 | D17 v3 |  | Any | SFm | 1985 | CZ05 | rDXGF | Household | 1 | 1904 | None | 10.7 | 0.008 | 7 | 11.9 | 0.008 | 6.44 | 10.7 | 0.008 | 7 | 11.9 | 0.008 | 6.44 | DEER:Res:ClothesDishWasher | Annual | 1719 |  | Appl-CW-Front-ElecDHW-GasDry-Tier2DEER2017 | Appl-CW-Front-ElecDHW-GasDry-Tier2AnySFm1985CZ05DEER2017 | 1573
Appl-CW-Front-ElecDHW-GasDry-Tier2 | DEER2017 | D17 v3 |  | Any | SFm | 1985 | CZ06 | rDXGF | Household | 1 | 2064 | None | 13.2 | 0.006 | 7.79 | 13.7 | 0.005 | 7.16 | 13.2 | 0.006 | 7.79 | 13.7 | 0.005 | 7.16 | DEER:Res:ClothesDishWasher | Annual | 1719 |  | Appl-CW-Front-ElecDHW-GasDry-Tier2DEER2017 | Appl-CW-Front-ElecDHW-GasDry-Tier2AnySFm1985CZ06DEER2017 | 1574
Appl-CW-Front-ElecDHW-GasDry-Tier2 | DEER2017 | D17 v3 |  | Any | SFm | 1985 | CZ07 | rDXGF | Household | 1 | 2064 | None | 13.6 | 0.006 | 7.87 | 14.2 | 0.006 | 7.24 | 13.6 | 0.006 | 7.87 | 14.2 | 0.006 | 7.24 | DEER:Res:ClothesDishWasher | Annual | 1719 |  | Appl-CW-Front-ElecDHW-GasDry-Tier2DEER2017 | Appl-CW-Front-ElecDHW-GasDry-Tier2AnySFm1985CZ07DEER2017 | 1575
Appl-CW-Front-ElecDHW-GasDry-Tier2 | DEER2017 | D17 v3 |  | Any | SFm | 1985 | CZ08 | rDXGF | Household | 1 | 2064 | None | 15.8 | 0.005 | 7.84 | 16.1 | 0.005 | 7.2 | 15.8 | 0.005 | 7.84 | 16.1 | 0.005 | 7.2 | DEER:Res:ClothesDishWasher | Annual | 1719 |  | Appl-CW-Front-ElecDHW-GasDry-Tier2DEER2017 | Appl-CW-Front-ElecDHW-GasDry-Tier2AnySFm1985CZ08DEER2017 | 1576
Appl-CW-Front-ElecDHW-GasDry-Tier2 | DEER2017 | D17 v3 |  | Any | SFm | 1985 | CZ09 | rDXGF | Household | 1 | 1811 | None | 16.3 | 0.006 | 7.85 | 16.6 | 0.006 | 7.22 | 16.3 | 0.006 | 7.85 | 16.6 | 0.006 | 7.22 | DEER:Res:ClothesDishWasher | Annual | 1719 |  | Appl-CW-Front-ElecDHW-GasDry-Tier2DEER2017 | Appl-CW-Front-ElecDHW-GasDry-Tier2AnySFm1985CZ09DEER2017 | 1577
Appl-CW-Front-ElecDHW-GasDry-Tier2 | DEER2017 | D17 v3 |  | Any | SFm | 1985 | CZ10 | rDXGF | Household | 1 | 1811 | None | 15.7 | 0.007 | 7.7 | 16 | 0.007 | 7.08 | 15.7 | 0.007 | 7.7 | 16 | 0.007 | 7.08 | DEER:Res:ClothesDishWasher | Annual | 1719 |  | Appl-CW-Front-ElecDHW-GasDry-Tier2DEER2017 | Appl-CW-Front-ElecDHW-GasDry-Tier2AnySFm1985CZ10DEER2017 | 1578
Appl-CW-Front-ElecDHW-GasDry-Tier2 | DEER2017 | D17 v3 |  | Any | SFm | 1985 | CZ11 | rDXGF | Household | 1 | 1704 | None | 15.4 | 0.006 | 7.43 | 15.6 | 0.006 | 6.83 | 15.4 | 0.006 | 7.43 | 15.6 | 0.006 | 6.83 | DEER:Res:ClothesDishWasher | Annual | 1719 |  | Appl-CW-Front-ElecDHW-GasDry-Tier2DEER2017 | Appl-CW-Front-ElecDHW-GasDry-Tier2AnySFm1985CZ11DEER2017 | 1579
Appl-CW-Front-ElecDHW-GasDry-Tier2 | DEER2017 | D17 v3 |  | Any | SFm | 1985 | CZ12 | rDXGF | Household | 1 | 1704 | None | 14.6 | 0.008 | 7.44 | 15.2 | 0.008 | 6.84 | 14.6 | 0.008 | 7.44 | 15.2 | 0.008 | 6.84 | DEER:Res:ClothesDishWasher | Annual | 1719 |  | Appl-CW-Front-ElecDHW-GasDry-Tier2DEER2017 | Appl-CW-Front-ElecDHW-GasDry-Tier2AnySFm1985CZ12DEER2017 | 1580
Appl-CW-Front-ElecDHW-GasDry-Tier2 | DEER2017 | D17 v3 |  | Any | SFm | 1985 | CZ13 | rDXGF | Household | 1 | 1704 | None | 16.8 | 0.006 | 7.44 | 16.8 | 0.006 | 6.84 | 16.8 | 0.006 | 7.44 | 16.8 | 0.006 | 6.84 | DEER:Res:ClothesDishWasher | Annual | 1719 |  | Appl-CW-Front-ElecDHW-GasDry-Tier2DEER2017 | Appl-CW-Front-ElecDHW-GasDry-Tier2AnySFm1985CZ13DEER2017 | 1581
Appl-CW-Front-ElecDHW-GasDry-Tier2 | DEER2017 | D17 v3 |  | Any | SFm | 1985 | CZ14 | rDXGF | Household | 1 | 1741 | None | 17.5 | 0.005 | 7.48 | 17.7 | 0.005 | 6.88 | 17.5 | 0.005 | 7.48 | 17.7 | 0.005 | 6.88 | DEER:Res:ClothesDishWasher | Annual | 1719 |  | Appl-CW-Front-ElecDHW-GasDry-Tier2DEER2017 | Appl-CW-Front-ElecDHW-GasDry-Tier2AnySFm1985CZ14DEER2017 | 1582
Appl-CW-Front-ElecDHW-GasDry-Tier2 | DEER2017 | D17 v3 |  | Any | SFm | 1985 | CZ15 | rDXGF | Household | 1 | 1741 | None | 18.8 | 0.006 | 8.17 | 18.4 | 0.005 | 7.51 | 18.8 | 0.006 | 8.17 | 18.4 | 0.005 | 7.51 | DEER:Res:ClothesDishWasher | Annual | 1719 |  | Appl-CW-Front-ElecDHW-GasDry-Tier2DEER2017 | Appl-CW-Front-ElecDHW-GasDry-Tier2AnySFm1985CZ15DEER2017 | 1583
Appl-CW-Front-ElecDHW-GasDry-Tier2 | DEER2017 | D17 v3 |  | Any | SFm | 1985 | CZ16 | rDXGF | Household | 1 | 1904 | None | 14.6 | 0.007 | 7.32 | 15.5 | 0.007 | 6.73 | 14.6 | 0.007 | 7.32 | 15.5 | 0.007 | 6.73 | DEER:Res:ClothesDishWasher | Annual | 1719 |  | Appl-CW-Front-ElecDHW-GasDry-Tier2DEER2017 | Appl-CW-Front-ElecDHW-GasDry-Tier2AnySFm1985CZ16DEER2017 | 1584
Appl-CW-Front-ElecDHW-GasDry-Tier2 | DEER2017 | D17 v3 |  | Any | SFm | 1996 | CZ01 | rDXGF | Household | 1 | 2193 | None | 10.1 | 0.001 | 7.59 | 11.3 | 0.002 | 6.98 | 10.1 | 0.001 | 7.59 | 11.3 | 0.002 | 6.98 | DEER:Res:ClothesDishWasher | Annual | 1719 |  | Appl-CW-Front-ElecDHW-GasDry-Tier2DEER2017 | Appl-CW-Front-ElecDHW-GasDry-Tier2AnySFm1996CZ01DEER2017 | 1585
Appl-CW-Front-ElecDHW-GasDry-Tier2 | DEER2017 | D17 v3 |  | Any | SFm | 1996 | CZ02 | rDXGF | Household | 1 | 2193 | None | 12.2 | 0.007 | 7.63 | 13.3 | 0.006 | 7.01 | 12.2 | 0.007 | 7.63 | 13.3 | 0.006 | 7.01 | DEER:Res:ClothesDishWasher | Annual | 1719 |  | Appl-CW-Front-ElecDHW-GasDry-Tier2DEER2017 | Appl-CW-Front-ElecDHW-GasDry-Tier2AnySFm1996CZ02DEER2017 | 1586
Appl-CW-Front-ElecDHW-GasDry-Tier2 | DEER2017 | D17 v3 |  | Any | SFm | 1996 | CZ03 | rDXGF | Household | 1 | 2193 | None | 11.5 | -0.002 | 7.57 | 12.3 | -0.002 | 6.96 | 11.5 | -0.002 | 7.57 | 12.3 | -0.002 | 6.96 | DEER:Res:ClothesDishWasher | Annual | 1719 |  | Appl-CW-Front-ElecDHW-GasDry-Tier2DEER2017 | Appl-CW-Front-ElecDHW-GasDry-Tier2AnySFm1996CZ03DEER2017 | 1587
Appl-CW-Front-ElecDHW-GasDry-Tier2 | DEER2017 | D17 v3 |  | Any | SFm | 1996 | CZ04 | rDXGF | Household | 1 | 2193 | None | 15.6 | 0.009 | 7.69 | 16.1 | 0.009 | 7.07 | 15.6 | 0.009 | 7.69 | 16.1 | 0.009 | 7.07 | DEER:Res:ClothesDishWasher | Annual | 1719 |  | Appl-CW-Front-ElecDHW-GasDry-Tier2DEER2017 | Appl-CW-Front-ElecDHW-GasDry-Tier2AnySFm1996CZ04DEER2017 | 1588
Appl-CW-Front-ElecDHW-GasDry-Tier2 | DEER2017 | D17 v3 |  | Any | SFm | 1996 | CZ05 | rDXGF | Household | 1 | 2193 | None | 10.3 | 0.006 | 7.08 | 11.3 | 0.006 | 6.51 | 10.3 | 0.006 | 7.08 | 11.3 | 0.006 | 6.51 | DEER:Res:ClothesDishWasher | Annual | 1719 |  | Appl-CW-Front-ElecDHW-GasDry-Tier2DEER2017 | Appl-CW-Front-ElecDHW-GasDry-Tier2AnySFm1996CZ05DEER2017 | 1589
Appl-CW-Front-ElecDHW-GasDry-Tier2 | DEER2017 | D17 v3 |  | Any | SFm | 1996 | CZ06 | rDXGF | Household | 1 | 2297 | None | 11.2 | 0.011 | 7.93 | 15.8 | 0.007 | 7.28 | 11.2 | 0.011 | 7.93 | 15.8 | 0.007 | 7.28 | DEER:Res:ClothesDishWasher | Annual | 1719 |  | Appl-CW-Front-ElecDHW-GasDry-Tier2DEER2017 | Appl-CW-Front-ElecDHW-GasDry-Tier2AnySFm1996CZ06DEER2017 | 1590
Appl-CW-Front-ElecDHW-GasDry-Tier2 | DEER2017 | D17 v3 |  | Any | SFm | 1996 | CZ07 | rDXGF | Household | 1 | 2297 | None | 16.7 | 0.012 | 8.69 | 17.2 | 0.011 | 8.03 | 16.7 | 0.012 | 8.69 | 17.2 | 0.011 | 8.03 | DEER:Res:ClothesDishWasher | Annual | 1719 |  | Appl-CW-Front-ElecDHW-GasDry-Tier2DEER2017 | Appl-CW-Front-ElecDHW-GasDry-Tier2AnySFm1996CZ07DEER2017 | 1591
Appl-CW-Front-ElecDHW-GasDry-Tier2 | DEER2017 | D17 v3 |  | Any | SFm | 1996 | CZ08 | rDXGF | Household | 1 | 2297 | None | 14.1 | -0.002 | 8.02 | 17.2 | -0.001 | 7.36 | 14.1 | -0.002 | 8.02 | 17.2 | -0.001 | 7.36 | DEER:Res:ClothesDishWasher | Annual | 1719 |  | Appl-CW-Front-ElecDHW-GasDry-Tier2DEER2017 | Appl-CW-Front-ElecDHW-GasDry-Tier2AnySFm1996CZ08DEER2017 | 1592
Appl-CW-Front-ElecDHW-GasDry-Tier2 | DEER2017 | D17 v3 |  | Any | SFm | 1996 | CZ09 | rDXGF | Household | 1 | 2186 | None | 16.2 | 0.004 | 7.98 | 16.5 | 0.004 | 7.32 | 16.2 | 0.004 | 7.98 | 16.5 | 0.004 | 7.32 | DEER:Res:ClothesDishWasher | Annual | 1719 |  | Appl-CW-Front-ElecDHW-GasDry-Tier2DEER2017 | Appl-CW-Front-ElecDHW-GasDry-Tier2AnySFm1996CZ09DEER2017 | 1593
Appl-CW-Front-ElecDHW-GasDry-Tier2 | DEER2017 | D17 v3 |  | Any | SFm | 1996 | CZ10 | rDXGF | Household | 1 | 2186 | None | 16.4 | 0.005 | 7.79 | 16.7 | 0.005 | 7.16 | 16.4 | 0.005 | 7.79 | 16.7 | 0.005 | 7.16 | DEER:Res:ClothesDishWasher | Annual | 1719 |  | Appl-CW-Front-ElecDHW-GasDry-Tier2DEER2017 | Appl-CW-Front-ElecDHW-GasDry-Tier2AnySFm1996CZ10DEER2017 | 1594
Appl-CW-Front-ElecDHW-GasDry-Tier2 | DEER2017 | D17 v3 |  | Any | SFm | 1996 | CZ11 | rDXGF | Household | 1 | 2032 | None | 16.2 | 0.006 | 7.64 | 16.5 | 0.006 | 7.02 | 16.2 | 0.006 | 7.64 | 16.5 | 0.006 | 7.02 | DEER:Res:ClothesDishWasher | Annual | 1719 |  | Appl-CW-Front-ElecDHW-GasDry-Tier2DEER2017 | Appl-CW-Front-ElecDHW-GasDry-Tier2AnySFm1996CZ11DEER2017 | 1595
Appl-CW-Front-ElecDHW-GasDry-Tier2 | DEER2017 | D17 v3 |  | Any | SFm | 1996 | CZ12 | rDXGF | Household | 1 | 2032 | None | 15 | 0.007 | 7.66 | 15.5 | 0.007 | 7.04 | 15 | 0.007 | 7.66 | 15.5 | 0.007 | 7.04 | DEER:Res:ClothesDishWasher | Annual | 1719 |  | Appl-CW-Front-ElecDHW-GasDry-Tier2DEER2017 | Appl-CW-Front-ElecDHW-GasDry-Tier2AnySFm1996CZ12DEER2017 | 1596
Appl-CW-Front-ElecDHW-GasDry-Tier2 | DEER2017 | D17 v3 |  | Any | SFm | 1996 | CZ13 | rDXGF | Household | 1 | 2032 | None | 18 | 0.007 | 7.57 | 18.4 | 0.006 | 6.96 | 18 | 0.007 | 7.57 | 18.4 | 0.006 | 6.96 | DEER:Res:ClothesDishWasher | Annual | 1719 |  | Appl-CW-Front-ElecDHW-GasDry-Tier2DEER2017 | Appl-CW-Front-ElecDHW-GasDry-Tier2AnySFm1996CZ13DEER2017 | 1597
Appl-CW-Front-ElecDHW-GasDry-Tier2 | DEER2017 | D17 v3 |  | Any | SFm | 1996 | CZ14 | rDXGF | Household | 1 | 1758 | None | 17.4 | 0.004 | 7.62 | 17.5 | 0.004 | 7 | 17.4 | 0.004 | 7.62 | 17.5 | 0.004 | 7 | DEER:Res:ClothesDishWasher | Annual | 1719 |  | Appl-CW-Front-ElecDHW-GasDry-Tier2DEER2017 | Appl-CW-Front-ElecDHW-GasDry-Tier2AnySFm1996CZ14DEER2017 | 1598
Appl-CW-Front-ElecDHW-GasDry-Tier2 | DEER2017 | D17 v3 |  | Any | SFm | 1996 | CZ15 | rDXGF | Household | 1 | 1758 | None | 19.1 | 0.005 | 8.2 | 18.7 | 0.005 | 7.52 | 19.1 | 0.005 | 8.2 | 18.7 | 0.005 | 7.52 | DEER:Res:ClothesDishWasher | Annual | 1719 |  | Appl-CW-Front-ElecDHW-GasDry-Tier2DEER2017 | Appl-CW-Front-ElecDHW-GasDry-Tier2AnySFm1996CZ15DEER2017 | 1599
Appl-CW-Front-ElecDHW-GasDry-Tier2 | DEER2017 | D17 v3 |  | Any | SFm | 1996 | CZ16 | rDXGF | Household | 1 | 2193 | None | 14.7 | 0.005 | 7.81 | 15.5 | 0.006 | 7.17 | 14.7 | 0.005 | 7.81 | 15.5 | 0.006 | 7.17 | DEER:Res:ClothesDishWasher | Annual | 1719 |  | Appl-CW-Front-ElecDHW-GasDry-Tier2DEER2017 | Appl-CW-Front-ElecDHW-GasDry-Tier2AnySFm1996CZ16DEER2017 | 1600
Appl-CW-Front-ElecDHW-GasDry-Tier2 | DEER2017 | D17 v3 |  | Any | SFm | 2003 | CZ01 | rDXGF | Household | 1 | 2295.6 | None | 10 | 0.002 | 7.49 | 11.3 | 0.002 | 6.89 | 10 | 0.002 | 7.49 | 11.3 | 0.002 | 6.89 | DEER:Res:ClothesDishWasher | Annual | 1719 |  | Appl-CW-Front-ElecDHW-GasDry-Tier2DEER2017 | Appl-CW-Front-ElecDHW-GasDry-Tier2AnySFm2003CZ01DEER2017 | 1601
Appl-CW-Front-ElecDHW-GasDry-Tier2 | DEER2017 | D17 v3 |  | Any | SFm | 2003 | CZ02 | rDXGF | Household | 1 | 1948.8 | None | 13.1 | 0.007 | 7.63 | 13.9 | 0.007 | 7.01 | 13.1 | 0.007 | 7.63 | 13.9 | 0.007 | 7.01 | DEER:Res:ClothesDishWasher | Annual | 1719 |  | Appl-CW-Front-ElecDHW-GasDry-Tier2DEER2017 | Appl-CW-Front-ElecDHW-GasDry-Tier2AnySFm2003CZ02DEER2017 | 1602
Appl-CW-Front-ElecDHW-GasDry-Tier2 | DEER2017 | D17 v3 |  | Any | SFm | 2003 | CZ03 | rDXGF | Household | 1 | 2295.6 | None | 10.5 | 0.007 | 7.53 | 11.6 | 0.006 | 6.92 | 10.5 | 0.007 | 7.53 | 11.6 | 0.006 | 6.92 | DEER:Res:ClothesDishWasher | Annual | 1719 |  | Appl-CW-Front-ElecDHW-GasDry-Tier2DEER2017 | Appl-CW-Front-ElecDHW-GasDry-Tier2AnySFm2003CZ03DEER2017 | 1603
Appl-CW-Front-ElecDHW-GasDry-Tier2 | DEER2017 | D17 v3 |  | Any | SFm | 2003 | CZ04 | rDXGF | Household | 1 | 2295.6 | None | 14.7 | 0.007 | 7.76 | 15.1 | 0.007 | 7.13 | 14.7 | 0.007 | 7.76 | 15.1 | 0.007 | 7.13 | DEER:Res:ClothesDishWasher | Annual | 1719 |  | Appl-CW-Front-ElecDHW-GasDry-Tier2DEER2017 | Appl-CW-Front-ElecDHW-GasDry-Tier2AnySFm2003CZ04DEER2017 | 1604
Appl-CW-Front-ElecDHW-GasDry-Tier2 | DEER2017 | D17 v3 |  | Any | SFm | 2003 | CZ05 | rDXGF | Household | 1 | 2295.6 | None | 10.4 | 0.006 | 7.23 | 11.4 | 0.005 | 6.65 | 10.4 | 0.006 | 7.23 | 11.4 | 0.005 | 6.65 | DEER:Res:ClothesDishWasher | Annual | 1719 |  | Appl-CW-Front-ElecDHW-GasDry-Tier2DEER2017 | Appl-CW-Front-ElecDHW-GasDry-Tier2AnySFm2003CZ05DEER2017 | 1605
Appl-CW-Front-ElecDHW-GasDry-Tier2 | DEER2017 | D17 v3 |  | Any | SFm | 2003 | CZ06 | rDXGF | Household | 1 | 2392.9 | None | 17.2 | 0.003 | 8.01 | 18.1 | 0.006 | 7.36 | 17.2 | 0.003 | 8.01 | 18.1 | 0.006 | 7.36 | DEER:Res:ClothesDishWasher | Annual | 1719 |  | Appl-CW-Front-ElecDHW-GasDry-Tier2DEER2017 | Appl-CW-Front-ElecDHW-GasDry-Tier2AnySFm2003CZ06DEER2017 | 1606
Appl-CW-Front-ElecDHW-GasDry-Tier2 | DEER2017 | D17 v3 |  | Any | SFm | 2003 | CZ07 | rDXGF | Household | 1 | 2392.9 | None | 17.4 | 0.006 | 7.89 | 17.8 | 0.006 | 7.25 | 17.4 | 0.006 | 7.89 | 17.8 | 0.006 | 7.25 | DEER:Res:ClothesDishWasher | Annual | 1719 |  | Appl-CW-Front-ElecDHW-GasDry-Tier2DEER2017 | Appl-CW-Front-ElecDHW-GasDry-Tier2AnySFm2003CZ07DEER2017 | 1607
Appl-CW-Front-ElecDHW-GasDry-Tier2 | DEER2017 | D17 v3 |  | Any | SFm | 2003 | CZ08 | rDXGF | Household | 1 | 2392.9 | None | 18.6 | 0.004 | 8.05 | 18.7 | 0.003 | 7.4 | 18.6 | 0.004 | 8.05 | 18.7 | 0.003 | 7.4 | DEER:Res:ClothesDishWasher | Annual | 1719 |  | Appl-CW-Front-ElecDHW-GasDry-Tier2DEER2017 | Appl-CW-Front-ElecDHW-GasDry-Tier2AnySFm2003CZ08DEER2017 | 1608
Appl-CW-Front-ElecDHW-GasDry-Tier2 | DEER2017 | D17 v3 |  | Any | SFm | 2003 | CZ09 | rDXGF | Household | 1 | 2422.9 | None | 15.8 | 0.004 | 7.91 | 16.1 | 0.003 | 7.26 | 15.8 | 0.004 | 7.91 | 16.1 | 0.003 | 7.26 | DEER:Res:ClothesDishWasher | Annual | 1719 |  | Appl-CW-Front-ElecDHW-GasDry-Tier2DEER2017 | Appl-CW-Front-ElecDHW-GasDry-Tier2AnySFm2003CZ09DEER2017 | 1609
Appl-CW-Front-ElecDHW-GasDry-Tier2 | DEER2017 | D17 v3 |  | Any | SFm | 2003 | CZ10 | rDXGF | Household | 1 | 1948.8 | None | 16.6 | 0.004 | 7.78 | 16.8 | 0.004 | 7.14 | 16.6 | 0.004 | 7.78 | 16.8 | 0.004 | 7.14 | DEER:Res:ClothesDishWasher | Annual | 1719 |  | Appl-CW-Front-ElecDHW-GasDry-Tier2DEER2017 | Appl-CW-Front-ElecDHW-GasDry-Tier2AnySFm2003CZ10DEER2017 | 1610
Appl-CW-Front-ElecDHW-GasDry-Tier2 | DEER2017 | D17 v3 |  | Any | SFm | 2003 | CZ11 | rDXGF | Household | 1 | 1948.8 | None | 16.3 | 0.006 | 7.69 | 16.4 | 0.006 | 7.07 | 16.3 | 0.006 | 7.69 | 16.4 | 0.006 | 7.07 | DEER:Res:ClothesDishWasher | Annual | 1719 |  | Appl-CW-Front-ElecDHW-GasDry-Tier2DEER2017 | Appl-CW-Front-ElecDHW-GasDry-Tier2AnySFm2003CZ11DEER2017 | 1611
Appl-CW-Front-ElecDHW-GasDry-Tier2 | DEER2017 | D17 v3 |  | Any | SFm | 2003 | CZ12 | rDXGF | Household | 1 | 1948.8 | None | 14.5 | 0.007 | 7.7 | 15 | 0.007 | 7.08 | 14.5 | 0.007 | 7.7 | 15 | 0.007 | 7.08 | DEER:Res:ClothesDishWasher | Annual | 1719 |  | Appl-CW-Front-ElecDHW-GasDry-Tier2DEER2017 | Appl-CW-Front-ElecDHW-GasDry-Tier2AnySFm2003CZ12DEER2017 | 1612
Appl-CW-Front-ElecDHW-GasDry-Tier2 | DEER2017 | D17 v3 |  | Any | SFm | 2003 | CZ13 | rDXGF | Household | 1 | 1948.8 | None | 15.8 | 0.006 | 7.67 | 16.1 | 0.005 | 7.05 | 15.8 | 0.006 | 7.67 | 16.1 | 0.005 | 7.05 | DEER:Res:ClothesDishWasher | Annual | 1719 |  | Appl-CW-Front-ElecDHW-GasDry-Tier2DEER2017 | Appl-CW-Front-ElecDHW-GasDry-Tier2AnySFm2003CZ13DEER2017 | 1613
Appl-CW-Front-ElecDHW-GasDry-Tier2 | DEER2017 | D17 v3 |  | Any | SFm | 2003 | CZ14 | rDXGF | Household | 1 | 2160.9 | None | 17.4 | 0.004 | 7.63 | 17.5 | 0.003 | 7.01 | 17.4 | 0.004 | 7.63 | 17.5 | 0.003 | 7.01 | DEER:Res:ClothesDishWasher | Annual | 1719 |  | Appl-CW-Front-ElecDHW-GasDry-Tier2DEER2017 | Appl-CW-Front-ElecDHW-GasDry-Tier2AnySFm2003CZ14DEER2017 | 1614
Appl-CW-Front-ElecDHW-GasDry-Tier2 | DEER2017 | D17 v3 |  | Any | SFm | 2003 | CZ15 | rDXGF | Household | 1 | 2160.9 | None | 18.7 | 0.005 | 8.21 | 18.4 | 0.005 | 7.54 | 18.7 | 0.005 | 8.21 | 18.4 | 0.005 | 7.54 | DEER:Res:ClothesDishWasher | Annual | 1719 |  | Appl-CW-Front-ElecDHW-GasDry-Tier2DEER2017 | Appl-CW-Front-ElecDHW-GasDry-Tier2AnySFm2003CZ15DEER2017 | 1615
Appl-CW-Front-ElecDHW-GasDry-Tier2 | DEER2017 | D17 v3 |  | Any | SFm | 2003 | CZ16 | rDXGF | Household | 1 | 2295.6 | None | 13.6 | 0.005 | 7.85 | 14.6 | 0.005 | 7.2 | 13.6 | 0.005 | 7.85 | 14.6 | 0.005 | 7.2 | DEER:Res:ClothesDishWasher | Annual | 1719 |  | Appl-CW-Front-ElecDHW-GasDry-Tier2DEER2017 | Appl-CW-Front-ElecDHW-GasDry-Tier2AnySFm2003CZ16DEER2017 | 1616
Appl-CW-Front-ElecDHW-GasDry-Tier2 | DEER2017 | D17 v3 |  | Any | SFm | 2007 | CZ01 | rDXGF | Household | 1 | 2295.6 | None | 10.1 | 0.002 | 7.49 | 11.4 | 0.002 | 6.88 | 10.1 | 0.002 | 7.49 | 11.4 | 0.002 | 6.88 | DEER:Res:ClothesDishWasher | Annual | 1719 |  | Appl-CW-Front-ElecDHW-GasDry-Tier2DEER2017 | Appl-CW-Front-ElecDHW-GasDry-Tier2AnySFm2007CZ01DEER2017 | 1617
Appl-CW-Front-ElecDHW-GasDry-Tier2 | DEER2017 | D17 v3 |  | Any | SFm | 2007 | CZ02 | rDXGF | Household | 1 | 1948.8 | None | 13 | 0.005 | 7.4 | 13.7 | 0.005 | 6.8 | 13 | 0.005 | 7.4 | 13.7 | 0.005 | 6.8 | DEER:Res:ClothesDishWasher | Annual | 1719 |  | Appl-CW-Front-ElecDHW-GasDry-Tier2DEER2017 | Appl-CW-Front-ElecDHW-GasDry-Tier2AnySFm2007CZ02DEER2017 | 1618
Appl-CW-Front-ElecDHW-GasDry-Tier2 | DEER2017 | D17 v3 |  | Any | SFm | 2007 | CZ03 | rDXGF | Household | 1 | 2295.6 | None | 10.5 | 0.005 | 7.5 | 11.5 | 0.005 | 6.89 | 10.5 | 0.005 | 7.5 | 11.5 | 0.005 | 6.89 | DEER:Res:ClothesDishWasher | Annual | 1719 |  | Appl-CW-Front-ElecDHW-GasDry-Tier2DEER2017 | Appl-CW-Front-ElecDHW-GasDry-Tier2AnySFm2007CZ03DEER2017 | 1619
Appl-CW-Front-ElecDHW-GasDry-Tier2 | DEER2017 | D17 v3 |  | Any | SFm | 2007 | CZ04 | rDXGF | Household | 1 | 2295.6 | None | 13.7 | 0.006 | 7.69 | 14.3 | 0.005 | 7.07 | 13.7 | 0.006 | 7.69 | 14.3 | 0.005 | 7.07 | DEER:Res:ClothesDishWasher | Annual | 1719 |  | Appl-CW-Front-ElecDHW-GasDry-Tier2DEER2017 | Appl-CW-Front-ElecDHW-GasDry-Tier2AnySFm2007CZ04DEER2017 | 1620
Appl-CW-Front-ElecDHW-GasDry-Tier2 | DEER2017 | D17 v3 |  | Any | SFm | 2007 | CZ05 | rDXGF | Household | 1 | 2295.6 | None | 10.3 | 0.004 | 7.12 | 11.3 | 0.004 | 6.52 | 10.3 | 0.004 | 7.12 | 11.3 | 0.004 | 6.52 | DEER:Res:ClothesDishWasher | Annual | 1719 |  | Appl-CW-Front-ElecDHW-GasDry-Tier2DEER2017 | Appl-CW-Front-ElecDHW-GasDry-Tier2AnySFm2007CZ05DEER2017 | 1621
Appl-CW-Front-ElecDHW-GasDry-Tier2 | DEER2017 | D17 v3 |  | Any | SFm | 2007 | CZ06 | rDXGF | Household | 1 | 2392.9 | None | 15 | 0.005 | 7.93 | 15.5 | 0.005 | 7.29 | 15 | 0.005 | 7.93 | 15.5 | 0.005 | 7.29 | DEER:Res:ClothesDishWasher | Annual | 1719 |  | Appl-CW-Front-ElecDHW-GasDry-Tier2DEER2017 | Appl-CW-Front-ElecDHW-GasDry-Tier2AnySFm2007CZ06DEER2017 | 1622
Appl-CW-Front-ElecDHW-GasDry-Tier2 | DEER2017 | D17 v3 |  | Any | SFm | 2007 | CZ07 | rDXGF | Household | 1 | 2392.9 | None | 15.5 | 0.006 | 8.01 | 16 | 0.006 | 7.37 | 15.5 | 0.006 | 8.01 | 16 | 0.006 | 7.37 | DEER:Res:ClothesDishWasher | Annual | 1719 |  | Appl-CW-Front-ElecDHW-GasDry-Tier2DEER2017 | Appl-CW-Front-ElecDHW-GasDry-Tier2AnySFm2007CZ07DEER2017 | 1623
Appl-CW-Front-ElecDHW-GasDry-Tier2 | DEER2017 | D17 v3 |  | Any | SFm | 2007 | CZ08 | rDXGF | Household | 1 | 2392.9 | None | 16.4 | 0.004 | 8.06 | 16.6 | 0.003 | 7.4 | 16.4 | 0.004 | 8.06 | 16.6 | 0.003 | 7.4 | DEER:Res:ClothesDishWasher | Annual | 1719 |  | Appl-CW-Front-ElecDHW-GasDry-Tier2DEER2017 | Appl-CW-Front-ElecDHW-GasDry-Tier2AnySFm2007CZ08DEER2017 | 1624
Appl-CW-Front-ElecDHW-GasDry-Tier2 | DEER2017 | D17 v3 |  | Any | SFm | 2007 | CZ09 | rDXGF | Household | 1 | 2422.9 | None | 14.7 | 0.002 | 7.99 | 15.1 | 0.002 | 7.34 | 14.7 | 0.002 | 7.99 | 15.1 | 0.002 | 7.34 | DEER:Res:ClothesDishWasher | Annual | 1719 |  | Appl-CW-Front-ElecDHW-GasDry-Tier2DEER2017 | Appl-CW-Front-ElecDHW-GasDry-Tier2AnySFm2007CZ09DEER2017 | 1625
Appl-CW-Front-ElecDHW-GasDry-Tier2 | DEER2017 | D17 v3 |  | Any | SFm | 2007 | CZ10 | rDXGF | Household | 1 | 1948.8 | None | 15.7 | 0.003 | 7.76 | 16 | 0.003 | 7.13 | 15.7 | 0.003 | 7.76 | 16 | 0.003 | 7.13 | DEER:Res:ClothesDishWasher | Annual | 1719 |  | Appl-CW-Front-ElecDHW-GasDry-Tier2DEER2017 | Appl-CW-Front-ElecDHW-GasDry-Tier2AnySFm2007CZ10DEER2017 | 1626
Appl-CW-Front-ElecDHW-GasDry-Tier2 | DEER2017 | D17 v3 |  | Any | SFm | 2007 | CZ11 | rDXGF | Household | 1 | 1948.8 | None | 14.7 | 0.003 | 7.63 | 15.1 | 0.003 | 7.01 | 14.7 | 0.003 | 7.63 | 15.1 | 0.003 | 7.01 | DEER:Res:ClothesDishWasher | Annual | 1719 |  | Appl-CW-Front-ElecDHW-GasDry-Tier2DEER2017 | Appl-CW-Front-ElecDHW-GasDry-Tier2AnySFm2007CZ11DEER2017 | 1627
Appl-CW-Front-ElecDHW-GasDry-Tier2 | DEER2017 | D17 v3 |  | Any | SFm | 2007 | CZ12 | rDXGF | Household | 1 | 1948.8 | None | 14 | 0.006 | 7.75 | 14.6 | 0.005 | 7.12 | 14 | 0.006 | 7.75 | 14.6 | 0.005 | 7.12 | DEER:Res:ClothesDishWasher | Annual | 1719 |  | Appl-CW-Front-ElecDHW-GasDry-Tier2DEER2017 | Appl-CW-Front-ElecDHW-GasDry-Tier2AnySFm2007CZ12DEER2017 | 1628
Appl-CW-Front-ElecDHW-GasDry-Tier2 | DEER2017 | D17 v3 |  | Any | SFm | 2007 | CZ13 | rDXGF | Household | 1 | 1948.8 | None | 15.6 | 0.004 | 7.8 | 16 | 0.004 | 7.16 | 15.6 | 0.004 | 7.8 | 16 | 0.004 | 7.16 | DEER:Res:ClothesDishWasher | Annual | 1719 |  | Appl-CW-Front-ElecDHW-GasDry-Tier2DEER2017 | Appl-CW-Front-ElecDHW-GasDry-Tier2AnySFm2007CZ13DEER2017 | 1629
Appl-CW-Front-ElecDHW-GasDry-Tier2 | DEER2017 | D17 v3 |  | Any | SFm | 2007 | CZ14 | rDXGF | Household | 1 | 2160.9 | None | 16 | 0.003 | 7.6 | 16.3 | 0.003 | 6.98 | 16 | 0.003 | 7.6 | 16.3 | 0.003 | 6.98 | DEER:Res:ClothesDishWasher | Annual | 1719 |  | Appl-CW-Front-ElecDHW-GasDry-Tier2DEER2017 | Appl-CW-Front-ElecDHW-GasDry-Tier2AnySFm2007CZ14DEER2017 | 1630
Appl-CW-Front-ElecDHW-GasDry-Tier2 | DEER2017 | D17 v3 |  | Any | SFm | 2007 | CZ15 | rDXGF | Household | 1 | 2160.9 | None | 17.5 | 0.004 | 8.23 | 17.2 | 0.004 | 7.55 | 17.5 | 0.004 | 8.23 | 17.2 | 0.004 | 7.55 | DEER:Res:ClothesDishWasher | Annual | 1719 |  | Appl-CW-Front-ElecDHW-GasDry-Tier2DEER2017 | Appl-CW-Front-ElecDHW-GasDry-Tier2AnySFm2007CZ15DEER2017 | 1631
Appl-CW-Front-ElecDHW-GasDry-Tier2 | DEER2017 | D17 v3 |  | Any | SFm | 2007 | CZ16 | rDXGF | Household | 1 | 2295.6 | None | 14 | 0.004 | 7.83 | 15 | 0.004 | 7.19 | 14 | 0.004 | 7.83 | 15 | 0.004 | 7.19 | DEER:Res:ClothesDishWasher | Annual | 1719 |  | Appl-CW-Front-ElecDHW-GasDry-Tier2DEER2017 | Appl-CW-Front-ElecDHW-GasDry-Tier2AnySFm2007CZ16DEER2017 | 1632
Appl-CW-Front-ElecDHW-GasDry-Tier2 | DEER2017 | D17 v3 |  | Any | SFm | 2011 | CZ01 | rDXGF | Household | 1 | 2295.6 | None | 10.2 | 0.002 | 7.57 | 11.5 | 0.002 | 6.96 | 10.2 | 0.002 | 7.57 | 11.5 | 0.002 | 6.96 | DEER:Res:ClothesDishWasher | Annual | 1719 |  | Appl-CW-Front-ElecDHW-GasDry-Tier2DEER2017 | Appl-CW-Front-ElecDHW-GasDry-Tier2AnySFm2011CZ01DEER2017 | 1633
Appl-CW-Front-ElecDHW-GasDry-Tier2 | DEER2017 | D17 v3 |  | Any | SFm | 2011 | CZ02 | rDXGF | Household | 1 | 1948.8 | None | 13 | 0.005 | 7.43 | 13.8 | 0.005 | 6.83 | 13 | 0.005 | 7.43 | 13.8 | 0.005 | 6.83 | DEER:Res:ClothesDishWasher | Annual | 1719 |  | Appl-CW-Front-ElecDHW-GasDry-Tier2DEER2017 | Appl-CW-Front-ElecDHW-GasDry-Tier2AnySFm2011CZ02DEER2017 | 1634
Appl-CW-Front-ElecDHW-GasDry-Tier2 | DEER2017 | D17 v3 |  | Any | SFm | 2011 | CZ03 | rDXGF | Household | 1 | 2295.6 | None | 10.9 | 0.006 | 7.55 | 11.9 | 0.006 | 6.93 | 10.9 | 0.006 | 7.55 | 11.9 | 0.006 | 6.93 | DEER:Res:ClothesDishWasher | Annual | 1719 |  | Appl-CW-Front-ElecDHW-GasDry-Tier2DEER2017 | Appl-CW-Front-ElecDHW-GasDry-Tier2AnySFm2011CZ03DEER2017 | 1635
Appl-CW-Front-ElecDHW-GasDry-Tier2 | DEER2017 | D17 v3 |  | Any | SFm | 2011 | CZ04 | rDXGF | Household | 1 | 2295.6 | None | 14.3 | 0.006 | 7.72 | 15 | 0.006 | 7.1 | 14.3 | 0.006 | 7.72 | 15 | 0.006 | 7.1 | DEER:Res:ClothesDishWasher | Annual | 1719 |  | Appl-CW-Front-ElecDHW-GasDry-Tier2DEER2017 | Appl-CW-Front-ElecDHW-GasDry-Tier2AnySFm2011CZ04DEER2017 | 1636
Appl-CW-Front-ElecDHW-GasDry-Tier2 | DEER2017 | D17 v3 |  | Any | SFm | 2011 | CZ05 | rDXGF | Household | 1 | 2295.6 | None | 10.4 | 0.006 | 7.26 | 11.5 | 0.006 | 6.69 | 10.4 | 0.006 | 7.26 | 11.5 | 0.006 | 6.69 | DEER:Res:ClothesDishWasher | Annual | 1719 |  | Appl-CW-Front-ElecDHW-GasDry-Tier2DEER2017 | Appl-CW-Front-ElecDHW-GasDry-Tier2AnySFm2011CZ05DEER2017 | 1637
Appl-CW-Front-ElecDHW-GasDry-Tier2 | DEER2017 | D17 v3 |  | Any | SFm | 2011 | CZ06 | rDXGF | Household | 1 | 2392.9 | None | 13.1 | 0.004 | 7.83 | 13.6 | 0.004 | 7.19 | 13.1 | 0.004 | 7.83 | 13.6 | 0.004 | 7.19 | DEER:Res:ClothesDishWasher | Annual | 1719 |  | Appl-CW-Front-ElecDHW-GasDry-Tier2DEER2017 | Appl-CW-Front-ElecDHW-GasDry-Tier2AnySFm2011CZ06DEER2017 | 1638
Appl-CW-Front-ElecDHW-GasDry-Tier2 | DEER2017 | D17 v3 |  | Any | SFm | 2011 | CZ07 | rDXGF | Household | 1 | 2392.9 | None | 15.9 | 0.004 | 8.15 | 16.1 | 0.003 | 7.48 | 15.9 | 0.004 | 8.15 | 16.1 | 0.003 | 7.48 | DEER:Res:ClothesDishWasher | Annual | 1719 |  | Appl-CW-Front-ElecDHW-GasDry-Tier2DEER2017 | Appl-CW-Front-ElecDHW-GasDry-Tier2AnySFm2011CZ07DEER2017 | 1639
Appl-CW-Front-ElecDHW-GasDry-Tier2 | DEER2017 | D17 v3 |  | Any | SFm | 2011 | CZ08 | rDXGF | Household | 1 | 2392.9 | None | 17.1 | 0.004 | 8.13 | 17.3 | 0.004 | 7.46 | 17.1 | 0.004 | 8.13 | 17.3 | 0.004 | 7.46 | DEER:Res:ClothesDishWasher | Annual | 1719 |  | Appl-CW-Front-ElecDHW-GasDry-Tier2DEER2017 | Appl-CW-Front-ElecDHW-GasDry-Tier2AnySFm2011CZ08DEER2017 | 1640
Appl-CW-Front-ElecDHW-GasDry-Tier2 | DEER2017 | D17 v3 |  | Any | SFm | 2011 | CZ09 | rDXGF | Household | 1 | 2422.9 | None | 15.1 | 0.003 | 8.03 | 15.4 | 0.002 | 7.37 | 15.1 | 0.003 | 8.03 | 15.4 | 0.002 | 7.37 | DEER:Res:ClothesDishWasher | Annual | 1719 |  | Appl-CW-Front-ElecDHW-GasDry-Tier2DEER2017 | Appl-CW-Front-ElecDHW-GasDry-Tier2AnySFm2011CZ09DEER2017 | 1641
Appl-CW-Front-ElecDHW-GasDry-Tier2 | DEER2017 | D17 v3 |  | Any | SFm | 2011 | CZ10 | rDXGF | Household | 1 | 1948.8 | None | 15.7 | 0.003 | 7.8 | 16 | 0.003 | 7.16 | 15.7 | 0.003 | 7.8 | 16 | 0.003 | 7.16 | DEER:Res:ClothesDishWasher | Annual | 1719 |  | Appl-CW-Front-ElecDHW-GasDry-Tier2DEER2017 | Appl-CW-Front-ElecDHW-GasDry-Tier2AnySFm2011CZ10DEER2017 | 1642
Appl-CW-Front-ElecDHW-GasDry-Tier2 | DEER2017 | D17 v3 |  | Any | SFm | 2011 | CZ11 | rDXGF | Household | 1 | 1948.8 | None | 15.4 | 0.004 | 7.67 | 15.7 | 0.003 | 7.05 | 15.4 | 0.004 | 7.67 | 15.7 | 0.003 | 7.05 | DEER:Res:ClothesDishWasher | Annual | 1719 |  | Appl-CW-Front-ElecDHW-GasDry-Tier2DEER2017 | Appl-CW-Front-ElecDHW-GasDry-Tier2AnySFm2011CZ11DEER2017 | 1643
Appl-CW-Front-ElecDHW-GasDry-Tier2 | DEER2017 | D17 v3 |  | Any | SFm | 2011 | CZ12 | rDXGF | Household | 1 | 1948.8 | None | 14.4 | 0.005 | 7.8 | 14.9 | 0.004 | 7.16 | 14.4 | 0.005 | 7.8 | 14.9 | 0.004 | 7.16 | DEER:Res:ClothesDishWasher | Annual | 1719 |  | Appl-CW-Front-ElecDHW-GasDry-Tier2DEER2017 | Appl-CW-Front-ElecDHW-GasDry-Tier2AnySFm2011CZ12DEER2017 | 1644
Appl-CW-Front-ElecDHW-GasDry-Tier2 | DEER2017 | D17 v3 |  | Any | SFm | 2011 | CZ13 | rDXGF | Household | 1 | 1948.8 | None | 15.8 | 0.004 | 7.83 | 16.1 | 0.004 | 7.2 | 15.8 | 0.004 | 7.83 | 16.1 | 0.004 | 7.2 | DEER:Res:ClothesDishWasher | Annual | 1719 |  | Appl-CW-Front-ElecDHW-GasDry-Tier2DEER2017 | Appl-CW-Front-ElecDHW-GasDry-Tier2AnySFm2011CZ13DEER2017 | 1645
Appl-CW-Front-ElecDHW-GasDry-Tier2 | DEER2017 | D17 v3 |  | Any | SFm | 2011 | CZ14 | rDXGF | Household | 1 | 2160.9 | None | 16.1 | 0.004 | 7.66 | 16.4 | 0.004 | 7.03 | 16.1 | 0.004 | 7.66 | 16.4 | 0.004 | 7.03 | DEER:Res:ClothesDishWasher | Annual | 1719 |  | Appl-CW-Front-ElecDHW-GasDry-Tier2DEER2017 | Appl-CW-Front-ElecDHW-GasDry-Tier2AnySFm2011CZ14DEER2017 | 1646
Appl-CW-Front-ElecDHW-GasDry-Tier2 | DEER2017 | D17 v3 |  | Any | SFm | 2011 | CZ15 | rDXGF | Household | 1 | 2160.9 | None | 17.5 | 0.004 | 8.25 | 16.9 | 0.004 | 7.57 | 17.5 | 0.004 | 8.25 | 16.9 | 0.004 | 7.57 | DEER:Res:ClothesDishWasher | Annual | 1719 |  | Appl-CW-Front-ElecDHW-GasDry-Tier2DEER2017 | Appl-CW-Front-ElecDHW-GasDry-Tier2AnySFm2011CZ15DEER2017 | 1647
Appl-CW-Front-ElecDHW-GasDry-Tier2 | DEER2017 | D17 v3 |  | Any | SFm | 2011 | CZ16 | rDXGF | Household | 1 | 2295.6 | None | 13.5 | 0.005 | 7.89 | 14.5 | 0.005 | 7.25 | 13.5 | 0.005 | 7.89 | 14.5 | 0.005 | 7.25 | DEER:Res:ClothesDishWasher | Annual | 1719 |  | Appl-CW-Front-ElecDHW-GasDry-Tier2DEER2017 | Appl-CW-Front-ElecDHW-GasDry-Tier2AnySFm2011CZ16DEER2017 | 1648
Appl-CW-Front-ElecDHW-GasDry-Tier2 | DEER2017 | D17 v3 |  | Any | SFm | 2015 | CZ01 | rDXGF | Household | 1 | 2295.6 | None | 10.3 | 0.001 | 7.65 | 11.6 | 0.001 | 7.03 | 10.3 | 0.001 | 7.65 | 11.6 | 0.001 | 7.03 | DEER:Res:ClothesDishWasher | Annual | 1719 |  | Appl-CW-Front-ElecDHW-GasDry-Tier2DEER2017 | Appl-CW-Front-ElecDHW-GasDry-Tier2AnySFm2015CZ01DEER2017 | 1649
Appl-CW-Front-ElecDHW-GasDry-Tier2 | DEER2017 | D17 v3 |  | Any | SFm | 2015 | CZ02 | rDXGF | Household | 1 | 1948.8 | None | 12.6 | 0.006 | 7.44 | 13.4 | 0.005 | 6.84 | 12.6 | 0.006 | 7.44 | 13.4 | 0.005 | 6.84 | DEER:Res:ClothesDishWasher | Annual | 1719 |  | Appl-CW-Front-ElecDHW-GasDry-Tier2DEER2017 | Appl-CW-Front-ElecDHW-GasDry-Tier2AnySFm2015CZ02DEER2017 | 1650
Appl-CW-Front-ElecDHW-GasDry-Tier2 | DEER2017 | D17 v3 |  | Any | SFm | 2015 | CZ03 | rDXGF | Household | 1 | 2295.6 | None | 11.4 | 0.005 | 7.72 | 12.1 | 0.004 | 7.1 | 11.4 | 0.005 | 7.72 | 12.1 | 0.004 | 7.1 | DEER:Res:ClothesDishWasher | Annual | 1719 |  | Appl-CW-Front-ElecDHW-GasDry-Tier2DEER2017 | Appl-CW-Front-ElecDHW-GasDry-Tier2AnySFm2015CZ03DEER2017 | 1651
Appl-CW-Front-ElecDHW-GasDry-Tier2 | DEER2017 | D17 v3 |  | Any | SFm | 2015 | CZ04 | rDXGF | Household | 1 | 2295.6 | None | 13.1 | 0.006 | 7.69 | 13.9 | 0.006 | 7.06 | 13.1 | 0.006 | 7.69 | 13.9 | 0.006 | 7.06 | DEER:Res:ClothesDishWasher | Annual | 1719 |  | Appl-CW-Front-ElecDHW-GasDry-Tier2DEER2017 | Appl-CW-Front-ElecDHW-GasDry-Tier2AnySFm2015CZ04DEER2017 | 1652
Appl-CW-Front-ElecDHW-GasDry-Tier2 | DEER2017 | D17 v3 |  | Any | SFm | 2015 | CZ05 | rDXGF | Household | 1 | 2295.6 | None | 11.6 | 0.005 | 7.55 | 12.6 | 0.005 | 6.96 | 11.6 | 0.005 | 7.55 | 12.6 | 0.005 | 6.96 | DEER:Res:ClothesDishWasher | Annual | 1719 |  | Appl-CW-Front-ElecDHW-GasDry-Tier2DEER2017 | Appl-CW-Front-ElecDHW-GasDry-Tier2AnySFm2015CZ05DEER2017 | 1653
Appl-CW-Front-ElecDHW-GasDry-Tier2 | DEER2017 | D17 v3 |  | Any | SFm | 2015 | CZ06 | rDXGF | Household | 1 | 2392.9 | None | 12.7 | 0.006 | 7.84 | 13.4 | 0.005 | 7.21 | 12.7 | 0.006 | 7.84 | 13.4 | 0.005 | 7.21 | DEER:Res:ClothesDishWasher | Annual | 1719 |  | Appl-CW-Front-ElecDHW-GasDry-Tier2DEER2017 | Appl-CW-Front-ElecDHW-GasDry-Tier2AnySFm2015CZ06DEER2017 | 1654
Appl-CW-Front-ElecDHW-GasDry-Tier2 | DEER2017 | D17 v3 |  | Any | SFm | 2015 | CZ07 | rDXGF | Household | 1 | 2392.9 | None | 16.7 | 0.006 | 8.2 | 16.2 | 0.004 | 7.45 | 16.7 | 0.006 | 8.2 | 16.2 | 0.004 | 7.45 | DEER:Res:ClothesDishWasher | Annual | 1719 |  | Appl-CW-Front-ElecDHW-GasDry-Tier2DEER2017 | Appl-CW-Front-ElecDHW-GasDry-Tier2AnySFm2015CZ07DEER2017 | 1655
Appl-CW-Front-ElecDHW-GasDry-Tier2 | DEER2017 | D17 v3 |  | Any | SFm | 2015 | CZ08 | rDXGF | Household | 1 | 2392.9 | None | 14.6 | 0.001 | 8.11 | 14.9 | 0.001 | 7.45 | 14.6 | 0.001 | 8.11 | 14.9 | 0.001 | 7.45 | DEER:Res:ClothesDishWasher | Annual | 1719 |  | Appl-CW-Front-ElecDHW-GasDry-Tier2DEER2017 | Appl-CW-Front-ElecDHW-GasDry-Tier2AnySFm2015CZ08DEER2017 | 1656
Appl-CW-Front-ElecDHW-GasDry-Tier2 | DEER2017 | D17 v3 |  | Any | SFm | 2015 | CZ09 | rDXGF | Household | 1 | 2422.9 | None | 13.6 | 0.004 | 8.04 | 14.2 | 0.004 | 7.39 | 13.6 | 0.004 | 8.04 | 14.2 | 0.004 | 7.39 | DEER:Res:ClothesDishWasher | Annual | 1719 |  | Appl-CW-Front-ElecDHW-GasDry-Tier2DEER2017 | Appl-CW-Front-ElecDHW-GasDry-Tier2AnySFm2015CZ09DEER2017 | 1657
Appl-CW-Front-ElecDHW-GasDry-Tier2 | DEER2017 | D17 v3 |  | Any | SFm | 2015 | CZ10 | rDXGF | Household | 1 | 1948.8 | None | 13.4 | 0.004 | 7.8 | 13.9 | 0.004 | 7.16 | 13.4 | 0.004 | 7.8 | 13.9 | 0.004 | 7.16 | DEER:Res:ClothesDishWasher | Annual | 1719 |  | Appl-CW-Front-ElecDHW-GasDry-Tier2DEER2017 | Appl-CW-Front-ElecDHW-GasDry-Tier2AnySFm2015CZ10DEER2017 | 1658
Appl-CW-Front-ElecDHW-GasDry-Tier2 | DEER2017 | D17 v3 |  | Any | SFm | 2015 | CZ11 | rDXGF | Household | 1 | 1948.8 | None | 13.9 | 0.004 | 7.69 | 14.4 | 0.004 | 7.06 | 13.9 | 0.004 | 7.69 | 14.4 | 0.004 | 7.06 | DEER:Res:ClothesDishWasher | Annual | 1719 |  | Appl-CW-Front-ElecDHW-GasDry-Tier2DEER2017 | Appl-CW-Front-ElecDHW-GasDry-Tier2AnySFm2015CZ11DEER2017 | 1659
Appl-CW-Front-ElecDHW-GasDry-Tier2 | DEER2017 | D17 v3 |  | Any | SFm | 2015 | CZ12 | rDXGF | Household | 1 | 1948.8 | None | 13.2 | 0.005 | 7.8 | 13.8 | 0.005 | 7.16 | 13.2 | 0.005 | 7.8 | 13.8 | 0.005 | 7.16 | DEER:Res:ClothesDishWasher | Annual | 1719 |  | Appl-CW-Front-ElecDHW-GasDry-Tier2DEER2017 | Appl-CW-Front-ElecDHW-GasDry-Tier2AnySFm2015CZ12DEER2017 | 1660
Appl-CW-Front-ElecDHW-GasDry-Tier2 | DEER2017 | D17 v3 |  | Any | SFm | 2015 | CZ13 | rDXGF | Household | 1 | 1948.8 | None | 14.5 | 0.004 | 7.86 | 15 | 0.004 | 7.22 | 14.5 | 0.004 | 7.86 | 15 | 0.004 | 7.22 | DEER:Res:ClothesDishWasher | Annual | 1719 |  | Appl-CW-Front-ElecDHW-GasDry-Tier2DEER2017 | Appl-CW-Front-ElecDHW-GasDry-Tier2AnySFm2015CZ13DEER2017 | 1661
Appl-CW-Front-ElecDHW-GasDry-Tier2 | DEER2017 | D17 v3 |  | Any | SFm | 2015 | CZ14 | rDXGF | Household | 1 | 2160.9 | None | 15.4 | 0.004 | 7.65 | 15.8 | 0.004 | 7.01 | 15.4 | 0.004 | 7.65 | 15.8 | 0.004 | 7.01 | DEER:Res:ClothesDishWasher | Annual | 1719 |  | Appl-CW-Front-ElecDHW-GasDry-Tier2DEER2017 | Appl-CW-Front-ElecDHW-GasDry-Tier2AnySFm2015CZ14DEER2017 | 1662
Appl-CW-Front-ElecDHW-GasDry-Tier2 | DEER2017 | D17 v3 |  | Any | SFm | 2015 | CZ15 | rDXGF | Household | 1 | 2160.9 | None | 17.1 | 0.003 | 8.24 | 16.9 | 0.003 | 7.56 | 17.1 | 0.003 | 8.24 | 16.9 | 0.003 | 7.56 | DEER:Res:ClothesDishWasher | Annual | 1719 |  | Appl-CW-Front-ElecDHW-GasDry-Tier2DEER2017 | Appl-CW-Front-ElecDHW-GasDry-Tier2AnySFm2015CZ15DEER2017 | 1663
Appl-CW-Front-ElecDHW-GasDry-Tier2 | DEER2017 | D17 v3 |  | Any | SFm | 2015 | CZ16 | rDXGF | Household | 1 | 2295.6 | None | 12 | 0.005 | 7.7 | 13 | 0.004 | 7.08 | 12 | 0.005 | 7.7 | 13 | 0.004 | 7.08 | DEER:Res:ClothesDishWasher | Annual | 1719 |  | Appl-CW-Front-ElecDHW-GasDry-Tier2DEER2017 | Appl-CW-Front-ElecDHW-GasDry-Tier2AnySFm2015CZ16DEER2017 | 1664
Appl-CW-Front-ElecDHW-GasDry-Tier2 | DEER2017 | D17 v3 |  | Any | SFm | 2017 | CZ01 | rDXGF | Household | 1 | 2295.6 | None | 10.4 | 0.001 | 7.71 | 11.6 | 0.001 | 7.08 | 10.4 | 0.001 | 7.71 | 11.6 | 0.001 | 7.08 | DEER:Res:ClothesDishWasher | Annual | 1719 |  | Appl-CW-Front-ElecDHW-GasDry-Tier2DEER2017 | Appl-CW-Front-ElecDHW-GasDry-Tier2AnySFm2017CZ01DEER2017 | 1665
Appl-CW-Front-ElecDHW-GasDry-Tier2 | DEER2017 | D17 v3 |  | Any | SFm | 2017 | CZ02 | rDXGF | Household | 1 | 1948.8 | None | 12.4 | 0.005 | 7.48 | 13.3 | 0.005 | 6.88 | 12.4 | 0.005 | 7.48 | 13.3 | 0.005 | 6.88 | DEER:Res:ClothesDishWasher | Annual | 1719 |  | Appl-CW-Front-ElecDHW-GasDry-Tier2DEER2017 | Appl-CW-Front-ElecDHW-GasDry-Tier2AnySFm2017CZ02DEER2017 | 1666
Appl-CW-Front-ElecDHW-GasDry-Tier2 | DEER2017 | D17 v3 |  | Any | SFm | 2017 | CZ03 | rDXGF | Household | 1 | 2295.6 | None | 11.2 | 0.005 | 7.72 | 12.2 | 0.005 | 7.09 | 11.2 | 0.005 | 7.72 | 12.2 | 0.005 | 7.09 | DEER:Res:ClothesDishWasher | Annual | 1719 |  | Appl-CW-Front-ElecDHW-GasDry-Tier2DEER2017 | Appl-CW-Front-ElecDHW-GasDry-Tier2AnySFm2017CZ03DEER2017 | 1667
Appl-CW-Front-ElecDHW-GasDry-Tier2 | DEER2017 | D17 v3 |  | Any | SFm | 2017 | CZ04 | rDXGF | Household | 1 | 2295.6 | None | 13.5 | 0.006 | 7.71 | 14.2 | 0.005 | 7.09 | 13.5 | 0.006 | 7.71 | 14.2 | 0.005 | 7.09 | DEER:Res:ClothesDishWasher | Annual | 1719 |  | Appl-CW-Front-ElecDHW-GasDry-Tier2DEER2017 | Appl-CW-Front-ElecDHW-GasDry-Tier2AnySFm2017CZ04DEER2017 | 1668
Appl-CW-Front-ElecDHW-GasDry-Tier2 | DEER2017 | D17 v3 |  | Any | SFm | 2017 | CZ05 | rDXGF | Household | 1 | 2295.6 | None | 11 | 0.005 | 7.61 | 12 | 0.005 | 7.01 | 11 | 0.005 | 7.61 | 12 | 0.005 | 7.01 | DEER:Res:ClothesDishWasher | Annual | 1719 |  | Appl-CW-Front-ElecDHW-GasDry-Tier2DEER2017 | Appl-CW-Front-ElecDHW-GasDry-Tier2AnySFm2017CZ05DEER2017 | 1669
Appl-CW-Front-ElecDHW-GasDry-Tier2 | DEER2017 | D17 v3 |  | Any | SFm | 2017 | CZ06 | rDXGF | Household | 1 | 2392.9 | None | 12 | 0.008 | 7.83 | 12.8 | 0.008 | 7.19 | 12 | 0.008 | 7.83 | 12.8 | 0.008 | 7.19 | DEER:Res:ClothesDishWasher | Annual | 1719 |  | Appl-CW-Front-ElecDHW-GasDry-Tier2DEER2017 | Appl-CW-Front-ElecDHW-GasDry-Tier2AnySFm2017CZ06DEER2017 | 1670
Appl-CW-Front-ElecDHW-GasDry-Tier2 | DEER2017 | D17 v3 |  | Any | SFm | 2017 | CZ07 | rDXGF | Household | 1 | 2392.9 | None | 14.2 | 0.004 | 8.06 | 15 | 0.004 | 7.41 | 14.2 | 0.004 | 8.06 | 15 | 0.004 | 7.41 | DEER:Res:ClothesDishWasher | Annual | 1719 |  | Appl-CW-Front-ElecDHW-GasDry-Tier2DEER2017 | Appl-CW-Front-ElecDHW-GasDry-Tier2AnySFm2017CZ07DEER2017 | 1671
Appl-CW-Front-ElecDHW-GasDry-Tier2 | DEER2017 | D17 v3 |  | Any | SFm | 2017 | CZ08 | rDXGF | Household | 1 | 2392.9 | None | 13.9 | 0.004 | 8.16 | 14.4 | 0.004 | 7.48 | 13.9 | 0.004 | 8.16 | 14.4 | 0.004 | 7.48 | DEER:Res:ClothesDishWasher | Annual | 1719 |  | Appl-CW-Front-ElecDHW-GasDry-Tier2DEER2017 | Appl-CW-Front-ElecDHW-GasDry-Tier2AnySFm2017CZ08DEER2017 | 1672
Appl-CW-Front-ElecDHW-GasDry-Tier2 | DEER2017 | D17 v3 |  | Any | SFm | 2017 | CZ09 | rDXGF | Household | 1 | 2422.9 | None | 11.5 | 0.004 | 7.98 | 12 | 0.004 | 7.31 | 11.5 | 0.004 | 7.98 | 12 | 0.004 | 7.31 | DEER:Res:ClothesDishWasher | Annual | 1719 |  | Appl-CW-Front-ElecDHW-GasDry-Tier2DEER2017 | Appl-CW-Front-ElecDHW-GasDry-Tier2AnySFm2017CZ09DEER2017 | 1673
Appl-CW-Front-ElecDHW-GasDry-Tier2 | DEER2017 | D17 v3 |  | Any | SFm | 2017 | CZ10 | rDXGF | Household | 1 | 1948.8 | None | 14 | 0.004 | 7.86 | 14.5 | 0.004 | 7.23 | 14 | 0.004 | 7.86 | 14.5 | 0.004 | 7.23 | DEER:Res:ClothesDishWasher | Annual | 1719 |  | Appl-CW-Front-ElecDHW-GasDry-Tier2DEER2017 | Appl-CW-Front-ElecDHW-GasDry-Tier2AnySFm2017CZ10DEER2017 | 1674
Appl-CW-Front-ElecDHW-GasDry-Tier2 | DEER2017 | D17 v3 |  | Any | SFm | 2017 | CZ11 | rDXGF | Household | 1 | 1948.8 | None | 13.8 | 0.004 | 7.71 | 14.3 | 0.004 | 7.08 | 13.8 | 0.004 | 7.71 | 14.3 | 0.004 | 7.08 | DEER:Res:ClothesDishWasher | Annual | 1719 |  | Appl-CW-Front-ElecDHW-GasDry-Tier2DEER2017 | Appl-CW-Front-ElecDHW-GasDry-Tier2AnySFm2017CZ11DEER2017 | 1675
Appl-CW-Front-ElecDHW-GasDry-Tier2 | DEER2017 | D17 v3 |  | Any | SFm | 2017 | CZ12 | rDXGF | Household | 1 | 1948.8 | None | 12.9 | 0.005 | 7.84 | 13.6 | 0.005 | 7.2 | 12.9 | 0.005 | 7.84 | 13.6 | 0.005 | 7.2 | DEER:Res:ClothesDishWasher | Annual | 1719 |  | Appl-CW-Front-ElecDHW-GasDry-Tier2DEER2017 | Appl-CW-Front-ElecDHW-GasDry-Tier2AnySFm2017CZ12DEER2017 | 1676
Appl-CW-Front-ElecDHW-GasDry-Tier2 | DEER2017 | D17 v3 |  | Any | SFm | 2017 | CZ13 | rDXGF | Household | 1 | 1948.8 | None | 14.5 | 0.005 | 7.86 | 14.9 | 0.004 | 7.22 | 14.5 | 0.005 | 7.86 | 14.9 | 0.004 | 7.22 | DEER:Res:ClothesDishWasher | Annual | 1719 |  | Appl-CW-Front-ElecDHW-GasDry-Tier2DEER2017 | Appl-CW-Front-ElecDHW-GasDry-Tier2AnySFm2017CZ13DEER2017 | 1677
Appl-CW-Front-ElecDHW-GasDry-Tier2 | DEER2017 | D17 v3 |  | Any | SFm | 2017 | CZ14 | rDXGF | Household | 1 | 2160.9 | None | 15.2 | 0.003 | 7.61 | 15.6 | 0.003 | 7.01 | 15.2 | 0.003 | 7.61 | 15.6 | 0.003 | 7.01 | DEER:Res:ClothesDishWasher | Annual | 1719 |  | Appl-CW-Front-ElecDHW-GasDry-Tier2DEER2017 | Appl-CW-Front-ElecDHW-GasDry-Tier2AnySFm2017CZ14DEER2017 | 1678
Appl-CW-Front-ElecDHW-GasDry-Tier2 | DEER2017 | D17 v3 |  | Any | SFm | 2017 | CZ15 | rDXGF | Household | 1 | 2160.9 | None | 16.9 | 0.003 | 8.26 | 17 | 0.003 | 7.58 | 16.9 | 0.003 | 8.26 | 17 | 0.003 | 7.58 | DEER:Res:ClothesDishWasher | Annual | 1719 |  | Appl-CW-Front-ElecDHW-GasDry-Tier2DEER2017 | Appl-CW-Front-ElecDHW-GasDry-Tier2AnySFm2017CZ15DEER2017 | 1679
Appl-CW-Front-ElecDHW-GasDry-Tier2 | DEER2017 | D17 v3 |  | Any | SFm | 2017 | CZ16 | rDXGF | Household | 1 | 2295.6 | None | 11.4 | 0.004 | 7.74 | 13 | 0.004 | 7.11 | 11.4 | 0.004 | 7.74 | 13 | 0.004 | 7.11 | DEER:Res:ClothesDishWasher | Annual | 1719 |  | Appl-CW-Front-ElecDHW-GasDry-Tier2DEER2017 | Appl-CW-Front-ElecDHW-GasDry-Tier2AnySFm2017CZ16DEER2017 | 1680
Appl-CW-Front-ElecDHW-GasDry-Tier3 | DEER2017 | D17 v3 |  | Any | DMo | MH00 | CZ01 | rDXGF | Household | 1 | 1242 | None | 1.9 | 0.001 | 7.65 | 2.9 | 0.001 | 7.16 | 1.9 | 0.001 | 7.65 | 2.9 | 0.001 | 7.16 | DEER:Res:ClothesDishWasher | Annual | 1719 |  | Appl-CW-Front-ElecDHW-GasDry-Tier3DEER2017 | Appl-CW-Front-ElecDHW-GasDry-Tier3AnyDMoMH00CZ01DEER2017 | 1681
Appl-CW-Front-ElecDHW-GasDry-Tier3 | DEER2017 | D17 v3 |  | Any | DMo | MH00 | CZ02 | rDXGF | Household | 1 | 1242 | None | 2.5 | 0.003 | 7.73 | 2.9 | 0.002 | 7.23 | 2.5 | 0.003 | 7.73 | 2.9 | 0.002 | 7.23 | DEER:Res:ClothesDishWasher | Annual | 1719 |  | Appl-CW-Front-ElecDHW-GasDry-Tier3DEER2017 | Appl-CW-Front-ElecDHW-GasDry-Tier3AnyDMoMH00CZ02DEER2017 | 1682
Appl-CW-Front-ElecDHW-GasDry-Tier3 | DEER2017 | D17 v3 |  | Any | DMo | MH00 | CZ03 | rDXGF | Household | 1 | 1242 | None | 1.4 | 0.002 | 7.63 | 1.9 | 0.002 | 7.15 | 1.4 | 0.002 | 7.63 | 1.9 | 0.002 | 7.15 | DEER:Res:ClothesDishWasher | Annual | 1719 |  | Appl-CW-Front-ElecDHW-GasDry-Tier3DEER2017 | Appl-CW-Front-ElecDHW-GasDry-Tier3AnyDMoMH00CZ03DEER2017 | 1683
Appl-CW-Front-ElecDHW-GasDry-Tier3 | DEER2017 | D17 v3 |  | Any | DMo | MH00 | CZ04 | rDXGF | Household | 1 | 1242 | None | 1 | 0.002 | 7.68 | 1.4 | 0.001 | 7.19 | 1 | 0.002 | 7.68 | 1.4 | 0.001 | 7.19 | DEER:Res:ClothesDishWasher | Annual | 1719 |  | Appl-CW-Front-ElecDHW-GasDry-Tier3DEER2017 | Appl-CW-Front-ElecDHW-GasDry-Tier3AnyDMoMH00CZ04DEER2017 | 1684
Appl-CW-Front-ElecDHW-GasDry-Tier3 | DEER2017 | D17 v3 |  | Any | DMo | MH00 | CZ05 | rDXGF | Household | 1 | 1242 | None | 1.3 | 0.001 | 7.45 | 2.1 | 0.001 | 7 | 1.3 | 0.001 | 7.45 | 2.1 | 0.001 | 7 | DEER:Res:ClothesDishWasher | Annual | 1719 |  | Appl-CW-Front-ElecDHW-GasDry-Tier3DEER2017 | Appl-CW-Front-ElecDHW-GasDry-Tier3AnyDMoMH00CZ05DEER2017 | 1685
Appl-CW-Front-ElecDHW-GasDry-Tier3 | DEER2017 | D17 v3 |  | Any | DMo | MH00 | CZ06 | rDXGF | Household | 1 | 1242 | None | 1.7 | 0.002 | 7.75 | 2 | 0.001 | 7.24 | 1.7 | 0.002 | 7.75 | 2 | 0.001 | 7.24 | DEER:Res:ClothesDishWasher | Annual | 1719 |  | Appl-CW-Front-ElecDHW-GasDry-Tier3DEER2017 | Appl-CW-Front-ElecDHW-GasDry-Tier3AnyDMoMH00CZ06DEER2017 | 1686
Appl-CW-Front-ElecDHW-GasDry-Tier3 | DEER2017 | D17 v3 |  | Any | DMo | MH00 | CZ07 | rDXGF | Household | 1 | 1242 | None | 2.1 | 0.001 | 7.81 | 2.2 | 0.001 | 7.29 | 2.1 | 0.001 | 7.81 | 2.2 | 0.001 | 7.29 | DEER:Res:ClothesDishWasher | Annual | 1719 |  | Appl-CW-Front-ElecDHW-GasDry-Tier3DEER2017 | Appl-CW-Front-ElecDHW-GasDry-Tier3AnyDMoMH00CZ07DEER2017 | 1687
Appl-CW-Front-ElecDHW-GasDry-Tier3 | DEER2017 | D17 v3 |  | Any | DMo | MH00 | CZ08 | rDXGF | Household | 1 | 1242 | None | 2.3 | 0.002 | 7.81 | 2.3 | 0.002 | 7.31 | 2.3 | 0.002 | 7.81 | 2.3 | 0.002 | 7.31 | DEER:Res:ClothesDishWasher | Annual | 1719 |  | Appl-CW-Front-ElecDHW-GasDry-Tier3DEER2017 | Appl-CW-Front-ElecDHW-GasDry-Tier3AnyDMoMH00CZ08DEER2017 | 1688
Appl-CW-Front-ElecDHW-GasDry-Tier3 | DEER2017 | D17 v3 |  | Any | DMo | MH00 | CZ09 | rDXGF | Household | 1 | 1242 | None | 1.6 | 0.002 | 7.77 | 1.5 | 0.002 | 7.26 | 1.6 | 0.002 | 7.77 | 1.5 | 0.002 | 7.26 | DEER:Res:ClothesDishWasher | Annual | 1719 |  | Appl-CW-Front-ElecDHW-GasDry-Tier3DEER2017 | Appl-CW-Front-ElecDHW-GasDry-Tier3AnyDMoMH00CZ09DEER2017 | 1689
Appl-CW-Front-ElecDHW-GasDry-Tier3 | DEER2017 | D17 v3 |  | Any | DMo | MH00 | CZ10 | rDXGF | Household | 1 | 1242 | None | 3.2 | 0.002 | 7.79 | 3.1 | 0.002 | 7.28 | 3.2 | 0.002 | 7.79 | 3.1 | 0.002 | 7.28 | DEER:Res:ClothesDishWasher | Annual | 1719 |  | Appl-CW-Front-ElecDHW-GasDry-Tier3DEER2017 | Appl-CW-Front-ElecDHW-GasDry-Tier3AnyDMoMH00CZ10DEER2017 | 1690
Appl-CW-Front-ElecDHW-GasDry-Tier3 | DEER2017 | D17 v3 |  | Any | DMo | MH00 | CZ11 | rDXGF | Household | 1 | 1242 | None | 2.3 | 0.002 | 7.73 | 2.3 | 0.002 | 7.23 | 2.3 | 0.002 | 7.73 | 2.3 | 0.002 | 7.23 | DEER:Res:ClothesDishWasher | Annual | 1719 |  | Appl-CW-Front-ElecDHW-GasDry-Tier3DEER2017 | Appl-CW-Front-ElecDHW-GasDry-Tier3AnyDMoMH00CZ11DEER2017 | 1691
Appl-CW-Front-ElecDHW-GasDry-Tier3 | DEER2017 | D17 v3 |  | Any | DMo | MH00 | CZ12 | rDXGF | Household | 1 | 1242 | None | 3 | 0.002 | 7.7 | 3 | 0.002 | 7.21 | 3 | 0.002 | 7.7 | 3 | 0.002 | 7.21 | DEER:Res:ClothesDishWasher | Annual | 1719 |  | Appl-CW-Front-ElecDHW-GasDry-Tier3DEER2017 | Appl-CW-Front-ElecDHW-GasDry-Tier3AnyDMoMH00CZ12DEER2017 | 1692
Appl-CW-Front-ElecDHW-GasDry-Tier3 | DEER2017 | D17 v3 |  | Any | DMo | MH00 | CZ13 | rDXGF | Household | 1 | 1242 | None | 3 | 0.002 | 7.72 | 2.9 | 0.001 | 7.22 | 3 | 0.002 | 7.72 | 2.9 | 0.001 | 7.22 | DEER:Res:ClothesDishWasher | Annual | 1719 |  | Appl-CW-Front-ElecDHW-GasDry-Tier3DEER2017 | Appl-CW-Front-ElecDHW-GasDry-Tier3AnyDMoMH00CZ13DEER2017 | 1693
Appl-CW-Front-ElecDHW-GasDry-Tier3 | DEER2017 | D17 v3 |  | Any | DMo | MH00 | CZ14 | rDXGF | Household | 1 | 1242 | None | 2.8 | 0.001 | 7.72 | 2.9 | 0.001 | 7.23 | 2.8 | 0.001 | 7.72 | 2.9 | 0.001 | 7.23 | DEER:Res:ClothesDishWasher | Annual | 1719 |  | Appl-CW-Front-ElecDHW-GasDry-Tier3DEER2017 | Appl-CW-Front-ElecDHW-GasDry-Tier3AnyDMoMH00CZ14DEER2017 | 1694
Appl-CW-Front-ElecDHW-GasDry-Tier3 | DEER2017 | D17 v3 |  | Any | DMo | MH00 | CZ15 | rDXGF | Household | 1 | 1242 | None | 2 | 0.001 | 7.97 | 1.4 | 0.001 | 7.41 | 2 | 0.001 | 7.97 | 1.4 | 0.001 | 7.41 | DEER:Res:ClothesDishWasher | Annual | 1719 |  | Appl-CW-Front-ElecDHW-GasDry-Tier3DEER2017 | Appl-CW-Front-ElecDHW-GasDry-Tier3AnyDMoMH00CZ15DEER2017 | 1695
Appl-CW-Front-ElecDHW-GasDry-Tier3 | DEER2017 | D17 v3 |  | Any | DMo | MH00 | CZ16 | rDXGF | Household | 1 | 1242 | None | 3.9 | 0.006 | 7.73 | 4.5 | 0.005 | 7.23 | 3.9 | 0.006 | 7.73 | 4.5 | 0.005 | 7.23 | DEER:Res:ClothesDishWasher | Annual | 1719 |  | Appl-CW-Front-ElecDHW-GasDry-Tier3DEER2017 | Appl-CW-Front-ElecDHW-GasDry-Tier3AnyDMoMH00CZ16DEER2017 | 1696
Appl-CW-Front-ElecDHW-GasDry-Tier3 | DEER2017 | D17 v3 |  | Any | DMo | MH06 | CZ01 | rDXGF | Household | 1 | 1242 | None | 1.9 | 0 | 7.54 | 2.8 | 0 | 7.08 | 1.9 | 0 | 7.54 | 2.8 | 0 | 7.08 | DEER:Res:ClothesDishWasher | Annual | 1719 |  | Appl-CW-Front-ElecDHW-GasDry-Tier3DEER2017 | Appl-CW-Front-ElecDHW-GasDry-Tier3AnyDMoMH06CZ01DEER2017 | 1697
Appl-CW-Front-ElecDHW-GasDry-Tier3 | DEER2017 | D17 v3 |  | Any | DMo | MH06 | CZ02 | rDXGF | Household | 1 | 1242 | None | 2.8 | 0.002 | 7.67 | 3.2 | 0.002 | 7.19 | 2.8 | 0.002 | 7.67 | 3.2 | 0.002 | 7.19 | DEER:Res:ClothesDishWasher | Annual | 1719 |  | Appl-CW-Front-ElecDHW-GasDry-Tier3DEER2017 | Appl-CW-Front-ElecDHW-GasDry-Tier3AnyDMoMH06CZ02DEER2017 | 1698
Appl-CW-Front-ElecDHW-GasDry-Tier3 | DEER2017 | D17 v3 |  | Any | DMo | MH06 | CZ03 | rDXGF | Household | 1 | 1242 | None | 2.1 | 0.002 | 7.82 | 2.6 | 0.002 | 7.3 | 2.1 | 0.002 | 7.82 | 2.6 | 0.002 | 7.3 | DEER:Res:ClothesDishWasher | Annual | 1719 |  | Appl-CW-Front-ElecDHW-GasDry-Tier3DEER2017 | Appl-CW-Front-ElecDHW-GasDry-Tier3AnyDMoMH06CZ03DEER2017 | 1699
Appl-CW-Front-ElecDHW-GasDry-Tier3 | DEER2017 | D17 v3 |  | Any | DMo | MH06 | CZ04 | rDXGF | Household | 1 | 1242 | None | 2.2 | 0.002 | 7.75 | 2.6 | 0.002 | 7.24 | 2.2 | 0.002 | 7.75 | 2.6 | 0.002 | 7.24 | DEER:Res:ClothesDishWasher | Annual | 1719 |  | Appl-CW-Front-ElecDHW-GasDry-Tier3DEER2017 | Appl-CW-Front-ElecDHW-GasDry-Tier3AnyDMoMH06CZ04DEER2017 | 1700
Appl-CW-Front-ElecDHW-GasDry-Tier3 | DEER2017 | D17 v3 |  | Any | DMo | MH06 | CZ05 | rDXGF | Household | 1 | 1242 | None | 1.7 | 0.002 | 7.64 | 2.4 | 0.002 | 7.16 | 1.7 | 0.002 | 7.64 | 2.4 | 0.002 | 7.16 | DEER:Res:ClothesDishWasher | Annual | 1719 |  | Appl-CW-Front-ElecDHW-GasDry-Tier3DEER2017 | Appl-CW-Front-ElecDHW-GasDry-Tier3AnyDMoMH06CZ05DEER2017 | 1701
Appl-CW-Front-ElecDHW-GasDry-Tier3 | DEER2017 | D17 v3 |  | Any | DMo | MH06 | CZ06 | rDXGF | Household | 1 | 1242 | None | 2.1 | 0.001 | 8.04 | 2.5 | 0.001 | 7.47 | 2.1 | 0.001 | 8.04 | 2.5 | 0.001 | 7.47 | DEER:Res:ClothesDishWasher | Annual | 1719 |  | Appl-CW-Front-ElecDHW-GasDry-Tier3DEER2017 | Appl-CW-Front-ElecDHW-GasDry-Tier3AnyDMoMH06CZ06DEER2017 | 1702
Appl-CW-Front-ElecDHW-GasDry-Tier3 | DEER2017 | D17 v3 |  | Any | DMo | MH06 | CZ07 | rDXGF | Household | 1 | 1242 | None | 2.6 | 0.001 | 7.98 | 2.7 | 0.001 | 7.43 | 2.6 | 0.001 | 7.98 | 2.7 | 0.001 | 7.43 | DEER:Res:ClothesDishWasher | Annual | 1719 |  | Appl-CW-Front-ElecDHW-GasDry-Tier3DEER2017 | Appl-CW-Front-ElecDHW-GasDry-Tier3AnyDMoMH06CZ07DEER2017 | 1703
Appl-CW-Front-ElecDHW-GasDry-Tier3 | DEER2017 | D17 v3 |  | Any | DMo | MH06 | CZ08 | rDXGF | Household | 1 | 1242 | None | 2.9 | 0.001 | 7.9 | 2.9 | 0.001 | 7.37 | 2.9 | 0.001 | 7.9 | 2.9 | 0.001 | 7.37 | DEER:Res:ClothesDishWasher | Annual | 1719 |  | Appl-CW-Front-ElecDHW-GasDry-Tier3DEER2017 | Appl-CW-Front-ElecDHW-GasDry-Tier3AnyDMoMH06CZ08DEER2017 | 1704
Appl-CW-Front-ElecDHW-GasDry-Tier3 | DEER2017 | D17 v3 |  | Any | DMo | MH06 | CZ09 | rDXGF | Household | 1 | 1242 | None | 1.6 | 0.001 | 7.86 | 1.7 | 0.001 | 7.34 | 1.6 | 0.001 | 7.86 | 1.7 | 0.001 | 7.34 | DEER:Res:ClothesDishWasher | Annual | 1719 |  | Appl-CW-Front-ElecDHW-GasDry-Tier3DEER2017 | Appl-CW-Front-ElecDHW-GasDry-Tier3AnyDMoMH06CZ09DEER2017 | 1705
Appl-CW-Front-ElecDHW-GasDry-Tier3 | DEER2017 | D17 v3 |  | Any | DMo | MH06 | CZ10 | rDXGF | Household | 1 | 1242 | None | 2.4 | 0.001 | 7.8 | 2.5 | 0.001 | 7.28 | 2.4 | 0.001 | 7.8 | 2.5 | 0.001 | 7.28 | DEER:Res:ClothesDishWasher | Annual | 1719 |  | Appl-CW-Front-ElecDHW-GasDry-Tier3DEER2017 | Appl-CW-Front-ElecDHW-GasDry-Tier3AnyDMoMH06CZ10DEER2017 | 1706
Appl-CW-Front-ElecDHW-GasDry-Tier3 | DEER2017 | D17 v3 |  | Any | DMo | MH06 | CZ11 | rDXGF | Household | 1 | 1242 | None | 2.1 | 0.002 | 7.81 | 2.2 | 0.001 | 7.29 | 2.1 | 0.002 | 7.81 | 2.2 | 0.001 | 7.29 | DEER:Res:ClothesDishWasher | Annual | 1719 |  | Appl-CW-Front-ElecDHW-GasDry-Tier3DEER2017 | Appl-CW-Front-ElecDHW-GasDry-Tier3AnyDMoMH06CZ11DEER2017 | 1707
Appl-CW-Front-ElecDHW-GasDry-Tier3 | DEER2017 | D17 v3 |  | Any | DMo | MH06 | CZ12 | rDXGF | Household | 1 | 1242 | None | 2.3 | 0.002 | 7.71 | 2.6 | 0.002 | 7.22 | 2.3 | 0.002 | 7.71 | 2.6 | 0.002 | 7.22 | DEER:Res:ClothesDishWasher | Annual | 1719 |  | Appl-CW-Front-ElecDHW-GasDry-Tier3DEER2017 | Appl-CW-Front-ElecDHW-GasDry-Tier3AnyDMoMH06CZ12DEER2017 | 1708
Appl-CW-Front-ElecDHW-GasDry-Tier3 | DEER2017 | D17 v3 |  | Any | DMo | MH06 | CZ13 | rDXGF | Household | 1 | 1242 | None | 2.8 | 0.001 | 7.77 | 2.8 | 0.001 | 7.26 | 2.8 | 0.001 | 7.77 | 2.8 | 0.001 | 7.26 | DEER:Res:ClothesDishWasher | Annual | 1719 |  | Appl-CW-Front-ElecDHW-GasDry-Tier3DEER2017 | Appl-CW-Front-ElecDHW-GasDry-Tier3AnyDMoMH06CZ13DEER2017 | 1709
Appl-CW-Front-ElecDHW-GasDry-Tier3 | DEER2017 | D17 v3 |  | Any | DMo | MH06 | CZ14 | rDXGF | Household | 1 | 1242 | None | 2.7 | 0 | 7.74 | 2.8 | 0 | 7.24 | 2.7 | 0 | 7.74 | 2.8 | 0 | 7.24 | DEER:Res:ClothesDishWasher | Annual | 1719 |  | Appl-CW-Front-ElecDHW-GasDry-Tier3DEER2017 | Appl-CW-Front-ElecDHW-GasDry-Tier3AnyDMoMH06CZ14DEER2017 | 1710
Appl-CW-Front-ElecDHW-GasDry-Tier3 | DEER2017 | D17 v3 |  | Any | DMo | MH06 | CZ15 | rDXGF | Household | 1 | 1242 | None | 0.8 | 0 | 7.98 | 0.2 | 0 | 7.43 | 0.8 | 0 | 7.98 | 0.2 | 0 | 7.43 | DEER:Res:ClothesDishWasher | Annual | 1719 |  | Appl-CW-Front-ElecDHW-GasDry-Tier3DEER2017 | Appl-CW-Front-ElecDHW-GasDry-Tier3AnyDMoMH06CZ15DEER2017 | 1711
Appl-CW-Front-ElecDHW-GasDry-Tier3 | DEER2017 | D17 v3 |  | Any | DMo | MH06 | CZ16 | rDXGF | Household | 1 | 1242 | None | 3.5 | 0.002 | 7.74 | 4.2 | 0.002 | 7.23 | 3.5 | 0.002 | 7.74 | 4.2 | 0.002 | 7.23 | DEER:Res:ClothesDishWasher | Annual | 1719 |  | Appl-CW-Front-ElecDHW-GasDry-Tier3DEER2017 | Appl-CW-Front-ElecDHW-GasDry-Tier3AnyDMoMH06CZ16DEER2017 | 1712
Appl-CW-Front-ElecDHW-GasDry-Tier3 | DEER2017 | D17 v3 |  | Any | DMo | MH15 | CZ01 | rDXGF | Household | 1 | 1242 | None | 1.9 | 0 | 7.59 | 2.8 | 0 | 7.11 | 1.9 | 0 | 7.59 | 2.8 | 0 | 7.11 | DEER:Res:ClothesDishWasher | Annual | 1719 |  | Appl-CW-Front-ElecDHW-GasDry-Tier3DEER2017 | Appl-CW-Front-ElecDHW-GasDry-Tier3AnyDMoMH15CZ01DEER2017 | 1713
Appl-CW-Front-ElecDHW-GasDry-Tier3 | DEER2017 | D17 v3 |  | Any | DMo | MH15 | CZ02 | rDXGF | Household | 1 | 1242 | None | 2.4 | 0.002 | 7.69 | 2.9 | 0.002 | 7.2 | 2.4 | 0.002 | 7.69 | 2.9 | 0.002 | 7.2 | DEER:Res:ClothesDishWasher | Annual | 1719 |  | Appl-CW-Front-ElecDHW-GasDry-Tier3DEER2017 | Appl-CW-Front-ElecDHW-GasDry-Tier3AnyDMoMH15CZ02DEER2017 | 1714
Appl-CW-Front-ElecDHW-GasDry-Tier3 | DEER2017 | D17 v3 |  | Any | DMo | MH15 | CZ03 | rDXGF | Household | 1 | 1242 | None | 1.3 | 0.002 | 7.67 | 2 | 0.002 | 7.18 | 1.3 | 0.002 | 7.67 | 2 | 0.002 | 7.18 | DEER:Res:ClothesDishWasher | Annual | 1719 |  | Appl-CW-Front-ElecDHW-GasDry-Tier3DEER2017 | Appl-CW-Front-ElecDHW-GasDry-Tier3AnyDMoMH15CZ03DEER2017 | 1715
Appl-CW-Front-ElecDHW-GasDry-Tier3 | DEER2017 | D17 v3 |  | Any | DMo | MH15 | CZ04 | rDXGF | Household | 1 | 1242 | None | 2.1 | 0.001 | 7.74 | 2.4 | 0.001 | 7.24 | 2.1 | 0.001 | 7.74 | 2.4 | 0.001 | 7.24 | DEER:Res:ClothesDishWasher | Annual | 1719 |  | Appl-CW-Front-ElecDHW-GasDry-Tier3DEER2017 | Appl-CW-Front-ElecDHW-GasDry-Tier3AnyDMoMH15CZ04DEER2017 | 1716
Appl-CW-Front-ElecDHW-GasDry-Tier3 | DEER2017 | D17 v3 |  | Any | DMo | MH15 | CZ05 | rDXGF | Household | 1 | 1242 | None | 1.8 | 0.002 | 7.62 | 2.3 | 0.001 | 7.12 | 1.8 | 0.002 | 7.62 | 2.3 | 0.001 | 7.12 | DEER:Res:ClothesDishWasher | Annual | 1719 |  | Appl-CW-Front-ElecDHW-GasDry-Tier3DEER2017 | Appl-CW-Front-ElecDHW-GasDry-Tier3AnyDMoMH15CZ05DEER2017 | 1717
Appl-CW-Front-ElecDHW-GasDry-Tier3 | DEER2017 | D17 v3 |  | Any | DMo | MH15 | CZ06 | rDXGF | Household | 1 | 1242 | None | 2 | 0.001 | 7.78 | 2.4 | 0.001 | 7.27 | 2 | 0.001 | 7.78 | 2.4 | 0.001 | 7.27 | DEER:Res:ClothesDishWasher | Annual | 1719 |  | Appl-CW-Front-ElecDHW-GasDry-Tier3DEER2017 | Appl-CW-Front-ElecDHW-GasDry-Tier3AnyDMoMH15CZ06DEER2017 | 1718
Appl-CW-Front-ElecDHW-GasDry-Tier3 | DEER2017 | D17 v3 |  | Any | DMo | MH15 | CZ07 | rDXGF | Household | 1 | 1242 | None | 2.4 | 0.001 | 7.96 | 2.6 | 0.001 | 7.41 | 2.4 | 0.001 | 7.96 | 2.6 | 0.001 | 7.41 | DEER:Res:ClothesDishWasher | Annual | 1719 |  | Appl-CW-Front-ElecDHW-GasDry-Tier3DEER2017 | Appl-CW-Front-ElecDHW-GasDry-Tier3AnyDMoMH15CZ07DEER2017 | 1719
Appl-CW-Front-ElecDHW-GasDry-Tier3 | DEER2017 | D17 v3 |  | Any | DMo | MH15 | CZ08 | rDXGF | Household | 1 | 1242 | None | 2.5 | 0.001 | 7.89 | 2.6 | 0 | 7.36 | 2.5 | 0.001 | 7.89 | 2.6 | 0 | 7.36 | DEER:Res:ClothesDishWasher | Annual | 1719 |  | Appl-CW-Front-ElecDHW-GasDry-Tier3DEER2017 | Appl-CW-Front-ElecDHW-GasDry-Tier3AnyDMoMH15CZ08DEER2017 | 1720
Appl-CW-Front-ElecDHW-GasDry-Tier3 | DEER2017 | D17 v3 |  | Any | DMo | MH15 | CZ09 | rDXGF | Household | 1 | 1242 | None | 1 | 0.001 | 7.84 | 1.2 | 0.001 | 7.33 | 1 | 0.001 | 7.84 | 1.2 | 0.001 | 7.33 | DEER:Res:ClothesDishWasher | Annual | 1719 |  | Appl-CW-Front-ElecDHW-GasDry-Tier3DEER2017 | Appl-CW-Front-ElecDHW-GasDry-Tier3AnyDMoMH15CZ09DEER2017 | 1721
Appl-CW-Front-ElecDHW-GasDry-Tier3 | DEER2017 | D17 v3 |  | Any | DMo | MH15 | CZ10 | rDXGF | Household | 1 | 1242 | None | 2.2 | 0.001 | 7.82 | 2.3 | 0.001 | 7.29 | 2.2 | 0.001 | 7.82 | 2.3 | 0.001 | 7.29 | DEER:Res:ClothesDishWasher | Annual | 1719 |  | Appl-CW-Front-ElecDHW-GasDry-Tier3DEER2017 | Appl-CW-Front-ElecDHW-GasDry-Tier3AnyDMoMH15CZ10DEER2017 | 1722
Appl-CW-Front-ElecDHW-GasDry-Tier3 | DEER2017 | D17 v3 |  | Any | DMo | MH15 | CZ11 | rDXGF | Household | 1 | 1242 | None | 2 | 0.001 | 7.77 | 2.2 | 0.001 | 7.26 | 2 | 0.001 | 7.77 | 2.2 | 0.001 | 7.26 | DEER:Res:ClothesDishWasher | Annual | 1719 |  | Appl-CW-Front-ElecDHW-GasDry-Tier3DEER2017 | Appl-CW-Front-ElecDHW-GasDry-Tier3AnyDMoMH15CZ11DEER2017 | 1723
Appl-CW-Front-ElecDHW-GasDry-Tier3 | DEER2017 | D17 v3 |  | Any | DMo | MH15 | CZ12 | rDXGF | Household | 1 | 1242 | None | 2.2 | 0.002 | 7.74 | 2.4 | 0.001 | 7.25 | 2.2 | 0.002 | 7.74 | 2.4 | 0.001 | 7.25 | DEER:Res:ClothesDishWasher | Annual | 1719 |  | Appl-CW-Front-ElecDHW-GasDry-Tier3DEER2017 | Appl-CW-Front-ElecDHW-GasDry-Tier3AnyDMoMH15CZ12DEER2017 | 1724
Appl-CW-Front-ElecDHW-GasDry-Tier3 | DEER2017 | D17 v3 |  | Any | DMo | MH15 | CZ13 | rDXGF | Household | 1 | 1242 | None | 2.1 | 0.001 | 7.79 | 2.1 | 0.001 | 7.28 | 2.1 | 0.001 | 7.79 | 2.1 | 0.001 | 7.28 | DEER:Res:ClothesDishWasher | Annual | 1719 |  | Appl-CW-Front-ElecDHW-GasDry-Tier3DEER2017 | Appl-CW-Front-ElecDHW-GasDry-Tier3AnyDMoMH15CZ13DEER2017 | 1725
Appl-CW-Front-ElecDHW-GasDry-Tier3 | DEER2017 | D17 v3 |  | Any | DMo | MH15 | CZ14 | rDXGF | Household | 1 | 1242 | None | 2.5 | 0.001 | 7.73 | 2.5 | 0.001 | 7.23 | 2.5 | 0.001 | 7.73 | 2.5 | 0.001 | 7.23 | DEER:Res:ClothesDishWasher | Annual | 1719 |  | Appl-CW-Front-ElecDHW-GasDry-Tier3DEER2017 | Appl-CW-Front-ElecDHW-GasDry-Tier3AnyDMoMH15CZ14DEER2017 | 1726
Appl-CW-Front-ElecDHW-GasDry-Tier3 | DEER2017 | D17 v3 |  | Any | DMo | MH15 | CZ15 | rDXGF | Household | 1 | 1242 | None | 0.4 | 0 | 7.97 | -0.1 | 0 | 7.42 | 0.4 | 0 | 7.97 | -0.1 | 0 | 7.42 | DEER:Res:ClothesDishWasher | Annual | 1719 |  | Appl-CW-Front-ElecDHW-GasDry-Tier3DEER2017 | Appl-CW-Front-ElecDHW-GasDry-Tier3AnyDMoMH15CZ15DEER2017 | 1727
Appl-CW-Front-ElecDHW-GasDry-Tier3 | DEER2017 | D17 v3 |  | Any | DMo | MH15 | CZ16 | rDXGF | Household | 1 | 1242 | None | 3.4 | 0.002 | 7.73 | 4.1 | 0.001 | 7.23 | 3.4 | 0.002 | 7.73 | 4.1 | 0.001 | 7.23 | DEER:Res:ClothesDishWasher | Annual | 1719 |  | Appl-CW-Front-ElecDHW-GasDry-Tier3DEER2017 | Appl-CW-Front-ElecDHW-GasDry-Tier3AnyDMoMH15CZ16DEER2017 | 1728
Appl-CW-Front-ElecDHW-GasDry-Tier3 | DEER2017 | D17 v3 |  | Any | DMo | MH72 | CZ01 | rDXGF | Household | 1 | 1196 | None | 2 | 0 | 7.69 | 2.9 | 0 | 7.2 | 2 | 0 | 7.69 | 2.9 | 0 | 7.2 | DEER:Res:ClothesDishWasher | Annual | 1719 |  | Appl-CW-Front-ElecDHW-GasDry-Tier3DEER2017 | Appl-CW-Front-ElecDHW-GasDry-Tier3AnyDMoMH72CZ01DEER2017 | 1729
Appl-CW-Front-ElecDHW-GasDry-Tier3 | DEER2017 | D17 v3 |  | Any | DMo | MH72 | CZ02 | rDXGF | Household | 1 | 1196 | None | 2.6 | 0.003 | 7.72 | 3 | 0.003 | 7.23 | 2.6 | 0.003 | 7.72 | 3 | 0.003 | 7.23 | DEER:Res:ClothesDishWasher | Annual | 1719 |  | Appl-CW-Front-ElecDHW-GasDry-Tier3DEER2017 | Appl-CW-Front-ElecDHW-GasDry-Tier3AnyDMoMH72CZ02DEER2017 | 1730
Appl-CW-Front-ElecDHW-GasDry-Tier3 | DEER2017 | D17 v3 |  | Any | DMo | MH72 | CZ03 | rDXGF | Household | 1 | 1196 | None | 2.4 | 0.003 | 7.72 | 2.8 | 0.003 | 7.21 | 2.4 | 0.003 | 7.72 | 2.8 | 0.003 | 7.21 | DEER:Res:ClothesDishWasher | Annual | 1719 |  | Appl-CW-Front-ElecDHW-GasDry-Tier3DEER2017 | Appl-CW-Front-ElecDHW-GasDry-Tier3AnyDMoMH72CZ03DEER2017 | 1731
Appl-CW-Front-ElecDHW-GasDry-Tier3 | DEER2017 | D17 v3 |  | Any | DMo | MH72 | CZ04 | rDXGF | Household | 1 | 1196 | None | 2.5 | 0.002 | 7.78 | 2.9 | 0.002 | 7.27 | 2.5 | 0.002 | 7.78 | 2.9 | 0.002 | 7.27 | DEER:Res:ClothesDishWasher | Annual | 1719 |  | Appl-CW-Front-ElecDHW-GasDry-Tier3DEER2017 | Appl-CW-Front-ElecDHW-GasDry-Tier3AnyDMoMH72CZ04DEER2017 | 1732
Appl-CW-Front-ElecDHW-GasDry-Tier3 | DEER2017 | D17 v3 |  | Any | DMo | MH72 | CZ05 | rDXGF | Household | 1 | 1196 | None | 1.8 | 0.003 | 7.65 | 2.5 | 0.002 | 7.16 | 1.8 | 0.003 | 7.65 | 2.5 | 0.002 | 7.16 | DEER:Res:ClothesDishWasher | Annual | 1719 |  | Appl-CW-Front-ElecDHW-GasDry-Tier3DEER2017 | Appl-CW-Front-ElecDHW-GasDry-Tier3AnyDMoMH72CZ05DEER2017 | 1733
Appl-CW-Front-ElecDHW-GasDry-Tier3 | DEER2017 | D17 v3 |  | Any | DMo | MH72 | CZ06 | rDXGF | Household | 1 | 1196 | None | 2.4 | 0.001 | 7.87 | 2.7 | 0.001 | 7.34 | 2.4 | 0.001 | 7.87 | 2.7 | 0.001 | 7.34 | DEER:Res:ClothesDishWasher | Annual | 1719 |  | Appl-CW-Front-ElecDHW-GasDry-Tier3DEER2017 | Appl-CW-Front-ElecDHW-GasDry-Tier3AnyDMoMH72CZ06DEER2017 | 1734
Appl-CW-Front-ElecDHW-GasDry-Tier3 | DEER2017 | D17 v3 |  | Any | DMo | MH72 | CZ07 | rDXGF | Household | 1 | 1196 | None | 2.5 | 0.002 | 7.87 | 2.7 | 0.001 | 7.35 | 2.5 | 0.002 | 7.87 | 2.7 | 0.001 | 7.35 | DEER:Res:ClothesDishWasher | Annual | 1719 |  | Appl-CW-Front-ElecDHW-GasDry-Tier3DEER2017 | Appl-CW-Front-ElecDHW-GasDry-Tier3AnyDMoMH72CZ07DEER2017 | 1735
Appl-CW-Front-ElecDHW-GasDry-Tier3 | DEER2017 | D17 v3 |  | Any | DMo | MH72 | CZ08 | rDXGF | Household | 1 | 1196 | None | 2.9 | 0.002 | 7.89 | 2.8 | 0.002 | 7.35 | 2.9 | 0.002 | 7.89 | 2.8 | 0.002 | 7.35 | DEER:Res:ClothesDishWasher | Annual | 1719 |  | Appl-CW-Front-ElecDHW-GasDry-Tier3DEER2017 | Appl-CW-Front-ElecDHW-GasDry-Tier3AnyDMoMH72CZ08DEER2017 | 1736
Appl-CW-Front-ElecDHW-GasDry-Tier3 | DEER2017 | D17 v3 |  | Any | DMo | MH72 | CZ09 | rDXGF | Household | 1 | 1196 | None | 2.9 | 0.002 | 7.9 | 2.8 | 0.002 | 7.37 | 2.9 | 0.002 | 7.9 | 2.8 | 0.002 | 7.37 | DEER:Res:ClothesDishWasher | Annual | 1719 |  | Appl-CW-Front-ElecDHW-GasDry-Tier3DEER2017 | Appl-CW-Front-ElecDHW-GasDry-Tier3AnyDMoMH72CZ09DEER2017 | 1737
Appl-CW-Front-ElecDHW-GasDry-Tier3 | DEER2017 | D17 v3 |  | Any | DMo | MH72 | CZ10 | rDXGF | Household | 1 | 1196 | None | 1.8 | 0.002 | 7.87 | 2.4 | 0.001 | 7.34 | 1.8 | 0.002 | 7.87 | 2.4 | 0.001 | 7.34 | DEER:Res:ClothesDishWasher | Annual | 1719 |  | Appl-CW-Front-ElecDHW-GasDry-Tier3DEER2017 | Appl-CW-Front-ElecDHW-GasDry-Tier3AnyDMoMH72CZ10DEER2017 | 1738
Appl-CW-Front-ElecDHW-GasDry-Tier3 | DEER2017 | D17 v3 |  | Any | DMo | MH72 | CZ11 | rDXGF | Household | 1 | 1196 | None | 2.3 | 0.002 | 7.82 | 2.4 | 0.001 | 7.3 | 2.3 | 0.002 | 7.82 | 2.4 | 0.001 | 7.3 | DEER:Res:ClothesDishWasher | Annual | 1719 |  | Appl-CW-Front-ElecDHW-GasDry-Tier3DEER2017 | Appl-CW-Front-ElecDHW-GasDry-Tier3AnyDMoMH72CZ11DEER2017 | 1739
Appl-CW-Front-ElecDHW-GasDry-Tier3 | DEER2017 | D17 v3 |  | Any | DMo | MH72 | CZ12 | rDXGF | Household | 1 | 1196 | None | 3.2 | 0.003 | 7.76 | 3.4 | 0.003 | 7.25 | 3.2 | 0.003 | 7.76 | 3.4 | 0.003 | 7.25 | DEER:Res:ClothesDishWasher | Annual | 1719 |  | Appl-CW-Front-ElecDHW-GasDry-Tier3DEER2017 | Appl-CW-Front-ElecDHW-GasDry-Tier3AnyDMoMH72CZ12DEER2017 | 1740
Appl-CW-Front-ElecDHW-GasDry-Tier3 | DEER2017 | D17 v3 |  | Any | DMo | MH72 | CZ13 | rDXGF | Household | 1 | 1196 | None | 2.5 | 0.002 | 7.79 | 2.5 | 0.001 | 7.28 | 2.5 | 0.002 | 7.79 | 2.5 | 0.001 | 7.28 | DEER:Res:ClothesDishWasher | Annual | 1719 |  | Appl-CW-Front-ElecDHW-GasDry-Tier3DEER2017 | Appl-CW-Front-ElecDHW-GasDry-Tier3AnyDMoMH72CZ13DEER2017 | 1741
Appl-CW-Front-ElecDHW-GasDry-Tier3 | DEER2017 | D17 v3 |  | Any | DMo | MH72 | CZ14 | rDXGF | Household | 1 | 1196 | None | 2.9 | 0.001 | 7.82 | 2.8 | 0.001 | 7.3 | 2.9 | 0.001 | 7.82 | 2.8 | 0.001 | 7.3 | DEER:Res:ClothesDishWasher | Annual | 1719 |  | Appl-CW-Front-ElecDHW-GasDry-Tier3DEER2017 | Appl-CW-Front-ElecDHW-GasDry-Tier3AnyDMoMH72CZ14DEER2017 | 1742
Appl-CW-Front-ElecDHW-GasDry-Tier3 | DEER2017 | D17 v3 |  | Any | DMo | MH72 | CZ15 | rDXGF | Household | 1 | 1196 | None | 0.5 | 0.001 | 7.98 | 0 | 0 | 7.43 | 0.5 | 0.001 | 7.98 | 0 | 0 | 7.43 | DEER:Res:ClothesDishWasher | Annual | 1719 |  | Appl-CW-Front-ElecDHW-GasDry-Tier3DEER2017 | Appl-CW-Front-ElecDHW-GasDry-Tier3AnyDMoMH72CZ15DEER2017 | 1743
Appl-CW-Front-ElecDHW-GasDry-Tier3 | DEER2017 | D17 v3 |  | Any | DMo | MH72 | CZ16 | rDXGF | Household | 1 | 1196 | None | 4.1 | 0.002 | 7.69 | 4.7 | 0.002 | 7.2 | 4.1 | 0.002 | 7.69 | 4.7 | 0.002 | 7.2 | DEER:Res:ClothesDishWasher | Annual | 1719 |  | Appl-CW-Front-ElecDHW-GasDry-Tier3DEER2017 | Appl-CW-Front-ElecDHW-GasDry-Tier3AnyDMoMH72CZ16DEER2017 | 1744
Appl-CW-Front-ElecDHW-GasDry-Tier3 | DEER2017 | D17 v3 |  | Any | DMo | MH85 | CZ01 | rDXGF | Household | 1 | 1242 | None | 1.8 | 0.001 | 7.55 | 2.8 | 0.001 | 7.09 | 1.8 | 0.001 | 7.55 | 2.8 | 0.001 | 7.09 | DEER:Res:ClothesDishWasher | Annual | 1719 |  | Appl-CW-Front-ElecDHW-GasDry-Tier3DEER2017 | Appl-CW-Front-ElecDHW-GasDry-Tier3AnyDMoMH85CZ01DEER2017 | 1745
Appl-CW-Front-ElecDHW-GasDry-Tier3 | DEER2017 | D17 v3 |  | Any | DMo | MH85 | CZ02 | rDXGF | Household | 1 | 1242 | None | 2.3 | 0.004 | 7.62 | 2.9 | 0.003 | 7.14 | 2.3 | 0.004 | 7.62 | 2.9 | 0.003 | 7.14 | DEER:Res:ClothesDishWasher | Annual | 1719 |  | Appl-CW-Front-ElecDHW-GasDry-Tier3DEER2017 | Appl-CW-Front-ElecDHW-GasDry-Tier3AnyDMoMH85CZ02DEER2017 | 1746
Appl-CW-Front-ElecDHW-GasDry-Tier3 | DEER2017 | D17 v3 |  | Any | DMo | MH85 | CZ03 | rDXGF | Household | 1 | 1242 | None | 2.1 | 0.002 | 7.62 | 2.3 | 0.002 | 7.15 | 2.1 | 0.002 | 7.62 | 2.3 | 0.002 | 7.15 | DEER:Res:ClothesDishWasher | Annual | 1719 |  | Appl-CW-Front-ElecDHW-GasDry-Tier3DEER2017 | Appl-CW-Front-ElecDHW-GasDry-Tier3AnyDMoMH85CZ03DEER2017 | 1747
Appl-CW-Front-ElecDHW-GasDry-Tier3 | DEER2017 | D17 v3 |  | Any | DMo | MH85 | CZ04 | rDXGF | Household | 1 | 1242 | None | 2.8 | 0.002 | 7.71 | 3.1 | 0.002 | 7.22 | 2.8 | 0.002 | 7.71 | 3.1 | 0.002 | 7.22 | DEER:Res:ClothesDishWasher | Annual | 1719 |  | Appl-CW-Front-ElecDHW-GasDry-Tier3DEER2017 | Appl-CW-Front-ElecDHW-GasDry-Tier3AnyDMoMH85CZ04DEER2017 | 1748
Appl-CW-Front-ElecDHW-GasDry-Tier3 | DEER2017 | D17 v3 |  | Any | DMo | MH85 | CZ05 | rDXGF | Household | 1 | 1242 | None | 1.8 | 0.003 | 7.59 | 2.5 | 0.002 | 7.11 | 1.8 | 0.003 | 7.59 | 2.5 | 0.002 | 7.11 | DEER:Res:ClothesDishWasher | Annual | 1719 |  | Appl-CW-Front-ElecDHW-GasDry-Tier3DEER2017 | Appl-CW-Front-ElecDHW-GasDry-Tier3AnyDMoMH85CZ05DEER2017 | 1749
Appl-CW-Front-ElecDHW-GasDry-Tier3 | DEER2017 | D17 v3 |  | Any | DMo | MH85 | CZ06 | rDXGF | Household | 1 | 1242 | None | 0.3 | 0 | 7.79 | 3.3 | 0.001 | 7.28 | 0.3 | 0 | 7.79 | 3.3 | 0.001 | 7.28 | DEER:Res:ClothesDishWasher | Annual | 1719 |  | Appl-CW-Front-ElecDHW-GasDry-Tier3DEER2017 | Appl-CW-Front-ElecDHW-GasDry-Tier3AnyDMoMH85CZ06DEER2017 | 1750
Appl-CW-Front-ElecDHW-GasDry-Tier3 | DEER2017 | D17 v3 |  | Any | DMo | MH85 | CZ07 | rDXGF | Household | 1 | 1242 | None | 2.2 | 0.002 | 7.83 | 2.3 | 0.001 | 7.31 | 2.2 | 0.002 | 7.83 | 2.3 | 0.001 | 7.31 | DEER:Res:ClothesDishWasher | Annual | 1719 |  | Appl-CW-Front-ElecDHW-GasDry-Tier3DEER2017 | Appl-CW-Front-ElecDHW-GasDry-Tier3AnyDMoMH85CZ07DEER2017 | 1751
Appl-CW-Front-ElecDHW-GasDry-Tier3 | DEER2017 | D17 v3 |  | Any | DMo | MH85 | CZ08 | rDXGF | Household | 1 | 1242 | None | 2.3 | 0.001 | 7.83 | 2.4 | 0.001 | 7.31 | 2.3 | 0.001 | 7.83 | 2.4 | 0.001 | 7.31 | DEER:Res:ClothesDishWasher | Annual | 1719 |  | Appl-CW-Front-ElecDHW-GasDry-Tier3DEER2017 | Appl-CW-Front-ElecDHW-GasDry-Tier3AnyDMoMH85CZ08DEER2017 | 1752
Appl-CW-Front-ElecDHW-GasDry-Tier3 | DEER2017 | D17 v3 |  | Any | DMo | MH85 | CZ09 | rDXGF | Household | 1 | 1242 | None | 1.9 | 0.001 | 7.79 | 2.2 | 0 | 7.27 | 1.9 | 0.001 | 7.79 | 2.2 | 0 | 7.27 | DEER:Res:ClothesDishWasher | Annual | 1719 |  | Appl-CW-Front-ElecDHW-GasDry-Tier3DEER2017 | Appl-CW-Front-ElecDHW-GasDry-Tier3AnyDMoMH85CZ09DEER2017 | 1753
Appl-CW-Front-ElecDHW-GasDry-Tier3 | DEER2017 | D17 v3 |  | Any | DMo | MH85 | CZ10 | rDXGF | Household | 1 | 1242 | None | 2.2 | 0.002 | 7.81 | 2.2 | 0.002 | 7.3 | 2.2 | 0.002 | 7.81 | 2.2 | 0.002 | 7.3 | DEER:Res:ClothesDishWasher | Annual | 1719 |  | Appl-CW-Front-ElecDHW-GasDry-Tier3DEER2017 | Appl-CW-Front-ElecDHW-GasDry-Tier3AnyDMoMH85CZ10DEER2017 | 1754
Appl-CW-Front-ElecDHW-GasDry-Tier3 | DEER2017 | D17 v3 |  | Any | DMo | MH85 | CZ11 | rDXGF | Household | 1 | 1242 | None | 2.5 | 0.001 | 7.72 | 2.6 | 0.001 | 7.22 | 2.5 | 0.001 | 7.72 | 2.6 | 0.001 | 7.22 | DEER:Res:ClothesDishWasher | Annual | 1719 |  | Appl-CW-Front-ElecDHW-GasDry-Tier3DEER2017 | Appl-CW-Front-ElecDHW-GasDry-Tier3AnyDMoMH85CZ11DEER2017 | 1755
Appl-CW-Front-ElecDHW-GasDry-Tier3 | DEER2017 | D17 v3 |  | Any | DMo | MH85 | CZ12 | rDXGF | Household | 1 | 1242 | None | 2.5 | 0.002 | 7.68 | 2.7 | 0.002 | 7.19 | 2.5 | 0.002 | 7.68 | 2.7 | 0.002 | 7.19 | DEER:Res:ClothesDishWasher | Annual | 1719 |  | Appl-CW-Front-ElecDHW-GasDry-Tier3DEER2017 | Appl-CW-Front-ElecDHW-GasDry-Tier3AnyDMoMH85CZ12DEER2017 | 1756
Appl-CW-Front-ElecDHW-GasDry-Tier3 | DEER2017 | D17 v3 |  | Any | DMo | MH85 | CZ13 | rDXGF | Household | 1 | 1242 | None | 2.7 | 0.001 | 7.73 | 2.8 | 0.001 | 7.24 | 2.7 | 0.001 | 7.73 | 2.8 | 0.001 | 7.24 | DEER:Res:ClothesDishWasher | Annual | 1719 |  | Appl-CW-Front-ElecDHW-GasDry-Tier3DEER2017 | Appl-CW-Front-ElecDHW-GasDry-Tier3AnyDMoMH85CZ13DEER2017 | 1757
Appl-CW-Front-ElecDHW-GasDry-Tier3 | DEER2017 | D17 v3 |  | Any | DMo | MH85 | CZ14 | rDXGF | Household | 1 | 1242 | None | 3 | 0.001 | 7.72 | 2.8 | 0 | 7.22 | 3 | 0.001 | 7.72 | 2.8 | 0 | 7.22 | DEER:Res:ClothesDishWasher | Annual | 1719 |  | Appl-CW-Front-ElecDHW-GasDry-Tier3DEER2017 | Appl-CW-Front-ElecDHW-GasDry-Tier3AnyDMoMH85CZ14DEER2017 | 1758
Appl-CW-Front-ElecDHW-GasDry-Tier3 | DEER2017 | D17 v3 |  | Any | DMo | MH85 | CZ15 | rDXGF | Household | 1 | 1242 | None | 0.9 | 0.001 | 7.96 | 0.4 | 0.001 | 7.41 | 0.9 | 0.001 | 7.96 | 0.4 | 0.001 | 7.41 | DEER:Res:ClothesDishWasher | Annual | 1719 |  | Appl-CW-Front-ElecDHW-GasDry-Tier3DEER2017 | Appl-CW-Front-ElecDHW-GasDry-Tier3AnyDMoMH85CZ15DEER2017 | 1759
Appl-CW-Front-ElecDHW-GasDry-Tier3 | DEER2017 | D17 v3 |  | Any | DMo | MH85 | CZ16 | rDXGF | Household | 1 | 1242 | None | 3.7 | 0.002 | 7.59 | 4.2 | 0.002 | 7.12 | 3.7 | 0.002 | 7.59 | 4.2 | 0.002 | 7.12 | DEER:Res:ClothesDishWasher | Annual | 1719 |  | Appl-CW-Front-ElecDHW-GasDry-Tier3DEER2017 | Appl-CW-Front-ElecDHW-GasDry-Tier3AnyDMoMH85CZ16DEER2017 | 1760
Appl-CW-Front-ElecDHW-GasDry-Tier3 | DEER2017 | D17 v3 |  | Any | MFm | 1975 | CZ01 | rDXGF | Household | 1 | 1070.2 | None | 1.7 | 0 | 7.75 | 2.7 | 0 | 7.25 | 1.7 | 0 | 7.75 | 2.7 | 0 | 7.25 | DEER:Res:ClothesDishWasher | Annual | 1719 |  | Appl-CW-Front-ElecDHW-GasDry-Tier3DEER2017 | Appl-CW-Front-ElecDHW-GasDry-Tier3AnyMFm1975CZ01DEER2017 | 1761
Appl-CW-Front-ElecDHW-GasDry-Tier3 | DEER2017 | D17 v3 |  | Any | MFm | 1975 | CZ02 | rDXGF | Household | 1 | 1070.2 | None | 1.3 | 0.002 | 7.89 | 1.9 | 0.002 | 7.38 | 1.3 | 0.002 | 7.89 | 1.9 | 0.002 | 7.38 | DEER:Res:ClothesDishWasher | Annual | 1719 |  | Appl-CW-Front-ElecDHW-GasDry-Tier3DEER2017 | Appl-CW-Front-ElecDHW-GasDry-Tier3AnyMFm1975CZ02DEER2017 | 1762
Appl-CW-Front-ElecDHW-GasDry-Tier3 | DEER2017 | D17 v3 |  | Any | MFm | 1975 | CZ03 | rDXGF | Household | 1 | 1070.2 | None | 1 | 0 | 7.92 | 1.7 | 0 | 7.38 | 1 | 0 | 7.92 | 1.7 | 0 | 7.38 | DEER:Res:ClothesDishWasher | Annual | 1719 |  | Appl-CW-Front-ElecDHW-GasDry-Tier3DEER2017 | Appl-CW-Front-ElecDHW-GasDry-Tier3AnyMFm1975CZ03DEER2017 | 1763
Appl-CW-Front-ElecDHW-GasDry-Tier3 | DEER2017 | D17 v3 |  | Any | MFm | 1975 | CZ04 | rDXGF | Household | 1 | 1070.2 | None | 0.9 | 0.002 | 7.95 | 1.6 | 0.002 | 7.42 | 0.9 | 0.002 | 7.95 | 1.6 | 0.002 | 7.42 | DEER:Res:ClothesDishWasher | Annual | 1719 |  | Appl-CW-Front-ElecDHW-GasDry-Tier3DEER2017 | Appl-CW-Front-ElecDHW-GasDry-Tier3AnyMFm1975CZ04DEER2017 | 1764
Appl-CW-Front-ElecDHW-GasDry-Tier3 | DEER2017 | D17 v3 |  | Any | MFm | 1975 | CZ05 | rDXGF | Household | 1 | 1070.2 | None | 0.8 | 0 | 7.8 | 1.7 | 0 | 7.31 | 0.8 | 0 | 7.8 | 1.7 | 0 | 7.31 | DEER:Res:ClothesDishWasher | Annual | 1719 |  | Appl-CW-Front-ElecDHW-GasDry-Tier3DEER2017 | Appl-CW-Front-ElecDHW-GasDry-Tier3AnyMFm1975CZ05DEER2017 | 1765
Appl-CW-Front-ElecDHW-GasDry-Tier3 | DEER2017 | D17 v3 |  | Any | MFm | 1975 | CZ06 | rDXGF | Household | 1 | 1047.7 | None | 1 | 0.001 | 7.97 | 1.4 | 0.001 | 7.44 | 1 | 0.001 | 7.97 | 1.4 | 0.001 | 7.44 | DEER:Res:ClothesDishWasher | Annual | 1719 |  | Appl-CW-Front-ElecDHW-GasDry-Tier3DEER2017 | Appl-CW-Front-ElecDHW-GasDry-Tier3AnyMFm1975CZ06DEER2017 | 1766
Appl-CW-Front-ElecDHW-GasDry-Tier3 | DEER2017 | D17 v3 |  | Any | MFm | 1975 | CZ07 | rDXGF | Household | 1 | 1047.7 | None | 3.3 | 0.004 | 8.26 | 3.1 | 0.003 | 7.61 | 3.3 | 0.004 | 8.26 | 3.1 | 0.003 | 7.61 | DEER:Res:ClothesDishWasher | Annual | 1719 |  | Appl-CW-Front-ElecDHW-GasDry-Tier3DEER2017 | Appl-CW-Front-ElecDHW-GasDry-Tier3AnyMFm1975CZ07DEER2017 | 1767
Appl-CW-Front-ElecDHW-GasDry-Tier3 | DEER2017 | D17 v3 |  | Any | MFm | 1975 | CZ08 | rDXGF | Household | 1 | 1047.7 | None | 0.7 | 0.002 | 8.03 | 1 | 0.002 | 7.48 | 0.7 | 0.002 | 8.03 | 1 | 0.002 | 7.48 | DEER:Res:ClothesDishWasher | Annual | 1719 |  | Appl-CW-Front-ElecDHW-GasDry-Tier3DEER2017 | Appl-CW-Front-ElecDHW-GasDry-Tier3AnyMFm1975CZ08DEER2017 | 1768
Appl-CW-Front-ElecDHW-GasDry-Tier3 | DEER2017 | D17 v3 |  | Any | MFm | 1975 | CZ09 | rDXGF | Household | 1 | 1216.8 | None | 1.3 | 0.001 | 7.98 | 1.6 | 0.001 | 7.45 | 1.3 | 0.001 | 7.98 | 1.6 | 0.001 | 7.45 | DEER:Res:ClothesDishWasher | Annual | 1719 |  | Appl-CW-Front-ElecDHW-GasDry-Tier3DEER2017 | Appl-CW-Front-ElecDHW-GasDry-Tier3AnyMFm1975CZ09DEER2017 | 1769
Appl-CW-Front-ElecDHW-GasDry-Tier3 | DEER2017 | D17 v3 |  | Any | MFm | 1975 | CZ10 | rDXGF | Household | 1 | 1216.8 | None | 0.7 | 0.002 | 7.96 | 1.1 | 0.001 | 7.43 | 0.7 | 0.002 | 7.96 | 1.1 | 0.001 | 7.43 | DEER:Res:ClothesDishWasher | Annual | 1719 |  | Appl-CW-Front-ElecDHW-GasDry-Tier3DEER2017 | Appl-CW-Front-ElecDHW-GasDry-Tier3AnyMFm1975CZ10DEER2017 | 1770
Appl-CW-Front-ElecDHW-GasDry-Tier3 | DEER2017 | D17 v3 |  | Any | MFm | 1975 | CZ11 | rDXGF | Household | 1 | 1098.9 | None | 0.9 | 0.001 | 7.92 | 1.3 | 0.001 | 7.4 | 0.9 | 0.001 | 7.92 | 1.3 | 0.001 | 7.4 | DEER:Res:ClothesDishWasher | Annual | 1719 |  | Appl-CW-Front-ElecDHW-GasDry-Tier3DEER2017 | Appl-CW-Front-ElecDHW-GasDry-Tier3AnyMFm1975CZ11DEER2017 | 1771
Appl-CW-Front-ElecDHW-GasDry-Tier3 | DEER2017 | D17 v3 |  | Any | MFm | 1975 | CZ12 | rDXGF | Household | 1 | 1098.9 | None | 1.1 | 0.002 | 7.89 | 1.5 | 0.001 | 7.37 | 1.1 | 0.002 | 7.89 | 1.5 | 0.001 | 7.37 | DEER:Res:ClothesDishWasher | Annual | 1719 |  | Appl-CW-Front-ElecDHW-GasDry-Tier3DEER2017 | Appl-CW-Front-ElecDHW-GasDry-Tier3AnyMFm1975CZ12DEER2017 | 1772
Appl-CW-Front-ElecDHW-GasDry-Tier3 | DEER2017 | D17 v3 |  | Any | MFm | 1975 | CZ13 | rDXGF | Household | 1 | 1098.9 | None | 1.2 | 0.001 | 7.94 | 1.5 | 0.001 | 7.41 | 1.2 | 0.001 | 7.94 | 1.5 | 0.001 | 7.41 | DEER:Res:ClothesDishWasher | Annual | 1719 |  | Appl-CW-Front-ElecDHW-GasDry-Tier3DEER2017 | Appl-CW-Front-ElecDHW-GasDry-Tier3AnyMFm1975CZ13DEER2017 | 1773
Appl-CW-Front-ElecDHW-GasDry-Tier3 | DEER2017 | D17 v3 |  | Any | MFm | 1975 | CZ14 | rDXGF | Household | 1 | 1409.4 | None | 3.1 | 0.003 | 7.99 | 3.3 | 0.003 | 7.47 | 3.1 | 0.003 | 7.99 | 3.3 | 0.003 | 7.47 | DEER:Res:ClothesDishWasher | Annual | 1719 |  | Appl-CW-Front-ElecDHW-GasDry-Tier3DEER2017 | Appl-CW-Front-ElecDHW-GasDry-Tier3AnyMFm1975CZ14DEER2017 | 1774
Appl-CW-Front-ElecDHW-GasDry-Tier3 | DEER2017 | D17 v3 |  | Any | MFm | 1975 | CZ15 | rDXGF | Household | 1 | 1409.4 | None | -0.1 | 0 | 8.08 | -0.3 | 0 | 7.52 | -0.1 | 0 | 8.08 | -0.3 | 0 | 7.52 | DEER:Res:ClothesDishWasher | Annual | 1719 |  | Appl-CW-Front-ElecDHW-GasDry-Tier3DEER2017 | Appl-CW-Front-ElecDHW-GasDry-Tier3AnyMFm1975CZ15DEER2017 | 1775
Appl-CW-Front-ElecDHW-GasDry-Tier3 | DEER2017 | D17 v3 |  | Any | MFm | 1975 | CZ16 | rDXGF | Household | 1 | 1070.2 | None | 3.1 | 0.001 | 7.88 | 3.9 | 0.001 | 7.37 | 3.1 | 0.001 | 7.88 | 3.9 | 0.001 | 7.37 | DEER:Res:ClothesDishWasher | Annual | 1719 |  | Appl-CW-Front-ElecDHW-GasDry-Tier3DEER2017 | Appl-CW-Front-ElecDHW-GasDry-Tier3AnyMFm1975CZ16DEER2017 | 1776
Appl-CW-Front-ElecDHW-GasDry-Tier3 | DEER2017 | D17 v3 |  | Any | MFm | 1985 | CZ01 | rDXGF | Household | 1 | 1152 | None | 1.7 | 0 | 7.68 | 2.7 | 0 | 7.21 | 1.7 | 0 | 7.68 | 2.7 | 0 | 7.21 | DEER:Res:ClothesDishWasher | Annual | 1719 |  | Appl-CW-Front-ElecDHW-GasDry-Tier3DEER2017 | Appl-CW-Front-ElecDHW-GasDry-Tier3AnyMFm1985CZ01DEER2017 | 1777
Appl-CW-Front-ElecDHW-GasDry-Tier3 | DEER2017 | D17 v3 |  | Any | MFm | 1985 | CZ02 | rDXGF | Household | 1 | 1152 | None | -1 | -0.006 | 7.26 | -0.3 | -0.006 | 6.74 | -1 | -0.006 | 7.26 | -0.3 | -0.006 | 6.74 | DEER:Res:ClothesDishWasher | Annual | 1719 |  | Appl-CW-Front-ElecDHW-GasDry-Tier3DEER2017 | Appl-CW-Front-ElecDHW-GasDry-Tier3AnyMFm1985CZ02DEER2017 | 1778
Appl-CW-Front-ElecDHW-GasDry-Tier3 | DEER2017 | D17 v3 |  | Any | MFm | 1985 | CZ03 | rDXGF | Household | 1 | 1152 | None | 0.8 | 0 | 7.88 | 1.6 | 0.001 | 7.36 | 0.8 | 0 | 7.88 | 1.6 | 0.001 | 7.36 | DEER:Res:ClothesDishWasher | Annual | 1719 |  | Appl-CW-Front-ElecDHW-GasDry-Tier3DEER2017 | Appl-CW-Front-ElecDHW-GasDry-Tier3AnyMFm1985CZ03DEER2017 | 1779
Appl-CW-Front-ElecDHW-GasDry-Tier3 | DEER2017 | D17 v3 |  | Any | MFm | 1985 | CZ04 | rDXGF | Household | 1 | 1152 | None | 0.6 | 0.001 | 7.96 | 1.3 | 0 | 7.43 | 0.6 | 0.001 | 7.96 | 1.3 | 0 | 7.43 | DEER:Res:ClothesDishWasher | Annual | 1719 |  | Appl-CW-Front-ElecDHW-GasDry-Tier3DEER2017 | Appl-CW-Front-ElecDHW-GasDry-Tier3AnyMFm1985CZ04DEER2017 | 1780
Appl-CW-Front-ElecDHW-GasDry-Tier3 | DEER2017 | D17 v3 |  | Any | MFm | 1985 | CZ05 | rDXGF | Household | 1 | 1152 | None | 1.1 | 0 | 7.83 | 1.9 | 0 | 7.32 | 1.1 | 0 | 7.83 | 1.9 | 0 | 7.32 | DEER:Res:ClothesDishWasher | Annual | 1719 |  | Appl-CW-Front-ElecDHW-GasDry-Tier3DEER2017 | Appl-CW-Front-ElecDHW-GasDry-Tier3AnyMFm1985CZ05DEER2017 | 1781
Appl-CW-Front-ElecDHW-GasDry-Tier3 | DEER2017 | D17 v3 |  | Any | MFm | 1985 | CZ06 | rDXGF | Household | 1 | 1295.2 | None | -0.3 | -0.001 | 7.74 | 0.1 | -0.001 | 7.2 | -0.3 | -0.001 | 7.74 | 0.1 | -0.001 | 7.2 | DEER:Res:ClothesDishWasher | Annual | 1719 |  | Appl-CW-Front-ElecDHW-GasDry-Tier3DEER2017 | Appl-CW-Front-ElecDHW-GasDry-Tier3AnyMFm1985CZ06DEER2017 | 1782
Appl-CW-Front-ElecDHW-GasDry-Tier3 | DEER2017 | D17 v3 |  | Any | MFm | 1985 | CZ07 | rDXGF | Household | 1 | 1295.2 | None | 0.5 | 0 | 8.03 | 1 | 0 | 7.48 | 0.5 | 0 | 8.03 | 1 | 0 | 7.48 | DEER:Res:ClothesDishWasher | Annual | 1719 |  | Appl-CW-Front-ElecDHW-GasDry-Tier3DEER2017 | Appl-CW-Front-ElecDHW-GasDry-Tier3AnyMFm1985CZ07DEER2017 | 1783
Appl-CW-Front-ElecDHW-GasDry-Tier3 | DEER2017 | D17 v3 |  | Any | MFm | 1985 | CZ08 | rDXGF | Household | 1 | 1295.2 | None | 1.4 | 0.001 | 8.11 | 1.1 | 0.001 | 7.47 | 1.4 | 0.001 | 8.11 | 1.1 | 0.001 | 7.47 | DEER:Res:ClothesDishWasher | Annual | 1719 |  | Appl-CW-Front-ElecDHW-GasDry-Tier3DEER2017 | Appl-CW-Front-ElecDHW-GasDry-Tier3AnyMFm1985CZ08DEER2017 | 1784
Appl-CW-Front-ElecDHW-GasDry-Tier3 | DEER2017 | D17 v3 |  | Any | MFm | 1985 | CZ09 | rDXGF | Household | 1 | 1438.9 | None | 1.2 | 0.001 | 7.97 | 1.6 | 0.001 | 7.44 | 1.2 | 0.001 | 7.97 | 1.6 | 0.001 | 7.44 | DEER:Res:ClothesDishWasher | Annual | 1719 |  | Appl-CW-Front-ElecDHW-GasDry-Tier3DEER2017 | Appl-CW-Front-ElecDHW-GasDry-Tier3AnyMFm1985CZ09DEER2017 | 1785
Appl-CW-Front-ElecDHW-GasDry-Tier3 | DEER2017 | D17 v3 |  | Any | MFm | 1985 | CZ10 | rDXGF | Household | 1 | 1438.9 | None | 1.1 | 0.002 | 7.99 | 4.9 | 0.008 | 7.95 | 1.1 | 0.002 | 7.99 | 4.9 | 0.008 | 7.95 | DEER:Res:ClothesDishWasher | Annual | 1719 |  | Appl-CW-Front-ElecDHW-GasDry-Tier3DEER2017 | Appl-CW-Front-ElecDHW-GasDry-Tier3AnyMFm1985CZ10DEER2017 | 1786
Appl-CW-Front-ElecDHW-GasDry-Tier3 | DEER2017 | D17 v3 |  | Any | MFm | 1985 | CZ11 | rDXGF | Household | 1 | 1150 | None | 0.9 | 0.001 | 7.91 | 1.3 | 0.001 | 7.39 | 0.9 | 0.001 | 7.91 | 1.3 | 0.001 | 7.39 | DEER:Res:ClothesDishWasher | Annual | 1719 |  | Appl-CW-Front-ElecDHW-GasDry-Tier3DEER2017 | Appl-CW-Front-ElecDHW-GasDry-Tier3AnyMFm1985CZ11DEER2017 | 1787
Appl-CW-Front-ElecDHW-GasDry-Tier3 | DEER2017 | D17 v3 |  | Any | MFm | 1985 | CZ12 | rDXGF | Household | 1 | 1150 | None | 0.8 | 0.002 | 7.92 | 1.3 | 0.002 | 7.39 | 0.8 | 0.002 | 7.92 | 1.3 | 0.002 | 7.39 | DEER:Res:ClothesDishWasher | Annual | 1719 |  | Appl-CW-Front-ElecDHW-GasDry-Tier3DEER2017 | Appl-CW-Front-ElecDHW-GasDry-Tier3AnyMFm1985CZ12DEER2017 | 1788
Appl-CW-Front-ElecDHW-GasDry-Tier3 | DEER2017 | D17 v3 |  | Any | MFm | 1985 | CZ13 | rDXGF | Household | 1 | 1150 | None | 1.1 | 0.001 | 7.91 | 1.3 | 0.001 | 7.38 | 1.1 | 0.001 | 7.91 | 1.3 | 0.001 | 7.38 | DEER:Res:ClothesDishWasher | Annual | 1719 |  | Appl-CW-Front-ElecDHW-GasDry-Tier3DEER2017 | Appl-CW-Front-ElecDHW-GasDry-Tier3AnyMFm1985CZ13DEER2017 | 1789
Appl-CW-Front-ElecDHW-GasDry-Tier3 | DEER2017 | D17 v3 |  | Any | MFm | 1985 | CZ14 | rDXGF | Household | 1 | 1407.2 | None | 1.4 | 0 | 7.96 | 1.7 | 0 | 7.43 | 1.4 | 0 | 7.96 | 1.7 | 0 | 7.43 | DEER:Res:ClothesDishWasher | Annual | 1719 |  | Appl-CW-Front-ElecDHW-GasDry-Tier3DEER2017 | Appl-CW-Front-ElecDHW-GasDry-Tier3AnyMFm1985CZ14DEER2017 | 1790
Appl-CW-Front-ElecDHW-GasDry-Tier3 | DEER2017 | D17 v3 |  | Any | MFm | 1985 | CZ15 | rDXGF | Household | 1 | 1407.2 | None | -0.4 | 0.001 | 8.09 | -0.5 | 0 | 7.53 | -0.4 | 0.001 | 8.09 | -0.5 | 0 | 7.53 | DEER:Res:ClothesDishWasher | Annual | 1719 |  | Appl-CW-Front-ElecDHW-GasDry-Tier3DEER2017 | Appl-CW-Front-ElecDHW-GasDry-Tier3AnyMFm1985CZ15DEER2017 | 1791
Appl-CW-Front-ElecDHW-GasDry-Tier3 | DEER2017 | D17 v3 |  | Any | MFm | 1985 | CZ16 | rDXGF | Household | 1 | 1152 | None | 3.6 | 0.001 | 7.88 | 4.2 | 0.001 | 7.36 | 3.6 | 0.001 | 7.88 | 4.2 | 0.001 | 7.36 | DEER:Res:ClothesDishWasher | Annual | 1719 |  | Appl-CW-Front-ElecDHW-GasDry-Tier3DEER2017 | Appl-CW-Front-ElecDHW-GasDry-Tier3AnyMFm1985CZ16DEER2017 | 1792
Appl-CW-Front-ElecDHW-GasDry-Tier3 | DEER2017 | D17 v3 |  | Any | MFm | 1996 | CZ01 | rDXGF | Household | 1 | 981.6 | None | 1.4 | 0 | 7.57 | 2.8 | 0 | 7.3 | 1.4 | 0 | 7.57 | 2.8 | 0 | 7.3 | DEER:Res:ClothesDishWasher | Annual | 1719 |  | Appl-CW-Front-ElecDHW-GasDry-Tier3DEER2017 | Appl-CW-Front-ElecDHW-GasDry-Tier3AnyMFm1996CZ01DEER2017 | 1793
Appl-CW-Front-ElecDHW-GasDry-Tier3 | DEER2017 | D17 v3 |  | Any | MFm | 1996 | CZ02 | rDXGF | Household | 1 | 981.6 | None | 1.4 | 0.002 | 7.94 | 2 | 0.002 | 7.41 | 1.4 | 0.002 | 7.94 | 2 | 0.002 | 7.41 | DEER:Res:ClothesDishWasher | Annual | 1719 |  | Appl-CW-Front-ElecDHW-GasDry-Tier3DEER2017 | Appl-CW-Front-ElecDHW-GasDry-Tier3AnyMFm1996CZ02DEER2017 | 1794
Appl-CW-Front-ElecDHW-GasDry-Tier3 | DEER2017 | D17 v3 |  | Any | MFm | 1996 | CZ03 | rDXGF | Household | 1 | 981.6 | None | 0.9 | 0.001 | 7.91 | 1.7 | 0.001 | 7.38 | 0.9 | 0.001 | 7.91 | 1.7 | 0.001 | 7.38 | DEER:Res:ClothesDishWasher | Annual | 1719 |  | Appl-CW-Front-ElecDHW-GasDry-Tier3DEER2017 | Appl-CW-Front-ElecDHW-GasDry-Tier3AnyMFm1996CZ03DEER2017 | 1795
Appl-CW-Front-ElecDHW-GasDry-Tier3 | DEER2017 | D17 v3 |  | Any | MFm | 1996 | CZ04 | rDXGF | Household | 1 | 981.6 | None | 0.8 | 0.001 | 7.99 | 1.5 | 0.001 | 7.49 | 0.8 | 0.001 | 7.99 | 1.5 | 0.001 | 7.49 | DEER:Res:ClothesDishWasher | Annual | 1719 |  | Appl-CW-Front-ElecDHW-GasDry-Tier3DEER2017 | Appl-CW-Front-ElecDHW-GasDry-Tier3AnyMFm1996CZ04DEER2017 | 1796
Appl-CW-Front-ElecDHW-GasDry-Tier3 | DEER2017 | D17 v3 |  | Any | MFm | 1996 | CZ05 | rDXGF | Household | 1 | 981.6 | None | 1.1 | 0 | 7.9 | 2 | 0 | 7.38 | 1.1 | 0 | 7.9 | 2 | 0 | 7.38 | DEER:Res:ClothesDishWasher | Annual | 1719 |  | Appl-CW-Front-ElecDHW-GasDry-Tier3DEER2017 | Appl-CW-Front-ElecDHW-GasDry-Tier3AnyMFm1996CZ05DEER2017 | 1797
Appl-CW-Front-ElecDHW-GasDry-Tier3 | DEER2017 | D17 v3 |  | Any | MFm | 1996 | CZ06 | rDXGF | Household | 1 | 1169.1 | None | 1 | 0.002 | 7.97 | 1.6 | 0.002 | 7.44 | 1 | 0.002 | 7.97 | 1.6 | 0.002 | 7.44 | DEER:Res:ClothesDishWasher | Annual | 1719 |  | Appl-CW-Front-ElecDHW-GasDry-Tier3DEER2017 | Appl-CW-Front-ElecDHW-GasDry-Tier3AnyMFm1996CZ06DEER2017 | 1798
Appl-CW-Front-ElecDHW-GasDry-Tier3 | DEER2017 | D17 v3 |  | Any | MFm | 1996 | CZ07 | rDXGF | Household | 1 | 1169.1 | None | 0.9 | 0.001 | 8.11 | 1.3 | 0.001 | 7.54 | 0.9 | 0.001 | 8.11 | 1.3 | 0.001 | 7.54 | DEER:Res:ClothesDishWasher | Annual | 1719 |  | Appl-CW-Front-ElecDHW-GasDry-Tier3DEER2017 | Appl-CW-Front-ElecDHW-GasDry-Tier3AnyMFm1996CZ07DEER2017 | 1799
Appl-CW-Front-ElecDHW-GasDry-Tier3 | DEER2017 | D17 v3 |  | Any | MFm | 1996 | CZ08 | rDXGF | Household | 1 | 1169.1 | None | 0.8 | 0.001 | 8.03 | 1.2 | 0.001 | 7.48 | 0.8 | 0.001 | 8.03 | 1.2 | 0.001 | 7.48 | DEER:Res:ClothesDishWasher | Annual | 1719 |  | Appl-CW-Front-ElecDHW-GasDry-Tier3DEER2017 | Appl-CW-Front-ElecDHW-GasDry-Tier3AnyMFm1996CZ08DEER2017 | 1800
Appl-CW-Front-ElecDHW-GasDry-Tier3 | DEER2017 | D17 v3 |  | Any | MFm | 1996 | CZ09 | rDXGF | Household | 1 | 1093.6 | None | 1.5 | 0.001 | 8.04 | 1.8 | 0.001 | 7.49 | 1.5 | 0.001 | 8.04 | 1.8 | 0.001 | 2.54 | DEER:Res:ClothesDishWasher | Annual | 2 |  | Appl-CW-Front-ElecDHW-GasDry-Tier3DEER2017 | Appl-CW-Front-ElecDHW-GasDry-Tier3AnyMFm1996CZ09DEER2017 | 1801
Appl-CW-Front-ElecDHW-GasDry-Tier3 | DEER2017 | D17 v3 |  | Any | MFm | 1996 | CZ10 | rDXGF | Household | 1 | 1093.6 | None | 0 | 0.002 | 7.96 | 0.4 | 0.001 | 7.43 | 0 | 0.002 | 7.96 | 0.4 | 0.001 | 2.56 | DEER:Res:ClothesDishWasher | Annual | 2 |  | Appl-CW-Front-ElecDHW-GasDry-Tier3DEER2017 | Appl-CW-Front-ElecDHW-GasDry-Tier3AnyMFm1996CZ10DEER2017 | 1802
Appl-CW-Front-ElecDHW-GasDry-Tier3 | DEER2017 | D17 v3 |  | Any | MFm | 1996 | CZ11 | rDXGF | Household | 1 | 1031.9 | None | 1.4 | 0.001 | 8 | 0.3 | -0.001 | 7.41 | 1.4 | 0.001 | 8 | 0.3 | -0.001 | 2.58 | DEER:Res:ClothesDishWasher | Annual | 2 |  | Appl-CW-Front-ElecDHW-GasDry-Tier3DEER2017 | Appl-CW-Front-ElecDHW-GasDry-Tier3AnyMFm1996CZ11DEER2017 | 1803
Appl-CW-Front-ElecDHW-GasDry-Tier3 | DEER2017 | D17 v3 |  | Any | MFm | 1996 | CZ12 | rDXGF | Household | 1 | 1031.9 | None | 1.2 | 0.001 | 7.92 | 1.7 | 0.001 | 7.4 | 1.2 | 0.001 | 7.92 | 1.7 | 0.001 | 2.61 | DEER:Res:ClothesDishWasher | Annual | 2 |  | Appl-CW-Front-ElecDHW-GasDry-Tier3DEER2017 | Appl-CW-Front-ElecDHW-GasDry-Tier3AnyMFm1996CZ12DEER2017 | 1804
Appl-CW-Front-ElecDHW-GasDry-Tier3 | DEER2017 | D17 v3 |  | Any | MFm | 1996 | CZ13 | rDXGF | Household | 1 | 1031.9 | None | 1.3 | 0.001 | 7.96 | 1.6 | 0.001 | 7.43 | 1.3 | 0.001 | 7.96 | 1.6 | 0.001 | 2.48 | DEER:Res:ClothesDishWasher | Annual | 2 |  | Appl-CW-Front-ElecDHW-GasDry-Tier3DEER2017 | Appl-CW-Front-ElecDHW-GasDry-Tier3AnyMFm1996CZ13DEER2017 | 1805
Appl-CW-Front-ElecDHW-GasDry-Tier3 | DEER2017 | D17 v3 |  | Any | MFm | 1996 | CZ14 | rDXGF | Household | 1 | 1086 | None | 2.1 | 0.001 | 7.98 | 2.2 | 0 | 7.44 | 2.1 | 0.001 | 7.98 | 2.2 | 0 | 2.61 | DEER:Res:ClothesDishWasher | Annual | 2 |  | Appl-CW-Front-ElecDHW-GasDry-Tier3DEER2017 | Appl-CW-Front-ElecDHW-GasDry-Tier3AnyMFm1996CZ14DEER2017 | 1806
Appl-CW-Front-ElecDHW-GasDry-Tier3 | DEER2017 | D17 v3 |  | Any | MFm | 1996 | CZ15 | rDXGF | Household | 1 | 1086 | None | -0.5 | 0 | 8.1 | -0.7 | 0 | 7.54 | -0.5 | 0 | 8.1 | -0.7 | 0 | 2.6 | DEER:Res:ClothesDishWasher | Annual | 2 |  | Appl-CW-Front-ElecDHW-GasDry-Tier3DEER2017 | Appl-CW-Front-ElecDHW-GasDry-Tier3AnyMFm1996CZ15DEER2017 | 1807
Appl-CW-Front-ElecDHW-GasDry-Tier3 | DEER2017 | D17 v3 |  | Any | MFm | 1996 | CZ16 | rDXGF | Household | 1 | 981.6 | None | 3.5 | 0.001 | 7.87 | 4.1 | 0.001 | 7.36 | 3.5 | 0.001 | 7.87 | 4.1 | 0.001 | 2.62 | DEER:Res:ClothesDishWasher | Annual | 2 |  | Appl-CW-Front-ElecDHW-GasDry-Tier3DEER2017 | Appl-CW-Front-ElecDHW-GasDry-Tier3AnyMFm1996CZ16DEER2017 | 1808
Appl-CW-Front-ElecDHW-GasDry-Tier3 | DEER2017 | D17 v3 |  | Any | MFm | 2003 | CZ01 | rDXGF | Household | 1 | 998.7 | None | 1.9 | 0 | 7.88 | 2.9 | 0 | 7.38 | 1.9 | 0 | 7.88 | 2.9 | 0 | 2.53 | DEER:Res:ClothesDishWasher | Annual | 2 |  | Appl-CW-Front-ElecDHW-GasDry-Tier3DEER2017 | Appl-CW-Front-ElecDHW-GasDry-Tier3AnyMFm2003CZ01DEER2017 | 1809
Appl-CW-Front-ElecDHW-GasDry-Tier3 | DEER2017 | D17 v3 |  | Any | MFm | 2003 | CZ02 | rDXGF | Household | 1 | 1073.2 | None | 1.5 | 0.002 | 8 | 2.4 | 0.002 | 7.52 | 1.5 | 0.002 | 8 | 2.4 | 0.002 | 2.59 | DEER:Res:ClothesDishWasher | Annual | 2 |  | Appl-CW-Front-ElecDHW-GasDry-Tier3DEER2017 | Appl-CW-Front-ElecDHW-GasDry-Tier3AnyMFm2003CZ02DEER2017 | 1810
Appl-CW-Front-ElecDHW-GasDry-Tier3 | DEER2017 | D17 v3 |  | Any | MFm | 2003 | CZ03 | rDXGF | Household | 1 | 998.7 | None | 0.7 | 0 | 7.87 | 1.6 | 0 | 7.36 | 0.7 | 0 | 7.87 | 1.6 | 0 | 2.58 | DEER:Res:ClothesDishWasher | Annual | 2 |  | Appl-CW-Front-ElecDHW-GasDry-Tier3DEER2017 | Appl-CW-Front-ElecDHW-GasDry-Tier3AnyMFm2003CZ03DEER2017 | 1811
Appl-CW-Front-ElecDHW-GasDry-Tier3 | DEER2017 | D17 v3 |  | Any | MFm | 2003 | CZ04 | rDXGF | Household | 1 | 998.7 | None | 0 | -0.001 | 7.91 | 0.4 | -0.001 | 7.36 | 0 | -0.001 | 7.91 | 0.4 | -0.001 | 2.71 | DEER:Res:ClothesDishWasher | Annual | 2 |  | Appl-CW-Front-ElecDHW-GasDry-Tier3DEER2017 | Appl-CW-Front-ElecDHW-GasDry-Tier3AnyMFm2003CZ04DEER2017 | 1812
Appl-CW-Front-ElecDHW-GasDry-Tier3 | DEER2017 | D17 v3 |  | Any | MFm | 2003 | CZ05 | rDXGF | Household | 1 | 998.7 | None | 1.1 | 0 | 7.87 | 2 | 0.001 | 7.36 | 1.1 | 0 | 7.87 | 2 | 0.001 | 2.66 | DEER:Res:ClothesDishWasher | Annual | 2 |  | Appl-CW-Front-ElecDHW-GasDry-Tier3DEER2017 | Appl-CW-Front-ElecDHW-GasDry-Tier3AnyMFm2003CZ05DEER2017 | 1813
Appl-CW-Front-ElecDHW-GasDry-Tier3 | DEER2017 | D17 v3 |  | Any | MFm | 2003 | CZ06 | rDXGF | Household | 1 | 1206 | None | 0.6 | 0.002 | 8 | 1.2 | 0.001 | 7.46 | 0.6 | 0.002 | 8 | 1.2 | 0.001 | 2.7 | DEER:Res:ClothesDishWasher | Annual | 2 |  | Appl-CW-Front-ElecDHW-GasDry-Tier3DEER2017 | Appl-CW-Front-ElecDHW-GasDry-Tier3AnyMFm2003CZ06DEER2017 | 1814
Appl-CW-Front-ElecDHW-GasDry-Tier3 | DEER2017 | D17 v3 |  | Any | MFm | 2003 | CZ07 | rDXGF | Household | 1 | 1206 | None | 1.1 | 0.001 | 8.02 | 1.5 | 0.001 | 7.47 | 1.1 | 0.001 | 8.02 | 1.5 | 0.001 | 2.61 | DEER:Res:ClothesDishWasher | Annual | 2 |  | Appl-CW-Front-ElecDHW-GasDry-Tier3DEER2017 | Appl-CW-Front-ElecDHW-GasDry-Tier3AnyMFm2003CZ07DEER2017 | 1815
Appl-CW-Front-ElecDHW-GasDry-Tier3 | DEER2017 | D17 v3 |  | Any | MFm | 2003 | CZ08 | rDXGF | Household | 1 | 1206 | None | 0.8 | 0.002 | 8.03 | 1.2 | 0.001 | 7.48 | 0.8 | 0.002 | 8.03 | 1.2 | 0.001 | 2.68 | DEER:Res:ClothesDishWasher | Annual | 2 |  | Appl-CW-Front-ElecDHW-GasDry-Tier3DEER2017 | Appl-CW-Front-ElecDHW-GasDry-Tier3AnyMFm2003CZ08DEER2017 | 1816
Appl-CW-Front-ElecDHW-GasDry-Tier3 | DEER2017 | D17 v3 |  | Any | MFm | 2003 | CZ09 | rDXGF | Household | 1 | 1126.6 | None | 0.7 | 0.002 | 8 | 1.1 | 0.002 | 7.45 | 0.7 | 0.002 | 8 | 1.1 | 0.002 | 2.68 | DEER:Res:ClothesDishWasher | Annual | 2 |  | Appl-CW-Front-ElecDHW-GasDry-Tier3DEER2017 | Appl-CW-Front-ElecDHW-GasDry-Tier3AnyMFm2003CZ09DEER2017 | 1817
Appl-CW-Front-ElecDHW-GasDry-Tier3 | DEER2017 | D17 v3 |  | Any | MFm | 2003 | CZ10 | rDXGF | Household | 1 | 1073.2 | None | 0.6 | 0.002 | 8.05 | 0.1 | 0 | 7.46 | 0.6 | 0.002 | 8.05 | 0.1 | 0 | 2.69 | DEER:Res:ClothesDishWasher | Annual | 2 |  | Appl-CW-Front-ElecDHW-GasDry-Tier3DEER2017 | Appl-CW-Front-ElecDHW-GasDry-Tier3AnyMFm2003CZ10DEER2017 | 1818
Appl-CW-Front-ElecDHW-GasDry-Tier3 | DEER2017 | D17 v3 |  | Any | MFm | 2003 | CZ11 | rDXGF | Household | 1 | 1073.2 | None | 1.4 | 0 | 7.95 | 1.8 | 0 | 7.42 | 1.4 | 0 | 7.95 | 1.8 | 0 | 2.65 | DEER:Res:ClothesDishWasher | Annual | 2 |  | Appl-CW-Front-ElecDHW-GasDry-Tier3DEER2017 | Appl-CW-Front-ElecDHW-GasDry-Tier3AnyMFm2003CZ11DEER2017 | 1819
Appl-CW-Front-ElecDHW-GasDry-Tier3 | DEER2017 | D17 v3 |  | Any | MFm | 2003 | CZ12 | rDXGF | Household | 1 | 1073.2 | None | 1.7 | 0.001 | 7.98 | 2.1 | 0.001 | 7.44 | 1.7 | 0.001 | 7.98 | 2.1 | 0.001 | 2.68 | DEER:Res:ClothesDishWasher | Annual | 2 |  | Appl-CW-Front-ElecDHW-GasDry-Tier3DEER2017 | Appl-CW-Front-ElecDHW-GasDry-Tier3AnyMFm2003CZ12DEER2017 | 1820
Appl-CW-Front-ElecDHW-GasDry-Tier3 | DEER2017 | D17 v3 |  | Any | MFm | 2003 | CZ13 | rDXGF | Household | 1 | 1073.2 | None | 1.3 | 0.001 | 7.98 | 1.5 | 0.001 | 7.44 | 1.3 | 0.001 | 7.98 | 1.5 | 0.001 | 3 | DEER:Res:ClothesDishWasher | Annual | 2 |  | Appl-CW-Front-ElecDHW-GasDry-Tier3DEER2017 | Appl-CW-Front-ElecDHW-GasDry-Tier3AnyMFm2003CZ13DEER2017 | 1821
Appl-CW-Front-ElecDHW-GasDry-Tier3 | DEER2017 | D17 v3 |  | Any | MFm | 2003 | CZ14 | rDXGF | Household | 1 | 1094.6 | None | 1.9 | 0 | 7.96 | 2.2 | 0 | 7.42 | 1.9 | 0 | 7.96 | 2.2 | 0 | 3.03 | DEER:Res:ClothesDishWasher | Annual | 2 |  | Appl-CW-Front-ElecDHW-GasDry-Tier3DEER2017 | Appl-CW-Front-ElecDHW-GasDry-Tier3AnyMFm2003CZ14DEER2017 | 1822
Appl-CW-Front-ElecDHW-GasDry-Tier3 | DEER2017 | D17 v3 |  | Any | MFm | 2003 | CZ15 | rDXGF | Household | 1 | 1094.6 | None | -0.5 | 0 | 8.1 | -0.7 | 0 | 7.54 | -0.5 | 0 | 8.1 | -0.7 | 0 | 2.95 | DEER:Res:ClothesDishWasher | Annual | 2 |  | Appl-CW-Front-ElecDHW-GasDry-Tier3DEER2017 | Appl-CW-Front-ElecDHW-GasDry-Tier3AnyMFm2003CZ15DEER2017 | 1823
Appl-CW-Front-ElecDHW-GasDry-Tier3 | DEER2017 | D17 v3 |  | Any | MFm | 2003 | CZ16 | rDXGF | Household | 1 | 998.7 | None | 3.5 | 0.001 | 7.89 | 4.2 | 0.001 | 7.37 | 3.5 | 0.001 | 7.89 | 4.2 | 0.001 | 3.02 | DEER:Res:ClothesDishWasher | Annual | 2 |  | Appl-CW-Front-ElecDHW-GasDry-Tier3DEER2017 | Appl-CW-Front-ElecDHW-GasDry-Tier3AnyMFm2003CZ16DEER2017 | 1824
Appl-CW-Front-ElecDHW-GasDry-Tier3 | DEER2017 | D17 v3 |  | Any | MFm | 2007 | CZ01 | rDXGF | Household | 1 | 998.7 | None | 1.7 | 0 | 7.74 | 2.8 | 0 | 7.27 | 1.7 | 0 | 7.74 | 2.8 | 0 | 2.95 | DEER:Res:ClothesDishWasher | Annual | 2 |  | Appl-CW-Front-ElecDHW-GasDry-Tier3DEER2017 | Appl-CW-Front-ElecDHW-GasDry-Tier3AnyMFm2007CZ01DEER2017 | 1825
Appl-CW-Front-ElecDHW-GasDry-Tier3 | DEER2017 | D17 v3 |  | Any | MFm | 2007 | CZ02 | rDXGF | Household | 1 | 1073.2 | None | 2.2 | 0.001 | 8.07 | 2.2 | 0.001 | 7.41 | 2.2 | 0.001 | 8.07 | 2.2 | 0.001 | 3.05 | DEER:Res:ClothesDishWasher | Annual | 2 |  | Appl-CW-Front-ElecDHW-GasDry-Tier3DEER2017 | Appl-CW-Front-ElecDHW-GasDry-Tier3AnyMFm2007CZ02DEER2017 | 1826
Appl-CW-Front-ElecDHW-GasDry-Tier3 | DEER2017 | D17 v3 |  | Any | MFm | 2007 | CZ03 | rDXGF | Household | 1 | 998.7 | None | 0.6 | 0 | 7.88 | 1.5 | 0 | 7.33 | 0.6 | 0 | 7.88 | 1.5 | 0 | 3.07 | DEER:Res:ClothesDishWasher | Annual | 2 |  | Appl-CW-Front-ElecDHW-GasDry-Tier3DEER2017 | Appl-CW-Front-ElecDHW-GasDry-Tier3AnyMFm2007CZ03DEER2017 | 1827
Appl-CW-Front-ElecDHW-GasDry-Tier3 | DEER2017 | D17 v3 |  | Any | MFm | 2007 | CZ04 | rDXGF | Household | 1 | 998.7 | None | 0.8 | 0 | 7.98 | 1.3 | 0 | 7.44 | 0.8 | 0 | 7.98 | 1.3 | 0 | 3.05 | DEER:Res:ClothesDishWasher | Annual | 2 |  | Appl-CW-Front-ElecDHW-GasDry-Tier3DEER2017 | Appl-CW-Front-ElecDHW-GasDry-Tier3AnyMFm2007CZ04DEER2017 | 1828
Appl-CW-Front-ElecDHW-GasDry-Tier3 | DEER2017 | D17 v3 |  | Any | MFm | 2007 | CZ05 | rDXGF | Household | 1 | 998.7 | None | 1.1 | 0 | 7.92 | 1.9 | 0 | 7.39 | 1.1 | 0 | 7.92 | 1.9 | 0 | 3.08 | DEER:Res:ClothesDishWasher | Annual | 2 |  | Appl-CW-Front-ElecDHW-GasDry-Tier3DEER2017 | Appl-CW-Front-ElecDHW-GasDry-Tier3AnyMFm2007CZ05DEER2017 | 1829
Appl-CW-Front-ElecDHW-GasDry-Tier3 | DEER2017 | D17 v3 |  | Any | MFm | 2007 | CZ06 | rDXGF | Household | 1 | 1206 | None | 0.8 | 0.001 | 7.98 | 1.3 | 0.001 | 7.44 | 0.8 | 0.001 | 7.98 | 1.3 | 0.001 | 3.01 | DEER:Res:ClothesDishWasher | Annual | 2 |  | Appl-CW-Front-ElecDHW-GasDry-Tier3DEER2017 | Appl-CW-Front-ElecDHW-GasDry-Tier3AnyMFm2007CZ06DEER2017 | 1830
Appl-CW-Front-ElecDHW-GasDry-Tier3 | DEER2017 | D17 v3 |  | Any | MFm | 2007 | CZ07 | rDXGF | Household | 1 | 1206 | None | 1.3 | 0.001 | 8.01 | 4.4 | 0.005 | 7.82 | 1.3 | 0.001 | 8.01 | 4.4 | 0.005 | 3.16 | DEER:Res:ClothesDishWasher | Annual | 2 |  | Appl-CW-Front-ElecDHW-GasDry-Tier3DEER2017 | Appl-CW-Front-ElecDHW-GasDry-Tier3AnyMFm2007CZ07DEER2017 | 1831
Appl-CW-Front-ElecDHW-GasDry-Tier3 | DEER2017 | D17 v3 |  | Any | MFm | 2007 | CZ08 | rDXGF | Household | 1 | 1206 | None | 0.9 | 0 | 8.03 | 1.3 | 0 | 7.48 | 0.9 | 0 | 8.03 | 1.3 | 0 | 3.17 | DEER:Res:ClothesDishWasher | Annual | 2 |  | Appl-CW-Front-ElecDHW-GasDry-Tier3DEER2017 | Appl-CW-Front-ElecDHW-GasDry-Tier3AnyMFm2007CZ08DEER2017 | 1832
Appl-CW-Front-ElecDHW-GasDry-Tier3 | DEER2017 | D17 v3 |  | Any | MFm | 2007 | CZ09 | rDXGF | Household | 1 | 1126.6 | None | 0.6 | 0.001 | 8.01 | 1 | 0.001 | 7.47 | 0.6 | 0.001 | 8.01 | 1 | 0.001 | 3.19 | DEER:Res:ClothesDishWasher | Annual | 2 |  | Appl-CW-Front-ElecDHW-GasDry-Tier3DEER2017 | Appl-CW-Front-ElecDHW-GasDry-Tier3AnyMFm2007CZ09DEER2017 | 1833
Appl-CW-Front-ElecDHW-GasDry-Tier3 | DEER2017 | D17 v3 |  | Any | MFm | 2007 | CZ10 | rDXGF | Household | 1 | 1073.2 | None | 1.6 | 0.002 | 8.08 | 0.3 | 0 | 7.45 | 1.6 | 0.002 | 8.08 | 0.3 | 0 | 3.22 | DEER:Res:ClothesDishWasher | Annual | 2 |  | Appl-CW-Front-ElecDHW-GasDry-Tier3DEER2017 | Appl-CW-Front-ElecDHW-GasDry-Tier3AnyMFm2007CZ10DEER2017 | 1834
Appl-CW-Front-ElecDHW-GasDry-Tier3 | DEER2017 | D17 v3 |  | Any | MFm | 2007 | CZ11 | rDXGF | Household | 1 | 1073.2 | None | 1 | 0 | 7.95 | 1.4 | 0 | 7.42 | 1 | 0 | 7.95 | 1.4 | 0 | 3.11 | DEER:Res:ClothesDishWasher | Annual | 2 |  | Appl-CW-Front-ElecDHW-GasDry-Tier3DEER2017 | Appl-CW-Front-ElecDHW-GasDry-Tier3AnyMFm2007CZ11DEER2017 | 1835
Appl-CW-Front-ElecDHW-GasDry-Tier3 | DEER2017 | D17 v3 |  | Any | MFm | 2007 | CZ12 | rDXGF | Household | 1 | 1073.2 | None | 1.5 | 0.001 | 7.97 | 2 | 0.001 | 7.44 | 1.5 | 0.001 | 7.97 | 2 | 0.001 | 3.23 | DEER:Res:ClothesDishWasher | Annual | 2 |  | Appl-CW-Front-ElecDHW-GasDry-Tier3DEER2017 | Appl-CW-Front-ElecDHW-GasDry-Tier3AnyMFm2007CZ12DEER2017 | 1836
Appl-CW-Front-ElecDHW-GasDry-Tier3 | DEER2017 | D17 v3 |  | Any | MFm | 2007 | CZ13 | rDXGF | Household | 1 | 1073.2 | None | 1.1 | 0 | 7.97 | 1.5 | 0 | 7.43 | 1.1 | 0 | 7.97 | 1.5 | 0 | 3.22 | DEER:Res:ClothesDishWasher | Annual | 2 |  | Appl-CW-Front-ElecDHW-GasDry-Tier3DEER2017 | Appl-CW-Front-ElecDHW-GasDry-Tier3AnyMFm2007CZ13DEER2017 | 1837
Appl-CW-Front-ElecDHW-GasDry-Tier3 | DEER2017 | D17 v3 |  | Any | MFm | 2007 | CZ14 | rDXGF | Household | 1 | 1094.6 | None | 1.9 | 0.001 | 7.97 | 2.2 | 0 | 7.44 | 1.9 | 0.001 | 7.97 | 2.2 | 0 | 3.22 | DEER:Res:ClothesDishWasher | Annual | 2 |  | Appl-CW-Front-ElecDHW-GasDry-Tier3DEER2017 | Appl-CW-Front-ElecDHW-GasDry-Tier3AnyMFm2007CZ14DEER2017 | 1838
Appl-CW-Front-ElecDHW-GasDry-Tier3 | DEER2017 | D17 v3 |  | Any | MFm | 2007 | CZ15 | rDXGF | Household | 1 | 1094.6 | None | -0.9 | 0 | 8.1 | -1 | 0 | 7.54 | -0.9 | 0 | 8.1 | -1 | 0 | 3.19 | DEER:Res:ClothesDishWasher | Annual | 2 |  | Appl-CW-Front-ElecDHW-GasDry-Tier3DEER2017 | Appl-CW-Front-ElecDHW-GasDry-Tier3AnyMFm2007CZ15DEER2017 | 1839
Appl-CW-Front-ElecDHW-GasDry-Tier3 | DEER2017 | D17 v3 |  | Any | MFm | 2007 | CZ16 | rDXGF | Household | 1 | 998.7 | None | 3.3 | 0.001 | 7.88 | 4 | 0.001 | 7.36 | 3.3 | 0.001 | 7.88 | 4 | 0.001 | 3.2 | DEER:Res:ClothesDishWasher | Annual | 2 |  | Appl-CW-Front-ElecDHW-GasDry-Tier3DEER2017 | Appl-CW-Front-ElecDHW-GasDry-Tier3AnyMFm2007CZ16DEER2017 | 1840
Appl-CW-Front-ElecDHW-GasDry-Tier3 | DEER2017 | D17 v3 |  | Any | MFm | 2011 | CZ01 | rDXGF | Household | 1 | 998.7 | None | 1.8 | 0.001 | 7.79 | 2.9 | 0.001 | 7.35 | 1.8 | 0.001 | 7.79 | 2.9 | 0.001 | 2.67 | DEER:Res:ClothesDishWasher | Annual | 2 |  | Appl-CW-Front-ElecDHW-GasDry-Tier3DEER2017 | Appl-CW-Front-ElecDHW-GasDry-Tier3AnyMFm2011CZ01DEER2017 | 1841
Appl-CW-Front-ElecDHW-GasDry-Tier3 | DEER2017 | D17 v3 |  | Any | MFm | 2011 | CZ02 | rDXGF | Household | 1 | 1073.2 | None | 1.6 | 0.001 | 7.97 | 2.3 | 0.001 | 7.43 | 1.6 | 0.001 | 7.97 | 2.3 | 0.001 | 2.68 | DEER:Res:ClothesDishWasher | Annual | 2 |  | Appl-CW-Front-ElecDHW-GasDry-Tier3DEER2017 | Appl-CW-Front-ElecDHW-GasDry-Tier3AnyMFm2011CZ02DEER2017 | 1842
Appl-CW-Front-ElecDHW-GasDry-Tier3 | DEER2017 | D17 v3 |  | Any | MFm | 2011 | CZ03 | rDXGF | Household | 1 | 998.7 | None | 0.7 | 0 | 7.89 | 1.5 | 0 | 7.37 | 0.7 | 0 | 7.89 | 1.5 | 0 | 2.66 | DEER:Res:ClothesDishWasher | Annual | 2 |  | Appl-CW-Front-ElecDHW-GasDry-Tier3DEER2017 | Appl-CW-Front-ElecDHW-GasDry-Tier3AnyMFm2011CZ03DEER2017 | 1843
Appl-CW-Front-ElecDHW-GasDry-Tier3 | DEER2017 | D17 v3 |  | Any | MFm | 2011 | CZ04 | rDXGF | Household | 1 | 998.7 | None | 0 | -0.002 | 7.99 | 0.5 | -0.002 | 7.44 | 0 | -0.002 | 7.99 | 0.5 | -0.002 | 2.65 | DEER:Res:ClothesDishWasher | Annual | 2 |  | Appl-CW-Front-ElecDHW-GasDry-Tier3DEER2017 | Appl-CW-Front-ElecDHW-GasDry-Tier3AnyMFm2011CZ04DEER2017 | 1844
Appl-CW-Front-ElecDHW-GasDry-Tier3 | DEER2017 | D17 v3 |  | Any | MFm | 2011 | CZ05 | rDXGF | Household | 1 | 998.7 | None | 1.2 | 0 | 7.92 | 2.1 | 0 | 7.39 | 1.2 | 0 | 7.92 | 2.1 | 0 | 2.62 | DEER:Res:ClothesDishWasher | Annual | 2 |  | Appl-CW-Front-ElecDHW-GasDry-Tier3DEER2017 | Appl-CW-Front-ElecDHW-GasDry-Tier3AnyMFm2011CZ05DEER2017 | 1845
Appl-CW-Front-ElecDHW-GasDry-Tier3 | DEER2017 | D17 v3 |  | Any | MFm | 2011 | CZ06 | rDXGF | Household | 1 | 1206 | None | 0.8 | 0.001 | 7.98 | 1.2 | 0.001 | 7.45 | 0.8 | 0.001 | 7.98 | 1.2 | 0.001 | 2.61 | DEER:Res:ClothesDishWasher | Annual | 2 |  | Appl-CW-Front-ElecDHW-GasDry-Tier3DEER2017 | Appl-CW-Front-ElecDHW-GasDry-Tier3AnyMFm2011CZ06DEER2017 | 1846
Appl-CW-Front-ElecDHW-GasDry-Tier3 | DEER2017 | D17 v3 |  | Any | MFm | 2011 | CZ07 | rDXGF | Household | 1 | 1206 | None | 1.9 | 0.001 | 8.03 | 2.1 | 0.001 | 7.48 | 1.9 | 0.001 | 8.03 | 2.1 | 0.001 | 2.74 | DEER:Res:ClothesDishWasher | Annual | 2 |  | Appl-CW-Front-ElecDHW-GasDry-Tier3DEER2017 | Appl-CW-Front-ElecDHW-GasDry-Tier3AnyMFm2011CZ07DEER2017 | 1847
Appl-CW-Front-ElecDHW-GasDry-Tier3 | DEER2017 | D17 v3 |  | Any | MFm | 2011 | CZ08 | rDXGF | Household | 1 | 1206 | None | 1.8 | 0.001 | 8.07 | -0.6 | -0.003 | 7.43 | 1.8 | 0.001 | 8.07 | -0.6 | -0.003 | 2.53 | DEER:Res:ClothesDishWasher | Annual | 2 |  | Appl-CW-Front-ElecDHW-GasDry-Tier3DEER2017 | Appl-CW-Front-ElecDHW-GasDry-Tier3AnyMFm2011CZ08DEER2017 | 1848
Appl-CW-Front-ElecDHW-GasDry-Tier3 | DEER2017 | D17 v3 |  | Any | MFm | 2011 | CZ09 | rDXGF | Household | 1 | 1126.6 | None | 0.9 | 0.001 | 8.03 | 1.2 | 0.001 | 7.48 | 0.9 | 0.001 | 8.03 | 1.2 | 0.001 | 2.65 | DEER:Res:ClothesDishWasher | Annual | 2 |  | Appl-CW-Front-ElecDHW-GasDry-Tier3DEER2017 | Appl-CW-Front-ElecDHW-GasDry-Tier3AnyMFm2011CZ09DEER2017 | 1849
Appl-CW-Front-ElecDHW-GasDry-Tier3 | DEER2017 | D17 v3 |  | Any | MFm | 2011 | CZ10 | rDXGF | Household | 1 | 1073.2 | None | 0.8 | 0.001 | 8.05 | 1.2 | 0.001 | 7.5 | 0.8 | 0.001 | 8.05 | 1.2 | 0.001 | 2.6 | DEER:Res:ClothesDishWasher | Annual | 2 |  | Appl-CW-Front-ElecDHW-GasDry-Tier3DEER2017 | Appl-CW-Front-ElecDHW-GasDry-Tier3AnyMFm2011CZ10DEER2017 | 1850
Appl-CW-Front-ElecDHW-GasDry-Tier3 | DEER2017 | D17 v3 |  | Any | MFm | 2011 | CZ11 | rDXGF | Household | 1 | 1073.2 | None | 1.1 | 0 | 7.96 | 1.4 | 0 | 7.43 | 1.1 | 0 | 7.96 | 1.4 | 0 | 2.66 | DEER:Res:ClothesDishWasher | Annual | 2 |  | Appl-CW-Front-ElecDHW-GasDry-Tier3DEER2017 | Appl-CW-Front-ElecDHW-GasDry-Tier3AnyMFm2011CZ11DEER2017 | 1851
Appl-CW-Front-ElecDHW-GasDry-Tier3 | DEER2017 | D17 v3 |  | Any | MFm | 2011 | CZ12 | rDXGF | Household | 1 | 1073.2 | None | 1.6 | 0.001 | 7.99 | 2 | 0 | 7.45 | 1.6 | 0.001 | 7.99 | 2 | 0 | 2.74 | DEER:Res:ClothesDishWasher | Annual | 2 |  | Appl-CW-Front-ElecDHW-GasDry-Tier3DEER2017 | Appl-CW-Front-ElecDHW-GasDry-Tier3AnyMFm2011CZ12DEER2017 | 1852
Appl-CW-Front-ElecDHW-GasDry-Tier3 | DEER2017 | D17 v3 |  | Any | MFm | 2011 | CZ13 | rDXGF | Household | 1 | 1073.2 | None | 1.3 | 0.001 | 7.98 | 1.6 | 0.001 | 7.44 | 1.3 | 0.001 | 7.98 | 1.6 | 0.001 | 2.73 | DEER:Res:ClothesDishWasher | Annual | 2 |  | Appl-CW-Front-ElecDHW-GasDry-Tier3DEER2017 | Appl-CW-Front-ElecDHW-GasDry-Tier3AnyMFm2011CZ13DEER2017 | 1853
Appl-CW-Front-ElecDHW-GasDry-Tier3 | DEER2017 | D17 v3 |  | Any | MFm | 2011 | CZ14 | rDXGF | Household | 1 | 1094.6 | None | 1.8 | 0 | 7.97 | 2.2 | 0 | 7.44 | 1.8 | 0 | 7.97 | 2.2 | 0 | 2.71 | DEER:Res:ClothesDishWasher | Annual | 2 |  | Appl-CW-Front-ElecDHW-GasDry-Tier3DEER2017 | Appl-CW-Front-ElecDHW-GasDry-Tier3AnyMFm2011CZ14DEER2017 | 1854
Appl-CW-Front-ElecDHW-GasDry-Tier3 | DEER2017 | D17 v3 |  | Any | MFm | 2011 | CZ15 | rDXGF | Household | 1 | 1094.6 | None | -0.8 | 0 | 8.1 | -0.8 | -0.001 | 7.54 | -0.8 | 0 | 8.1 | -0.8 | -0.001 | 2.69 | DEER:Res:ClothesDishWasher | Annual | 2 |  | Appl-CW-Front-ElecDHW-GasDry-Tier3DEER2017 | Appl-CW-Front-ElecDHW-GasDry-Tier3AnyMFm2011CZ15DEER2017 | 1855
Appl-CW-Front-ElecDHW-GasDry-Tier3 | DEER2017 | D17 v3 |  | Any | MFm | 2011 | CZ16 | rDXGF | Household | 1 | 998.7 | None | 3.4 | 0.001 | 7.89 | 4.1 | 0.001 | 7.37 | 3.4 | 0.001 | 7.89 | 4.1 | 0.001 | 2.69 | DEER:Res:ClothesDishWasher | Annual | 2 |  | Appl-CW-Front-ElecDHW-GasDry-Tier3DEER2017 | Appl-CW-Front-ElecDHW-GasDry-Tier3AnyMFm2011CZ16DEER2017 | 1856
Appl-CW-Front-ElecDHW-GasDry-Tier3 | DEER2017 | D17 v3 |  | Any | MFm | 2015 | CZ01 | rDXGF | Household | 1 | 998.7 | None | 1.9 | 0.001 | 7.82 | 2.9 | 0.001 | 7.29 | 1.9 | 0.001 | 7.82 | 2.9 | 0.001 | 2.78 | DEER:Res:ClothesDishWasher | Annual | 2 |  | Appl-CW-Front-ElecDHW-GasDry-Tier3DEER2017 | Appl-CW-Front-ElecDHW-GasDry-Tier3AnyMFm2015CZ01DEER2017 | 1857
Appl-CW-Front-ElecDHW-GasDry-Tier3 | DEER2017 | D17 v3 |  | Any | MFm | 2015 | CZ02 | rDXGF | Household | 1 | 1073.2 | None | 1.7 | 0.001 | 7.97 | 2.4 | 0.001 | 7.43 | 1.7 | 0.001 | 7.97 | 2.4 | 0.001 | 2.65 | DEER:Res:ClothesDishWasher | Annual | 2 |  | Appl-CW-Front-ElecDHW-GasDry-Tier3DEER2017 | Appl-CW-Front-ElecDHW-GasDry-Tier3AnyMFm2015CZ02DEER2017 | 1858
Appl-CW-Front-ElecDHW-GasDry-Tier3 | DEER2017 | D17 v3 |  | Any | MFm | 2015 | CZ03 | rDXGF | Household | 1 | 998.7 | None | 0.8 | 0.001 | 7.95 | 1.6 | 0.001 | 7.41 | 0.8 | 0.001 | 7.95 | 1.6 | 0.001 | 2.71 | DEER:Res:ClothesDishWasher | Annual | 2 |  | Appl-CW-Front-ElecDHW-GasDry-Tier3DEER2017 | Appl-CW-Front-ElecDHW-GasDry-Tier3AnyMFm2015CZ03DEER2017 | 1859
Appl-CW-Front-ElecDHW-GasDry-Tier3 | DEER2017 | D17 v3 |  | Any | MFm | 2015 | CZ04 | rDXGF | Household | 1 | 998.7 | None | 2.2 | 0.002 | 8.05 | 2.7 | 0.002 | 7.5 | 2.2 | 0.002 | 8.05 | 2.7 | 0.002 | 2.99 | DEER:Res:ClothesDishWasher | Annual | 2 |  | Appl-CW-Front-ElecDHW-GasDry-Tier3DEER2017 | Appl-CW-Front-ElecDHW-GasDry-Tier3AnyMFm2015CZ04DEER2017 | 1860
Appl-CW-Front-ElecDHW-GasDry-Tier3 | DEER2017 | D17 v3 |  | Any | MFm | 2015 | CZ05 | rDXGF | Household | 1 | 998.7 | None | 1.5 | 0.001 | 8.02 | 2.3 | 0.001 | 7.48 | 1.5 | 0.001 | 8.02 | 2.3 | 0.001 | 2.99 | DEER:Res:ClothesDishWasher | Annual | 2 |  | Appl-CW-Front-ElecDHW-GasDry-Tier3DEER2017 | Appl-CW-Front-ElecDHW-GasDry-Tier3AnyMFm2015CZ05DEER2017 | 1861
Appl-CW-Front-ElecDHW-GasDry-Tier3 | DEER2017 | D17 v3 |  | Any | MFm | 2015 | CZ06 | rDXGF | Household | 1 | 1206 | None | 0.7 | 0.001 | 7.97 | 1.2 | 0.001 | 7.44 | 0.7 | 0.001 | 7.97 | 1.2 | 0.001 | 3.11 | DEER:Res:ClothesDishWasher | Annual | 2 |  | Appl-CW-Front-ElecDHW-GasDry-Tier3DEER2017 | Appl-CW-Front-ElecDHW-GasDry-Tier3AnyMFm2015CZ06DEER2017 | 1862
Appl-CW-Front-ElecDHW-GasDry-Tier3 | DEER2017 | D17 v3 |  | Any | MFm | 2015 | CZ07 | rDXGF | Household | 1 | 1206 | None | 0.9 | 0.001 | 8.02 | 1.3 | 0.001 | 7.47 | 0.9 | 0.001 | 8.02 | 1.3 | 0.001 | 3.11 | DEER:Res:ClothesDishWasher | Annual | 2 |  | Appl-CW-Front-ElecDHW-GasDry-Tier3DEER2017 | Appl-CW-Front-ElecDHW-GasDry-Tier3AnyMFm2015CZ07DEER2017 | 1863
Appl-CW-Front-ElecDHW-GasDry-Tier3 | DEER2017 | D17 v3 |  | Any | MFm | 2015 | CZ08 | rDXGF | Household | 1 | 1206 | None | 0.8 | 0.001 | 8.04 | 1.3 | 0.001 | 7.49 | 0.8 | 0.001 | 8.04 | 1.3 | 0.001 | 3.15 | DEER:Res:ClothesDishWasher | Annual | 2 |  | Appl-CW-Front-ElecDHW-GasDry-Tier3DEER2017 | Appl-CW-Front-ElecDHW-GasDry-Tier3AnyMFm2015CZ08DEER2017 | 1864
Appl-CW-Front-ElecDHW-GasDry-Tier3 | DEER2017 | D17 v3 |  | Any | MFm | 2015 | CZ09 | rDXGF | Household | 1 | 1126.6 | None | 0.8 | 0.001 | 8.03 | 1.1 | 0.001 | 7.47 | 0.8 | 0.001 | 8.03 | 1.1 | 0.001 | 3.14 | DEER:Res:ClothesDishWasher | Annual | 2 |  | Appl-CW-Front-ElecDHW-GasDry-Tier3DEER2017 | Appl-CW-Front-ElecDHW-GasDry-Tier3AnyMFm2015CZ09DEER2017 | 1865
Appl-CW-Front-ElecDHW-GasDry-Tier3 | DEER2017 | D17 v3 |  | Any | MFm | 2015 | CZ10 | rDXGF | Household | 1 | 1073.2 | None | -0.5 | 0 | 8.02 | -0.1 | -0.001 | 7.47 | -0.5 | 0 | 8.02 | -0.1 | -0.001 | 3.13 | DEER:Res:ClothesDishWasher | Annual | 2 |  | Appl-CW-Front-ElecDHW-GasDry-Tier3DEER2017 | Appl-CW-Front-ElecDHW-GasDry-Tier3AnyMFm2015CZ10DEER2017 | 1866
Appl-CW-Front-ElecDHW-GasDry-Tier3 | DEER2017 | D17 v3 |  | Any | MFm | 2015 | CZ11 | rDXGF | Household | 1 | 1073.2 | None | 1.2 | 0 | 7.97 | 1.6 | 0 | 7.43 | 1.2 | 0 | 7.97 | 1.6 | 0 | 3.08 | DEER:Res:ClothesDishWasher | Annual | 2 |  | Appl-CW-Front-ElecDHW-GasDry-Tier3DEER2017 | Appl-CW-Front-ElecDHW-GasDry-Tier3AnyMFm2015CZ11DEER2017 | 1867
Appl-CW-Front-ElecDHW-GasDry-Tier3 | DEER2017 | D17 v3 |  | Any | MFm | 2015 | CZ12 | rDXGF | Household | 1 | 1073.2 | None | 1.3 | 0.001 | 7.98 | 1.8 | 0 | 7.44 | 1.3 | 0.001 | 7.98 | 1.8 | 0 | 3.06 | DEER:Res:ClothesDishWasher | Annual | 2 |  | Appl-CW-Front-ElecDHW-GasDry-Tier3DEER2017 | Appl-CW-Front-ElecDHW-GasDry-Tier3AnyMFm2015CZ12DEER2017 | 1868
Appl-CW-Front-ElecDHW-GasDry-Tier3 | DEER2017 | D17 v3 |  | Any | MFm | 2015 | CZ13 | rDXGF | Household | 1 | 1073.2 | None | 1 | 0.001 | 7.99 | 1.4 | 0.001 | 7.45 | 1 | 0.001 | 7.99 | 1.4 | 0.001 | 3.09 | DEER:Res:ClothesDishWasher | Annual | 2 |  | Appl-CW-Front-ElecDHW-GasDry-Tier3DEER2017 | Appl-CW-Front-ElecDHW-GasDry-Tier3AnyMFm2015CZ13DEER2017 | 1869
Appl-CW-Front-ElecDHW-GasDry-Tier3 | DEER2017 | D17 v3 |  | Any | MFm | 2015 | CZ14 | rDXGF | Household | 1 | 1094.6 | None | 1.6 | 0.001 | 7.96 | 2 | 0 | 7.43 | 1.6 | 0.001 | 7.96 | 2 | 0 | 3.13 | DEER:Res:ClothesDishWasher | Annual | 2 |  | Appl-CW-Front-ElecDHW-GasDry-Tier3DEER2017 | Appl-CW-Front-ElecDHW-GasDry-Tier3AnyMFm2015CZ14DEER2017 | 1870
Appl-CW-Front-ElecDHW-GasDry-Tier3 | DEER2017 | D17 v3 |  | Any | MFm | 2015 | CZ15 | rDXGF | Household | 1 | 1094.6 | None | -1 | 0 | 8.11 | -1.1 | 0 | 7.54 | -1 | 0 | 8.11 | -1.1 | 0 | 3.32 | DEER:Res:ClothesDishWasher | Annual | 2 |  | Appl-CW-Front-ElecDHW-GasDry-Tier3DEER2017 | Appl-CW-Front-ElecDHW-GasDry-Tier3AnyMFm2015CZ15DEER2017 | 1871
Appl-CW-Front-ElecDHW-GasDry-Tier3 | DEER2017 | D17 v3 |  | Any | MFm | 2015 | CZ16 | rDXGF | Household | 1 | 998.7 | None | 3.2 | 0.001 | 7.86 | 4 | 0.001 | 7.34 | 3.2 | 0.001 | 7.86 | 4 | 0.001 | 3.31 | DEER:Res:ClothesDishWasher | Annual | 2 |  | Appl-CW-Front-ElecDHW-GasDry-Tier3DEER2017 | Appl-CW-Front-ElecDHW-GasDry-Tier3AnyMFm2015CZ16DEER2017 | 1872
Appl-CW-Front-ElecDHW-GasDry-Tier3 | DEER2017 | D17 v3 |  | Any | MFm | 2017 | CZ01 | rDXGF | Household | 1 | 998.7 | None | 1.7 | 0 | 7.73 | 3 | 0 | 7.41 | 1.7 | 0 | 7.73 | 3 | 0 | 3.29 | DEER:Res:ClothesDishWasher | Annual | 2 |  | Appl-CW-Front-ElecDHW-GasDry-Tier3DEER2017 | Appl-CW-Front-ElecDHW-GasDry-Tier3AnyMFm2017CZ01DEER2017 | 1873
Appl-CW-Front-ElecDHW-GasDry-Tier3 | DEER2017 | D17 v3 |  | Any | MFm | 2017 | CZ02 | rDXGF | Household | 1 | 1073.2 | None | 1.7 | 0.001 | 7.97 | 2.3 | 0.001 | 7.43 | 1.7 | 0.001 | 7.97 | 2.3 | 0.001 | 3.26 | DEER:Res:ClothesDishWasher | Annual | 2 |  | Appl-CW-Front-ElecDHW-GasDry-Tier3DEER2017 | Appl-CW-Front-ElecDHW-GasDry-Tier3AnyMFm2017CZ02DEER2017 | 1874
Appl-CW-Front-ElecDHW-GasDry-Tier3 | DEER2017 | D17 v3 |  | Any | MFm | 2017 | CZ03 | rDXGF | Household | 1 | 998.7 | None | 1 | 0 | 8.06 | 1.7 | 0 | 7.42 | 1 | 0 | 8.06 | 1.7 | 0 | 3.22 | DEER:Res:ClothesDishWasher | Annual | 2 |  | Appl-CW-Front-ElecDHW-GasDry-Tier3DEER2017 | Appl-CW-Front-ElecDHW-GasDry-Tier3AnyMFm2017CZ03DEER2017 | 1875
Appl-CW-Front-ElecDHW-GasDry-Tier3 | DEER2017 | D17 v3 |  | Any | MFm | 2017 | CZ04 | rDXGF | Household | 1 | 998.7 | None | 1.4 | 0.001 | 8.05 | 2 | 0.001 | 7.49 | 1.4 | 0.001 | 8.05 | 2 | 0.001 | 3.22 | DEER:Res:ClothesDishWasher | Annual | 2 |  | Appl-CW-Front-ElecDHW-GasDry-Tier3DEER2017 | Appl-CW-Front-ElecDHW-GasDry-Tier3AnyMFm2017CZ04DEER2017 | 1876
Appl-CW-Front-ElecDHW-GasDry-Tier3 | DEER2017 | D17 v3 |  | Any | MFm | 2017 | CZ05 | rDXGF | Household | 1 | 998.7 | None | 1.5 | 0.001 | 8.02 | 2.4 | 0.001 | 7.48 | 1.5 | 0.001 | 8.02 | 2.4 | 0.001 | 3.39 | DEER:Res:ClothesDishWasher | Annual | 2 |  | Appl-CW-Front-ElecDHW-GasDry-Tier3DEER2017 | Appl-CW-Front-ElecDHW-GasDry-Tier3AnyMFm2017CZ05DEER2017 | 1877
Appl-CW-Front-ElecDHW-GasDry-Tier3 | DEER2017 | D17 v3 |  | Any | MFm | 2017 | CZ06 | rDXGF | Household | 1 | 1206 | None | 0.8 | 0.001 | 8 | 1.3 | 0.001 | 7.46 | 0.8 | 0.001 | 8 | 1.3 | 0.001 | 3.2 | DEER:Res:ClothesDishWasher | Annual | 2 |  | Appl-CW-Front-ElecDHW-GasDry-Tier3DEER2017 | Appl-CW-Front-ElecDHW-GasDry-Tier3AnyMFm2017CZ06DEER2017 | 1878
Appl-CW-Front-ElecDHW-GasDry-Tier3 | DEER2017 | D17 v3 |  | Any | MFm | 2017 | CZ07 | rDXGF | Household | 1 | 1206 | None | 1.1 | 0.001 | 8.02 | 1.5 | 0.001 | 7.47 | 1.1 | 0.001 | 8.02 | 1.5 | 0.001 | 3.28 | DEER:Res:ClothesDishWasher | Annual | 2 |  | Appl-CW-Front-ElecDHW-GasDry-Tier3DEER2017 | Appl-CW-Front-ElecDHW-GasDry-Tier3AnyMFm2017CZ07DEER2017 | 1879
Appl-CW-Front-ElecDHW-GasDry-Tier3 | DEER2017 | D17 v3 |  | Any | MFm | 2017 | CZ08 | rDXGF | Household | 1 | 1206 | None | 0.9 | 0 | 8.05 | 1.2 | 0 | 7.5 | 0.9 | 0 | 8.05 | 1.2 | 0 | 2.58 | DEER:Res:ClothesDishWasher | Annual | 2 |  | Appl-CW-Front-ElecDHW-GasDry-Tier3DEER2017 | Appl-CW-Front-ElecDHW-GasDry-Tier3AnyMFm2017CZ08DEER2017 | 1880
Appl-CW-Front-ElecDHW-GasDry-Tier3 | DEER2017 | D17 v3 |  | Any | MFm | 2017 | CZ09 | rDXGF | Household | 1 | 1126.6 | None | 0.6 | 0 | 8.04 | 1 | 0 | 7.49 | 0.6 | 0 | 8.04 | 1 | 0 | 2.47 | DEER:Res:ClothesDishWasher | Annual | 2 |  | Appl-CW-Front-ElecDHW-GasDry-Tier3DEER2017 | Appl-CW-Front-ElecDHW-GasDry-Tier3AnyMFm2017CZ09DEER2017 | 1881
Appl-CW-Front-ElecDHW-GasDry-Tier3 | DEER2017 | D17 v3 |  | Any | MFm | 2017 | CZ10 | rDXGF | Household | 1 | 1073.2 | None | 0.7 | 0 | 8.08 | 1 | 0 | 7.52 | 0.7 | 0 | 8.08 | 1 | 0 | 2.67 | DEER:Res:ClothesDishWasher | Annual | 2 |  | Appl-CW-Front-ElecDHW-GasDry-Tier3DEER2017 | Appl-CW-Front-ElecDHW-GasDry-Tier3AnyMFm2017CZ10DEER2017 | 1882
Appl-CW-Front-ElecDHW-GasDry-Tier3 | DEER2017 | D17 v3 |  | Any | MFm | 2017 | CZ11 | rDXGF | Household | 1 | 1073.2 | None | 0.2 | 0 | 7.95 | 0.7 | 0 | 7.41 | 0.2 | 0 | 7.95 | 0.7 | 0 | 2.68 | DEER:Res:ClothesDishWasher | Annual | 2 |  | Appl-CW-Front-ElecDHW-GasDry-Tier3DEER2017 | Appl-CW-Front-ElecDHW-GasDry-Tier3AnyMFm2017CZ11DEER2017 | 1883
Appl-CW-Front-ElecDHW-GasDry-Tier3 | DEER2017 | D17 v3 |  | Any | MFm | 2017 | CZ12 | rDXGF | Household | 1 | 1073.2 | None | 1.9 | 0.001 | 8.03 | 2.3 | 0.001 | 7.48 | 1.9 | 0.001 | 8.03 | 2.3 | 0.001 | 2.66 | DEER:Res:ClothesDishWasher | Annual | 2 |  | Appl-CW-Front-ElecDHW-GasDry-Tier3DEER2017 | Appl-CW-Front-ElecDHW-GasDry-Tier3AnyMFm2017CZ12DEER2017 | 1884
Appl-CW-Front-ElecDHW-GasDry-Tier3 | DEER2017 | D17 v3 |  | Any | MFm | 2017 | CZ13 | rDXGF | Household | 1 | 1073.2 | None | 1 | 0 | 8 | 1.4 | 0 | 7.45 | 1 | 0 | 8 | 1.4 | 0 | 2.65 | DEER:Res:ClothesDishWasher | Annual | 2 |  | Appl-CW-Front-ElecDHW-GasDry-Tier3DEER2017 | Appl-CW-Front-ElecDHW-GasDry-Tier3AnyMFm2017CZ13DEER2017 | 1885
Appl-CW-Front-ElecDHW-GasDry-Tier3 | DEER2017 | D17 v3 |  | Any | MFm | 2017 | CZ14 | rDXGF | Household | 1 | 1094.6 | None | 2.1 | 0.001 | 7.99 | 2.5 | 0.001 | 7.46 | 2.1 | 0.001 | 7.99 | 2.5 | 0.001 | 2.62 | DEER:Res:ClothesDishWasher | Annual | 2 |  | Appl-CW-Front-ElecDHW-GasDry-Tier3DEER2017 | Appl-CW-Front-ElecDHW-GasDry-Tier3AnyMFm2017CZ14DEER2017 | 1886
Appl-CW-Front-ElecDHW-GasDry-Tier3 | DEER2017 | D17 v3 |  | Any | MFm | 2017 | CZ15 | rDXGF | Household | 1 | 1094.6 | None | 0 | 0.001 | 8.11 | 21.6 | 0.011 | 7.73 | 0 | 0.001 | 8.11 | 21.6 | 0.011 | 2.59 | DEER:Res:ClothesDishWasher | Annual | 2 |  | Appl-CW-Front-ElecDHW-GasDry-Tier3DEER2017 | Appl-CW-Front-ElecDHW-GasDry-Tier3AnyMFm2017CZ15DEER2017 | 1887
Appl-CW-Front-ElecDHW-GasDry-Tier3 | DEER2017 | D17 v3 |  | Any | MFm | 2017 | CZ16 | rDXGF | Household | 1 | 998.7 | None | 3.2 | 0.001 | 7.87 | 3.9 | 0.001 | 7.36 | 3.2 | 0.001 | 7.87 | 3.9 | 0.001 | 2.74 | DEER:Res:ClothesDishWasher | Annual | 2 |  | Appl-CW-Front-ElecDHW-GasDry-Tier3DEER2017 | Appl-CW-Front-ElecDHW-GasDry-Tier3AnyMFm2017CZ16DEER2017 | 1888
Appl-CW-Front-ElecDHW-GasDry-Tier3 | DEER2017 | D17 v3 |  | Any | SFm | 1975 | CZ01 | rDXGF | Household | 1 | 1591 | None | 2.2 | 0 | 9.55 | 3.4 | 0 | 8.96 | 2.2 | 0 | 9.55 | 3.4 | 0 | 2.58 | DEER:Res:ClothesDishWasher | Annual | 2 |  | Appl-CW-Front-ElecDHW-GasDry-Tier3DEER2017 | Appl-CW-Front-ElecDHW-GasDry-Tier3AnySFm1975CZ01DEER2017 | 1889
Appl-CW-Front-ElecDHW-GasDry-Tier3 | DEER2017 | D17 v3 |  | Any | SFm | 1975 | CZ02 | rDXGF | Household | 1 | 1591 | None | 1.9 | 0.004 | 9.6 | 2.7 | 0.003 | 9 | 1.9 | 0.004 | 9.6 | 2.7 | 0.003 | 2.65 | DEER:Res:ClothesDishWasher | Annual | 2 |  | Appl-CW-Front-ElecDHW-GasDry-Tier3DEER2017 | Appl-CW-Front-ElecDHW-GasDry-Tier3AnySFm1975CZ02DEER2017 | 1890
Appl-CW-Front-ElecDHW-GasDry-Tier3 | DEER2017 | D17 v3 |  | Any | SFm | 1975 | CZ03 | rDXGF | Household | 1 | 1591 | None | 0.9 | 0.003 | 9.62 | 1.9 | 0.002 | 9.01 | 0.9 | 0.003 | 9.62 | 1.9 | 0.002 | 2.7 | DEER:Res:ClothesDishWasher | Annual | 2 |  | Appl-CW-Front-ElecDHW-GasDry-Tier3DEER2017 | Appl-CW-Front-ElecDHW-GasDry-Tier3AnySFm1975CZ03DEER2017 | 1891
Appl-CW-Front-ElecDHW-GasDry-Tier3 | DEER2017 | D17 v3 |  | Any | SFm | 1975 | CZ04 | rDXGF | Household | 1 | 1591 | None | 1.9 | 0.003 | 9.74 | 2.5 | 0.002 | 9.11 | 1.9 | 0.003 | 9.74 | 2.5 | 0.002 | 2.62 | DEER:Res:ClothesDishWasher | Annual | 2 |  | Appl-CW-Front-ElecDHW-GasDry-Tier3DEER2017 | Appl-CW-Front-ElecDHW-GasDry-Tier3AnySFm1975CZ04DEER2017 | 1892
Appl-CW-Front-ElecDHW-GasDry-Tier3 | DEER2017 | D17 v3 |  | Any | SFm | 1975 | CZ05 | rDXGF | Household | 1 | 1591 | None | 1.3 | 0.003 | 9.51 | 2.4 | 0.002 | 8.92 | 1.3 | 0.003 | 9.51 | 2.4 | 0.002 | 2.65 | DEER:Res:ClothesDishWasher | Annual | 2 |  | Appl-CW-Front-ElecDHW-GasDry-Tier3DEER2017 | Appl-CW-Front-ElecDHW-GasDry-Tier3AnySFm1975CZ05DEER2017 | 1893
Appl-CW-Front-ElecDHW-GasDry-Tier3 | DEER2017 | D17 v3 |  | Any | SFm | 1975 | CZ06 | rDXGF | Household | 1 | 1528 | None | 1.4 | 0.002 | 9.84 | 1.9 | 0.001 | 9.19 | 1.4 | 0.002 | 9.84 | 1.9 | 0.001 | 2.69 | DEER:Res:ClothesDishWasher | Annual | 2 |  | Appl-CW-Front-ElecDHW-GasDry-Tier3DEER2017 | Appl-CW-Front-ElecDHW-GasDry-Tier3AnySFm1975CZ06DEER2017 | 1894
Appl-CW-Front-ElecDHW-GasDry-Tier3 | DEER2017 | D17 v3 |  | Any | SFm | 1975 | CZ07 | rDXGF | Household | 1 | 1528 | None | 0.8 | 0.002 | 9.8 | 1.3 | 0.002 | 9.16 | 0.8 | 0.002 | 9.8 | 1.3 | 0.002 | 2.74 | DEER:Res:ClothesDishWasher | Annual | 2 |  | Appl-CW-Front-ElecDHW-GasDry-Tier3DEER2017 | Appl-CW-Front-ElecDHW-GasDry-Tier3AnySFm1975CZ07DEER2017 | 1895
Appl-CW-Front-ElecDHW-GasDry-Tier3 | DEER2017 | D17 v3 |  | Any | SFm | 1975 | CZ08 | rDXGF | Household | 1 | 1528 | None | 1.5 | 0.003 | 9.82 | 1.8 | 0.002 | 9.17 | 1.5 | 0.003 | 9.82 | 1.8 | 0.002 | 2.73 | DEER:Res:ClothesDishWasher | Annual | 2 |  | Appl-CW-Front-ElecDHW-GasDry-Tier3DEER2017 | Appl-CW-Front-ElecDHW-GasDry-Tier3AnySFm1975CZ08DEER2017 | 1896
Appl-CW-Front-ElecDHW-GasDry-Tier3 | DEER2017 | D17 v3 |  | Any | SFm | 1975 | CZ09 | rDXGF | Household | 1 | 1636 | None | 2.1 | 0.002 | 9.78 | 2.5 | 0.002 | 9.14 | 2.1 | 0.002 | 9.78 | 2.5 | 0.002 | 2.71 | DEER:Res:ClothesDishWasher | Annual | 2 |  | Appl-CW-Front-ElecDHW-GasDry-Tier3DEER2017 | Appl-CW-Front-ElecDHW-GasDry-Tier3AnySFm1975CZ09DEER2017 | 1897
Appl-CW-Front-ElecDHW-GasDry-Tier3 | DEER2017 | D17 v3 |  | Any | SFm | 1975 | CZ10 | rDXGF | Household | 1 | 1636 | None | 1.1 | 0.003 | 9.71 | 1.5 | 0.003 | 9.08 | 1.1 | 0.003 | 9.71 | 1.5 | 0.003 | 2.69 | DEER:Res:ClothesDishWasher | Annual | 2 |  | Appl-CW-Front-ElecDHW-GasDry-Tier3DEER2017 | Appl-CW-Front-ElecDHW-GasDry-Tier3AnySFm1975CZ10DEER2017 | 1898
Appl-CW-Front-ElecDHW-GasDry-Tier3 | DEER2017 | D17 v3 |  | Any | SFm | 1975 | CZ11 | rDXGF | Household | 1 | 1528 | None | 2.4 | 0.002 | 9.7 | 2.8 | 0.002 | 9.08 | 2.4 | 0.002 | 9.7 | 2.8 | 0.002 | 2.69 | DEER:Res:ClothesDishWasher | Annual | 2 |  | Appl-CW-Front-ElecDHW-GasDry-Tier3DEER2017 | Appl-CW-Front-ElecDHW-GasDry-Tier3AnySFm1975CZ11DEER2017 | 1899
Appl-CW-Front-ElecDHW-GasDry-Tier3 | DEER2017 | D17 v3 |  | Any | SFm | 1975 | CZ12 | rDXGF | Household | 1 | 1528 | None | 1.9 | 0.003 | 9.68 | 2.4 | 0.002 | 9.06 | 1.9 | 0.003 | 9.68 | 2.4 | 0.002 | 2.78 | DEER:Res:ClothesDishWasher | Annual | 2 |  | Appl-CW-Front-ElecDHW-GasDry-Tier3DEER2017 | Appl-CW-Front-ElecDHW-GasDry-Tier3AnySFm1975CZ12DEER2017 | 1900
Appl-CW-Front-ElecDHW-GasDry-Tier3 | DEER2017 | D17 v3 |  | Any | SFm | 1975 | CZ13 | rDXGF | Household | 1 | 1528 | None | 2.1 | 0.002 | 9.66 | 2.3 | 0.002 | 9.04 | 2.1 | 0.002 | 9.66 | 2.3 | 0.002 | 2.65 | DEER:Res:ClothesDishWasher | Annual | 2 |  | Appl-CW-Front-ElecDHW-GasDry-Tier3DEER2017 | Appl-CW-Front-ElecDHW-GasDry-Tier3AnySFm1975CZ13DEER2017 | 1901
Appl-CW-Front-ElecDHW-GasDry-Tier3 | DEER2017 | D17 v3 |  | Any | SFm | 1975 | CZ14 | rDXGF | Household | 1 | 1555 | None | 2.9 | 0.002 | 9.72 | 3 | 0.002 | 9.1 | 2.9 | 0.002 | 9.72 | 3 | 0.002 | 2.71 | DEER:Res:ClothesDishWasher | Annual | 2 |  | Appl-CW-Front-ElecDHW-GasDry-Tier3DEER2017 | Appl-CW-Front-ElecDHW-GasDry-Tier3AnySFm1975CZ14DEER2017 | 1902
Appl-CW-Front-ElecDHW-GasDry-Tier3 | DEER2017 | D17 v3 |  | Any | SFm | 1975 | CZ15 | rDXGF | Household | 1 | 1555 | None | -0.1 | 0.001 | 9.96 | -0.4 | 0.001 | 9.28 | -0.1 | 0.001 | 9.96 | -0.4 | 0.001 | 3.16 | DEER:Res:ClothesDishWasher | Annual | 2 |  | Appl-CW-Front-ElecDHW-GasDry-Tier3DEER2017 | Appl-CW-Front-ElecDHW-GasDry-Tier3AnySFm1975CZ15DEER2017 | 1903
Appl-CW-Front-ElecDHW-GasDry-Tier3 | DEER2017 | D17 v3 |  | Any | SFm | 1975 | CZ16 | rDXGF | Household | 1 | 1591 | None | 4.7 | 0.002 | 9.64 | 5.3 | 0.002 | 9.03 | 4.7 | 0.002 | 9.64 | 5.3 | 0.002 | 3 | DEER:Res:ClothesDishWasher | Annual | 2 |  | Appl-CW-Front-ElecDHW-GasDry-Tier3DEER2017 | Appl-CW-Front-ElecDHW-GasDry-Tier3AnySFm1975CZ16DEER2017 | 1904
Appl-CW-Front-ElecDHW-GasDry-Tier3 | DEER2017 | D17 v3 |  | Any | SFm | 1985 | CZ01 | rDXGF | Household | 1 | 1904 | None | 2 | 0 | 9.37 | 3.3 | 0 | 8.82 | 2 | 0 | 9.37 | 3.3 | 0 | 3.06 | DEER:Res:ClothesDishWasher | Annual | 2 |  | Appl-CW-Front-ElecDHW-GasDry-Tier3DEER2017 | Appl-CW-Front-ElecDHW-GasDry-Tier3AnySFm1985CZ01DEER2017 | 1905
Appl-CW-Front-ElecDHW-GasDry-Tier3 | DEER2017 | D17 v3 |  | Any | SFm | 1985 | CZ02 | rDXGF | Household | 1 | 1904 | None | 1.5 | 0.003 | 9.49 | 2.4 | 0.002 | 8.91 | 1.5 | 0.003 | 9.49 | 2.4 | 0.002 | 2.99 | DEER:Res:ClothesDishWasher | Annual | 2 |  | Appl-CW-Front-ElecDHW-GasDry-Tier3DEER2017 | Appl-CW-Front-ElecDHW-GasDry-Tier3AnySFm1985CZ02DEER2017 | 1906
Appl-CW-Front-ElecDHW-GasDry-Tier3 | DEER2017 | D17 v3 |  | Any | SFm | 1985 | CZ03 | rDXGF | Household | 1 | 1904 | None | 1.3 | 0.003 | 9.43 | 2.2 | 0.002 | 8.87 | 1.3 | 0.003 | 9.43 | 2.2 | 0.002 | 3.11 | DEER:Res:ClothesDishWasher | Annual | 2 |  | Appl-CW-Front-ElecDHW-GasDry-Tier3DEER2017 | Appl-CW-Front-ElecDHW-GasDry-Tier3AnySFm1985CZ03DEER2017 | 1907
Appl-CW-Front-ElecDHW-GasDry-Tier3 | DEER2017 | D17 v3 |  | Any | SFm | 1985 | CZ04 | rDXGF | Household | 1 | 1904 | None | 1.9 | 0.004 | 9.61 | 2.6 | 0.003 | 9 | 1.9 | 0.004 | 9.61 | 2.6 | 0.003 | 3.02 | DEER:Res:ClothesDishWasher | Annual | 2 |  | Appl-CW-Front-ElecDHW-GasDry-Tier3DEER2017 | Appl-CW-Front-ElecDHW-GasDry-Tier3AnySFm1985CZ04DEER2017 | 1908
Appl-CW-Front-ElecDHW-GasDry-Tier3 | DEER2017 | D17 v3 |  | Any | SFm | 1985 | CZ05 | rDXGF | Household | 1 | 1904 | None | 1.5 | 0.003 | 9.39 | 2.7 | 0.003 | 8.83 | 1.5 | 0.003 | 9.39 | 2.7 | 0.003 | 3.19 | DEER:Res:ClothesDishWasher | Annual | 2 |  | Appl-CW-Front-ElecDHW-GasDry-Tier3DEER2017 | Appl-CW-Front-ElecDHW-GasDry-Tier3AnySFm1985CZ05DEER2017 | 1909
Appl-CW-Front-ElecDHW-GasDry-Tier3 | DEER2017 | D17 v3 |  | Any | SFm | 1985 | CZ06 | rDXGF | Household | 1 | 2064 | None | 1.1 | 0.003 | 9.75 | 1.6 | 0.002 | 9.12 | 1.1 | 0.003 | 9.75 | 1.6 | 0.002 | 3.11 | DEER:Res:ClothesDishWasher | Annual | 2 |  | Appl-CW-Front-ElecDHW-GasDry-Tier3DEER2017 | Appl-CW-Front-ElecDHW-GasDry-Tier3AnySFm1985CZ06DEER2017 | 1910
Appl-CW-Front-ElecDHW-GasDry-Tier3 | DEER2017 | D17 v3 |  | Any | SFm | 1985 | CZ07 | rDXGF | Household | 1 | 2064 | None | 1.3 | 0.002 | 9.78 | 1.9 | 0.002 | 9.15 | 1.3 | 0.002 | 9.78 | 1.9 | 0.002 | 3.14 | DEER:Res:ClothesDishWasher | Annual | 2 |  | Appl-CW-Front-ElecDHW-GasDry-Tier3DEER2017 | Appl-CW-Front-ElecDHW-GasDry-Tier3AnySFm1985CZ07DEER2017 | 1911
Appl-CW-Front-ElecDHW-GasDry-Tier3 | DEER2017 | D17 v3 |  | Any | SFm | 1985 | CZ08 | rDXGF | Household | 1 | 2064 | None | 1.8 | 0.001 | 9.77 | 2.1 | 0.001 | 9.13 | 1.8 | 0.001 | 9.77 | 2.1 | 0.001 | 3.01 | DEER:Res:ClothesDishWasher | Annual | 2 |  | Appl-CW-Front-ElecDHW-GasDry-Tier3DEER2017 | Appl-CW-Front-ElecDHW-GasDry-Tier3AnySFm1985CZ08DEER2017 | 1912
Appl-CW-Front-ElecDHW-GasDry-Tier3 | DEER2017 | D17 v3 |  | Any | SFm | 1985 | CZ09 | rDXGF | Household | 1 | 1811 | None | 1.9 | 0.003 | 9.8 | 2.2 | 0.003 | 9.17 | 1.9 | 0.003 | 9.8 | 2.2 | 0.003 | 3.07 | DEER:Res:ClothesDishWasher | Annual | 2 |  | Appl-CW-Front-ElecDHW-GasDry-Tier3DEER2017 | Appl-CW-Front-ElecDHW-GasDry-Tier3AnySFm1985CZ09DEER2017 | 1913
Appl-CW-Front-ElecDHW-GasDry-Tier3 | DEER2017 | D17 v3 |  | Any | SFm | 1985 | CZ10 | rDXGF | Household | 1 | 1811 | None | 1.5 | 0.002 | 9.69 | 1.8 | 0.002 | 9.07 | 1.5 | 0.002 | 9.69 | 1.8 | 0.002 | 3.08 | DEER:Res:ClothesDishWasher | Annual | 2 |  | Appl-CW-Front-ElecDHW-GasDry-Tier3DEER2017 | Appl-CW-Front-ElecDHW-GasDry-Tier3AnySFm1985CZ10DEER2017 | 1914
Appl-CW-Front-ElecDHW-GasDry-Tier3 | DEER2017 | D17 v3 |  | Any | SFm | 1985 | CZ11 | rDXGF | Household | 1 | 1704 | None | 2.5 | 0.002 | 9.58 | 2.7 | 0.002 | 8.98 | 2.5 | 0.002 | 9.58 | 2.7 | 0.002 | 3.24 | DEER:Res:ClothesDishWasher | Annual | 2 |  | Appl-CW-Front-ElecDHW-GasDry-Tier3DEER2017 | Appl-CW-Front-ElecDHW-GasDry-Tier3AnySFm1985CZ11DEER2017 | 1915
Appl-CW-Front-ElecDHW-GasDry-Tier3 | DEER2017 | D17 v3 |  | Any | SFm | 1985 | CZ12 | rDXGF | Household | 1 | 1704 | None | 1.7 | 0.003 | 9.6 | 2.3 | 0.003 | 9 | 1.7 | 0.003 | 9.6 | 2.3 | 0.003 | 3.11 | DEER:Res:ClothesDishWasher | Annual | 2 |  | Appl-CW-Front-ElecDHW-GasDry-Tier3DEER2017 | Appl-CW-Front-ElecDHW-GasDry-Tier3AnySFm1985CZ12DEER2017 | 1916
Appl-CW-Front-ElecDHW-GasDry-Tier3 | DEER2017 | D17 v3 |  | Any | SFm | 1985 | CZ13 | rDXGF | Household | 1 | 1704 | None | 2.3 | 0.002 | 9.61 | 2.3 | 0.002 | 9.01 | 2.3 | 0.002 | 9.61 | 2.3 | 0.002 | 3.31 | DEER:Res:ClothesDishWasher | Annual | 2 |  | Appl-CW-Front-ElecDHW-GasDry-Tier3DEER2017 | Appl-CW-Front-ElecDHW-GasDry-Tier3AnySFm1985CZ13DEER2017 | 1917
Appl-CW-Front-ElecDHW-GasDry-Tier3 | DEER2017 | D17 v3 |  | Any | SFm | 1985 | CZ14 | rDXGF | Household | 1 | 1741 | None | 2.6 | 0.001 | 9.61 | 2.8 | 0.001 | 9.01 | 2.6 | 0.001 | 9.61 | 2.8 | 0.001 | 3.3 | DEER:Res:ClothesDishWasher | Annual | 2 |  | Appl-CW-Front-ElecDHW-GasDry-Tier3DEER2017 | Appl-CW-Front-ElecDHW-GasDry-Tier3AnySFm1985CZ14DEER2017 | 1918
Appl-CW-Front-ElecDHW-GasDry-Tier3 | DEER2017 | D17 v3 |  | Any | SFm | 1985 | CZ15 | rDXGF | Household | 1 | 1741 | None | 0.5 | 0.001 | 9.92 | 0.1 | 0 | 9.26 | 0.5 | 0.001 | 9.92 | 0.1 | 0 | 3.31 | DEER:Res:ClothesDishWasher | Annual | 2 |  | Appl-CW-Front-ElecDHW-GasDry-Tier3DEER2017 | Appl-CW-Front-ElecDHW-GasDry-Tier3AnySFm1985CZ15DEER2017 | 1919
Appl-CW-Front-ElecDHW-GasDry-Tier3 | DEER2017 | D17 v3 |  | Any | SFm | 1985 | CZ16 | rDXGF | Household | 1 | 1904 | None | 4.2 | 0.002 | 9.53 | 5.1 | 0.002 | 8.94 | 4.2 | 0.002 | 9.53 | 5.1 | 0.002 | 3.29 | DEER:Res:ClothesDishWasher | Annual | 2 |  | Appl-CW-Front-ElecDHW-GasDry-Tier3DEER2017 | Appl-CW-Front-ElecDHW-GasDry-Tier3AnySFm1985CZ16DEER2017 | 1920
Appl-CW-Front-ElecDHW-GasDry-Tier3 | DEER2017 | D17 v3 |  | Any | SFm | 1996 | CZ01 | rDXGF | Household | 1 | 2193 | None | 2.3 | 0 | 9.65 | 3.5 | 0.001 | 9.04 | 2.3 | 0 | 9.65 | 3.5 | 0.001 | 3.26 | DEER:Res:ClothesDishWasher | Annual | 2 |  | Appl-CW-Front-ElecDHW-GasDry-Tier3DEER2017 | Appl-CW-Front-ElecDHW-GasDry-Tier3AnySFm1996CZ01DEER2017 | 1921
Appl-CW-Front-ElecDHW-GasDry-Tier3 | DEER2017 | D17 v3 |  | Any | SFm | 1996 | CZ02 | rDXGF | Household | 1 | 2193 | None | 1.6 | 0.003 | 9.67 | 2.7 | 0.002 | 9.05 | 1.6 | 0.003 | 9.67 | 2.7 | 0.002 | 3.22 | DEER:Res:ClothesDishWasher | Annual | 2 |  | Appl-CW-Front-ElecDHW-GasDry-Tier3DEER2017 | Appl-CW-Front-ElecDHW-GasDry-Tier3AnySFm1996CZ02DEER2017 | 1922
Appl-CW-Front-ElecDHW-GasDry-Tier3 | DEER2017 | D17 v3 |  | Any | SFm | 1996 | CZ03 | rDXGF | Household | 1 | 2193 | None | 1.2 | 0.002 | 9.64 | 2 | 0.002 | 9.03 | 1.2 | 0.002 | 9.64 | 2 | 0.002 | 3.21 | DEER:Res:ClothesDishWasher | Annual | 2 |  | Appl-CW-Front-ElecDHW-GasDry-Tier3DEER2017 | Appl-CW-Front-ElecDHW-GasDry-Tier3AnySFm1996CZ03DEER2017 | 1923
Appl-CW-Front-ElecDHW-GasDry-Tier3 | DEER2017 | D17 v3 |  | Any | SFm | 1996 | CZ04 | rDXGF | Household | 1 | 2193 | None | 2.1 | 0.003 | 9.7 | 2.6 | 0.003 | 9.08 | 2.1 | 0.003 | 9.7 | 2.6 | 0.003 | 3.4 | DEER:Res:ClothesDishWasher | Annual | 2 |  | Appl-CW-Front-ElecDHW-GasDry-Tier3DEER2017 | Appl-CW-Front-ElecDHW-GasDry-Tier3AnySFm1996CZ04DEER2017 | 1924
Appl-CW-Front-ElecDHW-GasDry-Tier3 | DEER2017 | D17 v3 |  | Any | SFm | 1996 | CZ05 | rDXGF | Household | 1 | 2193 | None | 1.3 | 0.002 | 9.44 | 2.3 | 0.002 | 8.87 | 1.3 | 0.002 | 9.44 | 2.3 | 0.002 | 3.19 | DEER:Res:ClothesDishWasher | Annual | 2 |  | Appl-CW-Front-ElecDHW-GasDry-Tier3DEER2017 | Appl-CW-Front-ElecDHW-GasDry-Tier3AnySFm1996CZ05DEER2017 | 1925
Appl-CW-Front-ElecDHW-GasDry-Tier3 | DEER2017 | D17 v3 |  | Any | SFm | 1996 | CZ06 | rDXGF | Household | 1 | 2297 | None | -3.2 | 0.006 | 9.82 | 1.4 | 0.002 | 9.17 | -3.2 | 0.006 | 9.82 | 1.4 | 0.002 | 3.28 | DEER:Res:ClothesDishWasher | Annual | 2 |  | Appl-CW-Front-ElecDHW-GasDry-Tier3DEER2017 | Appl-CW-Front-ElecDHW-GasDry-Tier3AnySFm1996CZ06DEER2017 | 1926
Appl-CW-Front-ElecDHW-GasDry-Tier3 | DEER2017 | D17 v3 |  | Any | SFm | 1996 | CZ07 | rDXGF | Household | 1 | 2297 | None | 1.2 | 0.002 | 9.86 | 1.7 | 0.001 | 9.2 | 1.2 | 0.002 | 9.86 | 1.7 | 0.001 | 2.67 | DEER:Res:ClothesDishWasher | Annual | 2 |  | Appl-CW-Front-ElecDHW-GasDry-Tier3DEER2017 | Appl-CW-Front-ElecDHW-GasDry-Tier3AnySFm1996CZ07DEER2017 | 1927
Appl-CW-Front-ElecDHW-GasDry-Tier3 | DEER2017 | D17 v3 |  | Any | SFm | 1996 | CZ08 | rDXGF | Household | 1 | 2297 | None | -1.1 | -0.001 | 9.87 | 2 | 0 | 9.21 | -1.1 | -0.001 | 9.87 | 2 | 0 | 2.69 | DEER:Res:ClothesDishWasher | Annual | 2 |  | Appl-CW-Front-ElecDHW-GasDry-Tier3DEER2017 | Appl-CW-Front-ElecDHW-GasDry-Tier3AnySFm1996CZ08DEER2017 | 1928
Appl-CW-Front-ElecDHW-GasDry-Tier3 | DEER2017 | D17 v3 |  | Any | SFm | 1996 | CZ09 | rDXGF | Household | 1 | 2186 | None | 1.7 | 0.001 | 9.83 | 2 | 0.001 | 9.17 | 1.7 | 0.001 | 9.83 | 2 | 0.001 | 2.65 | DEER:Res:ClothesDishWasher | Annual | 2 |  | Appl-CW-Front-ElecDHW-GasDry-Tier3DEER2017 | Appl-CW-Front-ElecDHW-GasDry-Tier3AnySFm1996CZ09DEER2017 | 1929
Appl-CW-Front-ElecDHW-GasDry-Tier3 | DEER2017 | D17 v3 |  | Any | SFm | 1996 | CZ10 | rDXGF | Household | 1 | 2186 | None | 1.9 | 0.003 | 9.74 | 2.2 | 0.003 | 9.11 | 1.9 | 0.003 | 9.74 | 2.2 | 0.003 | 2.62 | DEER:Res:ClothesDishWasher | Annual | 2 |  | Appl-CW-Front-ElecDHW-GasDry-Tier3DEER2017 | Appl-CW-Front-ElecDHW-GasDry-Tier3AnySFm1996CZ10DEER2017 | 1930
Appl-CW-Front-ElecDHW-GasDry-Tier3 | DEER2017 | D17 v3 |  | Any | SFm | 1996 | CZ11 | rDXGF | Household | 1 | 2032 | None | 2.4 | 0.002 | 9.67 | 2.7 | 0.002 | 9.05 | 2.4 | 0.002 | 9.67 | 2.7 | 0.002 | 2.67 | DEER:Res:ClothesDishWasher | Annual | 2 |  | Appl-CW-Front-ElecDHW-GasDry-Tier3DEER2017 | Appl-CW-Front-ElecDHW-GasDry-Tier3AnySFm1996CZ11DEER2017 | 1931
Appl-CW-Front-ElecDHW-GasDry-Tier3 | DEER2017 | D17 v3 |  | Any | SFm | 1996 | CZ12 | rDXGF | Household | 1 | 2032 | None | 2.1 | 0.003 | 9.68 | 2.6 | 0.003 | 9.06 | 2.1 | 0.003 | 9.68 | 2.6 | 0.003 | 2.62 | DEER:Res:ClothesDishWasher | Annual | 2 |  | Appl-CW-Front-ElecDHW-GasDry-Tier3DEER2017 | Appl-CW-Front-ElecDHW-GasDry-Tier3AnySFm1996CZ12DEER2017 | 1932
Appl-CW-Front-ElecDHW-GasDry-Tier3 | DEER2017 | D17 v3 |  | Any | SFm | 1996 | CZ13 | rDXGF | Household | 1 | 2032 | None | 2.5 | 0.003 | 9.64 | 2.9 | 0.002 | 9.03 | 2.5 | 0.003 | 9.64 | 2.9 | 0.002 | 2.69 | DEER:Res:ClothesDishWasher | Annual | 2 |  | Appl-CW-Front-ElecDHW-GasDry-Tier3DEER2017 | Appl-CW-Front-ElecDHW-GasDry-Tier3AnySFm1996CZ13DEER2017 | 1933
Appl-CW-Front-ElecDHW-GasDry-Tier3 | DEER2017 | D17 v3 |  | Any | SFm | 1996 | CZ14 | rDXGF | Household | 1 | 1758 | None | 2.6 | 0.001 | 9.67 | 2.7 | 0.001 | 9.05 | 2.6 | 0.001 | 9.67 | 2.7 | 0.001 | 2.74 | DEER:Res:ClothesDishWasher | Annual | 2 |  | Appl-CW-Front-ElecDHW-GasDry-Tier3DEER2017 | Appl-CW-Front-ElecDHW-GasDry-Tier3AnySFm1996CZ14DEER2017 | 1934
Appl-CW-Front-ElecDHW-GasDry-Tier3 | DEER2017 | D17 v3 |  | Any | SFm | 1996 | CZ15 | rDXGF | Household | 1 | 1758 | None | 0.8 | 0.001 | 9.93 | 0.4 | 0.001 | 9.25 | 0.8 | 0.001 | 9.93 | 0.4 | 0.001 | 2.72 | DEER:Res:ClothesDishWasher | Annual | 2 |  | Appl-CW-Front-ElecDHW-GasDry-Tier3DEER2017 | Appl-CW-Front-ElecDHW-GasDry-Tier3AnySFm1996CZ15DEER2017 | 1935
Appl-CW-Front-ElecDHW-GasDry-Tier3 | DEER2017 | D17 v3 |  | Any | SFm | 1996 | CZ16 | rDXGF | Household | 1 | 2193 | None | 4.3 | 0.001 | 9.76 | 5.1 | 0.002 | 9.12 | 4.3 | 0.001 | 9.76 | 5.1 | 0.002 | 2.68 | DEER:Res:ClothesDishWasher | Annual | 2 |  | Appl-CW-Front-ElecDHW-GasDry-Tier3DEER2017 | Appl-CW-Front-ElecDHW-GasDry-Tier3AnySFm1996CZ16DEER2017 | 1936
Appl-CW-Front-ElecDHW-GasDry-Tier3 | DEER2017 | D17 v3 |  | Any | SFm | 2003 | CZ01 | rDXGF | Household | 1 | 2295.6 | None | 2.2 | 0.001 | 9.61 | 3.5 | 0.001 | 9.01 | 2.2 | 0.001 | 9.61 | 3.5 | 0.001 | 2.78 | DEER:Res:ClothesDishWasher | Annual | 2 |  | Appl-CW-Front-ElecDHW-GasDry-Tier3DEER2017 | Appl-CW-Front-ElecDHW-GasDry-Tier3AnySFm2003CZ01DEER2017 | 1937
Appl-CW-Front-ElecDHW-GasDry-Tier3 | DEER2017 | D17 v3 |  | Any | SFm | 2003 | CZ02 | rDXGF | Household | 1 | 1948.8 | None | 2.1 | 0.003 | 9.67 | 2.9 | 0.003 | 9.05 | 2.1 | 0.003 | 9.67 | 2.9 | 0.003 | 2.7 | DEER:Res:ClothesDishWasher | Annual | 2 |  | Appl-CW-Front-ElecDHW-GasDry-Tier3DEER2017 | Appl-CW-Front-ElecDHW-GasDry-Tier3AnySFm2003CZ02DEER2017 | 1938
Appl-CW-Front-ElecDHW-GasDry-Tier3 | DEER2017 | D17 v3 |  | Any | SFm | 2003 | CZ03 | rDXGF | Household | 1 | 2295.6 | None | 1.1 | 0.003 | 9.62 | 2.2 | 0.002 | 9.01 | 1.1 | 0.003 | 9.62 | 2.2 | 0.002 | 3.16 | DEER:Res:ClothesDishWasher | Annual | 2 |  | Appl-CW-Front-ElecDHW-GasDry-Tier3DEER2017 | Appl-CW-Front-ElecDHW-GasDry-Tier3AnySFm2003CZ03DEER2017 | 1939
Appl-CW-Front-ElecDHW-GasDry-Tier3 | DEER2017 | D17 v3 |  | Any | SFm | 2003 | CZ04 | rDXGF | Household | 1 | 2295.6 | None | 2.5 | 0.003 | 9.73 | 2.9 | 0.003 | 9.1 | 2.5 | 0.003 | 9.73 | 2.9 | 0.003 | 3.07 | DEER:Res:ClothesDishWasher | Annual | 2 |  | Appl-CW-Front-ElecDHW-GasDry-Tier3DEER2017 | Appl-CW-Front-ElecDHW-GasDry-Tier3AnySFm2003CZ04DEER2017 | 1940
Appl-CW-Front-ElecDHW-GasDry-Tier3 | DEER2017 | D17 v3 |  | Any | SFm | 2003 | CZ05 | rDXGF | Household | 1 | 2295.6 | None | 1.3 | 0.003 | 9.48 | 2.3 | 0.002 | 8.9 | 1.3 | 0.003 | 9.48 | 2.3 | 0.002 | 2.93 | DEER:Res:ClothesDishWasher | Annual | 2 |  | Appl-CW-Front-ElecDHW-GasDry-Tier3DEER2017 | Appl-CW-Front-ElecDHW-GasDry-Tier3AnySFm2003CZ05DEER2017 | 1941
Appl-CW-Front-ElecDHW-GasDry-Tier3 | DEER2017 | D17 v3 |  | Any | SFm | 2003 | CZ06 | rDXGF | Household | 1 | 2392.9 | None | 2 | 0 | 9.86 | 2.9 | 0.003 | 9.21 | 2 | 0 | 9.86 | 2.9 | 0.003 | 3.08 | DEER:Res:ClothesDishWasher | Annual | 2 |  | Appl-CW-Front-ElecDHW-GasDry-Tier3DEER2017 | Appl-CW-Front-ElecDHW-GasDry-Tier3AnySFm2003CZ06DEER2017 | 1942
Appl-CW-Front-ElecDHW-GasDry-Tier3 | DEER2017 | D17 v3 |  | Any | SFm | 2003 | CZ07 | rDXGF | Household | 1 | 2392.9 | None | 1.9 | 0.002 | 9.79 | 2.3 | 0.002 | 9.15 | 1.9 | 0.002 | 9.79 | 2.3 | 0.002 | 3.15 | DEER:Res:ClothesDishWasher | Annual | 2 |  | Appl-CW-Front-ElecDHW-GasDry-Tier3DEER2017 | Appl-CW-Front-ElecDHW-GasDry-Tier3AnySFm2003CZ07DEER2017 | 1943
Appl-CW-Front-ElecDHW-GasDry-Tier3 | DEER2017 | D17 v3 |  | Any | SFm | 2003 | CZ08 | rDXGF | Household | 1 | 2392.9 | None | 3.7 | 0.002 | 9.86 | 3.8 | 0.001 | 9.21 | 3.7 | 0.002 | 9.86 | 3.8 | 0.001 | 3.36 | DEER:Res:ClothesDishWasher | Annual | 2 |  | Appl-CW-Front-ElecDHW-GasDry-Tier3DEER2017 | Appl-CW-Front-ElecDHW-GasDry-Tier3AnySFm2003CZ08DEER2017 | 1944
Appl-CW-Front-ElecDHW-GasDry-Tier3 | DEER2017 | D17 v3 |  | Any | SFm | 2003 | CZ09 | rDXGF | Household | 1 | 2422.9 | None | 1.7 | 0.001 | 9.81 | 2 | 0 | 9.16 | 1.7 | 0.001 | 9.81 | 2 | 0 | 3.08 | DEER:Res:ClothesDishWasher | Annual | 2 |  | Appl-CW-Front-ElecDHW-GasDry-Tier3DEER2017 | Appl-CW-Front-ElecDHW-GasDry-Tier3AnySFm2003CZ09DEER2017 | 1945
Appl-CW-Front-ElecDHW-GasDry-Tier3 | DEER2017 | D17 v3 |  | Any | SFm | 2003 | CZ10 | rDXGF | Household | 1 | 1948.8 | None | 2.1 | 0.001 | 9.74 | 2.3 | 0.001 | 9.1 | 2.1 | 0.001 | 9.74 | 2.3 | 0.001 | 3.3 | DEER:Res:ClothesDishWasher | Annual | 2 |  | Appl-CW-Front-ElecDHW-GasDry-Tier3DEER2017 | Appl-CW-Front-ElecDHW-GasDry-Tier3AnySFm2003CZ10DEER2017 | 1946
Appl-CW-Front-ElecDHW-GasDry-Tier3 | DEER2017 | D17 v3 |  | Any | SFm | 2003 | CZ11 | rDXGF | Household | 1 | 1948.8 | None | 2.1 | 0.002 | 9.69 | 2.2 | 0.002 | 9.07 | 2.1 | 0.002 | 9.69 | 2.2 | 0.002 | 3.31 | DEER:Res:ClothesDishWasher | Annual | 2 |  | Appl-CW-Front-ElecDHW-GasDry-Tier3DEER2017 | Appl-CW-Front-ElecDHW-GasDry-Tier3AnySFm2003CZ11DEER2017 | 1947
Appl-CW-Front-ElecDHW-GasDry-Tier3 | DEER2017 | D17 v3 |  | Any | SFm | 2003 | CZ12 | rDXGF | Household | 1 | 1948.8 | None | 1.8 | 0.002 | 9.7 | 2.3 | 0.002 | 9.08 | 1.8 | 0.002 | 9.7 | 2.3 | 0.002 | 3.33 | DEER:Res:ClothesDishWasher | Annual | 2 |  | Appl-CW-Front-ElecDHW-GasDry-Tier3DEER2017 | Appl-CW-Front-ElecDHW-GasDry-Tier3AnySFm2003CZ12DEER2017 | 1948
Appl-CW-Front-ElecDHW-GasDry-Tier3 | DEER2017 | D17 v3 |  | Any | SFm | 2003 | CZ13 | rDXGF | Household | 1 | 1948.8 | None | 1.7 | 0.002 | 9.69 | 2 | 0.001 | 9.07 | 1.7 | 0.002 | 9.69 | 2 | 0.001 | 3.26 | DEER:Res:ClothesDishWasher | Annual | 2 |  | Appl-CW-Front-ElecDHW-GasDry-Tier3DEER2017 | Appl-CW-Front-ElecDHW-GasDry-Tier3AnySFm2003CZ13DEER2017 | 1949
Appl-CW-Front-ElecDHW-GasDry-Tier3 | DEER2017 | D17 v3 |  | Any | SFm | 2003 | CZ14 | rDXGF | Household | 1 | 2160.9 | None | 2.7 | 0.001 | 9.68 | 2.8 | 0 | 9.06 | 2.7 | 0.001 | 9.68 | 2.8 | 0 | 3.24 | DEER:Res:ClothesDishWasher | Annual | 2 |  | Appl-CW-Front-ElecDHW-GasDry-Tier3DEER2017 | Appl-CW-Front-ElecDHW-GasDry-Tier3AnySFm2003CZ14DEER2017 | 1950
Appl-CW-Front-ElecDHW-GasDry-Tier3 | DEER2017 | D17 v3 |  | Any | SFm | 2003 | CZ15 | rDXGF | Household | 1 | 2160.9 | None | -0.1 | 0.001 | 9.94 | -0.4 | 0.001 | 9.27 | -0.1 | 0.001 | 9.94 | -0.4 | 0.001 | 3.4 | DEER:Res:ClothesDishWasher | Annual | 2 |  | Appl-CW-Front-ElecDHW-GasDry-Tier3DEER2017 | Appl-CW-Front-ElecDHW-GasDry-Tier3AnySFm2003CZ15DEER2017 | 1951
Appl-CW-Front-ElecDHW-GasDry-Tier3 | DEER2017 | D17 v3 |  | Any | SFm | 2003 | CZ16 | rDXGF | Household | 1 | 2295.6 | None | 4.1 | 0.002 | 9.77 | 5.1 | 0.002 | 9.12 | 4.1 | 0.002 | 9.77 | 5.1 | 0.002 | 3.3 | DEER:Res:ClothesDishWasher | Annual | 2 |  | Appl-CW-Front-ElecDHW-GasDry-Tier3DEER2017 | Appl-CW-Front-ElecDHW-GasDry-Tier3AnySFm2003CZ16DEER2017 | 1952
Appl-CW-Front-ElecDHW-GasDry-Tier3 | DEER2017 | D17 v3 |  | Any | SFm | 2007 | CZ01 | rDXGF | Household | 1 | 2295.6 | None | 2.2 | 0.001 | 9.61 | 3.5 | 0.001 | 9 | 2.2 | 0.001 | 9.61 | 3.5 | 0.001 | 9 | DEER:Res:ClothesDishWasher | Annual | 1719 |  | Appl-CW-Front-ElecDHW-GasDry-Tier3DEER2017 | Appl-CW-Front-ElecDHW-GasDry-Tier3AnySFm2007CZ01DEER2017 | 1953
Appl-CW-Front-ElecDHW-GasDry-Tier3 | DEER2017 | D17 v3 |  | Any | SFm | 2007 | CZ02 | rDXGF | Household | 1 | 1948.8 | None | 2 | 0.002 | 9.57 | 2.7 | 0.002 | 8.97 | 2 | 0.002 | 9.57 | 2.7 | 0.002 | 8.97 | DEER:Res:ClothesDishWasher | Annual | 1719 |  | Appl-CW-Front-ElecDHW-GasDry-Tier3DEER2017 | Appl-CW-Front-ElecDHW-GasDry-Tier3AnySFm2007CZ02DEER2017 | 1954
Appl-CW-Front-ElecDHW-GasDry-Tier3 | DEER2017 | D17 v3 |  | Any | SFm | 2007 | CZ03 | rDXGF | Household | 1 | 2295.6 | None | 1.1 | 0.002 | 9.62 | 2.1 | 0.002 | 9.01 | 1.1 | 0.002 | 9.62 | 2.1 | 0.002 | 9.01 | DEER:Res:ClothesDishWasher | Annual | 1719 |  | Appl-CW-Front-ElecDHW-GasDry-Tier3DEER2017 | Appl-CW-Front-ElecDHW-GasDry-Tier3AnySFm2007CZ03DEER2017 | 1955
Appl-CW-Front-ElecDHW-GasDry-Tier3 | DEER2017 | D17 v3 |  | Any | SFm | 2007 | CZ04 | rDXGF | Household | 1 | 2295.6 | None | 1.8 | 0.002 | 9.7 | 2.4 | 0.001 | 9.08 | 1.8 | 0.002 | 9.7 | 2.4 | 0.001 | 9.08 | DEER:Res:ClothesDishWasher | Annual | 1719 |  | Appl-CW-Front-ElecDHW-GasDry-Tier3DEER2017 | Appl-CW-Front-ElecDHW-GasDry-Tier3AnySFm2007CZ04DEER2017 | 1956
Appl-CW-Front-ElecDHW-GasDry-Tier3 | DEER2017 | D17 v3 |  | Any | SFm | 2007 | CZ05 | rDXGF | Household | 1 | 2295.6 | None | 1.3 | 0.002 | 9.53 | 2.3 | 0.002 | 8.93 | 1.3 | 0.002 | 9.53 | 2.3 | 0.002 | 8.93 | DEER:Res:ClothesDishWasher | Annual | 1719 |  | Appl-CW-Front-ElecDHW-GasDry-Tier3DEER2017 | Appl-CW-Front-ElecDHW-GasDry-Tier3AnySFm2007CZ05DEER2017 | 1957
Appl-CW-Front-ElecDHW-GasDry-Tier3 | DEER2017 | D17 v3 |  | Any | SFm | 2007 | CZ06 | rDXGF | Household | 1 | 2392.9 | None | 1.9 | 0.001 | 9.79 | 2.4 | 0.001 | 9.15 | 1.9 | 0.001 | 9.79 | 2.4 | 0.001 | 9.15 | DEER:Res:ClothesDishWasher | Annual | 1719 |  | Appl-CW-Front-ElecDHW-GasDry-Tier3DEER2017 | Appl-CW-Front-ElecDHW-GasDry-Tier3AnySFm2007CZ06DEER2017 | 1958
Appl-CW-Front-ElecDHW-GasDry-Tier3 | DEER2017 | D17 v3 |  | Any | SFm | 2007 | CZ07 | rDXGF | Household | 1 | 2392.9 | None | 2.5 | 0.003 | 9.83 | 3 | 0.003 | 9.19 | 2.5 | 0.003 | 9.83 | 3 | 0.003 | 9.19 | DEER:Res:ClothesDishWasher | Annual | 1719 |  | Appl-CW-Front-ElecDHW-GasDry-Tier3DEER2017 | Appl-CW-Front-ElecDHW-GasDry-Tier3AnySFm2007CZ07DEER2017 | 1959
Appl-CW-Front-ElecDHW-GasDry-Tier3 | DEER2017 | D17 v3 |  | Any | SFm | 2007 | CZ08 | rDXGF | Household | 1 | 2392.9 | None | 2 | 0.002 | 9.87 | 2.2 | 0.001 | 9.21 | 2 | 0.002 | 9.87 | 2.2 | 0.001 | 9.21 | DEER:Res:ClothesDishWasher | Annual | 1719 |  | Appl-CW-Front-ElecDHW-GasDry-Tier3DEER2017 | Appl-CW-Front-ElecDHW-GasDry-Tier3AnySFm2007CZ08DEER2017 | 1960
Appl-CW-Front-ElecDHW-GasDry-Tier3 | DEER2017 | D17 v3 |  | Any | SFm | 2007 | CZ09 | rDXGF | Household | 1 | 2422.9 | None | 1.3 | 0 | 9.83 | 1.7 | 0 | 9.18 | 1.3 | 0 | 9.83 | 1.7 | 0 | 9.18 | DEER:Res:ClothesDishWasher | Annual | 1719 |  | Appl-CW-Front-ElecDHW-GasDry-Tier3DEER2017 | Appl-CW-Front-ElecDHW-GasDry-Tier3AnySFm2007CZ09DEER2017 | 1961
Appl-CW-Front-ElecDHW-GasDry-Tier3 | DEER2017 | D17 v3 |  | Any | SFm | 2007 | CZ10 | rDXGF | Household | 1 | 1948.8 | None | 1.7 | 0 | 9.73 | 2 | 0 | 9.1 | 1.7 | 0 | 9.73 | 2 | 0 | 9.1 | DEER:Res:ClothesDishWasher | Annual | 1719 |  | Appl-CW-Front-ElecDHW-GasDry-Tier3DEER2017 | Appl-CW-Front-ElecDHW-GasDry-Tier3AnySFm2007CZ10DEER2017 | 1962
Appl-CW-Front-ElecDHW-GasDry-Tier3 | DEER2017 | D17 v3 |  | Any | SFm | 2007 | CZ11 | rDXGF | Household | 1 | 1948.8 | None | 1.5 | 0.001 | 9.67 | 1.9 | 0.001 | 9.05 | 1.5 | 0.001 | 9.67 | 1.9 | 0.001 | 9.05 | DEER:Res:ClothesDishWasher | Annual | 1719 |  | Appl-CW-Front-ElecDHW-GasDry-Tier3DEER2017 | Appl-CW-Front-ElecDHW-GasDry-Tier3AnySFm2007CZ11DEER2017 | 1963
Appl-CW-Front-ElecDHW-GasDry-Tier3 | DEER2017 | D17 v3 |  | Any | SFm | 2007 | CZ12 | rDXGF | Household | 1 | 1948.8 | None | 1.8 | 0.002 | 9.72 | 2.4 | 0.001 | 9.09 | 1.8 | 0.002 | 9.72 | 2.4 | 0.001 | 9.09 | DEER:Res:ClothesDishWasher | Annual | 1719 |  | Appl-CW-Front-ElecDHW-GasDry-Tier3DEER2017 | Appl-CW-Front-ElecDHW-GasDry-Tier3AnySFm2007CZ12DEER2017 | 1964
Appl-CW-Front-ElecDHW-GasDry-Tier3 | DEER2017 | D17 v3 |  | Any | SFm | 2007 | CZ13 | rDXGF | Household | 1 | 1948.8 | None | 1.8 | 0.001 | 9.75 | 2.2 | 0.001 | 9.11 | 1.8 | 0.001 | 9.75 | 2.2 | 0.001 | 9.11 | DEER:Res:ClothesDishWasher | Annual | 1719 |  | Appl-CW-Front-ElecDHW-GasDry-Tier3DEER2017 | Appl-CW-Front-ElecDHW-GasDry-Tier3AnySFm2007CZ13DEER2017 | 1965
Appl-CW-Front-ElecDHW-GasDry-Tier3 | DEER2017 | D17 v3 |  | Any | SFm | 2007 | CZ14 | rDXGF | Household | 1 | 2160.9 | None | 2.3 | 0 | 9.66 | 2.6 | 0 | 9.04 | 2.3 | 0 | 9.66 | 2.6 | 0 | 9.04 | DEER:Res:ClothesDishWasher | Annual | 1719 |  | Appl-CW-Front-ElecDHW-GasDry-Tier3DEER2017 | Appl-CW-Front-ElecDHW-GasDry-Tier3AnySFm2007CZ14DEER2017 | 1966
Appl-CW-Front-ElecDHW-GasDry-Tier3 | DEER2017 | D17 v3 |  | Any | SFm | 2007 | CZ15 | rDXGF | Household | 1 | 2160.9 | None | -0.4 | 0.001 | 9.96 | -0.7 | 0.001 | 9.28 | -0.4 | 0.001 | 9.96 | -0.7 | 0.001 | 9.28 | DEER:Res:ClothesDishWasher | Annual | 1719 |  | Appl-CW-Front-ElecDHW-GasDry-Tier3DEER2017 | Appl-CW-Front-ElecDHW-GasDry-Tier3AnySFm2007CZ15DEER2017 | 1967
Appl-CW-Front-ElecDHW-GasDry-Tier3 | DEER2017 | D17 v3 |  | Any | SFm | 2007 | CZ16 | rDXGF | Household | 1 | 2295.6 | None | 3.5 | 0.001 | 9.76 | 4.5 | 0.001 | 9.12 | 3.5 | 0.001 | 9.76 | 4.5 | 0.001 | 9.12 | DEER:Res:ClothesDishWasher | Annual | 1719 |  | Appl-CW-Front-ElecDHW-GasDry-Tier3DEER2017 | Appl-CW-Front-ElecDHW-GasDry-Tier3AnySFm2007CZ16DEER2017 | 1968
Appl-CW-Front-ElecDHW-GasDry-Tier3 | DEER2017 | D17 v3 |  | Any | SFm | 2011 | CZ01 | rDXGF | Household | 1 | 2295.6 | None | 2.2 | 0 | 9.65 | 3.5 | 0 | 9.04 | 2.2 | 0 | 9.65 | 3.5 | 0 | 9.04 | DEER:Res:ClothesDishWasher | Annual | 1719 |  | Appl-CW-Front-ElecDHW-GasDry-Tier3DEER2017 | Appl-CW-Front-ElecDHW-GasDry-Tier3AnySFm2011CZ01DEER2017 | 1969
Appl-CW-Front-ElecDHW-GasDry-Tier3 | DEER2017 | D17 v3 |  | Any | SFm | 2011 | CZ02 | rDXGF | Household | 1 | 1948.8 | None | 2 | 0.002 | 9.57 | 2.8 | 0.002 | 8.97 | 2 | 0.002 | 9.57 | 2.8 | 0.002 | 8.97 | DEER:Res:ClothesDishWasher | Annual | 1719 |  | Appl-CW-Front-ElecDHW-GasDry-Tier3DEER2017 | Appl-CW-Front-ElecDHW-GasDry-Tier3AnySFm2011CZ02DEER2017 | 1970
Appl-CW-Front-ElecDHW-GasDry-Tier3 | DEER2017 | D17 v3 |  | Any | SFm | 2011 | CZ03 | rDXGF | Household | 1 | 2295.6 | None | 1.2 | 0.002 | 9.63 | 2.2 | 0.002 | 9.01 | 1.2 | 0.002 | 9.63 | 2.2 | 0.002 | 9.01 | DEER:Res:ClothesDishWasher | Annual | 1719 |  | Appl-CW-Front-ElecDHW-GasDry-Tier3DEER2017 | Appl-CW-Front-ElecDHW-GasDry-Tier3AnySFm2011CZ03DEER2017 | 1971
Appl-CW-Front-ElecDHW-GasDry-Tier3 | DEER2017 | D17 v3 |  | Any | SFm | 2011 | CZ04 | rDXGF | Household | 1 | 2295.6 | None | 2 | 0.002 | 9.71 | 2.7 | 0.002 | 9.09 | 2 | 0.002 | 9.71 | 2.7 | 0.002 | 9.09 | DEER:Res:ClothesDishWasher | Annual | 1719 |  | Appl-CW-Front-ElecDHW-GasDry-Tier3DEER2017 | Appl-CW-Front-ElecDHW-GasDry-Tier3AnySFm2011CZ04DEER2017 | 1972
Appl-CW-Front-ElecDHW-GasDry-Tier3 | DEER2017 | D17 v3 |  | Any | SFm | 2011 | CZ05 | rDXGF | Household | 1 | 2295.6 | None | 1.2 | 0.002 | 9.54 | 2.3 | 0.002 | 8.97 | 1.2 | 0.002 | 9.54 | 2.3 | 0.002 | 8.97 | DEER:Res:ClothesDishWasher | Annual | 1719 |  | Appl-CW-Front-ElecDHW-GasDry-Tier3DEER2017 | Appl-CW-Front-ElecDHW-GasDry-Tier3AnySFm2011CZ05DEER2017 | 1973
Appl-CW-Front-ElecDHW-GasDry-Tier3 | DEER2017 | D17 v3 |  | Any | SFm | 2011 | CZ06 | rDXGF | Household | 1 | 2392.9 | None | 1.1 | 0.002 | 9.76 | 1.6 | 0.002 | 9.12 | 1.1 | 0.002 | 9.76 | 1.6 | 0.002 | 9.12 | DEER:Res:ClothesDishWasher | Annual | 1719 |  | Appl-CW-Front-ElecDHW-GasDry-Tier3DEER2017 | Appl-CW-Front-ElecDHW-GasDry-Tier3AnySFm2011CZ06DEER2017 | 1974
Appl-CW-Front-ElecDHW-GasDry-Tier3 | DEER2017 | D17 v3 |  | Any | SFm | 2011 | CZ07 | rDXGF | Household | 1 | 2392.9 | None | 2.3 | 0.001 | 9.91 | 2.5 | 0 | 9.24 | 2.3 | 0.001 | 9.91 | 2.5 | 0 | 9.24 | DEER:Res:ClothesDishWasher | Annual | 1719 |  | Appl-CW-Front-ElecDHW-GasDry-Tier3DEER2017 | Appl-CW-Front-ElecDHW-GasDry-Tier3AnySFm2011CZ07DEER2017 | 1975
Appl-CW-Front-ElecDHW-GasDry-Tier3 | DEER2017 | D17 v3 |  | Any | SFm | 2011 | CZ08 | rDXGF | Household | 1 | 2392.9 | None | 2.2 | 0.001 | 9.91 | 2.4 | 0.001 | 9.24 | 2.2 | 0.001 | 9.91 | 2.4 | 0.001 | 9.24 | DEER:Res:ClothesDishWasher | Annual | 1719 |  | Appl-CW-Front-ElecDHW-GasDry-Tier3DEER2017 | Appl-CW-Front-ElecDHW-GasDry-Tier3AnySFm2011CZ08DEER2017 | 1976
Appl-CW-Front-ElecDHW-GasDry-Tier3 | DEER2017 | D17 v3 |  | Any | SFm | 2011 | CZ09 | rDXGF | Household | 1 | 2422.9 | None | 1.4 | 0.001 | 9.84 | 1.7 | 0 | 9.18 | 1.4 | 0.001 | 9.84 | 1.7 | 0 | 9.18 | DEER:Res:ClothesDishWasher | Annual | 1719 |  | Appl-CW-Front-ElecDHW-GasDry-Tier3DEER2017 | Appl-CW-Front-ElecDHW-GasDry-Tier3AnySFm2011CZ09DEER2017 | 1977
Appl-CW-Front-ElecDHW-GasDry-Tier3 | DEER2017 | D17 v3 |  | Any | SFm | 2011 | CZ10 | rDXGF | Household | 1 | 1948.8 | None | 1.6 | 0.001 | 9.74 | 1.9 | 0.001 | 9.1 | 1.6 | 0.001 | 9.74 | 1.9 | 0.001 | 9.1 | DEER:Res:ClothesDishWasher | Annual | 1719 |  | Appl-CW-Front-ElecDHW-GasDry-Tier3DEER2017 | Appl-CW-Front-ElecDHW-GasDry-Tier3AnySFm2011CZ10DEER2017 | 1978
Appl-CW-Front-ElecDHW-GasDry-Tier3 | DEER2017 | D17 v3 |  | Any | SFm | 2011 | CZ11 | rDXGF | Household | 1 | 1948.8 | None | 1.8 | 0.001 | 9.69 | 2.1 | 0 | 9.07 | 1.8 | 0.001 | 9.69 | 2.1 | 0 | 9.07 | DEER:Res:ClothesDishWasher | Annual | 1719 |  | Appl-CW-Front-ElecDHW-GasDry-Tier3DEER2017 | Appl-CW-Front-ElecDHW-GasDry-Tier3AnySFm2011CZ11DEER2017 | 1979
Appl-CW-Front-ElecDHW-GasDry-Tier3 | DEER2017 | D17 v3 |  | Any | SFm | 2011 | CZ12 | rDXGF | Household | 1 | 1948.8 | None | 1.9 | 0.002 | 9.75 | 2.4 | 0.001 | 9.11 | 1.9 | 0.002 | 9.75 | 2.4 | 0.001 | 9.11 | DEER:Res:ClothesDishWasher | Annual | 1719 |  | Appl-CW-Front-ElecDHW-GasDry-Tier3DEER2017 | Appl-CW-Front-ElecDHW-GasDry-Tier3AnySFm2011CZ12DEER2017 | 1980
Appl-CW-Front-ElecDHW-GasDry-Tier3 | DEER2017 | D17 v3 |  | Any | SFm | 2011 | CZ13 | rDXGF | Household | 1 | 1948.8 | None | 1.7 | 0.001 | 9.75 | 2 | 0.001 | 9.12 | 1.7 | 0.001 | 9.75 | 2 | 0.001 | 9.12 | DEER:Res:ClothesDishWasher | Annual | 1719 |  | Appl-CW-Front-ElecDHW-GasDry-Tier3DEER2017 | Appl-CW-Front-ElecDHW-GasDry-Tier3AnySFm2011CZ13DEER2017 | 1981
Appl-CW-Front-ElecDHW-GasDry-Tier3 | DEER2017 | D17 v3 |  | Any | SFm | 2011 | CZ14 | rDXGF | Household | 1 | 2160.9 | None | 2.4 | 0 | 9.7 | 2.7 | 0 | 9.07 | 2.4 | 0 | 9.7 | 2.7 | 0 | 9.07 | DEER:Res:ClothesDishWasher | Annual | 1719 |  | Appl-CW-Front-ElecDHW-GasDry-Tier3DEER2017 | Appl-CW-Front-ElecDHW-GasDry-Tier3AnySFm2011CZ14DEER2017 | 1982
Appl-CW-Front-ElecDHW-GasDry-Tier3 | DEER2017 | D17 v3 |  | Any | SFm | 2011 | CZ15 | rDXGF | Household | 1 | 2160.9 | None | -0.2 | 0 | 9.95 | -0.8 | 0 | 9.27 | -0.2 | 0 | 9.95 | -0.8 | 0 | 9.27 | DEER:Res:ClothesDishWasher | Annual | 1719 |  | Appl-CW-Front-ElecDHW-GasDry-Tier3DEER2017 | Appl-CW-Front-ElecDHW-GasDry-Tier3AnySFm2011CZ15DEER2017 | 1983
Appl-CW-Front-ElecDHW-GasDry-Tier3 | DEER2017 | D17 v3 |  | Any | SFm | 2011 | CZ16 | rDXGF | Household | 1 | 2295.6 | None | 3.6 | 0.002 | 9.78 | 4.6 | 0.002 | 9.14 | 3.6 | 0.002 | 9.78 | 4.6 | 0.002 | 9.14 | DEER:Res:ClothesDishWasher | Annual | 1719 |  | Appl-CW-Front-ElecDHW-GasDry-Tier3DEER2017 | Appl-CW-Front-ElecDHW-GasDry-Tier3AnySFm2011CZ16DEER2017 | 1984
Appl-CW-Front-ElecDHW-GasDry-Tier3 | DEER2017 | D17 v3 |  | Any | SFm | 2015 | CZ01 | rDXGF | Household | 1 | 2295.6 | None | 2.3 | 0 | 9.67 | 3.6 | 0 | 9.05 | 2.3 | 0 | 9.67 | 3.6 | 0 | 9.05 | DEER:Res:ClothesDishWasher | Annual | 1719 |  | Appl-CW-Front-ElecDHW-GasDry-Tier3DEER2017 | Appl-CW-Front-ElecDHW-GasDry-Tier3AnySFm2015CZ01DEER2017 | 1985
Appl-CW-Front-ElecDHW-GasDry-Tier3 | DEER2017 | D17 v3 |  | Any | SFm | 2015 | CZ02 | rDXGF | Household | 1 | 1948.8 | None | 2 | 0.003 | 9.58 | 2.8 | 0.002 | 8.98 | 2 | 0.003 | 9.58 | 2.8 | 0.002 | 8.98 | DEER:Res:ClothesDishWasher | Annual | 1719 |  | Appl-CW-Front-ElecDHW-GasDry-Tier3DEER2017 | Appl-CW-Front-ElecDHW-GasDry-Tier3AnySFm2015CZ02DEER2017 | 1986
Appl-CW-Front-ElecDHW-GasDry-Tier3 | DEER2017 | D17 v3 |  | Any | SFm | 2015 | CZ03 | rDXGF | Household | 1 | 2295.6 | None | 1.5 | 0.002 | 9.71 | 2.2 | 0.001 | 9.09 | 1.5 | 0.002 | 9.71 | 2.2 | 0.001 | 9.09 | DEER:Res:ClothesDishWasher | Annual | 1719 |  | Appl-CW-Front-ElecDHW-GasDry-Tier3DEER2017 | Appl-CW-Front-ElecDHW-GasDry-Tier3AnySFm2015CZ03DEER2017 | 1987
Appl-CW-Front-ElecDHW-GasDry-Tier3 | DEER2017 | D17 v3 |  | Any | SFm | 2015 | CZ04 | rDXGF | Household | 1 | 2295.6 | None | 1.5 | 0.002 | 9.69 | 2.3 | 0.002 | 9.06 | 1.5 | 0.002 | 9.69 | 2.3 | 0.002 | 9.06 | DEER:Res:ClothesDishWasher | Annual | 1719 |  | Appl-CW-Front-ElecDHW-GasDry-Tier3DEER2017 | Appl-CW-Front-ElecDHW-GasDry-Tier3AnySFm2015CZ04DEER2017 | 1988
Appl-CW-Front-ElecDHW-GasDry-Tier3 | DEER2017 | D17 v3 |  | Any | SFm | 2015 | CZ05 | rDXGF | Household | 1 | 2295.6 | None | 1.8 | 0.002 | 9.62 | 2.8 | 0.002 | 9.03 | 1.8 | 0.002 | 9.62 | 2.8 | 0.002 | 9.03 | DEER:Res:ClothesDishWasher | Annual | 1719 |  | Appl-CW-Front-ElecDHW-GasDry-Tier3DEER2017 | Appl-CW-Front-ElecDHW-GasDry-Tier3AnySFm2015CZ05DEER2017 | 1989
Appl-CW-Front-ElecDHW-GasDry-Tier3 | DEER2017 | D17 v3 |  | Any | SFm | 2015 | CZ06 | rDXGF | Household | 1 | 2392.9 | None | 0.1 | 0.002 | 9.75 | 0.8 | 0.001 | 9.12 | 0.1 | 0.002 | 9.75 | 0.8 | 0.001 | 9.12 | DEER:Res:ClothesDishWasher | Annual | 1719 |  | Appl-CW-Front-ElecDHW-GasDry-Tier3DEER2017 | Appl-CW-Front-ElecDHW-GasDry-Tier3AnySFm2015CZ06DEER2017 | 1990
Appl-CW-Front-ElecDHW-GasDry-Tier3 | DEER2017 | D17 v3 |  | Any | SFm | 2015 | CZ07 | rDXGF | Household | 1 | 2392.9 | None | 3.5 | 0.003 | 9.99 | 3 | 0.001 | 9.24 | 3.5 | 0.003 | 9.99 | 3 | 0.001 | 9.24 | DEER:Res:ClothesDishWasher | Annual | 1719 |  | Appl-CW-Front-ElecDHW-GasDry-Tier3DEER2017 | Appl-CW-Front-ElecDHW-GasDry-Tier3AnySFm2015CZ07DEER2017 | 1991
Appl-CW-Front-ElecDHW-GasDry-Tier3 | DEER2017 | D17 v3 |  | Any | SFm | 2015 | CZ08 | rDXGF | Household | 1 | 2392.9 | None | 1 | 0.001 | 9.89 | 1.3 | 0.001 | 9.23 | 1 | 0.001 | 9.89 | 1.3 | 0.001 | 9.23 | DEER:Res:ClothesDishWasher | Annual | 1719 |  | Appl-CW-Front-ElecDHW-GasDry-Tier3DEER2017 | Appl-CW-Front-ElecDHW-GasDry-Tier3AnySFm2015CZ08DEER2017 | 1992
Appl-CW-Front-ElecDHW-GasDry-Tier3 | DEER2017 | D17 v3 |  | Any | SFm | 2015 | CZ09 | rDXGF | Household | 1 | 2422.9 | None | 0.5 | 0.001 | 9.85 | 1.1 | 0.001 | 9.2 | 0.5 | 0.001 | 9.85 | 1.1 | 0.001 | 9.2 | DEER:Res:ClothesDishWasher | Annual | 1719 |  | Appl-CW-Front-ElecDHW-GasDry-Tier3DEER2017 | Appl-CW-Front-ElecDHW-GasDry-Tier3AnySFm2015CZ09DEER2017 | 1993
Appl-CW-Front-ElecDHW-GasDry-Tier3 | DEER2017 | D17 v3 |  | Any | SFm | 2015 | CZ10 | rDXGF | Household | 1 | 1948.8 | None | 0.8 | 0.001 | 9.75 | 1.3 | 0.001 | 9.11 | 0.8 | 0.001 | 9.75 | 1.3 | 0.001 | 9.11 | DEER:Res:ClothesDishWasher | Annual | 1719 |  | Appl-CW-Front-ElecDHW-GasDry-Tier3DEER2017 | Appl-CW-Front-ElecDHW-GasDry-Tier3AnySFm2015CZ10DEER2017 | 1994
Appl-CW-Front-ElecDHW-GasDry-Tier3 | DEER2017 | D17 v3 |  | Any | SFm | 2015 | CZ11 | rDXGF | Household | 1 | 1948.8 | None | 1 | 0.001 | 9.7 | 1.5 | 0.001 | 9.07 | 1 | 0.001 | 9.7 | 1.5 | 0.001 | 9.07 | DEER:Res:ClothesDishWasher | Annual | 1719 |  | Appl-CW-Front-ElecDHW-GasDry-Tier3DEER2017 | Appl-CW-Front-ElecDHW-GasDry-Tier3AnySFm2015CZ11DEER2017 | 1995
Appl-CW-Front-ElecDHW-GasDry-Tier3 | DEER2017 | D17 v3 |  | Any | SFm | 2015 | CZ12 | rDXGF | Household | 1 | 1948.8 | None | 1.2 | 0.002 | 9.75 | 1.8 | 0.002 | 9.11 | 1.2 | 0.002 | 9.75 | 1.8 | 0.002 | 9.11 | DEER:Res:ClothesDishWasher | Annual | 1719 |  | Appl-CW-Front-ElecDHW-GasDry-Tier3DEER2017 | Appl-CW-Front-ElecDHW-GasDry-Tier3AnySFm2015CZ12DEER2017 | 1996
Appl-CW-Front-ElecDHW-GasDry-Tier3 | DEER2017 | D17 v3 |  | Any | SFm | 2015 | CZ13 | rDXGF | Household | 1 | 1948.8 | None | 1.1 | 0.001 | 9.77 | 1.6 | 0.001 | 9.13 | 1.1 | 0.001 | 9.77 | 1.6 | 0.001 | 9.13 | DEER:Res:ClothesDishWasher | Annual | 1719 |  | Appl-CW-Front-ElecDHW-GasDry-Tier3DEER2017 | Appl-CW-Front-ElecDHW-GasDry-Tier3AnySFm2015CZ13DEER2017 | 1997
Appl-CW-Front-ElecDHW-GasDry-Tier3 | DEER2017 | D17 v3 |  | Any | SFm | 2015 | CZ14 | rDXGF | Household | 1 | 2160.9 | None | 2 | 0.001 | 9.68 | 2.4 | 0.001 | 9.04 | 2 | 0.001 | 9.68 | 2.4 | 0.001 | 9.04 | DEER:Res:ClothesDishWasher | Annual | 1719 |  | Appl-CW-Front-ElecDHW-GasDry-Tier3DEER2017 | Appl-CW-Front-ElecDHW-GasDry-Tier3AnySFm2015CZ14DEER2017 | 1998
Appl-CW-Front-ElecDHW-GasDry-Tier3 | DEER2017 | D17 v3 |  | Any | SFm | 2015 | CZ15 | rDXGF | Household | 1 | 2160.9 | None | -0.7 | -0.001 | 9.95 | -0.9 | -0.001 | 9.27 | -0.7 | -0.001 | 9.95 | -0.9 | -0.001 | 9.27 | DEER:Res:ClothesDishWasher | Annual | 1719 |  | Appl-CW-Front-ElecDHW-GasDry-Tier3DEER2017 | Appl-CW-Front-ElecDHW-GasDry-Tier3AnySFm2015CZ15DEER2017 | 1999
Appl-CW-Front-ElecDHW-GasDry-Tier3 | DEER2017 | D17 v3 |  | Any | SFm | 2015 | CZ16 | rDXGF | Household | 1 | 2295.6 | None | 3.1 | 0.002 | 9.7 | 4.1 | 0.001 | 9.08 | 3.1 | 0.002 | 9.7 | 4.1 | 0.001 | 9.08 | DEER:Res:ClothesDishWasher | Annual | 1719 |  | Appl-CW-Front-ElecDHW-GasDry-Tier3DEER2017 | Appl-CW-Front-ElecDHW-GasDry-Tier3AnySFm2015CZ16DEER2017 | 2000
Appl-CW-Front-ElecDHW-GasDry-Tier3 | DEER2017 | D17 v3 |  | Any | SFm | 2017 | CZ01 | rDXGF | Household | 1 | 2295.6 | None | 2.4 | 0 | 9.7 | 3.6 | 0 | 9.07 | 2.4 | 0 | 9.7 | 3.6 | 0 | 9.07 | DEER:Res:ClothesDishWasher | Annual | 1719 |  | Appl-CW-Front-ElecDHW-GasDry-Tier3DEER2017 | Appl-CW-Front-ElecDHW-GasDry-Tier3AnySFm2017CZ01DEER2017 | 2001
Appl-CW-Front-ElecDHW-GasDry-Tier3 | DEER2017 | D17 v3 |  | Any | SFm | 2017 | CZ02 | rDXGF | Household | 1 | 1948.8 | None | 1.8 | 0.002 | 9.6 | 2.7 | 0.002 | 9 | 1.8 | 0.002 | 9.6 | 2.7 | 0.002 | 9 | DEER:Res:ClothesDishWasher | Annual | 1719 |  | Appl-CW-Front-ElecDHW-GasDry-Tier3DEER2017 | Appl-CW-Front-ElecDHW-GasDry-Tier3AnySFm2017CZ02DEER2017 | 2002
Appl-CW-Front-ElecDHW-GasDry-Tier3 | DEER2017 | D17 v3 |  | Any | SFm | 2017 | CZ03 | rDXGF | Household | 1 | 2295.6 | None | 1.4 | 0.002 | 9.71 | 2.4 | 0.002 | 9.08 | 1.4 | 0.002 | 9.71 | 2.4 | 0.002 | 9.08 | DEER:Res:ClothesDishWasher | Annual | 1719 |  | Appl-CW-Front-ElecDHW-GasDry-Tier3DEER2017 | Appl-CW-Front-ElecDHW-GasDry-Tier3AnySFm2017CZ03DEER2017 | 2003
Appl-CW-Front-ElecDHW-GasDry-Tier3 | DEER2017 | D17 v3 |  | Any | SFm | 2017 | CZ04 | rDXGF | Household | 1 | 2295.6 | None | 1.6 | 0.002 | 9.7 | 2.3 | 0.001 | 9.08 | 1.6 | 0.002 | 9.7 | 2.3 | 0.001 | 9.08 | DEER:Res:ClothesDishWasher | Annual | 1719 |  | Appl-CW-Front-ElecDHW-GasDry-Tier3DEER2017 | Appl-CW-Front-ElecDHW-GasDry-Tier3AnySFm2017CZ04DEER2017 | 2004
Appl-CW-Front-ElecDHW-GasDry-Tier3 | DEER2017 | D17 v3 |  | Any | SFm | 2017 | CZ05 | rDXGF | Household | 1 | 2295.6 | None | 1.5 | 0.002 | 9.66 | 2.5 | 0.002 | 9.06 | 1.5 | 0.002 | 9.66 | 2.5 | 0.002 | 9.06 | DEER:Res:ClothesDishWasher | Annual | 1719 |  | Appl-CW-Front-ElecDHW-GasDry-Tier3DEER2017 | Appl-CW-Front-ElecDHW-GasDry-Tier3AnySFm2017CZ05DEER2017 | 2005
Appl-CW-Front-ElecDHW-GasDry-Tier3 | DEER2017 | D17 v3 |  | Any | SFm | 2017 | CZ06 | rDXGF | Household | 1 | 2392.9 | None | 0.3 | 0.004 | 9.75 | 1.1 | 0.004 | 9.11 | 0.3 | 0.004 | 9.75 | 1.1 | 0.004 | 9.11 | DEER:Res:ClothesDishWasher | Annual | 1719 |  | Appl-CW-Front-ElecDHW-GasDry-Tier3DEER2017 | Appl-CW-Front-ElecDHW-GasDry-Tier3AnySFm2017CZ06DEER2017 | 2006
Appl-CW-Front-ElecDHW-GasDry-Tier3 | DEER2017 | D17 v3 |  | Any | SFm | 2017 | CZ07 | rDXGF | Household | 1 | 2392.9 | None | 1.1 | 0.001 | 9.87 | 1.9 | 0.001 | 9.22 | 1.1 | 0.001 | 9.87 | 1.9 | 0.001 | 9.22 | DEER:Res:ClothesDishWasher | Annual | 1719 |  | Appl-CW-Front-ElecDHW-GasDry-Tier3DEER2017 | Appl-CW-Front-ElecDHW-GasDry-Tier3AnySFm2017CZ07DEER2017 | 2007
Appl-CW-Front-ElecDHW-GasDry-Tier3 | DEER2017 | D17 v3 |  | Any | SFm | 2017 | CZ08 | rDXGF | Household | 1 | 2392.9 | None | 1 | 0.001 | 9.91 | 1.5 | 0.001 | 9.23 | 1 | 0.001 | 9.91 | 1.5 | 0.001 | 9.23 | DEER:Res:ClothesDishWasher | Annual | 1719 |  | Appl-CW-Front-ElecDHW-GasDry-Tier3DEER2017 | Appl-CW-Front-ElecDHW-GasDry-Tier3AnySFm2017CZ08DEER2017 | 2008
Appl-CW-Front-ElecDHW-GasDry-Tier3 | DEER2017 | D17 v3 |  | Any | SFm | 2017 | CZ09 | rDXGF | Household | 1 | 2422.9 | None | -1.1 | 0.001 | 9.8 | -0.6 | 0.001 | 9.13 | -1.1 | 0.001 | 9.8 | -0.6 | 0.001 | 9.13 | DEER:Res:ClothesDishWasher | Annual | 1719 |  | Appl-CW-Front-ElecDHW-GasDry-Tier3DEER2017 | Appl-CW-Front-ElecDHW-GasDry-Tier3AnySFm2017CZ09DEER2017 | 2009
Appl-CW-Front-ElecDHW-GasDry-Tier3 | DEER2017 | D17 v3 |  | Any | SFm | 2017 | CZ10 | rDXGF | Household | 1 | 1948.8 | None | 0.3 | 0.001 | 9.75 | 0.8 | 0.001 | 9.12 | 0.3 | 0.001 | 9.75 | 0.8 | 0.001 | 9.12 | DEER:Res:ClothesDishWasher | Annual | 1719 |  | Appl-CW-Front-ElecDHW-GasDry-Tier3DEER2017 | Appl-CW-Front-ElecDHW-GasDry-Tier3AnySFm2017CZ10DEER2017 | 2010
Appl-CW-Front-ElecDHW-GasDry-Tier3 | DEER2017 | D17 v3 |  | Any | SFm | 2017 | CZ11 | rDXGF | Household | 1 | 1948.8 | None | 1 | 0.001 | 9.71 | 1.5 | 0.001 | 9.08 | 1 | 0.001 | 9.71 | 1.5 | 0.001 | 9.08 | DEER:Res:ClothesDishWasher | Annual | 1719 |  | Appl-CW-Front-ElecDHW-GasDry-Tier3DEER2017 | Appl-CW-Front-ElecDHW-GasDry-Tier3AnySFm2017CZ11DEER2017 | 2011
Appl-CW-Front-ElecDHW-GasDry-Tier3 | DEER2017 | D17 v3 |  | Any | SFm | 2017 | CZ12 | rDXGF | Household | 1 | 1948.8 | None | 1.1 | 0.001 | 9.77 | 1.8 | 0.001 | 9.13 | 1.1 | 0.001 | 9.77 | 1.8 | 0.001 | 9.13 | DEER:Res:ClothesDishWasher | Annual | 1719 |  | Appl-CW-Front-ElecDHW-GasDry-Tier3DEER2017 | Appl-CW-Front-ElecDHW-GasDry-Tier3AnySFm2017CZ12DEER2017 | 2012
Appl-CW-Front-ElecDHW-GasDry-Tier3 | DEER2017 | D17 v3 |  | Any | SFm | 2017 | CZ13 | rDXGF | Household | 1 | 1948.8 | None | 1.1 | 0.002 | 9.77 | 1.5 | 0.001 | 9.13 | 1.1 | 0.002 | 9.77 | 1.5 | 0.001 | 9.13 | DEER:Res:ClothesDishWasher | Annual | 1719 |  | Appl-CW-Front-ElecDHW-GasDry-Tier3DEER2017 | Appl-CW-Front-ElecDHW-GasDry-Tier3AnySFm2017CZ13DEER2017 | 2013
Appl-CW-Front-ElecDHW-GasDry-Tier3 | DEER2017 | D17 v3 |  | Any | SFm | 2017 | CZ14 | rDXGF | Household | 1 | 2160.9 | None | 2 | 0.001 | 9.66 | 2.4 | 0.001 | 9.06 | 2 | 0.001 | 9.66 | 2.4 | 0.001 | 9.06 | DEER:Res:ClothesDishWasher | Annual | 1719 |  | Appl-CW-Front-ElecDHW-GasDry-Tier3DEER2017 | Appl-CW-Front-ElecDHW-GasDry-Tier3AnySFm2017CZ14DEER2017 | 2014
Appl-CW-Front-ElecDHW-GasDry-Tier3 | DEER2017 | D17 v3 |  | Any | SFm | 2017 | CZ15 | rDXGF | Household | 1 | 2160.9 | None | -0.7 | 0 | 9.96 | -0.6 | 0 | 9.28 | -0.7 | 0 | 9.96 | -0.6 | 0 | 9.28 | DEER:Res:ClothesDishWasher | Annual | 1719 |  | Appl-CW-Front-ElecDHW-GasDry-Tier3DEER2017 | Appl-CW-Front-ElecDHW-GasDry-Tier3AnySFm2017CZ15DEER2017 | 2015
Appl-CW-Front-ElecDHW-GasDry-Tier3 | DEER2017 | D17 v3 |  | Any | SFm | 2017 | CZ16 | rDXGF | Household | 1 | 2295.6 | None | 2.4 | 0.001 | 9.7 | 4 | 0.001 | 9.07 | 2.4 | 0.001 | 9.7 | 4 | 0.001 | 9.07 | DEER:Res:ClothesDishWasher | Annual | 1719 |  | Appl-CW-Front-ElecDHW-GasDry-Tier3DEER2017 | Appl-CW-Front-ElecDHW-GasDry-Tier3AnySFm2017CZ16DEER2017 | 2016
Appl-CW-Front-GasDHW-ElecDry-Tier1 | DEER2017 | D17 v3 |  | Any | DMo | MH00 | CZ01 | rDXGF | Household | 1 | 1242 | None | 129 | 0.018 | -0.22 | 113 | 0.016 | -0.05 | 129 | 0.018 | -0.22 | 113 | 0.016 | -0.05 | DEER:Res:ClothesDishWasher | Annual | 1719 |  | Appl-CW-Front-GasDHW-ElecDry-Tier1DEER2017 | Appl-CW-Front-GasDHW-ElecDry-Tier1AnyDMoMH00CZ01DEER2017 | 2017
Appl-CW-Front-GasDHW-ElecDry-Tier1 | DEER2017 | D17 v3 |  | Any | DMo | MH00 | CZ02 | rDXGF | Household | 1 | 1242 | None | 130 | 0.013 | -0.15 | 114 | 0.01 | -0.01 | 130 | 0.013 | -0.15 | 114 | 0.01 | -0.01 | DEER:Res:ClothesDishWasher | Annual | 1719 |  | Appl-CW-Front-GasDHW-ElecDry-Tier1DEER2017 | Appl-CW-Front-GasDHW-ElecDry-Tier1AnyDMoMH00CZ02DEER2017 | 2018
Appl-CW-Front-GasDHW-ElecDry-Tier1 | DEER2017 | D17 v3 |  | Any | DMo | MH00 | CZ03 | rDXGF | Household | 1 | 1242 | None | 129 | 0.021 | -0.21 | 113 | 0.018 | -0.05 | 129 | 0.021 | -0.21 | 113 | 0.018 | -0.05 | DEER:Res:ClothesDishWasher | Annual | 1719 |  | Appl-CW-Front-GasDHW-ElecDry-Tier1DEER2017 | Appl-CW-Front-GasDHW-ElecDry-Tier1AnyDMoMH00CZ03DEER2017 | 2019
Appl-CW-Front-GasDHW-ElecDry-Tier1 | DEER2017 | D17 v3 |  | Any | DMo | MH00 | CZ04 | rDXGF | Household | 1 | 1242 | None | 131 | 0.02 | -0.19 | 116 | 0.018 | -0.04 | 131 | 0.02 | -0.19 | 116 | 0.018 | -0.04 | DEER:Res:ClothesDishWasher | Annual | 1719 |  | Appl-CW-Front-GasDHW-ElecDry-Tier1DEER2017 | Appl-CW-Front-GasDHW-ElecDry-Tier1AnyDMoMH00CZ04DEER2017 | 2020
Appl-CW-Front-GasDHW-ElecDry-Tier1 | DEER2017 | D17 v3 |  | Any | DMo | MH00 | CZ05 | rDXGF | Household | 1 | 1242 | None | 129 | 0.02 | -0.44 | 113 | 0.018 | -0.25 | 129 | 0.02 | -0.44 | 113 | 0.018 | -0.25 | DEER:Res:ClothesDishWasher | Annual | 1719 |  | Appl-CW-Front-GasDHW-ElecDry-Tier1DEER2017 | Appl-CW-Front-GasDHW-ElecDry-Tier1AnyDMoMH00CZ05DEER2017 | 2021
Appl-CW-Front-GasDHW-ElecDry-Tier1 | DEER2017 | D17 v3 |  | Any | DMo | MH00 | CZ06 | rDXGF | Household | 1 | 1242 | None | 131 | 0.02 | -0.14 | 114 | 0.017 | 0 | 131 | 0.02 | -0.14 | 114 | 0.017 | 0 | DEER:Res:ClothesDishWasher | Annual | 1719 |  | Appl-CW-Front-GasDHW-ElecDry-Tier1DEER2017 | Appl-CW-Front-GasDHW-ElecDry-Tier1AnyDMoMH00CZ06DEER2017 | 2022
Appl-CW-Front-GasDHW-ElecDry-Tier1 | DEER2017 | D17 v3 |  | Any | DMo | MH00 | CZ07 | rDXGF | Household | 1 | 1242 | None | 131 | 0.019 | -0.08 | 114 | 0.017 | 0.04 | 131 | 0.019 | -0.08 | 114 | 0.017 | 0.04 | DEER:Res:ClothesDishWasher | Annual | 1719 |  | Appl-CW-Front-GasDHW-ElecDry-Tier1DEER2017 | Appl-CW-Front-GasDHW-ElecDry-Tier1AnyDMoMH00CZ07DEER2017 | 2023
Appl-CW-Front-GasDHW-ElecDry-Tier1 | DEER2017 | D17 v3 |  | Any | DMo | MH00 | CZ08 | rDXGF | Household | 1 | 1242 | None | 132 | 0.019 | -0.08 | 115 | 0.016 | 0.04 | 132 | 0.019 | -0.08 | 115 | 0.016 | 0.04 | DEER:Res:ClothesDishWasher | Annual | 1719 |  | Appl-CW-Front-GasDHW-ElecDry-Tier1DEER2017 | Appl-CW-Front-GasDHW-ElecDry-Tier1AnyDMoMH00CZ08DEER2017 | 2024
Appl-CW-Front-GasDHW-ElecDry-Tier1 | DEER2017 | D17 v3 |  | Any | DMo | MH00 | CZ09 | rDXGF | Household | 1 | 1242 | None | 132 | 0.021 | -0.13 | 116 | 0.018 | 0 | 132 | 0.021 | -0.13 | 116 | 0.018 | 0 | DEER:Res:ClothesDishWasher | Annual | 1719 |  | Appl-CW-Front-GasDHW-ElecDry-Tier1DEER2017 | Appl-CW-Front-GasDHW-ElecDry-Tier1AnyDMoMH00CZ09DEER2017 | 2025
Appl-CW-Front-GasDHW-ElecDry-Tier1 | DEER2017 | D17 v3 |  | Any | DMo | MH00 | CZ10 | rDXGF | Household | 1 | 1242 | None | 133 | 0.02 | -0.09 | 116 | 0.018 | 0.03 | 133 | 0.02 | -0.09 | 116 | 0.018 | 0.03 | DEER:Res:ClothesDishWasher | Annual | 1719 |  | Appl-CW-Front-GasDHW-ElecDry-Tier1DEER2017 | Appl-CW-Front-GasDHW-ElecDry-Tier1AnyDMoMH00CZ10DEER2017 | 2026
Appl-CW-Front-GasDHW-ElecDry-Tier1 | DEER2017 | D17 v3 |  | Any | DMo | MH00 | CZ11 | rDXGF | Household | 1 | 1242 | None | 132 | 0.019 | -0.15 | 115 | 0.017 | -0.01 | 132 | 0.019 | -0.15 | 115 | 0.017 | -0.01 | DEER:Res:ClothesDishWasher | Annual | 1719 |  | Appl-CW-Front-GasDHW-ElecDry-Tier1DEER2017 | Appl-CW-Front-GasDHW-ElecDry-Tier1AnyDMoMH00CZ11DEER2017 | 2027
Appl-CW-Front-GasDHW-ElecDry-Tier1 | DEER2017 | D17 v3 |  | Any | DMo | MH00 | CZ12 | rDXGF | Household | 1 | 1242 | None | 131 | 0.019 | -0.2 | 115 | 0.017 | -0.06 | 131 | 0.019 | -0.2 | 115 | 0.017 | -0.06 | DEER:Res:ClothesDishWasher | Annual | 1719 |  | Appl-CW-Front-GasDHW-ElecDry-Tier1DEER2017 | Appl-CW-Front-GasDHW-ElecDry-Tier1AnyDMoMH00CZ12DEER2017 | 2028
Appl-CW-Front-GasDHW-ElecDry-Tier1 | DEER2017 | D17 v3 |  | Any | DMo | MH00 | CZ13 | rDXGF | Household | 1 | 1242 | None | 132 | 0.02 | -0.18 | 115 | 0.017 | -0.05 | 132 | 0.02 | -0.18 | 115 | 0.017 | -0.05 | DEER:Res:ClothesDishWasher | Annual | 1719 |  | Appl-CW-Front-GasDHW-ElecDry-Tier1DEER2017 | Appl-CW-Front-GasDHW-ElecDry-Tier1AnyDMoMH00CZ13DEER2017 | 2029
Appl-CW-Front-GasDHW-ElecDry-Tier1 | DEER2017 | D17 v3 |  | Any | DMo | MH00 | CZ14 | rDXGF | Household | 1 | 1242 | None | 132 | 0.019 | -0.17 | 115 | 0.016 | -0.03 | 132 | 0.019 | -0.17 | 115 | 0.016 | -0.03 | DEER:Res:ClothesDishWasher | Annual | 1719 |  | Appl-CW-Front-GasDHW-ElecDry-Tier1DEER2017 | Appl-CW-Front-GasDHW-ElecDry-Tier1AnyDMoMH00CZ14DEER2017 | 2030
Appl-CW-Front-GasDHW-ElecDry-Tier1 | DEER2017 | D17 v3 |  | Any | DMo | MH00 | CZ15 | rDXGF | Household | 1 | 1242 | None | 134 | 0.02 | 0.03 | 117 | 0.017 | 0.11 | 134 | 0.02 | 0.03 | 117 | 0.017 | 0.11 | DEER:Res:ClothesDishWasher | Annual | 1719 |  | Appl-CW-Front-GasDHW-ElecDry-Tier1DEER2017 | Appl-CW-Front-GasDHW-ElecDry-Tier1AnyDMoMH00CZ15DEER2017 | 2031
Appl-CW-Front-GasDHW-ElecDry-Tier1 | DEER2017 | D17 v3 |  | Any | DMo | MH00 | CZ16 | rDXGF | Household | 1 | 1242 | None | 131 | 0.023 | -0.14 | 114 | 0.017 | 0 | 131 | 0.023 | -0.14 | 114 | 0.017 | 0 | DEER:Res:ClothesDishWasher | Annual | 1719 |  | Appl-CW-Front-GasDHW-ElecDry-Tier1DEER2017 | Appl-CW-Front-GasDHW-ElecDry-Tier1AnyDMoMH00CZ16DEER2017 | 2032
Appl-CW-Front-GasDHW-ElecDry-Tier1 | DEER2017 | D17 v3 |  | Any | DMo | MH06 | CZ01 | rDXGF | Household | 1 | 1242 | None | 129 | 0.018 | -0.31 | 113 | 0.016 | -0.12 | 129 | 0.018 | -0.31 | 113 | 0.016 | -0.12 | DEER:Res:ClothesDishWasher | Annual | 1719 |  | Appl-CW-Front-GasDHW-ElecDry-Tier1DEER2017 | Appl-CW-Front-GasDHW-ElecDry-Tier1AnyDMoMH06CZ01DEER2017 | 2033
Appl-CW-Front-GasDHW-ElecDry-Tier1 | DEER2017 | D17 v3 |  | Any | DMo | MH06 | CZ02 | rDXGF | Household | 1 | 1242 | None | 131 | 0.019 | -0.2 | 114 | 0.017 | -0.05 | 131 | 0.019 | -0.2 | 114 | 0.017 | -0.05 | DEER:Res:ClothesDishWasher | Annual | 1719 |  | Appl-CW-Front-GasDHW-ElecDry-Tier1DEER2017 | Appl-CW-Front-GasDHW-ElecDry-Tier1AnyDMoMH06CZ02DEER2017 | 2034
Appl-CW-Front-GasDHW-ElecDry-Tier1 | DEER2017 | D17 v3 |  | Any | DMo | MH06 | CZ03 | rDXGF | Household | 1 | 1242 | None | 130 | 0.02 | -0.05 | 114 | 0.017 | 0.07 | 130 | 0.02 | -0.05 | 114 | 0.017 | 0.07 | DEER:Res:ClothesDishWasher | Annual | 1719 |  | Appl-CW-Front-GasDHW-ElecDry-Tier1DEER2017 | Appl-CW-Front-GasDHW-ElecDry-Tier1AnyDMoMH06CZ03DEER2017 | 2035
Appl-CW-Front-GasDHW-ElecDry-Tier1 | DEER2017 | D17 v3 |  | Any | DMo | MH06 | CZ04 | rDXGF | Household | 1 | 1242 | None | 131 | 0.019 | -0.14 | 114 | 0.017 | -0.01 | 131 | 0.019 | -0.14 | 114 | 0.017 | -0.01 | DEER:Res:ClothesDishWasher | Annual | 1719 |  | Appl-CW-Front-GasDHW-ElecDry-Tier1DEER2017 | Appl-CW-Front-GasDHW-ElecDry-Tier1AnyDMoMH06CZ04DEER2017 | 2036
Appl-CW-Front-GasDHW-ElecDry-Tier1 | DEER2017 | D17 v3 |  | Any | DMo | MH06 | CZ05 | rDXGF | Household | 1 | 1242 | None | 129 | 0.019 | -0.23 | 113 | 0.016 | -0.07 | 129 | 0.019 | -0.23 | 113 | 0.016 | -0.07 | DEER:Res:ClothesDishWasher | Annual | 1719 |  | Appl-CW-Front-GasDHW-ElecDry-Tier1DEER2017 | Appl-CW-Front-GasDHW-ElecDry-Tier1AnyDMoMH06CZ05DEER2017 | 2037
Appl-CW-Front-GasDHW-ElecDry-Tier1 | DEER2017 | D17 v3 |  | Any | DMo | MH06 | CZ06 | rDXGF | Household | 1 | 1242 | None | 131 | 0.019 | 0.14 | 115 | 0.016 | 0.21 | 131 | 0.019 | 0.14 | 115 | 0.016 | 0.21 | DEER:Res:ClothesDishWasher | Annual | 1719 |  | Appl-CW-Front-GasDHW-ElecDry-Tier1DEER2017 | Appl-CW-Front-GasDHW-ElecDry-Tier1AnyDMoMH06CZ06DEER2017 | 2038
Appl-CW-Front-GasDHW-ElecDry-Tier1 | DEER2017 | D17 v3 |  | Any | DMo | MH06 | CZ07 | rDXGF | Household | 1 | 1242 | None | 132 | 0.019 | 0.07 | 116 | 0.017 | 0.16 | 132 | 0.019 | 0.07 | 116 | 0.017 | 0.16 | DEER:Res:ClothesDishWasher | Annual | 1719 |  | Appl-CW-Front-GasDHW-ElecDry-Tier1DEER2017 | Appl-CW-Front-GasDHW-ElecDry-Tier1AnyDMoMH06CZ07DEER2017 | 2039
Appl-CW-Front-GasDHW-ElecDry-Tier1 | DEER2017 | D17 v3 |  | Any | DMo | MH06 | CZ08 | rDXGF | Household | 1 | 1242 | None | 132 | 0.019 | 0 | 116 | 0.016 | 0.11 | 132 | 0.019 | 0 | 116 | 0.016 | 0.11 | DEER:Res:ClothesDishWasher | Annual | 1719 |  | Appl-CW-Front-GasDHW-ElecDry-Tier1DEER2017 | Appl-CW-Front-GasDHW-ElecDry-Tier1AnyDMoMH06CZ08DEER2017 | 2040
Appl-CW-Front-GasDHW-ElecDry-Tier1 | DEER2017 | D17 v3 |  | Any | DMo | MH06 | CZ09 | rDXGF | Household | 1 | 1242 | None | 132 | 0.019 | -0.03 | 115 | 0.017 | 0.08 | 132 | 0.019 | -0.03 | 115 | 0.017 | 0.08 | DEER:Res:ClothesDishWasher | Annual | 1719 |  | Appl-CW-Front-GasDHW-ElecDry-Tier1DEER2017 | Appl-CW-Front-GasDHW-ElecDry-Tier1AnyDMoMH06CZ09DEER2017 | 2041
Appl-CW-Front-GasDHW-ElecDry-Tier1 | DEER2017 | D17 v3 |  | Any | DMo | MH06 | CZ10 | rDXGF | Household | 1 | 1242 | None | 132 | 0.019 | -0.1 | 115 | 0.016 | 0.02 | 132 | 0.019 | -0.1 | 115 | 0.016 | 0.02 | DEER:Res:ClothesDishWasher | Annual | 1719 |  | Appl-CW-Front-GasDHW-ElecDry-Tier1DEER2017 | Appl-CW-Front-GasDHW-ElecDry-Tier1AnyDMoMH06CZ10DEER2017 | 2042
Appl-CW-Front-GasDHW-ElecDry-Tier1 | DEER2017 | D17 v3 |  | Any | DMo | MH06 | CZ11 | rDXGF | Household | 1 | 1242 | None | 131 | 0.019 | -0.09 | 115 | 0.017 | 0.03 | 131 | 0.019 | -0.09 | 115 | 0.017 | 0.03 | DEER:Res:ClothesDishWasher | Annual | 1719 |  | Appl-CW-Front-GasDHW-ElecDry-Tier1DEER2017 | Appl-CW-Front-GasDHW-ElecDry-Tier1AnyDMoMH06CZ11DEER2017 | 2043
Appl-CW-Front-GasDHW-ElecDry-Tier1 | DEER2017 | D17 v3 |  | Any | DMo | MH06 | CZ12 | rDXGF | Household | 1 | 1242 | None | 131 | 0.019 | -0.17 | 115 | 0.017 | -0.03 | 131 | 0.019 | -0.17 | 115 | 0.017 | -0.03 | DEER:Res:ClothesDishWasher | Annual | 1719 |  | Appl-CW-Front-GasDHW-ElecDry-Tier1DEER2017 | Appl-CW-Front-GasDHW-ElecDry-Tier1AnyDMoMH06CZ12DEER2017 | 2044
Appl-CW-Front-GasDHW-ElecDry-Tier1 | DEER2017 | D17 v3 |  | Any | DMo | MH06 | CZ13 | rDXGF | Household | 1 | 1242 | None | 132 | 0.02 | -0.13 | 115 | 0.017 | -0.01 | 132 | 0.02 | -0.13 | 115 | 0.017 | -0.01 | DEER:Res:ClothesDishWasher | Annual | 1719 |  | Appl-CW-Front-GasDHW-ElecDry-Tier1DEER2017 | Appl-CW-Front-GasDHW-ElecDry-Tier1AnyDMoMH06CZ13DEER2017 | 2045
Appl-CW-Front-GasDHW-ElecDry-Tier1 | DEER2017 | D17 v3 |  | Any | DMo | MH06 | CZ14 | rDXGF | Household | 1 | 1242 | None | 132 | 0.019 | -0.14 | 115 | 0.017 | 0 | 132 | 0.019 | -0.14 | 115 | 0.017 | 0 | DEER:Res:ClothesDishWasher | Annual | 1719 |  | Appl-CW-Front-GasDHW-ElecDry-Tier1DEER2017 | Appl-CW-Front-GasDHW-ElecDry-Tier1AnyDMoMH06CZ14DEER2017 | 2046
Appl-CW-Front-GasDHW-ElecDry-Tier1 | DEER2017 | D17 v3 |  | Any | DMo | MH06 | CZ15 | rDXGF | Household | 1 | 1242 | None | 133 | 0.019 | 0.04 | 116 | 0.017 | 0.12 | 133 | 0.019 | 0.04 | 116 | 0.017 | 0.12 | DEER:Res:ClothesDishWasher | Annual | 1719 |  | Appl-CW-Front-GasDHW-ElecDry-Tier1DEER2017 | Appl-CW-Front-GasDHW-ElecDry-Tier1AnyDMoMH06CZ15DEER2017 | 2047
Appl-CW-Front-GasDHW-ElecDry-Tier1 | DEER2017 | D17 v3 |  | Any | DMo | MH06 | CZ16 | rDXGF | Household | 1 | 1242 | None | 130 | 0.019 | -0.14 | 114 | 0.017 | 0.01 | 130 | 0.019 | -0.14 | 114 | 0.017 | 0.01 | DEER:Res:ClothesDishWasher | Annual | 1719 |  | Appl-CW-Front-GasDHW-ElecDry-Tier1DEER2017 | Appl-CW-Front-GasDHW-ElecDry-Tier1AnyDMoMH06CZ16DEER2017 | 2048
Appl-CW-Front-GasDHW-ElecDry-Tier1 | DEER2017 | D17 v3 |  | Any | DMo | MH15 | CZ01 | rDXGF | Household | 1 | 1242 | None | 129 | 0.018 | -0.27 | 113 | 0.016 | -0.09 | 129 | 0.018 | -0.27 | 113 | 0.016 | -0.09 | DEER:Res:ClothesDishWasher | Annual | 1719 |  | Appl-CW-Front-GasDHW-ElecDry-Tier1DEER2017 | Appl-CW-Front-GasDHW-ElecDry-Tier1AnyDMoMH15CZ01DEER2017 | 2049
Appl-CW-Front-GasDHW-ElecDry-Tier1 | DEER2017 | D17 v3 |  | Any | DMo | MH15 | CZ02 | rDXGF | Household | 1 | 1242 | None | 130 | 0.017 | -0.21 | 114 | 0.015 | -0.06 | 130 | 0.017 | -0.21 | 114 | 0.015 | -0.06 | DEER:Res:ClothesDishWasher | Annual | 1719 |  | Appl-CW-Front-GasDHW-ElecDry-Tier1DEER2017 | Appl-CW-Front-GasDHW-ElecDry-Tier1AnyDMoMH15CZ02DEER2017 | 2050
Appl-CW-Front-GasDHW-ElecDry-Tier1 | DEER2017 | D17 v3 |  | Any | DMo | MH15 | CZ03 | rDXGF | Household | 1 | 1242 | None | 129 | 0.02 | -0.2 | 113 | 0.017 | -0.05 | 129 | 0.02 | -0.2 | 113 | 0.017 | -0.05 | DEER:Res:ClothesDishWasher | Annual | 1719 |  | Appl-CW-Front-GasDHW-ElecDry-Tier1DEER2017 | Appl-CW-Front-GasDHW-ElecDry-Tier1AnyDMoMH15CZ03DEER2017 | 2051
Appl-CW-Front-GasDHW-ElecDry-Tier1 | DEER2017 | D17 v3 |  | Any | DMo | MH15 | CZ04 | rDXGF | Household | 1 | 1242 | None | 130 | 0.019 | -0.15 | 114 | 0.016 | -0.02 | 130 | 0.019 | -0.15 | 114 | 0.016 | -0.02 | DEER:Res:ClothesDishWasher | Annual | 1719 |  | Appl-CW-Front-GasDHW-ElecDry-Tier1DEER2017 | Appl-CW-Front-GasDHW-ElecDry-Tier1AnyDMoMH15CZ04DEER2017 | 2052
Appl-CW-Front-GasDHW-ElecDry-Tier1 | DEER2017 | D17 v3 |  | Any | DMo | MH15 | CZ05 | rDXGF | Household | 1 | 1242 | None | 129 | 0.019 | -0.29 | 113 | 0.017 | -0.12 | 129 | 0.019 | -0.29 | 113 | 0.017 | -0.12 | DEER:Res:ClothesDishWasher | Annual | 1719 |  | Appl-CW-Front-GasDHW-ElecDry-Tier1DEER2017 | Appl-CW-Front-GasDHW-ElecDry-Tier1AnyDMoMH15CZ05DEER2017 | 2053
Appl-CW-Front-GasDHW-ElecDry-Tier1 | DEER2017 | D17 v3 |  | Any | DMo | MH15 | CZ06 | rDXGF | Household | 1 | 1242 | None | 131 | 0.019 | -0.09 | 114 | 0.017 | 0.03 | 131 | 0.019 | -0.09 | 114 | 0.017 | 0.03 | DEER:Res:ClothesDishWasher | Annual | 1719 |  | Appl-CW-Front-GasDHW-ElecDry-Tier1DEER2017 | Appl-CW-Front-GasDHW-ElecDry-Tier1AnyDMoMH15CZ06DEER2017 | 2054
Appl-CW-Front-GasDHW-ElecDry-Tier1 | DEER2017 | D17 v3 |  | Any | DMo | MH15 | CZ07 | rDXGF | Household | 1 | 1242 | None | 132 | 0.019 | 0.04 | 115 | 0.017 | 0.13 | 132 | 0.019 | 0.04 | 115 | 0.017 | 0.13 | DEER:Res:ClothesDishWasher | Annual | 1719 |  | Appl-CW-Front-GasDHW-ElecDry-Tier1DEER2017 | Appl-CW-Front-GasDHW-ElecDry-Tier1AnyDMoMH15CZ07DEER2017 | 2055
Appl-CW-Front-GasDHW-ElecDry-Tier1 | DEER2017 | D17 v3 |  | Any | DMo | MH15 | CZ08 | rDXGF | Household | 1 | 1242 | None | 132 | 0.019 | 0 | 115 | 0.017 | 0.1 | 132 | 0.019 | 0 | 115 | 0.017 | 0.1 | DEER:Res:ClothesDishWasher | Annual | 1719 |  | Appl-CW-Front-GasDHW-ElecDry-Tier1DEER2017 | Appl-CW-Front-GasDHW-ElecDry-Tier1AnyDMoMH15CZ08DEER2017 | 2056
Appl-CW-Front-GasDHW-ElecDry-Tier1 | DEER2017 | D17 v3 |  | Any | DMo | MH15 | CZ09 | rDXGF | Household | 1 | 1242 | None | 132 | 0.019 | -0.04 | 116 | 0.016 | 0.07 | 132 | 0.019 | -0.04 | 116 | 0.016 | 0.07 | DEER:Res:ClothesDishWasher | Annual | 1719 |  | Appl-CW-Front-GasDHW-ElecDry-Tier1DEER2017 | Appl-CW-Front-GasDHW-ElecDry-Tier1AnyDMoMH15CZ09DEER2017 | 2057
Appl-CW-Front-GasDHW-ElecDry-Tier1 | DEER2017 | D17 v3 |  | Any | DMo | MH15 | CZ10 | rDXGF | Household | 1 | 1242 | None | 131 | 0.019 | -0.07 | 115 | 0.017 | 0.05 | 131 | 0.019 | -0.07 | 115 | 0.017 | 0.05 | DEER:Res:ClothesDishWasher | Annual | 1719 |  | Appl-CW-Front-GasDHW-ElecDry-Tier1DEER2017 | Appl-CW-Front-GasDHW-ElecDry-Tier1AnyDMoMH15CZ10DEER2017 | 2058
Appl-CW-Front-GasDHW-ElecDry-Tier1 | DEER2017 | D17 v3 |  | Any | DMo | MH15 | CZ11 | rDXGF | Household | 1 | 1242 | None | 131 | 0.019 | -0.13 | 115 | 0.017 | 0 | 131 | 0.019 | -0.13 | 115 | 0.017 | 0 | DEER:Res:ClothesDishWasher | Annual | 1719 |  | Appl-CW-Front-GasDHW-ElecDry-Tier1DEER2017 | Appl-CW-Front-GasDHW-ElecDry-Tier1AnyDMoMH15CZ11DEER2017 | 2059
Appl-CW-Front-GasDHW-ElecDry-Tier1 | DEER2017 | D17 v3 |  | Any | DMo | MH15 | CZ12 | rDXGF | Household | 1 | 1242 | None | 131 | 0.019 | -0.14 | 114 | 0.016 | 0 | 131 | 0.019 | -0.14 | 114 | 0.016 | 0 | DEER:Res:ClothesDishWasher | Annual | 1719 |  | Appl-CW-Front-GasDHW-ElecDry-Tier1DEER2017 | Appl-CW-Front-GasDHW-ElecDry-Tier1AnyDMoMH15CZ12DEER2017 | 2060
Appl-CW-Front-GasDHW-ElecDry-Tier1 | DEER2017 | D17 v3 |  | Any | DMo | MH15 | CZ13 | rDXGF | Household | 1 | 1242 | None | 132 | 0.019 | -0.11 | 115 | 0.016 | 0.01 | 132 | 0.019 | -0.11 | 115 | 0.016 | 0.01 | DEER:Res:ClothesDishWasher | Annual | 1719 |  | Appl-CW-Front-GasDHW-ElecDry-Tier1DEER2017 | Appl-CW-Front-GasDHW-ElecDry-Tier1AnyDMoMH15CZ13DEER2017 | 2061
Appl-CW-Front-GasDHW-ElecDry-Tier1 | DEER2017 | D17 v3 |  | Any | DMo | MH15 | CZ14 | rDXGF | Household | 1 | 1242 | None | 132 | 0.019 | -0.14 | 115 | 0.017 | -0.01 | 132 | 0.019 | -0.14 | 115 | 0.017 | -0.01 | DEER:Res:ClothesDishWasher | Annual | 1719 |  | Appl-CW-Front-GasDHW-ElecDry-Tier1DEER2017 | Appl-CW-Front-GasDHW-ElecDry-Tier1AnyDMoMH15CZ14DEER2017 | 2062
Appl-CW-Front-GasDHW-ElecDry-Tier1 | DEER2017 | D17 v3 |  | Any | DMo | MH15 | CZ15 | rDXGF | Household | 1 | 1242 | None | 133 | 0.019 | 0.04 | 117 | 0.017 | 0.12 | 133 | 0.019 | 0.04 | 117 | 0.017 | 0.12 | DEER:Res:ClothesDishWasher | Annual | 1719 |  | Appl-CW-Front-GasDHW-ElecDry-Tier1DEER2017 | Appl-CW-Front-GasDHW-ElecDry-Tier1AnyDMoMH15CZ15DEER2017 | 2063
Appl-CW-Front-GasDHW-ElecDry-Tier1 | DEER2017 | D17 v3 |  | Any | DMo | MH15 | CZ16 | rDXGF | Household | 1 | 1242 | None | 130 | 0.02 | -0.14 | 114 | 0.017 | 0.01 | 130 | 0.02 | -0.14 | 114 | 0.017 | 0.01 | DEER:Res:ClothesDishWasher | Annual | 1719 |  | Appl-CW-Front-GasDHW-ElecDry-Tier1DEER2017 | Appl-CW-Front-GasDHW-ElecDry-Tier1AnyDMoMH15CZ16DEER2017 | 2064
Appl-CW-Front-GasDHW-ElecDry-Tier1 | DEER2017 | D17 v3 |  | Any | DMo | MH72 | CZ01 | rDXGF | Household | 1 | 1196 | None | 129 | 0.018 | -0.18 | 113 | 0.016 | -0.02 | 129 | 0.018 | -0.18 | 113 | 0.016 | -0.02 | DEER:Res:ClothesDishWasher | Annual | 1719 |  | Appl-CW-Front-GasDHW-ElecDry-Tier1DEER2017 | Appl-CW-Front-GasDHW-ElecDry-Tier1AnyDMoMH72CZ01DEER2017 | 2065
Appl-CW-Front-GasDHW-ElecDry-Tier1 | DEER2017 | D17 v3 |  | Any | DMo | MH72 | CZ02 | rDXGF | Household | 1 | 1196 | None | 130 | 0.021 | -0.14 | 114 | 0.018 | 0 | 130 | 0.021 | -0.14 | 114 | 0.018 | 0 | DEER:Res:ClothesDishWasher | Annual | 1719 |  | Appl-CW-Front-GasDHW-ElecDry-Tier1DEER2017 | Appl-CW-Front-GasDHW-ElecDry-Tier1AnyDMoMH72CZ02DEER2017 | 2066
Appl-CW-Front-GasDHW-ElecDry-Tier1 | DEER2017 | D17 v3 |  | Any | DMo | MH72 | CZ03 | rDXGF | Household | 1 | 1196 | None | 130 | 0.02 | -0.14 | 114 | 0.018 | 0 | 130 | 0.02 | -0.14 | 114 | 0.018 | 0 | DEER:Res:ClothesDishWasher | Annual | 1719 |  | Appl-CW-Front-GasDHW-ElecDry-Tier1DEER2017 | Appl-CW-Front-GasDHW-ElecDry-Tier1AnyDMoMH72CZ03DEER2017 | 2067
Appl-CW-Front-GasDHW-ElecDry-Tier1 | DEER2017 | D17 v3 |  | Any | DMo | MH72 | CZ04 | rDXGF | Household | 1 | 1196 | None | 131 | 0.02 | -0.1 | 114 | 0.017 | 0.03 | 131 | 0.02 | -0.1 | 114 | 0.017 | 0.03 | DEER:Res:ClothesDishWasher | Annual | 1719 |  | Appl-CW-Front-GasDHW-ElecDry-Tier1DEER2017 | Appl-CW-Front-GasDHW-ElecDry-Tier1AnyDMoMH72CZ04DEER2017 | 2068
Appl-CW-Front-GasDHW-ElecDry-Tier1 | DEER2017 | D17 v3 |  | Any | DMo | MH72 | CZ05 | rDXGF | Household | 1 | 1196 | None | 128 | 0.018 | -0.27 | 112 | 0.015 | -0.1 | 128 | 0.018 | -0.27 | 112 | 0.015 | -0.1 | DEER:Res:ClothesDishWasher | Annual | 1719 |  | Appl-CW-Front-GasDHW-ElecDry-Tier1DEER2017 | Appl-CW-Front-GasDHW-ElecDry-Tier1AnyDMoMH72CZ05DEER2017 | 2069
Appl-CW-Front-GasDHW-ElecDry-Tier1 | DEER2017 | D17 v3 |  | Any | DMo | MH72 | CZ06 | rDXGF | Household | 1 | 1196 | None | 131 | 0.019 | -0.02 | 115 | 0.017 | 0.08 | 131 | 0.019 | -0.02 | 115 | 0.017 | 0.08 | DEER:Res:ClothesDishWasher | Annual | 1719 |  | Appl-CW-Front-GasDHW-ElecDry-Tier1DEER2017 | Appl-CW-Front-GasDHW-ElecDry-Tier1AnyDMoMH72CZ06DEER2017 | 2070
Appl-CW-Front-GasDHW-ElecDry-Tier1 | DEER2017 | D17 v3 |  | Any | DMo | MH72 | CZ07 | rDXGF | Household | 1 | 1196 | None | 132 | 0.019 | -0.02 | 115 | 0.017 | 0.08 | 132 | 0.019 | -0.02 | 115 | 0.017 | 0.08 | DEER:Res:ClothesDishWasher | Annual | 1719 |  | Appl-CW-Front-GasDHW-ElecDry-Tier1DEER2017 | Appl-CW-Front-GasDHW-ElecDry-Tier1AnyDMoMH72CZ07DEER2017 | 2071
Appl-CW-Front-GasDHW-ElecDry-Tier1 | DEER2017 | D17 v3 |  | Any | DMo | MH72 | CZ08 | rDXGF | Household | 1 | 1196 | None | 132 | 0.019 | -0.01 | 115 | 0.017 | 0.1 | 132 | 0.019 | -0.01 | 115 | 0.017 | 0.1 | DEER:Res:ClothesDishWasher | Annual | 1719 |  | Appl-CW-Front-GasDHW-ElecDry-Tier1DEER2017 | Appl-CW-Front-GasDHW-ElecDry-Tier1AnyDMoMH72CZ08DEER2017 | 2072
Appl-CW-Front-GasDHW-ElecDry-Tier1 | DEER2017 | D17 v3 |  | Any | DMo | MH72 | CZ09 | rDXGF | Household | 1 | 1196 | None | 132 | 0.02 | -0.01 | 116 | 0.017 | 0.09 | 132 | 0.02 | -0.01 | 116 | 0.017 | 0.09 | DEER:Res:ClothesDishWasher | Annual | 1719 |  | Appl-CW-Front-GasDHW-ElecDry-Tier1DEER2017 | Appl-CW-Front-GasDHW-ElecDry-Tier1AnyDMoMH72CZ09DEER2017 | 2073
Appl-CW-Front-GasDHW-ElecDry-Tier1 | DEER2017 | D17 v3 |  | Any | DMo | MH72 | CZ10 | rDXGF | Household | 1 | 1196 | None | 131 | 0.02 | -0.04 | 115 | 0.017 | 0.07 | 131 | 0.02 | -0.04 | 115 | 0.017 | 0.07 | DEER:Res:ClothesDishWasher | Annual | 1719 |  | Appl-CW-Front-GasDHW-ElecDry-Tier1DEER2017 | Appl-CW-Front-GasDHW-ElecDry-Tier1AnyDMoMH72CZ10DEER2017 | 2074
Appl-CW-Front-GasDHW-ElecDry-Tier1 | DEER2017 | D17 v3 |  | Any | DMo | MH72 | CZ11 | rDXGF | Household | 1 | 1196 | None | 132 | 0.019 | -0.08 | 115 | 0.017 | 0.04 | 132 | 0.019 | -0.08 | 115 | 0.017 | 0.04 | DEER:Res:ClothesDishWasher | Annual | 1719 |  | Appl-CW-Front-GasDHW-ElecDry-Tier1DEER2017 | Appl-CW-Front-GasDHW-ElecDry-Tier1AnyDMoMH72CZ11DEER2017 | 2075
Appl-CW-Front-GasDHW-ElecDry-Tier1 | DEER2017 | D17 v3 |  | Any | DMo | MH72 | CZ12 | rDXGF | Household | 1 | 1196 | None | 132 | 0.021 | -0.13 | 115 | 0.018 | 0.01 | 132 | 0.021 | -0.13 | 115 | 0.018 | 0.01 | DEER:Res:ClothesDishWasher | Annual | 1719 |  | Appl-CW-Front-GasDHW-ElecDry-Tier1DEER2017 | Appl-CW-Front-GasDHW-ElecDry-Tier1AnyDMoMH72CZ12DEER2017 | 2076
Appl-CW-Front-GasDHW-ElecDry-Tier1 | DEER2017 | D17 v3 |  | Any | DMo | MH72 | CZ13 | rDXGF | Household | 1 | 1196 | None | 132 | 0.02 | -0.12 | 115 | 0.017 | 0.01 | 132 | 0.02 | -0.12 | 115 | 0.017 | 0.01 | DEER:Res:ClothesDishWasher | Annual | 1719 |  | Appl-CW-Front-GasDHW-ElecDry-Tier1DEER2017 | Appl-CW-Front-GasDHW-ElecDry-Tier1AnyDMoMH72CZ13DEER2017 | 2077
Appl-CW-Front-GasDHW-ElecDry-Tier1 | DEER2017 | D17 v3 |  | Any | DMo | MH72 | CZ14 | rDXGF | Household | 1 | 1196 | None | 132 | 0.019 | -0.08 | 115 | 0.017 | 0.04 | 132 | 0.019 | -0.08 | 115 | 0.017 | 0.04 | DEER:Res:ClothesDishWasher | Annual | 1719 |  | Appl-CW-Front-GasDHW-ElecDry-Tier1DEER2017 | Appl-CW-Front-GasDHW-ElecDry-Tier1AnyDMoMH72CZ14DEER2017 | 2078
Appl-CW-Front-GasDHW-ElecDry-Tier1 | DEER2017 | D17 v3 |  | Any | DMo | MH72 | CZ15 | rDXGF | Household | 1 | 1196 | None | 133 | 0.02 | 0.06 | 116 | 0.017 | 0.13 | 133 | 0.02 | 0.06 | 116 | 0.017 | 0.13 | DEER:Res:ClothesDishWasher | Annual | 1719 |  | Appl-CW-Front-GasDHW-ElecDry-Tier1DEER2017 | Appl-CW-Front-GasDHW-ElecDry-Tier1AnyDMoMH72CZ15DEER2017 | 2079
Appl-CW-Front-GasDHW-ElecDry-Tier1 | DEER2017 | D17 v3 |  | Any | DMo | MH72 | CZ16 | rDXGF | Household | 1 | 1196 | None | 131 | 0.019 | -0.19 | 114 | 0.017 | -0.04 | 131 | 0.019 | -0.19 | 114 | 0.017 | -0.04 | DEER:Res:ClothesDishWasher | Annual | 1719 |  | Appl-CW-Front-GasDHW-ElecDry-Tier1DEER2017 | Appl-CW-Front-GasDHW-ElecDry-Tier1AnyDMoMH72CZ16DEER2017 | 2080
Appl-CW-Front-GasDHW-ElecDry-Tier1 | DEER2017 | D17 v3 |  | Any | DMo | MH85 | CZ01 | rDXGF | Household | 1 | 1242 | None | 129 | 0.018 | -0.31 | 113 | 0.016 | -0.13 | 129 | 0.018 | -0.31 | 113 | 0.016 | -0.13 | DEER:Res:ClothesDishWasher | Annual | 1719 |  | Appl-CW-Front-GasDHW-ElecDry-Tier1DEER2017 | Appl-CW-Front-GasDHW-ElecDry-Tier1AnyDMoMH85CZ01DEER2017 | 2081
Appl-CW-Front-GasDHW-ElecDry-Tier1 | DEER2017 | D17 v3 |  | Any | DMo | MH85 | CZ02 | rDXGF | Household | 1 | 1242 | None | 130 | 0.021 | -0.27 | 114 | 0.019 | -0.1 | 130 | 0.021 | -0.27 | 114 | 0.019 | -0.1 | DEER:Res:ClothesDishWasher | Annual | 1719 |  | Appl-CW-Front-GasDHW-ElecDry-Tier1DEER2017 | Appl-CW-Front-GasDHW-ElecDry-Tier1AnyDMoMH85CZ02DEER2017 | 2082
Appl-CW-Front-GasDHW-ElecDry-Tier1 | DEER2017 | D17 v3 |  | Any | DMo | MH85 | CZ03 | rDXGF | Household | 1 | 1242 | None | 130 | 0.02 | -0.26 | 114 | 0.018 | -0.09 | 130 | 0.02 | -0.26 | 114 | 0.018 | -0.09 | DEER:Res:ClothesDishWasher | Annual | 1719 |  | Appl-CW-Front-GasDHW-ElecDry-Tier1DEER2017 | Appl-CW-Front-GasDHW-ElecDry-Tier1AnyDMoMH85CZ03DEER2017 | 2083
Appl-CW-Front-GasDHW-ElecDry-Tier1 | DEER2017 | D17 v3 |  | Any | DMo | MH85 | CZ04 | rDXGF | Household | 1 | 1242 | None | 131 | 0.02 | -0.17 | 115 | 0.018 | -0.02 | 131 | 0.02 | -0.17 | 115 | 0.018 | -0.02 | DEER:Res:ClothesDishWasher | Annual | 1719 |  | Appl-CW-Front-GasDHW-ElecDry-Tier1DEER2017 | Appl-CW-Front-GasDHW-ElecDry-Tier1AnyDMoMH85CZ04DEER2017 | 2084
Appl-CW-Front-GasDHW-ElecDry-Tier1 | DEER2017 | D17 v3 |  | Any | DMo | MH85 | CZ05 | rDXGF | Household | 1 | 1242 | None | 130 | 0.024 | -0.29 | 113 | 0.021 | -0.12 | 130 | 0.024 | -0.29 | 113 | 0.021 | -0.12 | DEER:Res:ClothesDishWasher | Annual | 1719 |  | Appl-CW-Front-GasDHW-ElecDry-Tier1DEER2017 | Appl-CW-Front-GasDHW-ElecDry-Tier1AnyDMoMH85CZ05DEER2017 | 2085
Appl-CW-Front-GasDHW-ElecDry-Tier1 | DEER2017 | D17 v3 |  | Any | DMo | MH85 | CZ06 | rDXGF | Household | 1 | 1242 | None | 132 | 0.02 | -0.09 | 115 | 0.017 | 0.03 | 132 | 0.02 | -0.09 | 115 | 0.017 | 0.03 | DEER:Res:ClothesDishWasher | Annual | 1719 |  | Appl-CW-Front-GasDHW-ElecDry-Tier1DEER2017 | Appl-CW-Front-GasDHW-ElecDry-Tier1AnyDMoMH85CZ06DEER2017 | 2086
Appl-CW-Front-GasDHW-ElecDry-Tier1 | DEER2017 | D17 v3 |  | Any | DMo | MH85 | CZ07 | rDXGF | Household | 1 | 1242 | None | 131 | 0.019 | -0.06 | 115 | 0.017 | 0.07 | 131 | 0.019 | -0.06 | 115 | 0.017 | 0.07 | DEER:Res:ClothesDishWasher | Annual | 1719 |  | Appl-CW-Front-GasDHW-ElecDry-Tier1DEER2017 | Appl-CW-Front-GasDHW-ElecDry-Tier1AnyDMoMH85CZ07DEER2017 | 2087
Appl-CW-Front-GasDHW-ElecDry-Tier1 | DEER2017 | D17 v3 |  | Any | DMo | MH85 | CZ08 | rDXGF | Household | 1 | 1242 | None | 132 | 0.02 | -0.06 | 115 | 0.017 | 0.05 | 132 | 0.02 | -0.06 | 115 | 0.017 | 0.05 | DEER:Res:ClothesDishWasher | Annual | 1719 |  | Appl-CW-Front-GasDHW-ElecDry-Tier1DEER2017 | Appl-CW-Front-GasDHW-ElecDry-Tier1AnyDMoMH85CZ08DEER2017 | 2088
Appl-CW-Front-GasDHW-ElecDry-Tier1 | DEER2017 | D17 v3 |  | Any | DMo | MH85 | CZ09 | rDXGF | Household | 1 | 1242 | None | 131 | 0.019 | -0.11 | 115 | 0.017 | 0.02 | 131 | 0.019 | -0.11 | 115 | 0.017 | 0.02 | DEER:Res:ClothesDishWasher | Annual | 1719 |  | Appl-CW-Front-GasDHW-ElecDry-Tier1DEER2017 | Appl-CW-Front-GasDHW-ElecDry-Tier1AnyDMoMH85CZ09DEER2017 | 2089
Appl-CW-Front-GasDHW-ElecDry-Tier1 | DEER2017 | D17 v3 |  | Any | DMo | MH85 | CZ10 | rDXGF | Household | 1 | 1242 | None | 132 | 0.019 | -0.09 | 115 | 0.017 | 0.03 | 132 | 0.019 | -0.09 | 115 | 0.017 | 0.03 | DEER:Res:ClothesDishWasher | Annual | 1719 |  | Appl-CW-Front-GasDHW-ElecDry-Tier1DEER2017 | Appl-CW-Front-GasDHW-ElecDry-Tier1AnyDMoMH85CZ10DEER2017 | 2090
Appl-CW-Front-GasDHW-ElecDry-Tier1 | DEER2017 | D17 v3 |  | Any | DMo | MH85 | CZ11 | rDXGF | Household | 1 | 1242 | None | 132 | 0.02 | -0.18 | 115 | 0.017 | -0.04 | 132 | 0.02 | -0.18 | 115 | 0.017 | -0.04 | DEER:Res:ClothesDishWasher | Annual | 1719 |  | Appl-CW-Front-GasDHW-ElecDry-Tier1DEER2017 | Appl-CW-Front-GasDHW-ElecDry-Tier1AnyDMoMH85CZ11DEER2017 | 2091
Appl-CW-Front-GasDHW-ElecDry-Tier1 | DEER2017 | D17 v3 |  | Any | DMo | MH85 | CZ12 | rDXGF | Household | 1 | 1242 | None | 131 | 0.02 | -0.22 | 115 | 0.018 | -0.07 | 131 | 0.02 | -0.22 | 115 | 0.018 | -0.07 | DEER:Res:ClothesDishWasher | Annual | 1719 |  | Appl-CW-Front-GasDHW-ElecDry-Tier1DEER2017 | Appl-CW-Front-GasDHW-ElecDry-Tier1AnyDMoMH85CZ12DEER2017 | 2092
Appl-CW-Front-GasDHW-ElecDry-Tier1 | DEER2017 | D17 v3 |  | Any | DMo | MH85 | CZ13 | rDXGF | Household | 1 | 1242 | None | 132 | 0.02 | -0.17 | 116 | 0.017 | -0.03 | 132 | 0.02 | -0.17 | 116 | 0.017 | -0.03 | DEER:Res:ClothesDishWasher | Annual | 1719 |  | Appl-CW-Front-GasDHW-ElecDry-Tier1DEER2017 | Appl-CW-Front-GasDHW-ElecDry-Tier1AnyDMoMH85CZ13DEER2017 | 2093
Appl-CW-Front-GasDHW-ElecDry-Tier1 | DEER2017 | D17 v3 |  | Any | DMo | MH85 | CZ14 | rDXGF | Household | 1 | 1242 | None | 132 | 0.02 | -0.17 | 116 | 0.017 | -0.03 | 132 | 0.02 | -0.17 | 116 | 0.017 | -0.03 | DEER:Res:ClothesDishWasher | Annual | 1719 |  | Appl-CW-Front-GasDHW-ElecDry-Tier1DEER2017 | Appl-CW-Front-GasDHW-ElecDry-Tier1AnyDMoMH85CZ14DEER2017 | 2094
Appl-CW-Front-GasDHW-ElecDry-Tier1 | DEER2017 | D17 v3 |  | Any | DMo | MH85 | CZ15 | rDXGF | Household | 1 | 1242 | None | 133 | 0.019 | 0.02 | 116 | 0.017 | 0.1 | 133 | 0.019 | 0.02 | 116 | 0.017 | 0.1 | DEER:Res:ClothesDishWasher | Annual | 1719 |  | Appl-CW-Front-GasDHW-ElecDry-Tier1DEER2017 | Appl-CW-Front-GasDHW-ElecDry-Tier1AnyDMoMH85CZ15DEER2017 | 2095
Appl-CW-Front-GasDHW-ElecDry-Tier1 | DEER2017 | D17 v3 |  | Any | DMo | MH85 | CZ16 | rDXGF | Household | 1 | 1242 | None | 130 | 0.019 | -0.27 | 114 | 0.017 | -0.09 | 130 | 0.019 | -0.27 | 114 | 0.017 | -0.09 | DEER:Res:ClothesDishWasher | Annual | 1719 |  | Appl-CW-Front-GasDHW-ElecDry-Tier1DEER2017 | Appl-CW-Front-GasDHW-ElecDry-Tier1AnyDMoMH85CZ16DEER2017 | 2096
Appl-CW-Front-GasDHW-ElecDry-Tier1 | DEER2017 | D17 v3 |  | Any | MFm | 1975 | CZ01 | rDXGF | Household | 1 | 1070.2 | None | 130 | 0.018 | -0.24 | 114 | 0.016 | -0.06 | 130 | 0.018 | -0.24 | 114 | 0.016 | -0.06 | DEER:Res:ClothesDishWasher | Annual | 1719 |  | Appl-CW-Front-GasDHW-ElecDry-Tier1DEER2017 | Appl-CW-Front-GasDHW-ElecDry-Tier1AnyMFm1975CZ01DEER2017 | 2097
Appl-CW-Front-GasDHW-ElecDry-Tier1 | DEER2017 | D17 v3 |  | Any | MFm | 1975 | CZ02 | rDXGF | Household | 1 | 1070.2 | None | 131 | 0.019 | -0.1 | 115 | 0.017 | 0.03 | 131 | 0.019 | -0.1 | 115 | 0.017 | 0.03 | DEER:Res:ClothesDishWasher | Annual | 1719 |  | Appl-CW-Front-GasDHW-ElecDry-Tier1DEER2017 | Appl-CW-Front-GasDHW-ElecDry-Tier1AnyMFm1975CZ02DEER2017 | 2098
Appl-CW-Front-GasDHW-ElecDry-Tier1 | DEER2017 | D17 v3 |  | Any | MFm | 1975 | CZ03 | rDXGF | Household | 1 | 1070.2 | None | 131 | 0.018 | -0.05 | 115 | 0.016 | 0.01 | 131 | 0.018 | -0.05 | 115 | 0.016 | 0.01 | DEER:Res:ClothesDishWasher | Annual | 1719 |  | Appl-CW-Front-GasDHW-ElecDry-Tier1DEER2017 | Appl-CW-Front-GasDHW-ElecDry-Tier1AnyMFm1975CZ03DEER2017 | 2099
Appl-CW-Front-GasDHW-ElecDry-Tier1 | DEER2017 | D17 v3 |  | Any | MFm | 1975 | CZ04 | rDXGF | Household | 1 | 1070.2 | None | 131 | 0.02 | -0.06 | 115 | 0.017 | 0.06 | 131 | 0.02 | -0.06 | 115 | 0.017 | 0.06 | DEER:Res:ClothesDishWasher | Annual | 1719 |  | Appl-CW-Front-GasDHW-ElecDry-Tier1DEER2017 | Appl-CW-Front-GasDHW-ElecDry-Tier1AnyMFm1975CZ04DEER2017 | 2100
Appl-CW-Front-GasDHW-ElecDry-Tier1 | DEER2017 | D17 v3 |  | Any | MFm | 1975 | CZ05 | rDXGF | Household | 1 | 1070.2 | None | 130 | 0.018 | -0.19 | 114 | 0.016 | -0.03 | 130 | 0.018 | -0.19 | 114 | 0.016 | -0.03 | DEER:Res:ClothesDishWasher | Annual | 1719 |  | Appl-CW-Front-GasDHW-ElecDry-Tier1DEER2017 | Appl-CW-Front-GasDHW-ElecDry-Tier1AnyMFm1975CZ05DEER2017 | 2101
Appl-CW-Front-GasDHW-ElecDry-Tier1 | DEER2017 | D17 v3 |  | Any | MFm | 1975 | CZ06 | rDXGF | Household | 1 | 1047.7 | None | 132 | 0.019 | -0.04 | 115 | 0.017 | 0.07 | 132 | 0.019 | -0.04 | 115 | 0.017 | 0.07 | DEER:Res:ClothesDishWasher | Annual | 1719 |  | Appl-CW-Front-GasDHW-ElecDry-Tier1DEER2017 | Appl-CW-Front-GasDHW-ElecDry-Tier1AnyMFm1975CZ06DEER2017 | 2102
Appl-CW-Front-GasDHW-ElecDry-Tier1 | DEER2017 | D17 v3 |  | Any | MFm | 1975 | CZ07 | rDXGF | Household | 1 | 1047.7 | None | 132 | 0.019 | 0.03 | 115 | 0.017 | 0.13 | 132 | 0.019 | 0.03 | 115 | 0.017 | 0.13 | DEER:Res:ClothesDishWasher | Annual | 1719 |  | Appl-CW-Front-GasDHW-ElecDry-Tier1DEER2017 | Appl-CW-Front-GasDHW-ElecDry-Tier1AnyMFm1975CZ07DEER2017 | 2103
Appl-CW-Front-GasDHW-ElecDry-Tier1 | DEER2017 | D17 v3 |  | Any | MFm | 1975 | CZ08 | rDXGF | Household | 1 | 1047.7 | None | 132 | 0.02 | 0.01 | 116 | 0.017 | 0.11 | 132 | 0.02 | 0.01 | 116 | 0.017 | 0.11 | DEER:Res:ClothesDishWasher | Annual | 1719 |  | Appl-CW-Front-GasDHW-ElecDry-Tier1DEER2017 | Appl-CW-Front-GasDHW-ElecDry-Tier1AnyMFm1975CZ08DEER2017 | 2104
Appl-CW-Front-GasDHW-ElecDry-Tier1 | DEER2017 | D17 v3 |  | Any | MFm | 1975 | CZ09 | rDXGF | Household | 1 | 1216.8 | None | 132 | 0.019 | -0.03 | 116 | 0.017 | 0.08 | 132 | 0.019 | -0.03 | 116 | 0.017 | 0.08 | DEER:Res:ClothesDishWasher | Annual | 1719 |  | Appl-CW-Front-GasDHW-ElecDry-Tier1DEER2017 | Appl-CW-Front-GasDHW-ElecDry-Tier1AnyMFm1975CZ09DEER2017 | 2105
Appl-CW-Front-GasDHW-ElecDry-Tier1 | DEER2017 | D17 v3 |  | Any | MFm | 1975 | CZ10 | rDXGF | Household | 1 | 1216.8 | None | 132 | 0.02 | -0.06 | 116 | 0.018 | 0.06 | 132 | 0.02 | -0.06 | 116 | 0.018 | 0.06 | DEER:Res:ClothesDishWasher | Annual | 1719 |  | Appl-CW-Front-GasDHW-ElecDry-Tier1DEER2017 | Appl-CW-Front-GasDHW-ElecDry-Tier1AnyMFm1975CZ10DEER2017 | 2106
Appl-CW-Front-GasDHW-ElecDry-Tier1 | DEER2017 | D17 v3 |  | Any | MFm | 1975 | CZ11 | rDXGF | Household | 1 | 1098.9 | None | 132 | 0.019 | -0.09 | 116 | 0.016 | 0.03 | 132 | 0.019 | -0.09 | 116 | 0.016 | 0.03 | DEER:Res:ClothesDishWasher | Annual | 1719 |  | Appl-CW-Front-GasDHW-ElecDry-Tier1DEER2017 | Appl-CW-Front-GasDHW-ElecDry-Tier1AnyMFm1975CZ11DEER2017 | 2107
Appl-CW-Front-GasDHW-ElecDry-Tier1 | DEER2017 | D17 v3 |  | Any | MFm | 1975 | CZ12 | rDXGF | Household | 1 | 1098.9 | None | 132 | 0.019 | -0.11 | 115 | 0.017 | 0.02 | 132 | 0.019 | -0.11 | 115 | 0.017 | 0.02 | DEER:Res:ClothesDishWasher | Annual | 1719 |  | Appl-CW-Front-GasDHW-ElecDry-Tier1DEER2017 | Appl-CW-Front-GasDHW-ElecDry-Tier1AnyMFm1975CZ12DEER2017 | 2108
Appl-CW-Front-GasDHW-ElecDry-Tier1 | DEER2017 | D17 v3 |  | Any | MFm | 1975 | CZ13 | rDXGF | Household | 1 | 1098.9 | None | 132 | 0.02 | -0.08 | 116 | 0.017 | 0.05 | 132 | 0.02 | -0.08 | 116 | 0.017 | 0.05 | DEER:Res:ClothesDishWasher | Annual | 1719 |  | Appl-CW-Front-GasDHW-ElecDry-Tier1DEER2017 | Appl-CW-Front-GasDHW-ElecDry-Tier1AnyMFm1975CZ13DEER2017 | 2109
Appl-CW-Front-GasDHW-ElecDry-Tier1 | DEER2017 | D17 v3 |  | Any | MFm | 1975 | CZ14 | rDXGF | Household | 1 | 1409.4 | None | 134 | 0.021 | -0.02 | 117 | 0.019 | 0.1 | 134 | 0.021 | -0.02 | 117 | 0.019 | 0.1 | DEER:Res:ClothesDishWasher | Annual | 1719 |  | Appl-CW-Front-GasDHW-ElecDry-Tier1DEER2017 | Appl-CW-Front-GasDHW-ElecDry-Tier1AnyMFm1975CZ14DEER2017 | 2110
Appl-CW-Front-GasDHW-ElecDry-Tier1 | DEER2017 | D17 v3 |  | Any | MFm | 1975 | CZ15 | rDXGF | Household | 1 | 1409.4 | None | 134 | 0.019 | 0.04 | 117 | 0.016 | 0.11 | 134 | 0.019 | 0.04 | 117 | 0.016 | 0.11 | DEER:Res:ClothesDishWasher | Annual | 1719 |  | Appl-CW-Front-GasDHW-ElecDry-Tier1DEER2017 | Appl-CW-Front-GasDHW-ElecDry-Tier1AnyMFm1975CZ15DEER2017 | 2111
Appl-CW-Front-GasDHW-ElecDry-Tier1 | DEER2017 | D17 v3 |  | Any | MFm | 1975 | CZ16 | rDXGF | Household | 1 | 1070.2 | None | 132 | 0.019 | -0.1 | 115 | 0.016 | 0.04 | 132 | 0.019 | -0.1 | 115 | 0.016 | 0.04 | DEER:Res:ClothesDishWasher | Annual | 1719 |  | Appl-CW-Front-GasDHW-ElecDry-Tier1DEER2017 | Appl-CW-Front-GasDHW-ElecDry-Tier1AnyMFm1975CZ16DEER2017 | 2112
Appl-CW-Front-GasDHW-ElecDry-Tier1 | DEER2017 | D17 v3 |  | Any | MFm | 1985 | CZ01 | rDXGF | Household | 1 | 1152 | None | 130 | 0.018 | -0.3 | 114 | 0.016 | -0.12 | 130 | 0.018 | -0.3 | 114 | 0.016 | -0.12 | DEER:Res:ClothesDishWasher | Annual | 1719 |  | Appl-CW-Front-GasDHW-ElecDry-Tier1DEER2017 | Appl-CW-Front-GasDHW-ElecDry-Tier1AnyMFm1985CZ01DEER2017 | 2113
Appl-CW-Front-GasDHW-ElecDry-Tier1 | DEER2017 | D17 v3 |  | Any | MFm | 1985 | CZ02 | rDXGF | Household | 1 | 1152 | None | 129 | 0.013 | -0.69 | 113 | 0.01 | -0.56 | 129 | 0.013 | -0.69 | 113 | 0.01 | -0.56 | DEER:Res:ClothesDishWasher | Annual | 1719 |  | Appl-CW-Front-GasDHW-ElecDry-Tier1DEER2017 | Appl-CW-Front-GasDHW-ElecDry-Tier1AnyMFm1985CZ02DEER2017 | 2114
Appl-CW-Front-GasDHW-ElecDry-Tier1 | DEER2017 | D17 v3 |  | Any | MFm | 1985 | CZ03 | rDXGF | Household | 1 | 1152 | None | 131 | 0.019 | -0.12 | 114 | 0.016 | 0.02 | 131 | 0.019 | -0.12 | 114 | 0.016 | 0.02 | DEER:Res:ClothesDishWasher | Annual | 1719 |  | Appl-CW-Front-GasDHW-ElecDry-Tier1DEER2017 | Appl-CW-Front-GasDHW-ElecDry-Tier1AnyMFm1985CZ03DEER2017 | 2115
Appl-CW-Front-GasDHW-ElecDry-Tier1 | DEER2017 | D17 v3 |  | Any | MFm | 1985 | CZ04 | rDXGF | Household | 1 | 1152 | None | 131 | 0.019 | -0.05 | 115 | 0.016 | 0.07 | 131 | 0.019 | -0.05 | 115 | 0.016 | 0.07 | DEER:Res:ClothesDishWasher | Annual | 1719 |  | Appl-CW-Front-GasDHW-ElecDry-Tier1DEER2017 | Appl-CW-Front-GasDHW-ElecDry-Tier1AnyMFm1985CZ04DEER2017 | 2116
Appl-CW-Front-GasDHW-ElecDry-Tier1 | DEER2017 | D17 v3 |  | Any | MFm | 1985 | CZ05 | rDXGF | Household | 1 | 1152 | None | 131 | 0.018 | -0.17 | 114 | 0.016 | -0.02 | 131 | 0.018 | -0.17 | 114 | 0.016 | -0.02 | DEER:Res:ClothesDishWasher | Annual | 1719 |  | Appl-CW-Front-GasDHW-ElecDry-Tier1DEER2017 | Appl-CW-Front-GasDHW-ElecDry-Tier1AnyMFm1985CZ05DEER2017 | 2117
Appl-CW-Front-GasDHW-ElecDry-Tier1 | DEER2017 | D17 v3 |  | Any | MFm | 1985 | CZ06 | rDXGF | Household | 1 | 1295.2 | None | 132 | 0.019 | 0.01 | 114 | 0.013 | -0.16 | 132 | 0.019 | 0.01 | 114 | 0.013 | -0.16 | DEER:Res:ClothesDishWasher | Annual | 1719 |  | Appl-CW-Front-GasDHW-ElecDry-Tier1DEER2017 | Appl-CW-Front-GasDHW-ElecDry-Tier1AnyMFm1985CZ06DEER2017 | 2118
Appl-CW-Front-GasDHW-ElecDry-Tier1 | DEER2017 | D17 v3 |  | Any | MFm | 1985 | CZ07 | rDXGF | Household | 1 | 1295.2 | None | 132 | 0.018 | 0.01 | 115 | 0.016 | 0.11 | 132 | 0.018 | 0.01 | 115 | 0.016 | 0.11 | DEER:Res:ClothesDishWasher | Annual | 1719 |  | Appl-CW-Front-GasDHW-ElecDry-Tier1DEER2017 | Appl-CW-Front-GasDHW-ElecDry-Tier1AnyMFm1985CZ07DEER2017 | 2119
Appl-CW-Front-GasDHW-ElecDry-Tier1 | DEER2017 | D17 v3 |  | Any | MFm | 1985 | CZ08 | rDXGF | Household | 1 | 1295.2 | None | 132 | 0.02 | -0.01 | 116 | 0.017 | 0.1 | 132 | 0.02 | -0.01 | 116 | 0.017 | 0.1 | DEER:Res:ClothesDishWasher | Annual | 1719 |  | Appl-CW-Front-GasDHW-ElecDry-Tier1DEER2017 | Appl-CW-Front-GasDHW-ElecDry-Tier1AnyMFm1985CZ08DEER2017 | 2120
Appl-CW-Front-GasDHW-ElecDry-Tier1 | DEER2017 | D17 v3 |  | Any | MFm | 1985 | CZ09 | rDXGF | Household | 1 | 1438.9 | None | 133 | 0.019 | -0.04 | 116 | 0.017 | 0.07 | 133 | 0.019 | -0.04 | 116 | 0.017 | 0.07 | DEER:Res:ClothesDishWasher | Annual | 1719 |  | Appl-CW-Front-GasDHW-ElecDry-Tier1DEER2017 | Appl-CW-Front-GasDHW-ElecDry-Tier1AnyMFm1985CZ09DEER2017 | 2121
Appl-CW-Front-GasDHW-ElecDry-Tier1 | DEER2017 | D17 v3 |  | Any | MFm | 1985 | CZ10 | rDXGF | Household | 1 | 1438.9 | None | 133 | 0.021 | 0.03 | 116 | 0.017 | 0.09 | 133 | 0.021 | 0.03 | 116 | 0.017 | 0.09 | DEER:Res:ClothesDishWasher | Annual | 1719 |  | Appl-CW-Front-GasDHW-ElecDry-Tier1DEER2017 | Appl-CW-Front-GasDHW-ElecDry-Tier1AnyMFm1985CZ10DEER2017 | 2122
Appl-CW-Front-GasDHW-ElecDry-Tier1 | DEER2017 | D17 v3 |  | Any | MFm | 1985 | CZ11 | rDXGF | Household | 1 | 1150 | None | 132 | 0.02 | -0.1 | 116 | 0.017 | 0.02 | 132 | 0.02 | -0.1 | 116 | 0.017 | 0.02 | DEER:Res:ClothesDishWasher | Annual | 1719 |  | Appl-CW-Front-GasDHW-ElecDry-Tier1DEER2017 | Appl-CW-Front-GasDHW-ElecDry-Tier1AnyMFm1985CZ11DEER2017 | 2123
Appl-CW-Front-GasDHW-ElecDry-Tier1 | DEER2017 | D17 v3 |  | Any | MFm | 1985 | CZ12 | rDXGF | Household | 1 | 1150 | None | 131 | 0.02 | -0.1 | 115 | 0.017 | 0.03 | 131 | 0.02 | -0.1 | 115 | 0.017 | 0.03 | DEER:Res:ClothesDishWasher | Annual | 1719 |  | Appl-CW-Front-GasDHW-ElecDry-Tier1DEER2017 | Appl-CW-Front-GasDHW-ElecDry-Tier1AnyMFm1985CZ12DEER2017 | 2124
Appl-CW-Front-GasDHW-ElecDry-Tier1 | DEER2017 | D17 v3 |  | Any | MFm | 1985 | CZ13 | rDXGF | Household | 1 | 1150 | None | 132 | 0.02 | -0.11 | 116 | 0.017 | 0.02 | 132 | 0.02 | -0.11 | 116 | 0.017 | 0.02 | DEER:Res:ClothesDishWasher | Annual | 1719 |  | Appl-CW-Front-GasDHW-ElecDry-Tier1DEER2017 | Appl-CW-Front-GasDHW-ElecDry-Tier1AnyMFm1985CZ13DEER2017 | 2125
Appl-CW-Front-GasDHW-ElecDry-Tier1 | DEER2017 | D17 v3 |  | Any | MFm | 1985 | CZ14 | rDXGF | Household | 1 | 1407.2 | None | 132 | 0.019 | -0.06 | 116 | 0.017 | 0.05 | 132 | 0.019 | -0.06 | 116 | 0.017 | 0.05 | DEER:Res:ClothesDishWasher | Annual | 1719 |  | Appl-CW-Front-GasDHW-ElecDry-Tier1DEER2017 | Appl-CW-Front-GasDHW-ElecDry-Tier1AnyMFm1985CZ14DEER2017 | 2126
Appl-CW-Front-GasDHW-ElecDry-Tier1 | DEER2017 | D17 v3 |  | Any | MFm | 1985 | CZ15 | rDXGF | Household | 1 | 1407.2 | None | 134 | 0.02 | 0.03 | 117 | 0.017 | 0.11 | 134 | 0.02 | 0.03 | 117 | 0.017 | 0.11 | DEER:Res:ClothesDishWasher | Annual | 1719 |  | Appl-CW-Front-GasDHW-ElecDry-Tier1DEER2017 | Appl-CW-Front-GasDHW-ElecDry-Tier1AnyMFm1985CZ15DEER2017 | 2127
Appl-CW-Front-GasDHW-ElecDry-Tier1 | DEER2017 | D17 v3 |  | Any | MFm | 1985 | CZ16 | rDXGF | Household | 1 | 1152 | None | 132 | 0.02 | -0.1 | 116 | 0.017 | 0.04 | 132 | 0.02 | -0.1 | 116 | 0.017 | 0.04 | DEER:Res:ClothesDishWasher | Annual | 1719 |  | Appl-CW-Front-GasDHW-ElecDry-Tier1DEER2017 | Appl-CW-Front-GasDHW-ElecDry-Tier1AnyMFm1985CZ16DEER2017 | 2128
Appl-CW-Front-GasDHW-ElecDry-Tier1 | DEER2017 | D17 v3 |  | Any | MFm | 1996 | CZ01 | rDXGF | Household | 1 | 981.6 | None | 130 | 0.018 | -0.18 | 114 | 0.016 | -0.01 | 130 | 0.018 | -0.18 | 114 | 0.016 | -0.01 | DEER:Res:ClothesDishWasher | Annual | 1719 |  | Appl-CW-Front-GasDHW-ElecDry-Tier1DEER2017 | Appl-CW-Front-GasDHW-ElecDry-Tier1AnyMFm1996CZ01DEER2017 | 2129
Appl-CW-Front-GasDHW-ElecDry-Tier1 | DEER2017 | D17 v3 |  | Any | MFm | 1996 | CZ02 | rDXGF | Household | 1 | 981.6 | None | 131 | 0.018 | -0.14 | 115 | 0.017 | 0.07 | 131 | 0.018 | -0.14 | 115 | 0.017 | 0.07 | DEER:Res:ClothesDishWasher | Annual | 1719 |  | Appl-CW-Front-GasDHW-ElecDry-Tier1DEER2017 | Appl-CW-Front-GasDHW-ElecDry-Tier1AnyMFm1996CZ02DEER2017 | 2130
Appl-CW-Front-GasDHW-ElecDry-Tier1 | DEER2017 | D17 v3 |  | Any | MFm | 1996 | CZ03 | rDXGF | Household | 1 | 981.6 | None | 131 | 0.019 | -0.09 | 115 | 0.017 | 0.05 | 131 | 0.019 | -0.09 | 115 | 0.017 | 0.05 | DEER:Res:ClothesDishWasher | Annual | 1719 |  | Appl-CW-Front-GasDHW-ElecDry-Tier1DEER2017 | Appl-CW-Front-GasDHW-ElecDry-Tier1AnyMFm1996CZ03DEER2017 | 2131
Appl-CW-Front-GasDHW-ElecDry-Tier1 | DEER2017 | D17 v3 |  | Any | MFm | 1996 | CZ04 | rDXGF | Household | 1 | 981.6 | None | 131 | 0.019 | -0.02 | 115 | 0.017 | 0.1 | 131 | 0.019 | -0.02 | 115 | 0.017 | 0.1 | DEER:Res:ClothesDishWasher | Annual | 1719 |  | Appl-CW-Front-GasDHW-ElecDry-Tier1DEER2017 | Appl-CW-Front-GasDHW-ElecDry-Tier1AnyMFm1996CZ04DEER2017 | 2132
Appl-CW-Front-GasDHW-ElecDry-Tier1 | DEER2017 | D17 v3 |  | Any | MFm | 1996 | CZ05 | rDXGF | Household | 1 | 981.6 | None | 131 | 0.018 | -0.11 | 115 | 0.016 | 0.03 | 131 | 0.018 | -0.11 | 115 | 0.016 | 0.03 | DEER:Res:ClothesDishWasher | Annual | 1719 |  | Appl-CW-Front-GasDHW-ElecDry-Tier1DEER2017 | Appl-CW-Front-GasDHW-ElecDry-Tier1AnyMFm1996CZ05DEER2017 | 2133
Appl-CW-Front-GasDHW-ElecDry-Tier1 | DEER2017 | D17 v3 |  | Any | MFm | 1996 | CZ06 | rDXGF | Household | 1 | 1169.1 | None | 132 | 0.02 | -0.03 | 115 | 0.017 | 0.09 | 132 | 0.02 | -0.03 | 115 | 0.017 | 0.09 | DEER:Res:ClothesDishWasher | Annual | 1719 |  | Appl-CW-Front-GasDHW-ElecDry-Tier1DEER2017 | Appl-CW-Front-GasDHW-ElecDry-Tier1AnyMFm1996CZ06DEER2017 | 2134
Appl-CW-Front-GasDHW-ElecDry-Tier1 | DEER2017 | D17 v3 |  | Any | MFm | 1996 | CZ07 | rDXGF | Household | 1 | 1169.1 | None | 132 | 0.019 | 0.07 | 116 | 0.016 | 0.16 | 132 | 0.019 | 0.07 | 116 | 0.016 | 0.16 | DEER:Res:ClothesDishWasher | Annual | 1719 |  | Appl-CW-Front-GasDHW-ElecDry-Tier1DEER2017 | Appl-CW-Front-GasDHW-ElecDry-Tier1AnyMFm1996CZ07DEER2017 | 2135
Appl-CW-Front-GasDHW-ElecDry-Tier1 | DEER2017 | D17 v3 |  | Any | MFm | 1996 | CZ08 | rDXGF | Household | 1 | 1169.1 | None | 132 | 0.019 | 0 | 116 | 0.016 | 0.11 | 132 | 0.019 | 0 | 116 | 0.016 | 0.11 | DEER:Res:ClothesDishWasher | Annual | 1719 |  | Appl-CW-Front-GasDHW-ElecDry-Tier1DEER2017 | Appl-CW-Front-GasDHW-ElecDry-Tier1AnyMFm1996CZ08DEER2017 | 2136
Appl-CW-Front-GasDHW-ElecDry-Tier1 | DEER2017 | D17 v3 |  | Any | MFm | 1996 | CZ09 | rDXGF | Household | 1 | 1093.6 | None | 133 | 0.019 | 0.02 | 116 | 0.017 | 0.12 | 133 | 0.019 | 0.02 | 116 | 0.017 | 0.12 | DEER:Res:ClothesDishWasher | Annual | 1719 |  | Appl-CW-Front-GasDHW-ElecDry-Tier1DEER2017 | Appl-CW-Front-GasDHW-ElecDry-Tier1AnyMFm1996CZ09DEER2017 | 2137
Appl-CW-Front-GasDHW-ElecDry-Tier1 | DEER2017 | D17 v3 |  | Any | MFm | 1996 | CZ10 | rDXGF | Household | 1 | 1093.6 | None | 132 | 0.02 | -0.07 | 115 | 0.017 | 0.05 | 132 | 0.02 | -0.07 | 115 | 0.017 | 0.05 | DEER:Res:ClothesDishWasher | Annual | 1719 |  | Appl-CW-Front-GasDHW-ElecDry-Tier1DEER2017 | Appl-CW-Front-GasDHW-ElecDry-Tier1AnyMFm1996CZ10DEER2017 | 2138
Appl-CW-Front-GasDHW-ElecDry-Tier1 | DEER2017 | D17 v3 |  | Any | MFm | 1996 | CZ11 | rDXGF | Household | 1 | 1031.9 | None | 133 | 0.019 | -0.02 | 116 | 0.017 | 0.1 | 133 | 0.019 | -0.02 | 116 | 0.017 | 0.1 | DEER:Res:ClothesDishWasher | Annual | 1719 |  | Appl-CW-Front-GasDHW-ElecDry-Tier1DEER2017 | Appl-CW-Front-GasDHW-ElecDry-Tier1AnyMFm1996CZ11DEER2017 | 2139
Appl-CW-Front-GasDHW-ElecDry-Tier1 | DEER2017 | D17 v3 |  | Any | MFm | 1996 | CZ12 | rDXGF | Household | 1 | 1031.9 | None | 132 | 0.02 | -0.08 | 116 | 0.018 | 0.05 | 132 | 0.02 | -0.08 | 116 | 0.018 | 0.05 | DEER:Res:ClothesDishWasher | Annual | 1719 |  | Appl-CW-Front-GasDHW-ElecDry-Tier1DEER2017 | Appl-CW-Front-GasDHW-ElecDry-Tier1AnyMFm1996CZ12DEER2017 | 2140
Appl-CW-Front-GasDHW-ElecDry-Tier1 | DEER2017 | D17 v3 |  | Any | MFm | 1996 | CZ13 | rDXGF | Household | 1 | 1031.9 | None | 133 | 0.019 | -0.05 | 116 | 0.017 | 0.06 | 133 | 0.019 | -0.05 | 116 | 0.017 | 0.06 | DEER:Res:ClothesDishWasher | Annual | 1719 |  | Appl-CW-Front-GasDHW-ElecDry-Tier1DEER2017 | Appl-CW-Front-GasDHW-ElecDry-Tier1AnyMFm1996CZ13DEER2017 | 2141
Appl-CW-Front-GasDHW-ElecDry-Tier1 | DEER2017 | D17 v3 |  | Any | MFm | 1996 | CZ14 | rDXGF | Household | 1 | 1086 | None | 133 | 0.019 | -0.04 | 117 | 0.017 | 0.07 | 133 | 0.019 | -0.04 | 117 | 0.017 | 0.07 | DEER:Res:ClothesDishWasher | Annual | 1719 |  | Appl-CW-Front-GasDHW-ElecDry-Tier1DEER2017 | Appl-CW-Front-GasDHW-ElecDry-Tier1AnyMFm1996CZ14DEER2017 | 2142
Appl-CW-Front-GasDHW-ElecDry-Tier1 | DEER2017 | D17 v3 |  | Any | MFm | 1996 | CZ15 | rDXGF | Household | 1 | 1086 | None | 134 | 0.019 | 0.04 | 117 | 0.016 | 0.12 | 134 | 0.019 | 0.04 | 117 | 0.016 | 0.12 | DEER:Res:ClothesDishWasher | Annual | 1719 |  | Appl-CW-Front-GasDHW-ElecDry-Tier1DEER2017 | Appl-CW-Front-GasDHW-ElecDry-Tier1AnyMFm1996CZ15DEER2017 | 2143
Appl-CW-Front-GasDHW-ElecDry-Tier1 | DEER2017 | D17 v3 |  | Any | MFm | 1996 | CZ16 | rDXGF | Household | 1 | 981.6 | None | 132 | 0.019 | -0.1 | 115 | 0.017 | 0.04 | 132 | 0.019 | -0.1 | 115 | 0.017 | 0.04 | DEER:Res:ClothesDishWasher | Annual | 1719 |  | Appl-CW-Front-GasDHW-ElecDry-Tier1DEER2017 | Appl-CW-Front-GasDHW-ElecDry-Tier1AnyMFm1996CZ16DEER2017 | 2144
Appl-CW-Front-GasDHW-ElecDry-Tier1 | DEER2017 | D17 v3 |  | Any | MFm | 2003 | CZ01 | rDXGF | Household | 1 | 998.7 | None | 130 | 0.019 | -0.11 | 114 | 0.016 | -0.04 | 130 | 0.019 | -0.11 | 114 | 0.016 | -0.04 | DEER:Res:ClothesDishWasher | Annual | 1719 |  | Appl-CW-Front-GasDHW-ElecDry-Tier1DEER2017 | Appl-CW-Front-GasDHW-ElecDry-Tier1AnyMFm2003CZ01DEER2017 | 2145
Appl-CW-Front-GasDHW-ElecDry-Tier1 | DEER2017 | D17 v3 |  | Any | MFm | 2003 | CZ02 | rDXGF | Household | 1 | 1073.2 | None | 132 | 0.02 | 0.06 | 115 | 0.017 | 0.14 | 132 | 0.02 | 0.06 | 115 | 0.017 | 0.14 | DEER:Res:ClothesDishWasher | Annual | 1719 |  | Appl-CW-Front-GasDHW-ElecDry-Tier1DEER2017 | Appl-CW-Front-GasDHW-ElecDry-Tier1AnyMFm2003CZ02DEER2017 | 2146
Appl-CW-Front-GasDHW-ElecDry-Tier1 | DEER2017 | D17 v3 |  | Any | MFm | 2003 | CZ03 | rDXGF | Household | 1 | 998.7 | None | 131 | 0.019 | -0.12 | 114 | 0.017 | 0.02 | 131 | 0.019 | -0.12 | 114 | 0.017 | 0.02 | DEER:Res:ClothesDishWasher | Annual | 1719 |  | Appl-CW-Front-GasDHW-ElecDry-Tier1DEER2017 | Appl-CW-Front-GasDHW-ElecDry-Tier1AnyMFm2003CZ03DEER2017 | 2147
Appl-CW-Front-GasDHW-ElecDry-Tier1 | DEER2017 | D17 v3 |  | Any | MFm | 2003 | CZ04 | rDXGF | Household | 1 | 998.7 | None | 134 | 0.023 | 0.1 | 115 | 0.017 | 0.1 | 134 | 0.023 | 0.1 | 115 | 0.017 | 0.1 | DEER:Res:ClothesDishWasher | Annual | 1719 |  | Appl-CW-Front-GasDHW-ElecDry-Tier1DEER2017 | Appl-CW-Front-GasDHW-ElecDry-Tier1AnyMFm2003CZ04DEER2017 | 2148
Appl-CW-Front-GasDHW-ElecDry-Tier1 | DEER2017 | D17 v3 |  | Any | MFm | 2003 | CZ05 | rDXGF | Household | 1 | 998.7 | None | 131 | 0.019 | -0.13 | 115 | 0.016 | 0.01 | 131 | 0.019 | -0.13 | 115 | 0.016 | 0.01 | DEER:Res:ClothesDishWasher | Annual | 1719 |  | Appl-CW-Front-GasDHW-ElecDry-Tier1DEER2017 | Appl-CW-Front-GasDHW-ElecDry-Tier1AnyMFm2003CZ05DEER2017 | 2149
Appl-CW-Front-GasDHW-ElecDry-Tier1 | DEER2017 | D17 v3 |  | Any | MFm | 2003 | CZ06 | rDXGF | Household | 1 | 1206 | None | 132 | 0.02 | -0.01 | 115 | 0.017 | 0.1 | 132 | 0.02 | -0.01 | 115 | 0.017 | 0.1 | DEER:Res:ClothesDishWasher | Annual | 1719 |  | Appl-CW-Front-GasDHW-ElecDry-Tier1DEER2017 | Appl-CW-Front-GasDHW-ElecDry-Tier1AnyMFm2003CZ06DEER2017 | 2150
Appl-CW-Front-GasDHW-ElecDry-Tier1 | DEER2017 | D17 v3 |  | Any | MFm | 2003 | CZ07 | rDXGF | Household | 1 | 1206 | None | 132 | 0.019 | 0 | 116 | 0.017 | 0.1 | 132 | 0.019 | 0 | 116 | 0.017 | 0.1 | DEER:Res:ClothesDishWasher | Annual | 1719 |  | Appl-CW-Front-GasDHW-ElecDry-Tier1DEER2017 | Appl-CW-Front-GasDHW-ElecDry-Tier1AnyMFm2003CZ07DEER2017 | 2151
Appl-CW-Front-GasDHW-ElecDry-Tier1 | DEER2017 | D17 v3 |  | Any | MFm | 2003 | CZ08 | rDXGF | Household | 1 | 1206 | None | 132 | 0.02 | 0.01 | 116 | 0.017 | 0.11 | 132 | 0.02 | 0.01 | 116 | 0.017 | 0.11 | DEER:Res:ClothesDishWasher | Annual | 1719 |  | Appl-CW-Front-GasDHW-ElecDry-Tier1DEER2017 | Appl-CW-Front-GasDHW-ElecDry-Tier1AnyMFm2003CZ08DEER2017 | 2152
Appl-CW-Front-GasDHW-ElecDry-Tier1 | DEER2017 | D17 v3 |  | Any | MFm | 2003 | CZ09 | rDXGF | Household | 1 | 1126.6 | None | 131 | 0.019 | -0.12 | 114 | 0.014 | 0.01 | 131 | 0.019 | -0.12 | 114 | 0.014 | 0.01 | DEER:Res:ClothesDishWasher | Annual | 1719 |  | Appl-CW-Front-GasDHW-ElecDry-Tier1DEER2017 | Appl-CW-Front-GasDHW-ElecDry-Tier1AnyMFm2003CZ09DEER2017 | 2153
Appl-CW-Front-GasDHW-ElecDry-Tier1 | DEER2017 | D17 v3 |  | Any | MFm | 2003 | CZ10 | rDXGF | Household | 1 | 1073.2 | None | 133 | 0.022 | 0.07 | 116 | 0.019 | 0.16 | 133 | 0.022 | 0.07 | 116 | 0.019 | 0.16 | DEER:Res:ClothesDishWasher | Annual | 1719 |  | Appl-CW-Front-GasDHW-ElecDry-Tier1DEER2017 | Appl-CW-Front-GasDHW-ElecDry-Tier1AnyMFm2003CZ10DEER2017 | 2154
Appl-CW-Front-GasDHW-ElecDry-Tier1 | DEER2017 | D17 v3 |  | Any | MFm | 2003 | CZ11 | rDXGF | Household | 1 | 1073.2 | None | 133 | 0.019 | -0.06 | 116 | 0.016 | 0.06 | 133 | 0.019 | -0.06 | 116 | 0.016 | 0.06 | DEER:Res:ClothesDishWasher | Annual | 1719 |  | Appl-CW-Front-GasDHW-ElecDry-Tier1DEER2017 | Appl-CW-Front-GasDHW-ElecDry-Tier1AnyMFm2003CZ11DEER2017 | 2155
Appl-CW-Front-GasDHW-ElecDry-Tier1 | DEER2017 | D17 v3 |  | Any | MFm | 2003 | CZ12 | rDXGF | Household | 1 | 1073.2 | None | 132 | 0.019 | -0.04 | 116 | 0.017 | 0.08 | 132 | 0.019 | -0.04 | 116 | 0.017 | 0.08 | DEER:Res:ClothesDishWasher | Annual | 1719 |  | Appl-CW-Front-GasDHW-ElecDry-Tier1DEER2017 | Appl-CW-Front-GasDHW-ElecDry-Tier1AnyMFm2003CZ12DEER2017 | 2156
Appl-CW-Front-GasDHW-ElecDry-Tier1 | DEER2017 | D17 v3 |  | Any | MFm | 2003 | CZ13 | rDXGF | Household | 1 | 1073.2 | None | 133 | 0.019 | -0.03 | 116 | 0.017 | 0.08 | 133 | 0.019 | -0.03 | 116 | 0.017 | 0.08 | DEER:Res:ClothesDishWasher | Annual | 1719 |  | Appl-CW-Front-GasDHW-ElecDry-Tier1DEER2017 | Appl-CW-Front-GasDHW-ElecDry-Tier1AnyMFm2003CZ13DEER2017 | 2157
Appl-CW-Front-GasDHW-ElecDry-Tier1 | DEER2017 | D17 v3 |  | Any | MFm | 2003 | CZ14 | rDXGF | Household | 1 | 1094.6 | None | 133 | 0.019 | -0.04 | 116 | 0.016 | 0.07 | 133 | 0.019 | -0.04 | 116 | 0.016 | 0.07 | DEER:Res:ClothesDishWasher | Annual | 1719 |  | Appl-CW-Front-GasDHW-ElecDry-Tier1DEER2017 | Appl-CW-Front-GasDHW-ElecDry-Tier1AnyMFm2003CZ14DEER2017 | 2158
Appl-CW-Front-GasDHW-ElecDry-Tier1 | DEER2017 | D17 v3 |  | Any | MFm | 2003 | CZ15 | rDXGF | Household | 1 | 1094.6 | None | 134 | 0.019 | 0.04 | 117 | 0.017 | 0.12 | 134 | 0.019 | 0.04 | 117 | 0.017 | 0.12 | DEER:Res:ClothesDishWasher | Annual | 1719 |  | Appl-CW-Front-GasDHW-ElecDry-Tier1DEER2017 | Appl-CW-Front-GasDHW-ElecDry-Tier1AnyMFm2003CZ15DEER2017 | 2159
Appl-CW-Front-GasDHW-ElecDry-Tier1 | DEER2017 | D17 v3 |  | Any | MFm | 2003 | CZ16 | rDXGF | Household | 1 | 998.7 | None | 132 | 0.019 | -0.09 | 116 | 0.017 | 0.05 | 132 | 0.019 | -0.09 | 116 | 0.017 | 0.05 | DEER:Res:ClothesDishWasher | Annual | 1719 |  | Appl-CW-Front-GasDHW-ElecDry-Tier1DEER2017 | Appl-CW-Front-GasDHW-ElecDry-Tier1AnyMFm2003CZ16DEER2017 | 2160
Appl-CW-Front-GasDHW-ElecDry-Tier1 | DEER2017 | D17 v3 |  | Any | MFm | 2007 | CZ01 | rDXGF | Household | 1 | 998.7 | None | 130 | 0.018 | -0.2 | 114 | 0.016 | -0.04 | 130 | 0.018 | -0.2 | 114 | 0.016 | -0.04 | DEER:Res:ClothesDishWasher | Annual | 1719 |  | Appl-CW-Front-GasDHW-ElecDry-Tier1DEER2017 | Appl-CW-Front-GasDHW-ElecDry-Tier1AnyMFm2007CZ01DEER2017 | 2161
Appl-CW-Front-GasDHW-ElecDry-Tier1 | DEER2017 | D17 v3 |  | Any | MFm | 2007 | CZ02 | rDXGF | Household | 1 | 1073.2 | None | 132 | 0.019 | -0.01 | 115 | 0.016 | 0 | 132 | 0.019 | -0.01 | 115 | 0.016 | 0 | DEER:Res:ClothesDishWasher | Annual | 1719 |  | Appl-CW-Front-GasDHW-ElecDry-Tier1DEER2017 | Appl-CW-Front-GasDHW-ElecDry-Tier1AnyMFm2007CZ02DEER2017 | 2162
Appl-CW-Front-GasDHW-ElecDry-Tier1 | DEER2017 | D17 v3 |  | Any | MFm | 2007 | CZ03 | rDXGF | Household | 1 | 998.7 | None | 131 | 0.019 | -0.11 | 114 | 0.016 | 0.03 | 131 | 0.019 | -0.11 | 114 | 0.016 | 0.03 | DEER:Res:ClothesDishWasher | Annual | 1719 |  | Appl-CW-Front-GasDHW-ElecDry-Tier1DEER2017 | Appl-CW-Front-GasDHW-ElecDry-Tier1AnyMFm2007CZ03DEER2017 | 2163
Appl-CW-Front-GasDHW-ElecDry-Tier1 | DEER2017 | D17 v3 |  | Any | MFm | 2007 | CZ04 | rDXGF | Household | 1 | 998.7 | None | 132 | 0.019 | -0.01 | 115 | 0.017 | 0.1 | 132 | 0.019 | -0.01 | 115 | 0.017 | 0.1 | DEER:Res:ClothesDishWasher | Annual | 1719 |  | Appl-CW-Front-GasDHW-ElecDry-Tier1DEER2017 | Appl-CW-Front-GasDHW-ElecDry-Tier1AnyMFm2007CZ04DEER2017 | 2164
Appl-CW-Front-GasDHW-ElecDry-Tier1 | DEER2017 | D17 v3 |  | Any | MFm | 2007 | CZ05 | rDXGF | Household | 1 | 998.7 | None | 131 | 0.019 | -0.07 | 114 | 0.016 | 0.06 | 131 | 0.019 | -0.07 | 114 | 0.016 | 0.06 | DEER:Res:ClothesDishWasher | Annual | 1719 |  | Appl-CW-Front-GasDHW-ElecDry-Tier1DEER2017 | Appl-CW-Front-GasDHW-ElecDry-Tier1AnyMFm2007CZ05DEER2017 | 2165
Appl-CW-Front-GasDHW-ElecDry-Tier1 | DEER2017 | D17 v3 |  | Any | MFm | 2007 | CZ06 | rDXGF | Household | 1 | 1206 | None | 132 | 0.02 | -0.02 | 115 | 0.017 | 0.09 | 132 | 0.02 | -0.02 | 115 | 0.017 | 0.09 | DEER:Res:ClothesDishWasher | Annual | 1719 |  | Appl-CW-Front-GasDHW-ElecDry-Tier1DEER2017 | Appl-CW-Front-GasDHW-ElecDry-Tier1AnyMFm2007CZ06DEER2017 | 2166
Appl-CW-Front-GasDHW-ElecDry-Tier1 | DEER2017 | D17 v3 |  | Any | MFm | 2007 | CZ07 | rDXGF | Household | 1 | 1206 | None | 130 | 0.016 | -0.21 | 116 | 0.017 | 0.15 | 130 | 0.016 | -0.21 | 116 | 0.017 | 0.15 | DEER:Res:ClothesDishWasher | Annual | 1719 |  | Appl-CW-Front-GasDHW-ElecDry-Tier1DEER2017 | Appl-CW-Front-GasDHW-ElecDry-Tier1AnyMFm2007CZ07DEER2017 | 2167
Appl-CW-Front-GasDHW-ElecDry-Tier1 | DEER2017 | D17 v3 |  | Any | MFm | 2007 | CZ08 | rDXGF | Household | 1 | 1206 | None | 129 | 0.014 | -0.11 | 112 | 0.012 | -0.01 | 129 | 0.014 | -0.11 | 112 | 0.012 | -0.01 | DEER:Res:ClothesDishWasher | Annual | 1719 |  | Appl-CW-Front-GasDHW-ElecDry-Tier1DEER2017 | Appl-CW-Front-GasDHW-ElecDry-Tier1AnyMFm2007CZ08DEER2017 | 2168
Appl-CW-Front-GasDHW-ElecDry-Tier1 | DEER2017 | D17 v3 |  | Any | MFm | 2007 | CZ09 | rDXGF | Household | 1 | 1126.6 | None | 132 | 0.019 | 0 | 115 | 0.017 | 0.1 | 132 | 0.019 | 0 | 115 | 0.017 | 0.1 | DEER:Res:ClothesDishWasher | Annual | 1719 |  | Appl-CW-Front-GasDHW-ElecDry-Tier1DEER2017 | Appl-CW-Front-GasDHW-ElecDry-Tier1AnyMFm2007CZ09DEER2017 | 2169
Appl-CW-Front-GasDHW-ElecDry-Tier1 | DEER2017 | D17 v3 |  | Any | MFm | 2007 | CZ10 | rDXGF | Household | 1 | 1073.2 | None | 131 | 0.018 | -0.01 | 116 | 0.018 | 0.16 | 131 | 0.018 | -0.01 | 116 | 0.018 | 0.16 | DEER:Res:ClothesDishWasher | Annual | 1719 |  | Appl-CW-Front-GasDHW-ElecDry-Tier1DEER2017 | Appl-CW-Front-GasDHW-ElecDry-Tier1AnyMFm2007CZ10DEER2017 | 2170
Appl-CW-Front-GasDHW-ElecDry-Tier1 | DEER2017 | D17 v3 |  | Any | MFm | 2007 | CZ11 | rDXGF | Household | 1 | 1073.2 | None | 132 | 0.019 | -0.05 | 116 | 0.017 | 0.07 | 132 | 0.019 | -0.05 | 116 | 0.017 | 0.07 | DEER:Res:ClothesDishWasher | Annual | 1719 |  | Appl-CW-Front-GasDHW-ElecDry-Tier1DEER2017 | Appl-CW-Front-GasDHW-ElecDry-Tier1AnyMFm2007CZ11DEER2017 | 2171
Appl-CW-Front-GasDHW-ElecDry-Tier1 | DEER2017 | D17 v3 |  | Any | MFm | 2007 | CZ12 | rDXGF | Household | 1 | 1073.2 | None | 132 | 0.019 | -0.03 | 116 | 0.017 | 0.09 | 132 | 0.019 | -0.03 | 116 | 0.017 | 0.09 | DEER:Res:ClothesDishWasher | Annual | 1719 |  | Appl-CW-Front-GasDHW-ElecDry-Tier1DEER2017 | Appl-CW-Front-GasDHW-ElecDry-Tier1AnyMFm2007CZ12DEER2017 | 2172
Appl-CW-Front-GasDHW-ElecDry-Tier1 | DEER2017 | D17 v3 |  | Any | MFm | 2007 | CZ13 | rDXGF | Household | 1 | 1073.2 | None | 132 | 0.019 | -0.04 | 116 | 0.017 | 0.07 | 132 | 0.019 | -0.04 | 116 | 0.017 | 0.07 | DEER:Res:ClothesDishWasher | Annual | 1719 |  | Appl-CW-Front-GasDHW-ElecDry-Tier1DEER2017 | Appl-CW-Front-GasDHW-ElecDry-Tier1AnyMFm2007CZ13DEER2017 | 2173
Appl-CW-Front-GasDHW-ElecDry-Tier1 | DEER2017 | D17 v3 |  | Any | MFm | 2007 | CZ14 | rDXGF | Household | 1 | 1094.6 | None | 133 | 0.019 | -0.04 | 116 | 0.017 | 0.07 | 133 | 0.019 | -0.04 | 116 | 0.017 | 0.07 | DEER:Res:ClothesDishWasher | Annual | 1719 |  | Appl-CW-Front-GasDHW-ElecDry-Tier1DEER2017 | Appl-CW-Front-GasDHW-ElecDry-Tier1AnyMFm2007CZ14DEER2017 | 2174
Appl-CW-Front-GasDHW-ElecDry-Tier1 | DEER2017 | D17 v3 |  | Any | MFm | 2007 | CZ15 | rDXGF | Household | 1 | 1094.6 | None | 133 | 0.019 | 0.05 | 116 | 0.017 | 0.12 | 133 | 0.019 | 0.05 | 116 | 0.017 | 0.12 | DEER:Res:ClothesDishWasher | Annual | 1719 |  | Appl-CW-Front-GasDHW-ElecDry-Tier1DEER2017 | Appl-CW-Front-GasDHW-ElecDry-Tier1AnyMFm2007CZ15DEER2017 | 2175
Appl-CW-Front-GasDHW-ElecDry-Tier1 | DEER2017 | D17 v3 |  | Any | MFm | 2007 | CZ16 | rDXGF | Household | 1 | 998.7 | None | 132 | 0.018 | -0.09 | 115 | 0.016 | 0.05 | 132 | 0.018 | -0.09 | 115 | 0.016 | 0.05 | DEER:Res:ClothesDishWasher | Annual | 1719 |  | Appl-CW-Front-GasDHW-ElecDry-Tier1DEER2017 | Appl-CW-Front-GasDHW-ElecDry-Tier1AnyMFm2007CZ16DEER2017 | 2176
Appl-CW-Front-GasDHW-ElecDry-Tier1 | DEER2017 | D17 v3 |  | Any | MFm | 2011 | CZ01 | rDXGF | Household | 1 | 998.7 | None | 130 | 0.018 | -0.2 | 114 | 0.016 | -0.04 | 130 | 0.018 | -0.2 | 114 | 0.016 | -0.04 | DEER:Res:ClothesDishWasher | Annual | 1719 |  | Appl-CW-Front-GasDHW-ElecDry-Tier1DEER2017 | Appl-CW-Front-GasDHW-ElecDry-Tier1AnyMFm2011CZ01DEER2017 | 2177
Appl-CW-Front-GasDHW-ElecDry-Tier1 | DEER2017 | D17 v3 |  | Any | MFm | 2011 | CZ02 | rDXGF | Household | 1 | 1073.2 | None | 132 | 0.02 | 0.06 | 116 | 0.017 | 0.17 | 132 | 0.02 | 0.06 | 116 | 0.017 | 0.17 | DEER:Res:ClothesDishWasher | Annual | 1719 |  | Appl-CW-Front-GasDHW-ElecDry-Tier1DEER2017 | Appl-CW-Front-GasDHW-ElecDry-Tier1AnyMFm2011CZ02DEER2017 | 2178
Appl-CW-Front-GasDHW-ElecDry-Tier1 | DEER2017 | D17 v3 |  | Any | MFm | 2011 | CZ03 | rDXGF | Household | 1 | 998.7 | None | 131 | 0.019 | -0.04 | 114 | 0.017 | 0.09 | 131 | 0.019 | -0.04 | 114 | 0.017 | 0.09 | DEER:Res:ClothesDishWasher | Annual | 1719 |  | Appl-CW-Front-GasDHW-ElecDry-Tier1DEER2017 | Appl-CW-Front-GasDHW-ElecDry-Tier1AnyMFm2011CZ03DEER2017 | 2179
Appl-CW-Front-GasDHW-ElecDry-Tier1 | DEER2017 | D17 v3 |  | Any | MFm | 2011 | CZ04 | rDXGF | Household | 1 | 998.7 | None | 132 | 0.02 | 0.03 | 116 | 0.017 | 0.13 | 132 | 0.02 | 0.03 | 116 | 0.017 | 0.13 | DEER:Res:ClothesDishWasher | Annual | 1719 |  | Appl-CW-Front-GasDHW-ElecDry-Tier1DEER2017 | Appl-CW-Front-GasDHW-ElecDry-Tier1AnyMFm2011CZ04DEER2017 | 2180
Appl-CW-Front-GasDHW-ElecDry-Tier1 | DEER2017 | D17 v3 |  | Any | MFm | 2011 | CZ05 | rDXGF | Household | 1 | 998.7 | None | 131 | 0.018 | -0.06 | 115 | 0.016 | 0.07 | 131 | 0.018 | -0.06 | 115 | 0.016 | 0.07 | DEER:Res:ClothesDishWasher | Annual | 1719 |  | Appl-CW-Front-GasDHW-ElecDry-Tier1DEER2017 | Appl-CW-Front-GasDHW-ElecDry-Tier1AnyMFm2011CZ05DEER2017 | 2181
Appl-CW-Front-GasDHW-ElecDry-Tier1 | DEER2017 | D17 v3 |  | Any | MFm | 2011 | CZ06 | rDXGF | Household | 1 | 1206 | None | 132 | 0.019 | -0.03 | 115 | 0.017 | 0.08 | 132 | 0.019 | -0.03 | 115 | 0.017 | 0.08 | DEER:Res:ClothesDishWasher | Annual | 1719 |  | Appl-CW-Front-GasDHW-ElecDry-Tier1DEER2017 | Appl-CW-Front-GasDHW-ElecDry-Tier1AnyMFm2011CZ06DEER2017 | 2182
Appl-CW-Front-GasDHW-ElecDry-Tier1 | DEER2017 | D17 v3 |  | Any | MFm | 2011 | CZ07 | rDXGF | Household | 1 | 1206 | None | 132 | 0.019 | 0.02 | 116 | 0.017 | 0.12 | 132 | 0.019 | 0.02 | 116 | 0.017 | 0.12 | DEER:Res:ClothesDishWasher | Annual | 1719 |  | Appl-CW-Front-GasDHW-ElecDry-Tier1DEER2017 | Appl-CW-Front-GasDHW-ElecDry-Tier1AnyMFm2011CZ07DEER2017 | 2183
Appl-CW-Front-GasDHW-ElecDry-Tier1 | DEER2017 | D17 v3 |  | Any | MFm | 2011 | CZ08 | rDXGF | Household | 1 | 1206 | None | 133 | 0.019 | 0.04 | 116 | 0.017 | 0.14 | 133 | 0.019 | 0.04 | 116 | 0.017 | 0.14 | DEER:Res:ClothesDishWasher | Annual | 1719 |  | Appl-CW-Front-GasDHW-ElecDry-Tier1DEER2017 | Appl-CW-Front-GasDHW-ElecDry-Tier1AnyMFm2011CZ08DEER2017 | 2184
Appl-CW-Front-GasDHW-ElecDry-Tier1 | DEER2017 | D17 v3 |  | Any | MFm | 2011 | CZ09 | rDXGF | Household | 1 | 1126.6 | None | 132 | 0.019 | 0.01 | 116 | 0.017 | 0.11 | 132 | 0.019 | 0.01 | 116 | 0.017 | 0.11 | DEER:Res:ClothesDishWasher | Annual | 1719 |  | Appl-CW-Front-GasDHW-ElecDry-Tier1DEER2017 | Appl-CW-Front-GasDHW-ElecDry-Tier1AnyMFm2011CZ09DEER2017 | 2185
Appl-CW-Front-GasDHW-ElecDry-Tier1 | DEER2017 | D17 v3 |  | Any | MFm | 2011 | CZ10 | rDXGF | Household | 1 | 1073.2 | None | 132 | 0.02 | 0.04 | 116 | 0.017 | 0.13 | 132 | 0.02 | 0.04 | 116 | 0.017 | 0.13 | DEER:Res:ClothesDishWasher | Annual | 1719 |  | Appl-CW-Front-GasDHW-ElecDry-Tier1DEER2017 | Appl-CW-Front-GasDHW-ElecDry-Tier1AnyMFm2011CZ10DEER2017 | 2186
Appl-CW-Front-GasDHW-ElecDry-Tier1 | DEER2017 | D17 v3 |  | Any | MFm | 2011 | CZ11 | rDXGF | Household | 1 | 1073.2 | None | 132 | 0.019 | -0.04 | 116 | 0.017 | 0.08 | 132 | 0.019 | -0.04 | 116 | 0.017 | 0.08 | DEER:Res:ClothesDishWasher | Annual | 1719 |  | Appl-CW-Front-GasDHW-ElecDry-Tier1DEER2017 | Appl-CW-Front-GasDHW-ElecDry-Tier1AnyMFm2011CZ11DEER2017 | 2187
Appl-CW-Front-GasDHW-ElecDry-Tier1 | DEER2017 | D17 v3 |  | Any | MFm | 2011 | CZ12 | rDXGF | Household | 1 | 1073.2 | None | 132 | 0.019 | -0.02 | 116 | 0.017 | 0.09 | 132 | 0.019 | -0.02 | 116 | 0.017 | 0.09 | DEER:Res:ClothesDishWasher | Annual | 1719 |  | Appl-CW-Front-GasDHW-ElecDry-Tier1DEER2017 | Appl-CW-Front-GasDHW-ElecDry-Tier1AnyMFm2011CZ12DEER2017 | 2188
Appl-CW-Front-GasDHW-ElecDry-Tier1 | DEER2017 | D17 v3 |  | Any | MFm | 2011 | CZ13 | rDXGF | Household | 1 | 1073.2 | None | 133 | 0.019 | -0.04 | 116 | 0.016 | 0.07 | 133 | 0.019 | -0.04 | 116 | 0.016 | 0.07 | DEER:Res:ClothesDishWasher | Annual | 1719 |  | Appl-CW-Front-GasDHW-ElecDry-Tier1DEER2017 | Appl-CW-Front-GasDHW-ElecDry-Tier1AnyMFm2011CZ13DEER2017 | 2189
Appl-CW-Front-GasDHW-ElecDry-Tier1 | DEER2017 | D17 v3 |  | Any | MFm | 2011 | CZ14 | rDXGF | Household | 1 | 1094.6 | None | 133 | 0.019 | -0.03 | 116 | 0.017 | 0.08 | 133 | 0.019 | -0.03 | 116 | 0.017 | 0.08 | DEER:Res:ClothesDishWasher | Annual | 1719 |  | Appl-CW-Front-GasDHW-ElecDry-Tier1DEER2017 | Appl-CW-Front-GasDHW-ElecDry-Tier1AnyMFm2011CZ14DEER2017 | 2190
Appl-CW-Front-GasDHW-ElecDry-Tier1 | DEER2017 | D17 v3 |  | Any | MFm | 2011 | CZ15 | rDXGF | Household | 1 | 1094.6 | None | 133 | 0.019 | 0.05 | 116 | 0.017 | 0.13 | 133 | 0.019 | 0.05 | 116 | 0.017 | 0.13 | DEER:Res:ClothesDishWasher | Annual | 1719 |  | Appl-CW-Front-GasDHW-ElecDry-Tier1DEER2017 | Appl-CW-Front-GasDHW-ElecDry-Tier1AnyMFm2011CZ15DEER2017 | 2191
Appl-CW-Front-GasDHW-ElecDry-Tier1 | DEER2017 | D17 v3 |  | Any | MFm | 2011 | CZ16 | rDXGF | Household | 1 | 998.7 | None | 132 | 0.019 | -0.09 | 115 | 0.017 | 0.05 | 132 | 0.019 | -0.09 | 115 | 0.017 | 0.05 | DEER:Res:ClothesDishWasher | Annual | 1719 |  | Appl-CW-Front-GasDHW-ElecDry-Tier1DEER2017 | Appl-CW-Front-GasDHW-ElecDry-Tier1AnyMFm2011CZ16DEER2017 | 2192
Appl-CW-Front-GasDHW-ElecDry-Tier1 | DEER2017 | D17 v3 |  | Any | MFm | 2015 | CZ01 | rDXGF | Household | 1 | 998.7 | None | 130 | 0.018 | -0.09 | 114 | 0.016 | 0.08 | 130 | 0.018 | -0.09 | 114 | 0.016 | 0.08 | DEER:Res:ClothesDishWasher | Annual | 1719 |  | Appl-CW-Front-GasDHW-ElecDry-Tier1DEER2017 | Appl-CW-Front-GasDHW-ElecDry-Tier1AnyMFm2015CZ01DEER2017 | 2193
Appl-CW-Front-GasDHW-ElecDry-Tier1 | DEER2017 | D17 v3 |  | Any | MFm | 2015 | CZ02 | rDXGF | Household | 1 | 1073.2 | None | 131 | 0.02 | -0.03 | 115 | 0.017 | 0.09 | 131 | 0.02 | -0.03 | 115 | 0.017 | 0.09 | DEER:Res:ClothesDishWasher | Annual | 1719 |  | Appl-CW-Front-GasDHW-ElecDry-Tier1DEER2017 | Appl-CW-Front-GasDHW-ElecDry-Tier1AnyMFm2015CZ02DEER2017 | 2194
Appl-CW-Front-GasDHW-ElecDry-Tier1 | DEER2017 | D17 v3 |  | Any | MFm | 2015 | CZ03 | rDXGF | Household | 1 | 998.7 | None | 131 | 0.019 | 0.01 | 115 | 0.017 | 0.14 | 131 | 0.019 | 0.01 | 115 | 0.017 | 0.14 | DEER:Res:ClothesDishWasher | Annual | 1719 |  | Appl-CW-Front-GasDHW-ElecDry-Tier1DEER2017 | Appl-CW-Front-GasDHW-ElecDry-Tier1AnyMFm2015CZ03DEER2017 | 2195
Appl-CW-Front-GasDHW-ElecDry-Tier1 | DEER2017 | D17 v3 |  | Any | MFm | 2015 | CZ04 | rDXGF | Household | 1 | 998.7 | None | 132 | 0.019 | 0.02 | 116 | 0.017 | 0.12 | 132 | 0.019 | 0.02 | 116 | 0.017 | 0.12 | DEER:Res:ClothesDishWasher | Annual | 1719 |  | Appl-CW-Front-GasDHW-ElecDry-Tier1DEER2017 | Appl-CW-Front-GasDHW-ElecDry-Tier1AnyMFm2015CZ04DEER2017 | 2196
Appl-CW-Front-GasDHW-ElecDry-Tier1 | DEER2017 | D17 v3 |  | Any | MFm | 2015 | CZ05 | rDXGF | Household | 1 | 998.7 | None | 131 | 0.019 | 0.01 | 115 | 0.017 | 0.12 | 131 | 0.019 | 0.01 | 115 | 0.017 | 0.12 | DEER:Res:ClothesDishWasher | Annual | 1719 |  | Appl-CW-Front-GasDHW-ElecDry-Tier1DEER2017 | Appl-CW-Front-GasDHW-ElecDry-Tier1AnyMFm2015CZ05DEER2017 | 2197
Appl-CW-Front-GasDHW-ElecDry-Tier1 | DEER2017 | D17 v3 |  | Any | MFm | 2015 | CZ06 | rDXGF | Household | 1 | 1206 | None | 132 | 0.019 | -0.04 | 115 | 0.016 | 0.08 | 132 | 0.019 | -0.04 | 115 | 0.016 | 0.08 | DEER:Res:ClothesDishWasher | Annual | 1719 |  | Appl-CW-Front-GasDHW-ElecDry-Tier1DEER2017 | Appl-CW-Front-GasDHW-ElecDry-Tier1AnyMFm2015CZ06DEER2017 | 2198
Appl-CW-Front-GasDHW-ElecDry-Tier1 | DEER2017 | D17 v3 |  | Any | MFm | 2015 | CZ07 | rDXGF | Household | 1 | 1206 | None | 132 | 0.018 | 0 | 116 | 0.016 | 0.11 | 132 | 0.018 | 0 | 116 | 0.016 | 0.11 | DEER:Res:ClothesDishWasher | Annual | 1719 |  | Appl-CW-Front-GasDHW-ElecDry-Tier1DEER2017 | Appl-CW-Front-GasDHW-ElecDry-Tier1AnyMFm2015CZ07DEER2017 | 2199
Appl-CW-Front-GasDHW-ElecDry-Tier1 | DEER2017 | D17 v3 |  | Any | MFm | 2015 | CZ08 | rDXGF | Household | 1 | 1206 | None | 133 | 0.02 | 0.05 | 117 | 0.017 | 0.15 | 133 | 0.02 | 0.05 | 117 | 0.017 | 0.15 | DEER:Res:ClothesDishWasher | Annual | 1719 |  | Appl-CW-Front-GasDHW-ElecDry-Tier1DEER2017 | Appl-CW-Front-GasDHW-ElecDry-Tier1AnyMFm2015CZ08DEER2017 | 2200
Appl-CW-Front-GasDHW-ElecDry-Tier1 | DEER2017 | D17 v3 |  | Any | MFm | 2015 | CZ09 | rDXGF | Household | 1 | 1126.6 | None | 132 | 0.019 | 0.01 | 116 | 0.017 | 0.11 | 132 | 0.019 | 0.01 | 116 | 0.017 | 0.11 | DEER:Res:ClothesDishWasher | Annual | 1719 |  | Appl-CW-Front-GasDHW-ElecDry-Tier1DEER2017 | Appl-CW-Front-GasDHW-ElecDry-Tier1AnyMFm2015CZ09DEER2017 | 2201
Appl-CW-Front-GasDHW-ElecDry-Tier1 | DEER2017 | D17 v3 |  | Any | MFm | 2015 | CZ10 | rDXGF | Household | 1 | 1073.2 | None | 133 | 0.02 | 0.07 | 116 | 0.017 | 0.16 | 133 | 0.02 | 0.07 | 116 | 0.017 | 0.16 | DEER:Res:ClothesDishWasher | Annual | 1719 |  | Appl-CW-Front-GasDHW-ElecDry-Tier1DEER2017 | Appl-CW-Front-GasDHW-ElecDry-Tier1AnyMFm2015CZ10DEER2017 | 2202
Appl-CW-Front-GasDHW-ElecDry-Tier1 | DEER2017 | D17 v3 |  | Any | MFm | 2015 | CZ11 | rDXGF | Household | 1 | 1073.2 | None | 132 | 0.019 | -0.04 | 116 | 0.016 | 0.07 | 132 | 0.019 | -0.04 | 116 | 0.016 | 0.07 | DEER:Res:ClothesDishWasher | Annual | 1719 |  | Appl-CW-Front-GasDHW-ElecDry-Tier1DEER2017 | Appl-CW-Front-GasDHW-ElecDry-Tier1AnyMFm2015CZ11DEER2017 | 2203
Appl-CW-Front-GasDHW-ElecDry-Tier1 | DEER2017 | D17 v3 |  | Any | MFm | 2015 | CZ12 | rDXGF | Household | 1 | 1073.2 | None | 132 | 0.019 | -0.02 | 116 | 0.016 | 0.1 | 132 | 0.019 | -0.02 | 116 | 0.016 | 0.1 | DEER:Res:ClothesDishWasher | Annual | 1719 |  | Appl-CW-Front-GasDHW-ElecDry-Tier1DEER2017 | Appl-CW-Front-GasDHW-ElecDry-Tier1AnyMFm2015CZ12DEER2017 | 2204
Appl-CW-Front-GasDHW-ElecDry-Tier1 | DEER2017 | D17 v3 |  | Any | MFm | 2015 | CZ13 | rDXGF | Household | 1 | 1073.2 | None | 132 | 0.019 | -0.03 | 116 | 0.016 | 0.08 | 132 | 0.019 | -0.03 | 116 | 0.016 | 0.08 | DEER:Res:ClothesDishWasher | Annual | 1719 |  | Appl-CW-Front-GasDHW-ElecDry-Tier1DEER2017 | Appl-CW-Front-GasDHW-ElecDry-Tier1AnyMFm2015CZ13DEER2017 | 2205
Appl-CW-Front-GasDHW-ElecDry-Tier1 | DEER2017 | D17 v3 |  | Any | MFm | 2015 | CZ14 | rDXGF | Household | 1 | 1094.6 | None | 132 | 0.019 | -0.05 | 116 | 0.016 | 0.07 | 132 | 0.019 | -0.05 | 116 | 0.016 | 0.07 | DEER:Res:ClothesDishWasher | Annual | 1719 |  | Appl-CW-Front-GasDHW-ElecDry-Tier1DEER2017 | Appl-CW-Front-GasDHW-ElecDry-Tier1AnyMFm2015CZ14DEER2017 | 2206
Appl-CW-Front-GasDHW-ElecDry-Tier1 | DEER2017 | D17 v3 |  | Any | MFm | 2015 | CZ15 | rDXGF | Household | 1 | 1094.6 | None | 133 | 0.018 | 0.05 | 116 | 0.016 | 0.13 | 133 | 0.018 | 0.05 | 116 | 0.016 | 0.13 | DEER:Res:ClothesDishWasher | Annual | 1719 |  | Appl-CW-Front-GasDHW-ElecDry-Tier1DEER2017 | Appl-CW-Front-GasDHW-ElecDry-Tier1AnyMFm2015CZ15DEER2017 | 2207
Appl-CW-Front-GasDHW-ElecDry-Tier1 | DEER2017 | D17 v3 |  | Any | MFm | 2015 | CZ16 | rDXGF | Household | 1 | 998.7 | None | 132 | 0.019 | -0.11 | 115 | 0.017 | 0.03 | 132 | 0.019 | -0.11 | 115 | 0.017 | 0.03 | DEER:Res:ClothesDishWasher | Annual | 1719 |  | Appl-CW-Front-GasDHW-ElecDry-Tier1DEER2017 | Appl-CW-Front-GasDHW-ElecDry-Tier1AnyMFm2015CZ16DEER2017 | 2208
Appl-CW-Front-GasDHW-ElecDry-Tier1 | DEER2017 | D17 v3 |  | Any | MFm | 2017 | CZ01 | rDXGF | Household | 1 | 998.7 | None | 131 | 0.019 | -0.06 | 114 | 0.016 | 0.08 | 131 | 0.019 | -0.06 | 114 | 0.016 | 0.08 | DEER:Res:ClothesDishWasher | Annual | 1719 |  | Appl-CW-Front-GasDHW-ElecDry-Tier1DEER2017 | Appl-CW-Front-GasDHW-ElecDry-Tier1AnyMFm2017CZ01DEER2017 | 2209
Appl-CW-Front-GasDHW-ElecDry-Tier1 | DEER2017 | D17 v3 |  | Any | MFm | 2017 | CZ02 | rDXGF | Household | 1 | 1073.2 | None | 133 | 0.019 | 0.14 | 115 | 0.016 | 0.07 | 133 | 0.019 | 0.14 | 115 | 0.016 | 0.07 | DEER:Res:ClothesDishWasher | Annual | 1719 |  | Appl-CW-Front-GasDHW-ElecDry-Tier1DEER2017 | Appl-CW-Front-GasDHW-ElecDry-Tier1AnyMFm2017CZ02DEER2017 | 2210
Appl-CW-Front-GasDHW-ElecDry-Tier1 | DEER2017 | D17 v3 |  | Any | MFm | 2017 | CZ03 | rDXGF | Household | 1 | 998.7 | None | 130 | 0.018 | -0.19 | 115 | 0.016 | 0.09 | 130 | 0.018 | -0.19 | 115 | 0.016 | 0.09 | DEER:Res:ClothesDishWasher | Annual | 1719 |  | Appl-CW-Front-GasDHW-ElecDry-Tier1DEER2017 | Appl-CW-Front-GasDHW-ElecDry-Tier1AnyMFm2017CZ03DEER2017 | 2211
Appl-CW-Front-GasDHW-ElecDry-Tier1 | DEER2017 | D17 v3 |  | Any | MFm | 2017 | CZ04 | rDXGF | Household | 1 | 998.7 | None | 132 | 0.019 | 0.04 | 115 | 0.017 | 0.14 | 132 | 0.019 | 0.04 | 115 | 0.017 | 0.14 | DEER:Res:ClothesDishWasher | Annual | 1719 |  | Appl-CW-Front-GasDHW-ElecDry-Tier1DEER2017 | Appl-CW-Front-GasDHW-ElecDry-Tier1AnyMFm2017CZ04DEER2017 | 2212
Appl-CW-Front-GasDHW-ElecDry-Tier1 | DEER2017 | D17 v3 |  | Any | MFm | 2017 | CZ05 | rDXGF | Household | 1 | 998.7 | None | 131 | 0.019 | 0.03 | 115 | 0.017 | 0.12 | 131 | 0.019 | 0.03 | 115 | 0.017 | 0.12 | DEER:Res:ClothesDishWasher | Annual | 1719 |  | Appl-CW-Front-GasDHW-ElecDry-Tier1DEER2017 | Appl-CW-Front-GasDHW-ElecDry-Tier1AnyMFm2017CZ05DEER2017 | 2213
Appl-CW-Front-GasDHW-ElecDry-Tier1 | DEER2017 | D17 v3 |  | Any | MFm | 2017 | CZ06 | rDXGF | Household | 1 | 1206 | None | 132 | 0.02 | -0.01 | 115 | 0.017 | 0.09 | 132 | 0.02 | -0.01 | 115 | 0.017 | 0.09 | DEER:Res:ClothesDishWasher | Annual | 1719 |  | Appl-CW-Front-GasDHW-ElecDry-Tier1DEER2017 | Appl-CW-Front-GasDHW-ElecDry-Tier1AnyMFm2017CZ06DEER2017 | 2214
Appl-CW-Front-GasDHW-ElecDry-Tier1 | DEER2017 | D17 v3 |  | Any | MFm | 2017 | CZ07 | rDXGF | Household | 1 | 1206 | None | 132 | 0.019 | 0.01 | 116 | 0.017 | 0.11 | 132 | 0.019 | 0.01 | 116 | 0.017 | 0.11 | DEER:Res:ClothesDishWasher | Annual | 1719 |  | Appl-CW-Front-GasDHW-ElecDry-Tier1DEER2017 | Appl-CW-Front-GasDHW-ElecDry-Tier1AnyMFm2017CZ07DEER2017 | 2215
Appl-CW-Front-GasDHW-ElecDry-Tier1 | DEER2017 | D17 v3 |  | Any | MFm | 2017 | CZ08 | rDXGF | Household | 1 | 1206 | None | 132 | 0.019 | 0.04 | 116 | 0.017 | 0.14 | 132 | 0.019 | 0.04 | 116 | 0.017 | 0.14 | DEER:Res:ClothesDishWasher | Annual | 1719 |  | Appl-CW-Front-GasDHW-ElecDry-Tier1DEER2017 | Appl-CW-Front-GasDHW-ElecDry-Tier1AnyMFm2017CZ08DEER2017 | 2216
Appl-CW-Front-GasDHW-ElecDry-Tier1 | DEER2017 | D17 v3 |  | Any | MFm | 2017 | CZ09 | rDXGF | Household | 1 | 1126.6 | None | 132 | 0.019 | 0.02 | 115 | 0.017 | 0.12 | 132 | 0.019 | 0.02 | 115 | 0.017 | 0.12 | DEER:Res:ClothesDishWasher | Annual | 1719 |  | Appl-CW-Front-GasDHW-ElecDry-Tier1DEER2017 | Appl-CW-Front-GasDHW-ElecDry-Tier1AnyMFm2017CZ09DEER2017 | 2217
Appl-CW-Front-GasDHW-ElecDry-Tier1 | DEER2017 | D17 v3 |  | Any | MFm | 2017 | CZ10 | rDXGF | Household | 1 | 1073.2 | None | 132 | 0.019 | 0.05 | 116 | 0.017 | 0.14 | 132 | 0.019 | 0.05 | 116 | 0.017 | 0.14 | DEER:Res:ClothesDishWasher | Annual | 1719 |  | Appl-CW-Front-GasDHW-ElecDry-Tier1DEER2017 | Appl-CW-Front-GasDHW-ElecDry-Tier1AnyMFm2017CZ10DEER2017 | 2218
Appl-CW-Front-GasDHW-ElecDry-Tier1 | DEER2017 | D17 v3 |  | Any | MFm | 2017 | CZ11 | rDXGF | Household | 1 | 1073.2 | None | 133 | 0.02 | 0 | 116 | 0.017 | 0.1 | 133 | 0.02 | 0 | 116 | 0.017 | 0.1 | DEER:Res:ClothesDishWasher | Annual | 1719 |  | Appl-CW-Front-GasDHW-ElecDry-Tier1DEER2017 | Appl-CW-Front-GasDHW-ElecDry-Tier1AnyMFm2017CZ11DEER2017 | 2219
Appl-CW-Front-GasDHW-ElecDry-Tier1 | DEER2017 | D17 v3 |  | Any | MFm | 2017 | CZ12 | rDXGF | Household | 1 | 1073.2 | None | 132 | 0.019 | 0.01 | 116 | 0.016 | 0.12 | 132 | 0.019 | 0.01 | 116 | 0.016 | 0.12 | DEER:Res:ClothesDishWasher | Annual | 1719 |  | Appl-CW-Front-GasDHW-ElecDry-Tier1DEER2017 | Appl-CW-Front-GasDHW-ElecDry-Tier1AnyMFm2017CZ12DEER2017 | 2220
Appl-CW-Front-GasDHW-ElecDry-Tier1 | DEER2017 | D17 v3 |  | Any | MFm | 2017 | CZ13 | rDXGF | Household | 1 | 1073.2 | None | 132 | 0.019 | -0.02 | 116 | 0.017 | 0.09 | 132 | 0.019 | -0.02 | 116 | 0.017 | 0.09 | DEER:Res:ClothesDishWasher | Annual | 1719 |  | Appl-CW-Front-GasDHW-ElecDry-Tier1DEER2017 | Appl-CW-Front-GasDHW-ElecDry-Tier1AnyMFm2017CZ13DEER2017 | 2221
Appl-CW-Front-GasDHW-ElecDry-Tier1 | DEER2017 | D17 v3 |  | Any | MFm | 2017 | CZ14 | rDXGF | Household | 1 | 1094.6 | None | 132 | 0.019 | -0.05 | 116 | 0.016 | 0.07 | 132 | 0.019 | -0.05 | 116 | 0.016 | 0.07 | DEER:Res:ClothesDishWasher | Annual | 1719 |  | Appl-CW-Front-GasDHW-ElecDry-Tier1DEER2017 | Appl-CW-Front-GasDHW-ElecDry-Tier1AnyMFm2017CZ14DEER2017 | 2222
Appl-CW-Front-GasDHW-ElecDry-Tier1 | DEER2017 | D17 v3 |  | Any | MFm | 2017 | CZ15 | rDXGF | Household | 1 | 1094.6 | None | 133 | 0.019 | 0.06 | 116 | 0.017 | 0.13 | 133 | 0.019 | 0.06 | 116 | 0.017 | 0.13 | DEER:Res:ClothesDishWasher | Annual | 1719 |  | Appl-CW-Front-GasDHW-ElecDry-Tier1DEER2017 | Appl-CW-Front-GasDHW-ElecDry-Tier1AnyMFm2017CZ15DEER2017 | 2223
Appl-CW-Front-GasDHW-ElecDry-Tier1 | DEER2017 | D17 v3 |  | Any | MFm | 2017 | CZ16 | rDXGF | Household | 1 | 998.7 | None | 132 | 0.018 | -0.1 | 115 | 0.016 | 0.05 | 132 | 0.018 | -0.1 | 115 | 0.016 | 0.05 | DEER:Res:ClothesDishWasher | Annual | 1719 |  | Appl-CW-Front-GasDHW-ElecDry-Tier1DEER2017 | Appl-CW-Front-GasDHW-ElecDry-Tier1AnyMFm2017CZ16DEER2017 | 2224
Appl-CW-Front-GasDHW-ElecDry-Tier1 | DEER2017 | D17 v3 |  | Any | SFm | 1975 | CZ01 | rDXGF | Household | 1 | 1591 | None | 161 | 0.022 | -0.32 | 142 | 0.019 | -0.11 | 161 | 0.022 | -0.32 | 142 | 0.019 | -0.11 | DEER:Res:ClothesDishWasher | Annual | 1719 |  | Appl-CW-Front-GasDHW-ElecDry-Tier1DEER2017 | Appl-CW-Front-GasDHW-ElecDry-Tier1AnySFm1975CZ01DEER2017 | 2225
Appl-CW-Front-GasDHW-ElecDry-Tier1 | DEER2017 | D17 v3 |  | Any | SFm | 1975 | CZ02 | rDXGF | Household | 1 | 1591 | None | 163 | 0.026 | -0.3 | 143 | 0.022 | -0.1 | 163 | 0.026 | -0.3 | 143 | 0.022 | -0.1 | DEER:Res:ClothesDishWasher | Annual | 1719 |  | Appl-CW-Front-GasDHW-ElecDry-Tier1DEER2017 | Appl-CW-Front-GasDHW-ElecDry-Tier1AnySFm1975CZ02DEER2017 | 2226
Appl-CW-Front-GasDHW-ElecDry-Tier1 | DEER2017 | D17 v3 |  | Any | SFm | 1975 | CZ03 | rDXGF | Household | 1 | 1591 | None | 162 | 0.026 | -0.29 | 142 | 0.022 | -0.09 | 162 | 0.026 | -0.29 | 142 | 0.022 | -0.09 | DEER:Res:ClothesDishWasher | Annual | 1719 |  | Appl-CW-Front-GasDHW-ElecDry-Tier1DEER2017 | Appl-CW-Front-GasDHW-ElecDry-Tier1AnySFm1975CZ03DEER2017 | 2227
Appl-CW-Front-GasDHW-ElecDry-Tier1 | DEER2017 | D17 v3 |  | Any | SFm | 1975 | CZ04 | rDXGF | Household | 1 | 1591 | None | 164 | 0.026 | -0.18 | 143 | 0.022 | -0.01 | 164 | 0.026 | -0.18 | 143 | 0.022 | -0.01 | DEER:Res:ClothesDishWasher | Annual | 1719 |  | Appl-CW-Front-GasDHW-ElecDry-Tier1DEER2017 | Appl-CW-Front-GasDHW-ElecDry-Tier1AnySFm1975CZ04DEER2017 | 2228
Appl-CW-Front-GasDHW-ElecDry-Tier1 | DEER2017 | D17 v3 |  | Any | SFm | 1975 | CZ05 | rDXGF | Household | 1 | 1591 | None | 162 | 0.025 | -0.39 | 142 | 0.022 | -0.16 | 162 | 0.025 | -0.39 | 142 | 0.022 | -0.16 | DEER:Res:ClothesDishWasher | Annual | 1719 |  | Appl-CW-Front-GasDHW-ElecDry-Tier1DEER2017 | Appl-CW-Front-GasDHW-ElecDry-Tier1AnySFm1975CZ05DEER2017 | 2229
Appl-CW-Front-GasDHW-ElecDry-Tier1 | DEER2017 | D17 v3 |  | Any | SFm | 1975 | CZ06 | rDXGF | Household | 1 | 1528 | None | 164 | 0.024 | -0.1 | 144 | 0.021 | 0.05 | 164 | 0.024 | -0.1 | 144 | 0.021 | 0.05 | DEER:Res:ClothesDishWasher | Annual | 1719 |  | Appl-CW-Front-GasDHW-ElecDry-Tier1DEER2017 | Appl-CW-Front-GasDHW-ElecDry-Tier1AnySFm1975CZ06DEER2017 | 2230
Appl-CW-Front-GasDHW-ElecDry-Tier1 | DEER2017 | D17 v3 |  | Any | SFm | 1975 | CZ07 | rDXGF | Household | 1 | 1528 | None | 163 | 0.024 | -0.13 | 143 | 0.021 | 0.03 | 163 | 0.024 | -0.13 | 143 | 0.021 | 0.03 | DEER:Res:ClothesDishWasher | Annual | 1719 |  | Appl-CW-Front-GasDHW-ElecDry-Tier1DEER2017 | Appl-CW-Front-GasDHW-ElecDry-Tier1AnySFm1975CZ07DEER2017 | 2231
Appl-CW-Front-GasDHW-ElecDry-Tier1 | DEER2017 | D17 v3 |  | Any | SFm | 1975 | CZ08 | rDXGF | Household | 1 | 1528 | None | 164 | 0.025 | -0.12 | 144 | 0.022 | 0.03 | 164 | 0.025 | -0.12 | 144 | 0.022 | 0.03 | DEER:Res:ClothesDishWasher | Annual | 1719 |  | Appl-CW-Front-GasDHW-ElecDry-Tier1DEER2017 | Appl-CW-Front-GasDHW-ElecDry-Tier1AnySFm1975CZ08DEER2017 | 2232
Appl-CW-Front-GasDHW-ElecDry-Tier1 | DEER2017 | D17 v3 |  | Any | SFm | 1975 | CZ09 | rDXGF | Household | 1 | 1636 | None | 165 | 0.024 | -0.15 | 144 | 0.021 | 0.01 | 165 | 0.024 | -0.15 | 144 | 0.021 | 0.01 | DEER:Res:ClothesDishWasher | Annual | 1719 |  | Appl-CW-Front-GasDHW-ElecDry-Tier1DEER2017 | Appl-CW-Front-GasDHW-ElecDry-Tier1AnySFm1975CZ09DEER2017 | 2233
Appl-CW-Front-GasDHW-ElecDry-Tier1 | DEER2017 | D17 v3 |  | Any | SFm | 1975 | CZ10 | rDXGF | Household | 1 | 1636 | None | 164 | 0.026 | -0.22 | 144 | 0.022 | -0.05 | 164 | 0.026 | -0.22 | 144 | 0.022 | -0.05 | DEER:Res:ClothesDishWasher | Annual | 1719 |  | Appl-CW-Front-GasDHW-ElecDry-Tier1DEER2017 | Appl-CW-Front-GasDHW-ElecDry-Tier1AnySFm1975CZ10DEER2017 | 2234
Appl-CW-Front-GasDHW-ElecDry-Tier1 | DEER2017 | D17 v3 |  | Any | SFm | 1975 | CZ11 | rDXGF | Household | 1 | 1528 | None | 164 | 0.026 | -0.23 | 144 | 0.022 | -0.05 | 164 | 0.026 | -0.23 | 144 | 0.022 | -0.05 | DEER:Res:ClothesDishWasher | Annual | 1719 |  | Appl-CW-Front-GasDHW-ElecDry-Tier1DEER2017 | Appl-CW-Front-GasDHW-ElecDry-Tier1AnySFm1975CZ11DEER2017 | 2235
Appl-CW-Front-GasDHW-ElecDry-Tier1 | DEER2017 | D17 v3 |  | Any | SFm | 1975 | CZ12 | rDXGF | Household | 1 | 1528 | None | 164 | 0.026 | -0.25 | 143 | 0.022 | -0.06 | 164 | 0.026 | -0.25 | 143 | 0.022 | -0.06 | DEER:Res:ClothesDishWasher | Annual | 1719 |  | Appl-CW-Front-GasDHW-ElecDry-Tier1DEER2017 | Appl-CW-Front-GasDHW-ElecDry-Tier1AnySFm1975CZ12DEER2017 | 2236
Appl-CW-Front-GasDHW-ElecDry-Tier1 | DEER2017 | D17 v3 |  | Any | SFm | 1975 | CZ13 | rDXGF | Household | 1 | 1528 | None | 165 | 0.025 | -0.27 | 144 | 0.022 | -0.08 | 165 | 0.025 | -0.27 | 144 | 0.022 | -0.08 | DEER:Res:ClothesDishWasher | Annual | 1719 |  | Appl-CW-Front-GasDHW-ElecDry-Tier1DEER2017 | Appl-CW-Front-GasDHW-ElecDry-Tier1AnySFm1975CZ13DEER2017 | 2237
Appl-CW-Front-GasDHW-ElecDry-Tier1 | DEER2017 | D17 v3 |  | Any | SFm | 1975 | CZ14 | rDXGF | Household | 1 | 1555 | None | 165 | 0.024 | -0.21 | 145 | 0.021 | -0.03 | 165 | 0.024 | -0.21 | 145 | 0.021 | -0.03 | DEER:Res:ClothesDishWasher | Annual | 1719 |  | Appl-CW-Front-GasDHW-ElecDry-Tier1DEER2017 | Appl-CW-Front-GasDHW-ElecDry-Tier1AnySFm1975CZ14DEER2017 | 2238
Appl-CW-Front-GasDHW-ElecDry-Tier1 | DEER2017 | D17 v3 |  | Any | SFm | 1975 | CZ15 | rDXGF | Household | 1 | 1555 | None | 166 | 0.024 | -0.03 | 145 | 0.02 | 0.08 | 166 | 0.024 | -0.03 | 145 | 0.02 | 0.08 | DEER:Res:ClothesDishWasher | Annual | 1719 |  | Appl-CW-Front-GasDHW-ElecDry-Tier1DEER2017 | Appl-CW-Front-GasDHW-ElecDry-Tier1AnySFm1975CZ15DEER2017 | 2239
Appl-CW-Front-GasDHW-ElecDry-Tier1 | DEER2017 | D17 v3 |  | Any | SFm | 1975 | CZ16 | rDXGF | Household | 1 | 1591 | None | 164 | 0.025 | -0.25 | 143 | 0.021 | -0.05 | 164 | 0.025 | -0.25 | 143 | 0.021 | -0.05 | DEER:Res:ClothesDishWasher | Annual | 1719 |  | Appl-CW-Front-GasDHW-ElecDry-Tier1DEER2017 | Appl-CW-Front-GasDHW-ElecDry-Tier1AnySFm1975CZ16DEER2017 | 2240
Appl-CW-Front-GasDHW-ElecDry-Tier1 | DEER2017 | D17 v3 |  | Any | SFm | 1985 | CZ01 | rDXGF | Household | 1 | 1904 | None | 161 | 0.023 | -0.51 | 141 | 0.02 | -0.25 | 161 | 0.023 | -0.51 | 141 | 0.02 | -0.25 | DEER:Res:ClothesDishWasher | Annual | 1719 |  | Appl-CW-Front-GasDHW-ElecDry-Tier1DEER2017 | Appl-CW-Front-GasDHW-ElecDry-Tier1AnySFm1985CZ01DEER2017 | 2241
Appl-CW-Front-GasDHW-ElecDry-Tier1 | DEER2017 | D17 v3 |  | Any | SFm | 1985 | CZ02 | rDXGF | Household | 1 | 1904 | None | 162 | 0.025 | -0.43 | 142 | 0.022 | -0.2 | 162 | 0.025 | -0.43 | 142 | 0.022 | -0.2 | DEER:Res:ClothesDishWasher | Annual | 1719 |  | Appl-CW-Front-GasDHW-ElecDry-Tier1DEER2017 | Appl-CW-Front-GasDHW-ElecDry-Tier1AnySFm1985CZ02DEER2017 | 2242
Appl-CW-Front-GasDHW-ElecDry-Tier1 | DEER2017 | D17 v3 |  | Any | SFm | 1985 | CZ03 | rDXGF | Household | 1 | 1904 | None | 162 | 0.025 | -0.46 | 142 | 0.022 | -0.22 | 162 | 0.025 | -0.46 | 142 | 0.022 | -0.22 | DEER:Res:ClothesDishWasher | Annual | 1719 |  | Appl-CW-Front-GasDHW-ElecDry-Tier1DEER2017 | Appl-CW-Front-GasDHW-ElecDry-Tier1AnySFm1985CZ03DEER2017 | 2243
Appl-CW-Front-GasDHW-ElecDry-Tier1 | DEER2017 | D17 v3 |  | Any | SFm | 1985 | CZ04 | rDXGF | Household | 1 | 1904 | None | 164 | 0.021 | -0.3 | 143 | 0.018 | -0.1 | 164 | 0.021 | -0.3 | 143 | 0.018 | -0.1 | DEER:Res:ClothesDishWasher | Annual | 1719 |  | Appl-CW-Front-GasDHW-ElecDry-Tier1DEER2017 | Appl-CW-Front-GasDHW-ElecDry-Tier1AnySFm1985CZ04DEER2017 | 2244
Appl-CW-Front-GasDHW-ElecDry-Tier1 | DEER2017 | D17 v3 |  | Any | SFm | 1985 | CZ05 | rDXGF | Household | 1 | 1904 | None | 162 | 0.025 | -0.51 | 142 | 0.022 | -0.26 | 162 | 0.025 | -0.51 | 142 | 0.022 | -0.26 | DEER:Res:ClothesDishWasher | Annual | 1719 |  | Appl-CW-Front-GasDHW-ElecDry-Tier1DEER2017 | Appl-CW-Front-GasDHW-ElecDry-Tier1AnySFm1985CZ05DEER2017 | 2245
Appl-CW-Front-GasDHW-ElecDry-Tier1 | DEER2017 | D17 v3 |  | Any | SFm | 1985 | CZ06 | rDXGF | Household | 1 | 2064 | None | 163 | 0.025 | -0.18 | 143 | 0.022 | -0.01 | 163 | 0.025 | -0.18 | 143 | 0.022 | -0.01 | DEER:Res:ClothesDishWasher | Annual | 1719 |  | Appl-CW-Front-GasDHW-ElecDry-Tier1DEER2017 | Appl-CW-Front-GasDHW-ElecDry-Tier1AnySFm1985CZ06DEER2017 | 2246
Appl-CW-Front-GasDHW-ElecDry-Tier1 | DEER2017 | D17 v3 |  | Any | SFm | 1985 | CZ07 | rDXGF | Household | 1 | 2064 | None | 164 | 0.025 | -0.14 | 144 | 0.022 | 0.02 | 164 | 0.025 | -0.14 | 144 | 0.022 | 0.02 | DEER:Res:ClothesDishWasher | Annual | 1719 |  | Appl-CW-Front-GasDHW-ElecDry-Tier1DEER2017 | Appl-CW-Front-GasDHW-ElecDry-Tier1AnySFm1985CZ07DEER2017 | 2247
Appl-CW-Front-GasDHW-ElecDry-Tier1 | DEER2017 | D17 v3 |  | Any | SFm | 1985 | CZ08 | rDXGF | Household | 1 | 2064 | None | 165 | 0.024 | -0.17 | 144 | 0.021 | 0 | 165 | 0.024 | -0.17 | 144 | 0.021 | 0 | DEER:Res:ClothesDishWasher | Annual | 1719 |  | Appl-CW-Front-GasDHW-ElecDry-Tier1DEER2017 | Appl-CW-Front-GasDHW-ElecDry-Tier1AnySFm1985CZ08DEER2017 | 2248
Appl-CW-Front-GasDHW-ElecDry-Tier1 | DEER2017 | D17 v3 |  | Any | SFm | 1985 | CZ09 | rDXGF | Household | 1 | 1811 | None | 165 | 0.025 | -0.14 | 145 | 0.022 | 0.03 | 165 | 0.025 | -0.14 | 145 | 0.022 | 0.03 | DEER:Res:ClothesDishWasher | Annual | 1719 |  | Appl-CW-Front-GasDHW-ElecDry-Tier1DEER2017 | Appl-CW-Front-GasDHW-ElecDry-Tier1AnySFm1985CZ09DEER2017 | 2249
Appl-CW-Front-GasDHW-ElecDry-Tier1 | DEER2017 | D17 v3 |  | Any | SFm | 1985 | CZ10 | rDXGF | Household | 1 | 1811 | None | 165 | 0.025 | -0.23 | 144 | 0.022 | -0.05 | 165 | 0.025 | -0.23 | 144 | 0.022 | -0.05 | DEER:Res:ClothesDishWasher | Annual | 1719 |  | Appl-CW-Front-GasDHW-ElecDry-Tier1DEER2017 | Appl-CW-Front-GasDHW-ElecDry-Tier1AnySFm1985CZ10DEER2017 | 2250
Appl-CW-Front-GasDHW-ElecDry-Tier1 | DEER2017 | D17 v3 |  | Any | SFm | 1985 | CZ11 | rDXGF | Household | 1 | 1704 | None | 165 | 0.025 | -0.35 | 144 | 0.021 | -0.15 | 165 | 0.025 | -0.35 | 144 | 0.021 | -0.15 | DEER:Res:ClothesDishWasher | Annual | 1719 |  | Appl-CW-Front-GasDHW-ElecDry-Tier1DEER2017 | Appl-CW-Front-GasDHW-ElecDry-Tier1AnySFm1985CZ11DEER2017 | 2251
Appl-CW-Front-GasDHW-ElecDry-Tier1 | DEER2017 | D17 v3 |  | Any | SFm | 1985 | CZ12 | rDXGF | Household | 1 | 1704 | None | 164 | 0.026 | -0.34 | 144 | 0.023 | -0.14 | 164 | 0.026 | -0.34 | 144 | 0.023 | -0.14 | DEER:Res:ClothesDishWasher | Annual | 1719 |  | Appl-CW-Front-GasDHW-ElecDry-Tier1DEER2017 | Appl-CW-Front-GasDHW-ElecDry-Tier1AnySFm1985CZ12DEER2017 | 2252
Appl-CW-Front-GasDHW-ElecDry-Tier1 | DEER2017 | D17 v3 |  | Any | SFm | 1985 | CZ13 | rDXGF | Household | 1 | 1704 | None | 165 | 0.024 | -0.35 | 144 | 0.021 | -0.14 | 165 | 0.024 | -0.35 | 144 | 0.021 | -0.14 | DEER:Res:ClothesDishWasher | Annual | 1719 |  | Appl-CW-Front-GasDHW-ElecDry-Tier1DEER2017 | Appl-CW-Front-GasDHW-ElecDry-Tier1AnySFm1985CZ13DEER2017 | 2253
Appl-CW-Front-GasDHW-ElecDry-Tier1 | DEER2017 | D17 v3 |  | Any | SFm | 1985 | CZ14 | rDXGF | Household | 1 | 1741 | None | 165 | 0.024 | -0.31 | 145 | 0.021 | -0.12 | 165 | 0.024 | -0.31 | 145 | 0.021 | -0.12 | DEER:Res:ClothesDishWasher | Annual | 1719 |  | Appl-CW-Front-GasDHW-ElecDry-Tier1DEER2017 | Appl-CW-Front-GasDHW-ElecDry-Tier1AnySFm1985CZ14DEER2017 | 2254
Appl-CW-Front-GasDHW-ElecDry-Tier1 | DEER2017 | D17 v3 |  | Any | SFm | 1985 | CZ15 | rDXGF | Household | 1 | 1741 | None | 167 | 0.024 | -0.06 | 145 | 0.021 | 0.06 | 167 | 0.024 | -0.06 | 145 | 0.021 | 0.06 | DEER:Res:ClothesDishWasher | Annual | 1719 |  | Appl-CW-Front-GasDHW-ElecDry-Tier1DEER2017 | Appl-CW-Front-GasDHW-ElecDry-Tier1AnySFm1985CZ15DEER2017 | 2255
Appl-CW-Front-GasDHW-ElecDry-Tier1 | DEER2017 | D17 v3 |  | Any | SFm | 1985 | CZ16 | rDXGF | Household | 1 | 1904 | None | 164 | 0.025 | -0.36 | 143 | 0.022 | -0.13 | 164 | 0.025 | -0.36 | 143 | 0.022 | -0.13 | DEER:Res:ClothesDishWasher | Annual | 1719 |  | Appl-CW-Front-GasDHW-ElecDry-Tier1DEER2017 | Appl-CW-Front-GasDHW-ElecDry-Tier1AnySFm1985CZ16DEER2017 | 2256
Appl-CW-Front-GasDHW-ElecDry-Tier1 | DEER2017 | D17 v3 |  | Any | SFm | 1996 | CZ01 | rDXGF | Household | 1 | 2193 | None | 162 | 0.022 | -0.23 | 142 | 0.019 | -0.04 | 162 | 0.022 | -0.23 | 142 | 0.019 | -0.04 | DEER:Res:ClothesDishWasher | Annual | 1719 |  | Appl-CW-Front-GasDHW-ElecDry-Tier1DEER2017 | Appl-CW-Front-GasDHW-ElecDry-Tier1AnySFm1996CZ01DEER2017 | 2257
Appl-CW-Front-GasDHW-ElecDry-Tier1 | DEER2017 | D17 v3 |  | Any | SFm | 1996 | CZ02 | rDXGF | Household | 1 | 2193 | None | 163 | 0.024 | -0.29 | 142 | 0.021 | -0.1 | 163 | 0.024 | -0.29 | 142 | 0.021 | -0.1 | DEER:Res:ClothesDishWasher | Annual | 1719 |  | Appl-CW-Front-GasDHW-ElecDry-Tier1DEER2017 | Appl-CW-Front-GasDHW-ElecDry-Tier1AnySFm1996CZ02DEER2017 | 2258
Appl-CW-Front-GasDHW-ElecDry-Tier1 | DEER2017 | D17 v3 |  | Any | SFm | 1996 | CZ03 | rDXGF | Household | 1 | 2193 | None | 162 | 0.025 | -0.26 | 142 | 0.021 | -0.07 | 162 | 0.025 | -0.26 | 142 | 0.021 | -0.07 | DEER:Res:ClothesDishWasher | Annual | 1719 |  | Appl-CW-Front-GasDHW-ElecDry-Tier1DEER2017 | Appl-CW-Front-GasDHW-ElecDry-Tier1AnySFm1996CZ03DEER2017 | 2259
Appl-CW-Front-GasDHW-ElecDry-Tier1 | DEER2017 | D17 v3 |  | Any | SFm | 1996 | CZ04 | rDXGF | Household | 1 | 2193 | None | 164 | 0.025 | -0.2 | 143 | 0.022 | -0.03 | 164 | 0.025 | -0.2 | 143 | 0.022 | -0.03 | DEER:Res:ClothesDishWasher | Annual | 1719 |  | Appl-CW-Front-GasDHW-ElecDry-Tier1DEER2017 | Appl-CW-Front-GasDHW-ElecDry-Tier1AnySFm1996CZ04DEER2017 | 2260
Appl-CW-Front-GasDHW-ElecDry-Tier1 | DEER2017 | D17 v3 |  | Any | SFm | 1996 | CZ05 | rDXGF | Household | 1 | 2193 | None | 162 | 0.025 | -0.5 | 142 | 0.022 | -0.26 | 162 | 0.025 | -0.5 | 142 | 0.022 | -0.26 | DEER:Res:ClothesDishWasher | Annual | 1719 |  | Appl-CW-Front-GasDHW-ElecDry-Tier1DEER2017 | Appl-CW-Front-GasDHW-ElecDry-Tier1AnySFm1996CZ05DEER2017 | 2261
Appl-CW-Front-GasDHW-ElecDry-Tier1 | DEER2017 | D17 v3 |  | Any | SFm | 1996 | CZ06 | rDXGF | Household | 1 | 2297 | None | 163 | 0.024 | -0.12 | 143 | 0.021 | 0.04 | 163 | 0.024 | -0.12 | 143 | 0.021 | 0.04 | DEER:Res:ClothesDishWasher | Annual | 1719 |  | Appl-CW-Front-GasDHW-ElecDry-Tier1DEER2017 | Appl-CW-Front-GasDHW-ElecDry-Tier1AnySFm1996CZ06DEER2017 | 2262
Appl-CW-Front-GasDHW-ElecDry-Tier1 | DEER2017 | D17 v3 |  | Any | SFm | 1996 | CZ07 | rDXGF | Household | 1 | 2297 | None | 163 | 0.024 | -0.05 | 143 | 0.021 | 0.09 | 163 | 0.024 | -0.05 | 143 | 0.021 | 0.09 | DEER:Res:ClothesDishWasher | Annual | 1719 |  | Appl-CW-Front-GasDHW-ElecDry-Tier1DEER2017 | Appl-CW-Front-GasDHW-ElecDry-Tier1AnySFm1996CZ07DEER2017 | 2263
Appl-CW-Front-GasDHW-ElecDry-Tier1 | DEER2017 | D17 v3 |  | Any | SFm | 1996 | CZ08 | rDXGF | Household | 1 | 2297 | None | 164 | 0.024 | -0.09 | 144 | 0.021 | 0.06 | 164 | 0.024 | -0.09 | 144 | 0.021 | 0.06 | DEER:Res:ClothesDishWasher | Annual | 1719 |  | Appl-CW-Front-GasDHW-ElecDry-Tier1DEER2017 | Appl-CW-Front-GasDHW-ElecDry-Tier1AnySFm1996CZ08DEER2017 | 2264
Appl-CW-Front-GasDHW-ElecDry-Tier1 | DEER2017 | D17 v3 |  | Any | SFm | 1996 | CZ09 | rDXGF | Household | 1 | 2186 | None | 164 | 0.024 | -0.11 | 144 | 0.021 | 0.04 | 164 | 0.024 | -0.11 | 144 | 0.021 | 0.04 | DEER:Res:ClothesDishWasher | Annual | 1719 |  | Appl-CW-Front-GasDHW-ElecDry-Tier1DEER2017 | Appl-CW-Front-GasDHW-ElecDry-Tier1AnySFm1996CZ09DEER2017 | 2265
Appl-CW-Front-GasDHW-ElecDry-Tier1 | DEER2017 | D17 v3 |  | Any | SFm | 1996 | CZ10 | rDXGF | Household | 1 | 2186 | None | 165 | 0.023 | -0.18 | 144 | 0.021 | -0.02 | 165 | 0.023 | -0.18 | 144 | 0.021 | -0.02 | DEER:Res:ClothesDishWasher | Annual | 1719 |  | Appl-CW-Front-GasDHW-ElecDry-Tier1DEER2017 | Appl-CW-Front-GasDHW-ElecDry-Tier1AnySFm1996CZ10DEER2017 | 2266
Appl-CW-Front-GasDHW-ElecDry-Tier1 | DEER2017 | D17 v3 |  | Any | SFm | 1996 | CZ11 | rDXGF | Household | 1 | 2032 | None | 165 | 0.025 | -0.25 | 144 | 0.022 | -0.07 | 165 | 0.025 | -0.25 | 144 | 0.022 | -0.07 | DEER:Res:ClothesDishWasher | Annual | 1719 |  | Appl-CW-Front-GasDHW-ElecDry-Tier1DEER2017 | Appl-CW-Front-GasDHW-ElecDry-Tier1AnySFm1996CZ11DEER2017 | 2267
Appl-CW-Front-GasDHW-ElecDry-Tier1 | DEER2017 | D17 v3 |  | Any | SFm | 1996 | CZ12 | rDXGF | Household | 1 | 2032 | None | 164 | 0.025 | -0.23 | 144 | 0.021 | -0.05 | 164 | 0.025 | -0.23 | 144 | 0.021 | -0.05 | DEER:Res:ClothesDishWasher | Annual | 1719 |  | Appl-CW-Front-GasDHW-ElecDry-Tier1DEER2017 | Appl-CW-Front-GasDHW-ElecDry-Tier1AnySFm1996CZ12DEER2017 | 2268
Appl-CW-Front-GasDHW-ElecDry-Tier1 | DEER2017 | D17 v3 |  | Any | SFm | 1996 | CZ13 | rDXGF | Household | 1 | 2032 | None | 165 | 0.024 | -0.29 | 145 | 0.021 | -0.1 | 165 | 0.024 | -0.29 | 145 | 0.021 | -0.1 | DEER:Res:ClothesDishWasher | Annual | 1719 |  | Appl-CW-Front-GasDHW-ElecDry-Tier1DEER2017 | Appl-CW-Front-GasDHW-ElecDry-Tier1AnySFm1996CZ13DEER2017 | 2269
Appl-CW-Front-GasDHW-ElecDry-Tier1 | DEER2017 | D17 v3 |  | Any | SFm | 1996 | CZ14 | rDXGF | Household | 1 | 1758 | None | 165 | 0.024 | -0.26 | 145 | 0.02 | -0.07 | 165 | 0.024 | -0.26 | 145 | 0.02 | -0.07 | DEER:Res:ClothesDishWasher | Annual | 1719 |  | Appl-CW-Front-GasDHW-ElecDry-Tier1DEER2017 | Appl-CW-Front-GasDHW-ElecDry-Tier1AnySFm1996CZ14DEER2017 | 2270
Appl-CW-Front-GasDHW-ElecDry-Tier1 | DEER2017 | D17 v3 |  | Any | SFm | 1996 | CZ15 | rDXGF | Household | 1 | 1758 | None | 167 | 0.024 | -0.04 | 146 | 0.02 | 0.08 | 167 | 0.024 | -0.04 | 146 | 0.02 | 0.08 | DEER:Res:ClothesDishWasher | Annual | 1719 |  | Appl-CW-Front-GasDHW-ElecDry-Tier1DEER2017 | Appl-CW-Front-GasDHW-ElecDry-Tier1AnySFm1996CZ15DEER2017 | 2271
Appl-CW-Front-GasDHW-ElecDry-Tier1 | DEER2017 | D17 v3 |  | Any | SFm | 1996 | CZ16 | rDXGF | Household | 1 | 2193 | None | 164 | 0.024 | -0.12 | 143 | 0.021 | 0.05 | 164 | 0.024 | -0.12 | 143 | 0.021 | 0.05 | DEER:Res:ClothesDishWasher | Annual | 1719 |  | Appl-CW-Front-GasDHW-ElecDry-Tier1DEER2017 | Appl-CW-Front-GasDHW-ElecDry-Tier1AnySFm1996CZ16DEER2017 | 2272
Appl-CW-Front-GasDHW-ElecDry-Tier1 | DEER2017 | D17 v3 |  | Any | SFm | 2003 | CZ01 | rDXGF | Household | 1 | 2295.6 | None | 161 | 0.022 | -0.28 | 142 | 0.019 | -0.07 | 161 | 0.022 | -0.28 | 142 | 0.019 | -0.07 | DEER:Res:ClothesDishWasher | Annual | 1719 |  | Appl-CW-Front-GasDHW-ElecDry-Tier1DEER2017 | Appl-CW-Front-GasDHW-ElecDry-Tier1AnySFm2003CZ01DEER2017 | 2273
Appl-CW-Front-GasDHW-ElecDry-Tier1 | DEER2017 | D17 v3 |  | Any | SFm | 2003 | CZ02 | rDXGF | Household | 1 | 1948.8 | None | 163 | 0.025 | -0.24 | 143 | 0.022 | -0.05 | 163 | 0.025 | -0.24 | 143 | 0.022 | -0.05 | DEER:Res:ClothesDishWasher | Annual | 1719 |  | Appl-CW-Front-GasDHW-ElecDry-Tier1DEER2017 | Appl-CW-Front-GasDHW-ElecDry-Tier1AnySFm2003CZ02DEER2017 | 2274
Appl-CW-Front-GasDHW-ElecDry-Tier1 | DEER2017 | D17 v3 |  | Any | SFm | 2003 | CZ03 | rDXGF | Household | 1 | 2295.6 | None | 162 | 0.024 | -0.29 | 142 | 0.021 | -0.09 | 162 | 0.024 | -0.29 | 142 | 0.021 | -0.09 | DEER:Res:ClothesDishWasher | Annual | 1719 |  | Appl-CW-Front-GasDHW-ElecDry-Tier1DEER2017 | Appl-CW-Front-GasDHW-ElecDry-Tier1AnySFm2003CZ03DEER2017 | 2275
Appl-CW-Front-GasDHW-ElecDry-Tier1 | DEER2017 | D17 v3 |  | Any | SFm | 2003 | CZ04 | rDXGF | Household | 1 | 2295.6 | None | 164 | 0.025 | -0.19 | 143 | 0.021 | -0.01 | 164 | 0.025 | -0.19 | 143 | 0.021 | -0.01 | DEER:Res:ClothesDishWasher | Annual | 1719 |  | Appl-CW-Front-GasDHW-ElecDry-Tier1DEER2017 | Appl-CW-Front-GasDHW-ElecDry-Tier1AnySFm2003CZ04DEER2017 | 2276
Appl-CW-Front-GasDHW-ElecDry-Tier1 | DEER2017 | D17 v3 |  | Any | SFm | 2003 | CZ05 | rDXGF | Household | 1 | 2295.6 | None | 162 | 0.024 | -0.42 | 142 | 0.021 | -0.18 | 162 | 0.024 | -0.42 | 142 | 0.021 | -0.18 | DEER:Res:ClothesDishWasher | Annual | 1719 |  | Appl-CW-Front-GasDHW-ElecDry-Tier1DEER2017 | Appl-CW-Front-GasDHW-ElecDry-Tier1AnySFm2003CZ05DEER2017 | 2277
Appl-CW-Front-GasDHW-ElecDry-Tier1 | DEER2017 | D17 v3 |  | Any | SFm | 2003 | CZ06 | rDXGF | Household | 1 | 2392.9 | None | 167 | 0.024 | -0.06 | 146 | 0.021 | 0.08 | 167 | 0.024 | -0.06 | 146 | 0.021 | 0.08 | DEER:Res:ClothesDishWasher | Annual | 1719 |  | Appl-CW-Front-GasDHW-ElecDry-Tier1DEER2017 | Appl-CW-Front-GasDHW-ElecDry-Tier1AnySFm2003CZ06DEER2017 | 2278
Appl-CW-Front-GasDHW-ElecDry-Tier1 | DEER2017 | D17 v3 |  | Any | SFm | 2003 | CZ07 | rDXGF | Household | 1 | 2392.9 | None | 164 | 0.025 | -0.14 | 144 | 0.022 | 0.02 | 164 | 0.025 | -0.14 | 144 | 0.022 | 0.02 | DEER:Res:ClothesDishWasher | Annual | 1719 |  | Appl-CW-Front-GasDHW-ElecDry-Tier1DEER2017 | Appl-CW-Front-GasDHW-ElecDry-Tier1AnySFm2003CZ07DEER2017 | 2279
Appl-CW-Front-GasDHW-ElecDry-Tier1 | DEER2017 | D17 v3 |  | Any | SFm | 2003 | CZ08 | rDXGF | Household | 1 | 2392.9 | None | 167 | 0.026 | -0.04 | 145 | 0.023 | 0.11 | 167 | 0.026 | -0.04 | 145 | 0.023 | 0.11 | DEER:Res:ClothesDishWasher | Annual | 1719 |  | Appl-CW-Front-GasDHW-ElecDry-Tier1DEER2017 | Appl-CW-Front-GasDHW-ElecDry-Tier1AnySFm2003CZ08DEER2017 | 2280
Appl-CW-Front-GasDHW-ElecDry-Tier1 | DEER2017 | D17 v3 |  | Any | SFm | 2003 | CZ09 | rDXGF | Household | 1 | 2422.9 | None | 165 | 0.024 | -0.12 | 144 | 0.021 | 0.03 | 165 | 0.024 | -0.12 | 144 | 0.021 | 0.03 | DEER:Res:ClothesDishWasher | Annual | 1719 |  | Appl-CW-Front-GasDHW-ElecDry-Tier1DEER2017 | Appl-CW-Front-GasDHW-ElecDry-Tier1AnySFm2003CZ09DEER2017 | 2281
Appl-CW-Front-GasDHW-ElecDry-Tier1 | DEER2017 | D17 v3 |  | Any | SFm | 2003 | CZ10 | rDXGF | Household | 1 | 1948.8 | None | 165 | 0.024 | -0.2 | 144 | 0.021 | -0.03 | 165 | 0.024 | -0.2 | 144 | 0.021 | -0.03 | DEER:Res:ClothesDishWasher | Annual | 1719 |  | Appl-CW-Front-GasDHW-ElecDry-Tier1DEER2017 | Appl-CW-Front-GasDHW-ElecDry-Tier1AnySFm2003CZ10DEER2017 | 2282
Appl-CW-Front-GasDHW-ElecDry-Tier1 | DEER2017 | D17 v3 |  | Any | SFm | 2003 | CZ11 | rDXGF | Household | 1 | 1948.8 | None | 165 | 0.025 | -0.23 | 144 | 0.022 | -0.05 | 165 | 0.025 | -0.23 | 144 | 0.022 | -0.05 | DEER:Res:ClothesDishWasher | Annual | 1719 |  | Appl-CW-Front-GasDHW-ElecDry-Tier1DEER2017 | Appl-CW-Front-GasDHW-ElecDry-Tier1AnySFm2003CZ11DEER2017 | 2283
Appl-CW-Front-GasDHW-ElecDry-Tier1 | DEER2017 | D17 v3 |  | Any | SFm | 2003 | CZ12 | rDXGF | Household | 1 | 1948.8 | None | 164 | 0.024 | -0.22 | 143 | 0.021 | -0.04 | 164 | 0.024 | -0.22 | 143 | 0.021 | -0.04 | DEER:Res:ClothesDishWasher | Annual | 1719 |  | Appl-CW-Front-GasDHW-ElecDry-Tier1DEER2017 | Appl-CW-Front-GasDHW-ElecDry-Tier1AnySFm2003CZ12DEER2017 | 2284
Appl-CW-Front-GasDHW-ElecDry-Tier1 | DEER2017 | D17 v3 |  | Any | SFm | 2003 | CZ13 | rDXGF | Household | 1 | 1948.8 | None | 164 | 0.024 | -0.23 | 144 | 0.021 | -0.05 | 164 | 0.024 | -0.23 | 144 | 0.021 | -0.05 | DEER:Res:ClothesDishWasher | Annual | 1719 |  | Appl-CW-Front-GasDHW-ElecDry-Tier1DEER2017 | Appl-CW-Front-GasDHW-ElecDry-Tier1AnySFm2003CZ13DEER2017 | 2285
Appl-CW-Front-GasDHW-ElecDry-Tier1 | DEER2017 | D17 v3 |  | Any | SFm | 2003 | CZ14 | rDXGF | Household | 1 | 2160.9 | None | 165 | 0.024 | -0.24 | 144 | 0.021 | -0.06 | 165 | 0.024 | -0.24 | 144 | 0.021 | -0.06 | DEER:Res:ClothesDishWasher | Annual | 1719 |  | Appl-CW-Front-GasDHW-ElecDry-Tier1DEER2017 | Appl-CW-Front-GasDHW-ElecDry-Tier1AnySFm2003CZ14DEER2017 | 2286
Appl-CW-Front-GasDHW-ElecDry-Tier1 | DEER2017 | D17 v3 |  | Any | SFm | 2003 | CZ15 | rDXGF | Household | 1 | 2160.9 | None | 166 | 0.024 | -0.03 | 145 | 0.021 | 0.09 | 166 | 0.024 | -0.03 | 145 | 0.021 | 0.09 | DEER:Res:ClothesDishWasher | Annual | 1719 |  | Appl-CW-Front-GasDHW-ElecDry-Tier1DEER2017 | Appl-CW-Front-GasDHW-ElecDry-Tier1AnySFm2003CZ15DEER2017 | 2287
Appl-CW-Front-GasDHW-ElecDry-Tier1 | DEER2017 | D17 v3 |  | Any | SFm | 2003 | CZ16 | rDXGF | Household | 1 | 2295.6 | None | 163 | 0.024 | -0.13 | 143 | 0.021 | 0.05 | 163 | 0.024 | -0.13 | 143 | 0.021 | 0.05 | DEER:Res:ClothesDishWasher | Annual | 1719 |  | Appl-CW-Front-GasDHW-ElecDry-Tier1DEER2017 | Appl-CW-Front-GasDHW-ElecDry-Tier1AnySFm2003CZ16DEER2017 | 2288
Appl-CW-Front-GasDHW-ElecDry-Tier1 | DEER2017 | D17 v3 |  | Any | SFm | 2007 | CZ01 | rDXGF | Household | 1 | 2295.6 | None | 162 | 0.023 | -0.28 | 142 | 0.02 | -0.07 | 162 | 0.023 | -0.28 | 142 | 0.02 | 3.46 | DEER:Res:ClothesDishWasher | Annual | 2 |  | Appl-CW-Front-GasDHW-ElecDry-Tier1DEER2017 | Appl-CW-Front-GasDHW-ElecDry-Tier1AnySFm2007CZ01DEER2017 | 2289
Appl-CW-Front-GasDHW-ElecDry-Tier1 | DEER2017 | D17 v3 |  | Any | SFm | 2007 | CZ02 | rDXGF | Household | 1 | 1948.8 | None | 163 | 0.024 | -0.35 | 143 | 0.021 | -0.13 | 163 | 0.024 | -0.35 | 143 | 0.021 | 3.52 | DEER:Res:ClothesDishWasher | Annual | 2 |  | Appl-CW-Front-GasDHW-ElecDry-Tier1DEER2017 | Appl-CW-Front-GasDHW-ElecDry-Tier1AnySFm2007CZ02DEER2017 | 2290
Appl-CW-Front-GasDHW-ElecDry-Tier1 | DEER2017 | D17 v3 |  | Any | SFm | 2007 | CZ03 | rDXGF | Household | 1 | 2295.6 | None | 162 | 0.024 | -0.3 | 142 | 0.021 | -0.1 | 162 | 0.024 | -0.3 | 142 | 0.021 | 3.53 | DEER:Res:ClothesDishWasher | Annual | 2 |  | Appl-CW-Front-GasDHW-ElecDry-Tier1DEER2017 | Appl-CW-Front-GasDHW-ElecDry-Tier1AnySFm2007CZ03DEER2017 | 2291
Appl-CW-Front-GasDHW-ElecDry-Tier1 | DEER2017 | D17 v3 |  | Any | SFm | 2007 | CZ04 | rDXGF | Household | 1 | 2295.6 | None | 163 | 0.025 | -0.22 | 143 | 0.022 | -0.03 | 163 | 0.025 | -0.22 | 143 | 0.022 | 3.61 | DEER:Res:ClothesDishWasher | Annual | 2 |  | Appl-CW-Front-GasDHW-ElecDry-Tier1DEER2017 | Appl-CW-Front-GasDHW-ElecDry-Tier1AnySFm2007CZ04DEER2017 | 2292
Appl-CW-Front-GasDHW-ElecDry-Tier1 | DEER2017 | D17 v3 |  | Any | SFm | 2007 | CZ05 | rDXGF | Household | 1 | 2295.6 | None | 162 | 0.024 | -0.38 | 142 | 0.021 | -0.17 | 162 | 0.024 | -0.38 | 142 | 0.021 | 3.38 | DEER:Res:ClothesDishWasher | Annual | 2 |  | Appl-CW-Front-GasDHW-ElecDry-Tier1DEER2017 | Appl-CW-Front-GasDHW-ElecDry-Tier1AnySFm2007CZ05DEER2017 | 2293
Appl-CW-Front-GasDHW-ElecDry-Tier1 | DEER2017 | D17 v3 |  | Any | SFm | 2007 | CZ06 | rDXGF | Household | 1 | 2392.9 | None | 164 | 0.024 | -0.12 | 143 | 0.021 | 0.05 | 164 | 0.024 | -0.12 | 143 | 0.021 | 3.61 | DEER:Res:ClothesDishWasher | Annual | 2 |  | Appl-CW-Front-GasDHW-ElecDry-Tier1DEER2017 | Appl-CW-Front-GasDHW-ElecDry-Tier1AnySFm2007CZ06DEER2017 | 2294
Appl-CW-Front-GasDHW-ElecDry-Tier1 | DEER2017 | D17 v3 |  | Any | SFm | 2007 | CZ07 | rDXGF | Household | 1 | 2392.9 | None | 165 | 0.025 | -0.08 | 144 | 0.022 | 0.06 | 165 | 0.025 | -0.08 | 144 | 0.022 | 3.58 | DEER:Res:ClothesDishWasher | Annual | 2 |  | Appl-CW-Front-GasDHW-ElecDry-Tier1DEER2017 | Appl-CW-Front-GasDHW-ElecDry-Tier1AnySFm2007CZ07DEER2017 | 2295
Appl-CW-Front-GasDHW-ElecDry-Tier1 | DEER2017 | D17 v3 |  | Any | SFm | 2007 | CZ08 | rDXGF | Household | 1 | 2392.9 | None | 165 | 0.024 | -0.02 | 145 | 0.022 | 0.13 | 165 | 0.024 | -0.02 | 145 | 0.022 | 3.62 | DEER:Res:ClothesDishWasher | Annual | 2 |  | Appl-CW-Front-GasDHW-ElecDry-Tier1DEER2017 | Appl-CW-Front-GasDHW-ElecDry-Tier1AnySFm2007CZ08DEER2017 | 2296
Appl-CW-Front-GasDHW-ElecDry-Tier1 | DEER2017 | D17 v3 |  | Any | SFm | 2007 | CZ09 | rDXGF | Household | 1 | 2422.9 | None | 164 | 0.023 | -0.09 | 144 | 0.02 | 0.06 | 164 | 0.023 | -0.09 | 144 | 0.02 | 3.44 | DEER:Res:ClothesDishWasher | Annual | 2 |  | Appl-CW-Front-GasDHW-ElecDry-Tier1DEER2017 | Appl-CW-Front-GasDHW-ElecDry-Tier1AnySFm2007CZ09DEER2017 | 2297
Appl-CW-Front-GasDHW-ElecDry-Tier1 | DEER2017 | D17 v3 |  | Any | SFm | 2007 | CZ10 | rDXGF | Household | 1 | 1948.8 | None | 165 | 0.023 | -0.19 | 144 | 0.02 | -0.02 | 165 | 0.023 | -0.19 | 144 | 0.02 | 3.56 | DEER:Res:ClothesDishWasher | Annual | 2 |  | Appl-CW-Front-GasDHW-ElecDry-Tier1DEER2017 | Appl-CW-Front-GasDHW-ElecDry-Tier1AnySFm2007CZ10DEER2017 | 2298
Appl-CW-Front-GasDHW-ElecDry-Tier1 | DEER2017 | D17 v3 |  | Any | SFm | 2007 | CZ11 | rDXGF | Household | 1 | 1948.8 | None | 164 | 0.023 | -0.25 | 144 | 0.02 | -0.08 | 164 | 0.023 | -0.25 | 144 | 0.02 | 3.56 | DEER:Res:ClothesDishWasher | Annual | 2 |  | Appl-CW-Front-GasDHW-ElecDry-Tier1DEER2017 | Appl-CW-Front-GasDHW-ElecDry-Tier1AnySFm2007CZ11DEER2017 | 2299
Appl-CW-Front-GasDHW-ElecDry-Tier1 | DEER2017 | D17 v3 |  | Any | SFm | 2007 | CZ12 | rDXGF | Household | 1 | 1948.8 | None | 164 | 0.024 | -0.2 | 143 | 0.021 | -0.02 | 164 | 0.024 | -0.2 | 143 | 0.021 | 3.91 | DEER:Res:ClothesDishWasher | Annual | 2 |  | Appl-CW-Front-GasDHW-ElecDry-Tier1DEER2017 | Appl-CW-Front-GasDHW-ElecDry-Tier1AnySFm2007CZ12DEER2017 | 2300
Appl-CW-Front-GasDHW-ElecDry-Tier1 | DEER2017 | D17 v3 |  | Any | SFm | 2007 | CZ13 | rDXGF | Household | 1 | 1948.8 | None | 165 | 0.024 | -0.18 | 144 | 0.021 | -0.01 | 165 | 0.024 | -0.18 | 144 | 0.021 | 3.69 | DEER:Res:ClothesDishWasher | Annual | 2 |  | Appl-CW-Front-GasDHW-ElecDry-Tier1DEER2017 | Appl-CW-Front-GasDHW-ElecDry-Tier1AnySFm2007CZ13DEER2017 | 2301
Appl-CW-Front-GasDHW-ElecDry-Tier1 | DEER2017 | D17 v3 |  | Any | SFm | 2007 | CZ14 | rDXGF | Household | 1 | 2160.9 | None | 165 | 0.023 | -0.28 | 144 | 0.02 | -0.09 | 165 | 0.023 | -0.28 | 144 | 0.02 | 3.77 | DEER:Res:ClothesDishWasher | Annual | 2 |  | Appl-CW-Front-GasDHW-ElecDry-Tier1DEER2017 | Appl-CW-Front-GasDHW-ElecDry-Tier1AnySFm2007CZ14DEER2017 | 2302
Appl-CW-Front-GasDHW-ElecDry-Tier1 | DEER2017 | D17 v3 |  | Any | SFm | 2007 | CZ15 | rDXGF | Household | 1 | 2160.9 | None | 166 | 0.023 | -0.02 | 145 | 0.02 | 0.09 | 166 | 0.023 | -0.02 | 145 | 0.02 | 3.62 | DEER:Res:ClothesDishWasher | Annual | 2 |  | Appl-CW-Front-GasDHW-ElecDry-Tier1DEER2017 | Appl-CW-Front-GasDHW-ElecDry-Tier1AnySFm2007CZ15DEER2017 | 2303
Appl-CW-Front-GasDHW-ElecDry-Tier1 | DEER2017 | D17 v3 |  | Any | SFm | 2007 | CZ16 | rDXGF | Household | 1 | 2295.6 | None | 163 | 0.023 | -0.12 | 143 | 0.02 | 0.06 | 163 | 0.023 | -0.12 | 143 | 0.02 | 3.72 | DEER:Res:ClothesDishWasher | Annual | 2 |  | Appl-CW-Front-GasDHW-ElecDry-Tier1DEER2017 | Appl-CW-Front-GasDHW-ElecDry-Tier1AnySFm2007CZ16DEER2017 | 2304
Appl-CW-Front-GasDHW-ElecDry-Tier1 | DEER2017 | D17 v3 |  | Any | SFm | 2011 | CZ01 | rDXGF | Household | 1 | 2295.6 | None | 162 | 0.022 | -0.25 | 142 | 0.019 | -0.05 | 162 | 0.022 | -0.25 | 142 | 0.019 | 3.72 | DEER:Res:ClothesDishWasher | Annual | 2 |  | Appl-CW-Front-GasDHW-ElecDry-Tier1DEER2017 | Appl-CW-Front-GasDHW-ElecDry-Tier1AnySFm2011CZ01DEER2017 | 2305
Appl-CW-Front-GasDHW-ElecDry-Tier1 | DEER2017 | D17 v3 |  | Any | SFm | 2011 | CZ02 | rDXGF | Household | 1 | 1948.8 | None | 163 | 0.024 | -0.31 | 143 | 0.021 | -0.11 | 163 | 0.024 | -0.31 | 143 | 0.021 | 3.74 | DEER:Res:ClothesDishWasher | Annual | 2 |  | Appl-CW-Front-GasDHW-ElecDry-Tier1DEER2017 | Appl-CW-Front-GasDHW-ElecDry-Tier1AnySFm2011CZ02DEER2017 | 2306
Appl-CW-Front-GasDHW-ElecDry-Tier1 | DEER2017 | D17 v3 |  | Any | SFm | 2011 | CZ03 | rDXGF | Household | 1 | 2295.6 | None | 162 | 0.024 | -0.28 | 142 | 0.021 | -0.08 | 162 | 0.024 | -0.28 | 142 | 0.021 | 3.68 | DEER:Res:ClothesDishWasher | Annual | 2 |  | Appl-CW-Front-GasDHW-ElecDry-Tier1DEER2017 | Appl-CW-Front-GasDHW-ElecDry-Tier1AnySFm2011CZ03DEER2017 | 2307
Appl-CW-Front-GasDHW-ElecDry-Tier1 | DEER2017 | D17 v3 |  | Any | SFm | 2011 | CZ04 | rDXGF | Household | 1 | 2295.6 | None | 164 | 0.025 | -0.21 | 144 | 0.021 | -0.02 | 164 | 0.025 | -0.21 | 144 | 0.021 | 3.72 | DEER:Res:ClothesDishWasher | Annual | 2 |  | Appl-CW-Front-GasDHW-ElecDry-Tier1DEER2017 | Appl-CW-Front-GasDHW-ElecDry-Tier1AnySFm2011CZ04DEER2017 | 2308
Appl-CW-Front-GasDHW-ElecDry-Tier1 | DEER2017 | D17 v3 |  | Any | SFm | 2011 | CZ05 | rDXGF | Household | 1 | 2295.6 | None | 162 | 0.025 | -0.35 | 142 | 0.021 | -0.12 | 162 | 0.025 | -0.35 | 142 | 0.021 | 4.08 | DEER:Res:ClothesDishWasher | Annual | 2 |  | Appl-CW-Front-GasDHW-ElecDry-Tier1DEER2017 | Appl-CW-Front-GasDHW-ElecDry-Tier1AnySFm2011CZ05DEER2017 | 2309
Appl-CW-Front-GasDHW-ElecDry-Tier1 | DEER2017 | D17 v3 |  | Any | SFm | 2011 | CZ06 | rDXGF | Household | 1 | 2392.9 | None | 163 | 0.024 | -0.17 | 143 | 0.021 | 0 | 163 | 0.024 | -0.17 | 143 | 0.021 | 4.16 | DEER:Res:ClothesDishWasher | Annual | 2 |  | Appl-CW-Front-GasDHW-ElecDry-Tier1DEER2017 | Appl-CW-Front-GasDHW-ElecDry-Tier1AnySFm2011CZ06DEER2017 | 2310
Appl-CW-Front-GasDHW-ElecDry-Tier1 | DEER2017 | D17 v3 |  | Any | SFm | 2011 | CZ07 | rDXGF | Household | 1 | 2392.9 | None | 164 | 0.024 | -0.02 | 144 | 0.02 | 0.12 | 164 | 0.024 | -0.02 | 144 | 0.02 | 4.04 | DEER:Res:ClothesDishWasher | Annual | 2 |  | Appl-CW-Front-GasDHW-ElecDry-Tier1DEER2017 | Appl-CW-Front-GasDHW-ElecDry-Tier1AnySFm2011CZ07DEER2017 | 2311
Appl-CW-Front-GasDHW-ElecDry-Tier1 | DEER2017 | D17 v3 |  | Any | SFm | 2011 | CZ08 | rDXGF | Household | 1 | 2392.9 | None | 166 | 0.023 | -0.03 | 145 | 0.02 | 0.1 | 166 | 0.023 | -0.03 | 145 | 0.02 | 4.19 | DEER:Res:ClothesDishWasher | Annual | 2 |  | Appl-CW-Front-GasDHW-ElecDry-Tier1DEER2017 | Appl-CW-Front-GasDHW-ElecDry-Tier1AnySFm2011CZ08DEER2017 | 2312
Appl-CW-Front-GasDHW-ElecDry-Tier1 | DEER2017 | D17 v3 |  | Any | SFm | 2011 | CZ09 | rDXGF | Household | 1 | 2422.9 | None | 164 | 0.023 | -0.05 | 143 | 0.02 | 0.09 | 164 | 0.023 | -0.05 | 143 | 0.02 | 3.99 | DEER:Res:ClothesDishWasher | Annual | 2 |  | Appl-CW-Front-GasDHW-ElecDry-Tier1DEER2017 | Appl-CW-Front-GasDHW-ElecDry-Tier1AnySFm2011CZ09DEER2017 | 2313
Appl-CW-Front-GasDHW-ElecDry-Tier1 | DEER2017 | D17 v3 |  | Any | SFm | 2011 | CZ10 | rDXGF | Household | 1 | 1948.8 | None | 165 | 0.024 | -0.18 | 144 | 0.021 | -0.02 | 165 | 0.024 | -0.18 | 144 | 0.021 | 4.19 | DEER:Res:ClothesDishWasher | Annual | 2 |  | Appl-CW-Front-GasDHW-ElecDry-Tier1DEER2017 | Appl-CW-Front-GasDHW-ElecDry-Tier1AnySFm2011CZ10DEER2017 | 2314
Appl-CW-Front-GasDHW-ElecDry-Tier1 | DEER2017 | D17 v3 |  | Any | SFm | 2011 | CZ11 | rDXGF | Household | 1 | 1948.8 | None | 164 | 0.023 | -0.24 | 144 | 0.02 | -0.05 | 164 | 0.023 | -0.24 | 144 | 0.02 | 4.22 | DEER:Res:ClothesDishWasher | Annual | 2 |  | Appl-CW-Front-GasDHW-ElecDry-Tier1DEER2017 | Appl-CW-Front-GasDHW-ElecDry-Tier1AnySFm2011CZ11DEER2017 | 2315
Appl-CW-Front-GasDHW-ElecDry-Tier1 | DEER2017 | D17 v3 |  | Any | SFm | 2011 | CZ12 | rDXGF | Household | 1 | 1948.8 | None | 164 | 0.024 | -0.18 | 143 | 0.021 | -0.01 | 164 | 0.024 | -0.18 | 143 | 0.021 | 4.19 | DEER:Res:ClothesDishWasher | Annual | 2 |  | Appl-CW-Front-GasDHW-ElecDry-Tier1DEER2017 | Appl-CW-Front-GasDHW-ElecDry-Tier1AnySFm2011CZ12DEER2017 | 2316
Appl-CW-Front-GasDHW-ElecDry-Tier1 | DEER2017 | D17 v3 |  | Any | SFm | 2011 | CZ13 | rDXGF | Household | 1 | 1948.8 | None | 165 | 0.024 | -0.16 | 144 | 0.021 | 0 | 165 | 0.024 | -0.16 | 144 | 0.021 | 4.2 | DEER:Res:ClothesDishWasher | Annual | 2 |  | Appl-CW-Front-GasDHW-ElecDry-Tier1DEER2017 | Appl-CW-Front-GasDHW-ElecDry-Tier1AnySFm2011CZ13DEER2017 | 2317
Appl-CW-Front-GasDHW-ElecDry-Tier1 | DEER2017 | D17 v3 |  | Any | SFm | 2011 | CZ14 | rDXGF | Household | 1 | 2160.9 | None | 165 | 0.024 | -0.24 | 144 | 0.021 | -0.06 | 165 | 0.024 | -0.24 | 144 | 0.021 | 4.15 | DEER:Res:ClothesDishWasher | Annual | 2 |  | Appl-CW-Front-GasDHW-ElecDry-Tier1DEER2017 | Appl-CW-Front-GasDHW-ElecDry-Tier1AnySFm2011CZ14DEER2017 | 2318
Appl-CW-Front-GasDHW-ElecDry-Tier1 | DEER2017 | D17 v3 |  | Any | SFm | 2011 | CZ15 | rDXGF | Household | 1 | 2160.9 | None | 165 | 0.023 | -0.02 | 145 | 0.021 | 0.1 | 165 | 0.023 | -0.02 | 145 | 0.021 | 4.28 | DEER:Res:ClothesDishWasher | Annual | 2 |  | Appl-CW-Front-GasDHW-ElecDry-Tier1DEER2017 | Appl-CW-Front-GasDHW-ElecDry-Tier1AnySFm2011CZ15DEER2017 | 2319
Appl-CW-Front-GasDHW-ElecDry-Tier1 | DEER2017 | D17 v3 |  | Any | SFm | 2011 | CZ16 | rDXGF | Household | 1 | 2295.6 | None | 163 | 0.024 | -0.11 | 143 | 0.021 | 0.06 | 163 | 0.024 | -0.11 | 143 | 0.021 | 4.3 | DEER:Res:ClothesDishWasher | Annual | 2 |  | Appl-CW-Front-GasDHW-ElecDry-Tier1DEER2017 | Appl-CW-Front-GasDHW-ElecDry-Tier1AnySFm2011CZ16DEER2017 | 2320
Appl-CW-Front-GasDHW-ElecDry-Tier1 | DEER2017 | D17 v3 |  | Any | SFm | 2015 | CZ01 | rDXGF | Household | 1 | 2295.6 | None | 162 | 0.022 | -0.21 | 142 | 0.019 | -0.01 | 162 | 0.022 | -0.21 | 142 | 0.019 | 4.35 | DEER:Res:ClothesDishWasher | Annual | 2 |  | Appl-CW-Front-GasDHW-ElecDry-Tier1DEER2017 | Appl-CW-Front-GasDHW-ElecDry-Tier1AnySFm2015CZ01DEER2017 | 2321
Appl-CW-Front-GasDHW-ElecDry-Tier1 | DEER2017 | D17 v3 |  | Any | SFm | 2015 | CZ02 | rDXGF | Household | 1 | 1948.8 | None | 163 | 0.024 | -0.32 | 143 | 0.021 | -0.12 | 163 | 0.024 | -0.32 | 143 | 0.021 | 4.45 | DEER:Res:ClothesDishWasher | Annual | 2 |  | Appl-CW-Front-GasDHW-ElecDry-Tier1DEER2017 | Appl-CW-Front-GasDHW-ElecDry-Tier1AnySFm2015CZ02DEER2017 | 2322
Appl-CW-Front-GasDHW-ElecDry-Tier1 | DEER2017 | D17 v3 |  | Any | SFm | 2015 | CZ03 | rDXGF | Household | 1 | 2295.6 | None | 162 | 0.024 | -0.2 | 142 | 0.021 | -0.02 | 162 | 0.024 | -0.2 | 142 | 0.021 | 4.18 | DEER:Res:ClothesDishWasher | Annual | 2 |  | Appl-CW-Front-GasDHW-ElecDry-Tier1DEER2017 | Appl-CW-Front-GasDHW-ElecDry-Tier1AnySFm2015CZ03DEER2017 | 2323
Appl-CW-Front-GasDHW-ElecDry-Tier1 | DEER2017 | D17 v3 |  | Any | SFm | 2015 | CZ04 | rDXGF | Household | 1 | 2295.6 | None | 163 | 0.024 | -0.22 | 143 | 0.021 | -0.04 | 163 | 0.024 | -0.22 | 143 | 0.021 | 4.43 | DEER:Res:ClothesDishWasher | Annual | 2 |  | Appl-CW-Front-GasDHW-ElecDry-Tier1DEER2017 | Appl-CW-Front-GasDHW-ElecDry-Tier1AnySFm2015CZ04DEER2017 | 2324
Appl-CW-Front-GasDHW-ElecDry-Tier1 | DEER2017 | D17 v3 |  | Any | SFm | 2015 | CZ05 | rDXGF | Household | 1 | 2295.6 | None | 162 | 0.024 | -0.27 | 142 | 0.021 | -0.07 | 162 | 0.024 | -0.27 | 142 | 0.021 | 4.42 | DEER:Res:ClothesDishWasher | Annual | 2 |  | Appl-CW-Front-GasDHW-ElecDry-Tier1DEER2017 | Appl-CW-Front-GasDHW-ElecDry-Tier1AnySFm2015CZ05DEER2017 | 2325
Appl-CW-Front-GasDHW-ElecDry-Tier1 | DEER2017 | D17 v3 |  | Any | SFm | 2015 | CZ06 | rDXGF | Household | 1 | 2392.9 | None | 163 | 0.024 | -0.16 | 143 | 0.021 | 0.01 | 163 | 0.024 | -0.16 | 143 | 0.021 | 4.39 | DEER:Res:ClothesDishWasher | Annual | 2 |  | Appl-CW-Front-GasDHW-ElecDry-Tier1DEER2017 | Appl-CW-Front-GasDHW-ElecDry-Tier1AnySFm2015CZ06DEER2017 | 2326
Appl-CW-Front-GasDHW-ElecDry-Tier1 | DEER2017 | D17 v3 |  | Any | SFm | 2015 | CZ07 | rDXGF | Household | 1 | 2392.9 | None | 164 | 0.023 | -0.07 | 143 | 0.02 | 0.07 | 164 | 0.023 | -0.07 | 143 | 0.02 | 4.36 | DEER:Res:ClothesDishWasher | Annual | 2 |  | Appl-CW-Front-GasDHW-ElecDry-Tier1DEER2017 | Appl-CW-Front-GasDHW-ElecDry-Tier1AnySFm2015CZ07DEER2017 | 2327
Appl-CW-Front-GasDHW-ElecDry-Tier1 | DEER2017 | D17 v3 |  | Any | SFm | 2015 | CZ08 | rDXGF | Household | 1 | 2392.9 | None | 164 | 0.02 | -0.03 | 145 | 0.02 | 0.24 | 164 | 0.02 | -0.03 | 145 | 0.02 | 4.39 | DEER:Res:ClothesDishWasher | Annual | 2 |  | Appl-CW-Front-GasDHW-ElecDry-Tier1DEER2017 | Appl-CW-Front-GasDHW-ElecDry-Tier1AnySFm2015CZ08DEER2017 | 2328
Appl-CW-Front-GasDHW-ElecDry-Tier1 | DEER2017 | D17 v3 |  | Any | SFm | 2015 | CZ09 | rDXGF | Household | 1 | 2422.9 | None | 163 | 0.023 | -0.06 | 143 | 0.02 | 0.08 | 163 | 0.023 | -0.06 | 143 | 0.02 | 3.73 | DEER:Res:ClothesDishWasher | Annual | 2 |  | Appl-CW-Front-GasDHW-ElecDry-Tier1DEER2017 | Appl-CW-Front-GasDHW-ElecDry-Tier1AnySFm2015CZ09DEER2017 | 2329
Appl-CW-Front-GasDHW-ElecDry-Tier1 | DEER2017 | D17 v3 |  | Any | SFm | 2015 | CZ10 | rDXGF | Household | 1 | 1948.8 | None | 164 | 0.023 | -0.17 | 143 | 0.02 | -0.01 | 164 | 0.023 | -0.17 | 143 | 0.02 | 3.75 | DEER:Res:ClothesDishWasher | Annual | 2 |  | Appl-CW-Front-GasDHW-ElecDry-Tier1DEER2017 | Appl-CW-Front-GasDHW-ElecDry-Tier1AnySFm2015CZ10DEER2017 | 2330
Appl-CW-Front-GasDHW-ElecDry-Tier1 | DEER2017 | D17 v3 |  | Any | SFm | 2015 | CZ11 | rDXGF | Household | 1 | 1948.8 | None | 164 | 0.023 | -0.24 | 143 | 0.02 | -0.06 | 164 | 0.023 | -0.24 | 143 | 0.02 | 3.71 | DEER:Res:ClothesDishWasher | Annual | 2 |  | Appl-CW-Front-GasDHW-ElecDry-Tier1DEER2017 | Appl-CW-Front-GasDHW-ElecDry-Tier1AnySFm2015CZ11DEER2017 | 2331
Appl-CW-Front-GasDHW-ElecDry-Tier1 | DEER2017 | D17 v3 |  | Any | SFm | 2015 | CZ12 | rDXGF | Household | 1 | 1948.8 | None | 163 | 0.024 | -0.17 | 143 | 0.021 | 0 | 163 | 0.024 | -0.17 | 143 | 0.021 | 3.71 | DEER:Res:ClothesDishWasher | Annual | 2 |  | Appl-CW-Front-GasDHW-ElecDry-Tier1DEER2017 | Appl-CW-Front-GasDHW-ElecDry-Tier1AnySFm2015CZ12DEER2017 | 2332
Appl-CW-Front-GasDHW-ElecDry-Tier1 | DEER2017 | D17 v3 |  | Any | SFm | 2015 | CZ13 | rDXGF | Household | 1 | 1948.8 | None | 164 | 0.024 | -0.15 | 143 | 0.021 | 0.01 | 164 | 0.024 | -0.15 | 143 | 0.021 | 3.62 | DEER:Res:ClothesDishWasher | Annual | 2 |  | Appl-CW-Front-GasDHW-ElecDry-Tier1DEER2017 | Appl-CW-Front-GasDHW-ElecDry-Tier1AnySFm2015CZ13DEER2017 | 2333
Appl-CW-Front-GasDHW-ElecDry-Tier1 | DEER2017 | D17 v3 |  | Any | SFm | 2015 | CZ14 | rDXGF | Household | 1 | 2160.9 | None | 164 | 0.024 | -0.26 | 144 | 0.021 | -0.08 | 164 | 0.024 | -0.26 | 144 | 0.021 | 3.62 | DEER:Res:ClothesDishWasher | Annual | 2 |  | Appl-CW-Front-GasDHW-ElecDry-Tier1DEER2017 | Appl-CW-Front-GasDHW-ElecDry-Tier1AnySFm2015CZ14DEER2017 | 2334
Appl-CW-Front-GasDHW-ElecDry-Tier1 | DEER2017 | D17 v3 |  | Any | SFm | 2015 | CZ15 | rDXGF | Household | 1 | 2160.9 | None | 165 | 0.023 | -0.02 | 144 | 0.02 | 0.09 | 165 | 0.023 | -0.02 | 144 | 0.02 | 3.88 | DEER:Res:ClothesDishWasher | Annual | 2 |  | Appl-CW-Front-GasDHW-ElecDry-Tier1DEER2017 | Appl-CW-Front-GasDHW-ElecDry-Tier1AnySFm2015CZ15DEER2017 | 2335
Appl-CW-Front-GasDHW-ElecDry-Tier1 | DEER2017 | D17 v3 |  | Any | SFm | 2015 | CZ16 | rDXGF | Household | 1 | 2295.6 | None | 162 | 0.023 | -0.17 | 142 | 0.02 | 0.01 | 162 | 0.023 | -0.17 | 142 | 0.02 | 3.44 | DEER:Res:ClothesDishWasher | Annual | 2 |  | Appl-CW-Front-GasDHW-ElecDry-Tier1DEER2017 | Appl-CW-Front-GasDHW-ElecDry-Tier1AnySFm2015CZ16DEER2017 | 2336
Appl-CW-Front-GasDHW-ElecDry-Tier1 | DEER2017 | D17 v3 |  | Any | SFm | 2017 | CZ01 | rDXGF | Household | 1 | 2295.6 | None | 162 | 0.022 | -0.19 | 142 | 0.02 | 0 | 162 | 0.022 | -0.19 | 142 | 0.02 | 3.69 | DEER:Res:ClothesDishWasher | Annual | 2 |  | Appl-CW-Front-GasDHW-ElecDry-Tier1DEER2017 | Appl-CW-Front-GasDHW-ElecDry-Tier1AnySFm2017CZ01DEER2017 | 2337
Appl-CW-Front-GasDHW-ElecDry-Tier1 | DEER2017 | D17 v3 |  | Any | SFm | 2017 | CZ02 | rDXGF | Household | 1 | 1948.8 | None | 163 | 0.024 | -0.3 | 143 | 0.021 | -0.09 | 163 | 0.024 | -0.3 | 143 | 0.021 | 3.57 | DEER:Res:ClothesDishWasher | Annual | 2 |  | Appl-CW-Front-GasDHW-ElecDry-Tier1DEER2017 | Appl-CW-Front-GasDHW-ElecDry-Tier1AnySFm2017CZ02DEER2017 | 2338
Appl-CW-Front-GasDHW-ElecDry-Tier1 | DEER2017 | D17 v3 |  | Any | SFm | 2017 | CZ03 | rDXGF | Household | 1 | 2295.6 | None | 162 | 0.024 | -0.19 | 142 | 0.021 | -0.01 | 162 | 0.024 | -0.19 | 142 | 0.021 | 3.75 | DEER:Res:ClothesDishWasher | Annual | 2 |  | Appl-CW-Front-GasDHW-ElecDry-Tier1DEER2017 | Appl-CW-Front-GasDHW-ElecDry-Tier1AnySFm2017CZ03DEER2017 | 2339
Appl-CW-Front-GasDHW-ElecDry-Tier1 | DEER2017 | D17 v3 |  | Any | SFm | 2017 | CZ04 | rDXGF | Household | 1 | 2295.6 | None | 163 | 0.024 | -0.19 | 143 | 0.02 | -0.02 | 163 | 0.024 | -0.19 | 143 | 0.02 | 3.86 | DEER:Res:ClothesDishWasher | Annual | 2 |  | Appl-CW-Front-GasDHW-ElecDry-Tier1DEER2017 | Appl-CW-Front-GasDHW-ElecDry-Tier1AnySFm2017CZ04DEER2017 | 2340
Appl-CW-Front-GasDHW-ElecDry-Tier1 | DEER2017 | D17 v3 |  | Any | SFm | 2017 | CZ05 | rDXGF | Household | 1 | 2295.6 | None | 162 | 0.024 | -0.22 | 142 | 0.021 | -0.04 | 162 | 0.024 | -0.22 | 142 | 0.021 | 3.82 | DEER:Res:ClothesDishWasher | Annual | 2 |  | Appl-CW-Front-GasDHW-ElecDry-Tier1DEER2017 | Appl-CW-Front-GasDHW-ElecDry-Tier1AnySFm2017CZ05DEER2017 | 2341
Appl-CW-Front-GasDHW-ElecDry-Tier1 | DEER2017 | D17 v3 |  | Any | SFm | 2017 | CZ06 | rDXGF | Household | 1 | 2392.9 | None | 163 | 0.027 | -0.15 | 142 | 0.024 | 0.02 | 163 | 0.027 | -0.15 | 142 | 0.024 | 3.64 | DEER:Res:ClothesDishWasher | Annual | 2 |  | Appl-CW-Front-GasDHW-ElecDry-Tier1DEER2017 | Appl-CW-Front-GasDHW-ElecDry-Tier1AnySFm2017CZ06DEER2017 | 2342
Appl-CW-Front-GasDHW-ElecDry-Tier1 | DEER2017 | D17 v3 |  | Any | SFm | 2017 | CZ07 | rDXGF | Household | 1 | 2392.9 | None | 164 | 0.024 | -0.05 | 144 | 0.021 | 0.1 | 164 | 0.024 | -0.05 | 144 | 0.021 | 3.75 | DEER:Res:ClothesDishWasher | Annual | 2 |  | Appl-CW-Front-GasDHW-ElecDry-Tier1DEER2017 | Appl-CW-Front-GasDHW-ElecDry-Tier1AnySFm2017CZ07DEER2017 | 2343
Appl-CW-Front-GasDHW-ElecDry-Tier1 | DEER2017 | D17 v3 |  | Any | SFm | 2017 | CZ08 | rDXGF | Household | 1 | 2392.9 | None | 164 | 0.024 | -0.01 | 143 | 0.021 | 0.12 | 164 | 0.024 | -0.01 | 143 | 0.021 | 3.74 | DEER:Res:ClothesDishWasher | Annual | 2 |  | Appl-CW-Front-GasDHW-ElecDry-Tier1DEER2017 | Appl-CW-Front-GasDHW-ElecDry-Tier1AnySFm2017CZ08DEER2017 | 2344
Appl-CW-Front-GasDHW-ElecDry-Tier1 | DEER2017 | D17 v3 |  | Any | SFm | 2017 | CZ09 | rDXGF | Household | 1 | 2422.9 | None | 161 | 0.024 | -0.13 | 143 | 0.021 | 0.04 | 161 | 0.024 | -0.13 | 143 | 0.021 | 3.94 | DEER:Res:ClothesDishWasher | Annual | 2 |  | Appl-CW-Front-GasDHW-ElecDry-Tier1DEER2017 | Appl-CW-Front-GasDHW-ElecDry-Tier1AnySFm2017CZ09DEER2017 | 2345
Appl-CW-Front-GasDHW-ElecDry-Tier1 | DEER2017 | D17 v3 |  | Any | SFm | 2017 | CZ10 | rDXGF | Household | 1 | 1948.8 | None | 163 | 0.024 | -0.16 | 143 | 0.021 | 0 | 163 | 0.024 | -0.16 | 143 | 0.021 | 3.68 | DEER:Res:ClothesDishWasher | Annual | 2 |  | Appl-CW-Front-GasDHW-ElecDry-Tier1DEER2017 | Appl-CW-Front-GasDHW-ElecDry-Tier1AnySFm2017CZ10DEER2017 | 2346
Appl-CW-Front-GasDHW-ElecDry-Tier1 | DEER2017 | D17 v3 |  | Any | SFm | 2017 | CZ11 | rDXGF | Household | 1 | 1948.8 | None | 164 | 0.024 | -0.22 | 143 | 0.021 | -0.05 | 164 | 0.024 | -0.22 | 143 | 0.021 | 3.8 | DEER:Res:ClothesDishWasher | Annual | 2 |  | Appl-CW-Front-GasDHW-ElecDry-Tier1DEER2017 | Appl-CW-Front-GasDHW-ElecDry-Tier1AnySFm2017CZ11DEER2017 | 2347
Appl-CW-Front-GasDHW-ElecDry-Tier1 | DEER2017 | D17 v3 |  | Any | SFm | 2017 | CZ12 | rDXGF | Household | 1 | 1948.8 | None | 163 | 0.025 | -0.16 | 143 | 0.022 | 0.01 | 163 | 0.025 | -0.16 | 143 | 0.022 | 4.05 | DEER:Res:ClothesDishWasher | Annual | 2 |  | Appl-CW-Front-GasDHW-ElecDry-Tier1DEER2017 | Appl-CW-Front-GasDHW-ElecDry-Tier1AnySFm2017CZ12DEER2017 | 2348
Appl-CW-Front-GasDHW-ElecDry-Tier1 | DEER2017 | D17 v3 |  | Any | SFm | 2017 | CZ13 | rDXGF | Household | 1 | 1948.8 | None | 164 | 0.024 | -0.16 | 144 | 0.021 | 0 | 164 | 0.024 | -0.16 | 144 | 0.021 | 4.19 | DEER:Res:ClothesDishWasher | Annual | 2 |  | Appl-CW-Front-GasDHW-ElecDry-Tier1DEER2017 | Appl-CW-Front-GasDHW-ElecDry-Tier1AnySFm2017CZ13DEER2017 | 2349
Appl-CW-Front-GasDHW-ElecDry-Tier1 | DEER2017 | D17 v3 |  | Any | SFm | 2017 | CZ14 | rDXGF | Household | 1 | 2160.9 | None | 164 | 0.023 | -0.25 | 144 | 0.02 | -0.07 | 164 | 0.023 | -0.25 | 144 | 0.02 | 4.36 | DEER:Res:ClothesDishWasher | Annual | 2 |  | Appl-CW-Front-GasDHW-ElecDry-Tier1DEER2017 | Appl-CW-Front-GasDHW-ElecDry-Tier1AnySFm2017CZ14DEER2017 | 2350
Appl-CW-Front-GasDHW-ElecDry-Tier1 | DEER2017 | D17 v3 |  | Any | SFm | 2017 | CZ15 | rDXGF | Household | 1 | 2160.9 | None | 166 | 0.023 | -0.02 | 145 | 0.02 | 0.09 | 166 | 0.023 | -0.02 | 145 | 0.02 | 4.33 | DEER:Res:ClothesDishWasher | Annual | 2 |  | Appl-CW-Front-GasDHW-ElecDry-Tier1DEER2017 | Appl-CW-Front-GasDHW-ElecDry-Tier1AnySFm2017CZ15DEER2017 | 2351
Appl-CW-Front-GasDHW-ElecDry-Tier1 | DEER2017 | D17 v3 |  | Any | SFm | 2017 | CZ16 | rDXGF | Household | 1 | 2295.6 | None | 162 | 0.024 | -0.18 | 142 | 0.021 | 0.01 | 162 | 0.024 | -0.18 | 142 | 0.021 | 4.34 | DEER:Res:ClothesDishWasher | Annual | 2 |  | Appl-CW-Front-GasDHW-ElecDry-Tier1DEER2017 | Appl-CW-Front-GasDHW-ElecDry-Tier1AnySFm2017CZ16DEER2017 | 2352
Appl-CW-Front-GasDHW-ElecDry-Tier2 | DEER2017 | D17 v3 |  | Any | DMo | MH00 | CZ01 | rDXGF | Household | 1 | 1242 | None | 182 | 0.025 | -0.69 | 166 | 0.023 | -0.52 | 182 | 0.025 | -0.69 | 166 | 0.023 | 4.31 | DEER:Res:ClothesDishWasher | Annual | 2 |  | Appl-CW-Front-GasDHW-ElecDry-Tier2DEER2017 | Appl-CW-Front-GasDHW-ElecDry-Tier2AnyDMoMH00CZ01DEER2017 | 2353
Appl-CW-Front-GasDHW-ElecDry-Tier2 | DEER2017 | D17 v3 |  | Any | DMo | MH00 | CZ02 | rDXGF | Household | 1 | 1242 | None | 186 | 0.024 | -0.55 | 170 | 0.021 | -0.41 | 186 | 0.024 | -0.55 | 170 | 0.021 | 4.28 | DEER:Res:ClothesDishWasher | Annual | 2 |  | Appl-CW-Front-GasDHW-ElecDry-Tier2DEER2017 | Appl-CW-Front-GasDHW-ElecDry-Tier2AnyDMoMH00CZ02DEER2017 | 2354
Appl-CW-Front-GasDHW-ElecDry-Tier2 | DEER2017 | D17 v3 |  | Any | DMo | MH00 | CZ03 | rDXGF | Household | 1 | 1242 | None | 183 | 0.03 | -0.69 | 167 | 0.027 | -0.53 | 183 | 0.03 | -0.69 | 167 | 0.027 | 4.35 | DEER:Res:ClothesDishWasher | Annual | 2 |  | Appl-CW-Front-GasDHW-ElecDry-Tier2DEER2017 | Appl-CW-Front-GasDHW-ElecDry-Tier2AnyDMoMH00CZ03DEER2017 | 2355
Appl-CW-Front-GasDHW-ElecDry-Tier2 | DEER2017 | D17 v3 |  | Any | DMo | MH00 | CZ04 | rDXGF | Household | 1 | 1242 | None | 187 | 0.035 | -0.59 | 172 | 0.033 | -0.44 | 187 | 0.035 | -0.59 | 172 | 0.033 | 4.18 | DEER:Res:ClothesDishWasher | Annual | 2 |  | Appl-CW-Front-GasDHW-ElecDry-Tier2DEER2017 | Appl-CW-Front-GasDHW-ElecDry-Tier2AnyDMoMH00CZ04DEER2017 | 2356
Appl-CW-Front-GasDHW-ElecDry-Tier2 | DEER2017 | D17 v3 |  | Any | DMo | MH00 | CZ05 | rDXGF | Household | 1 | 1242 | None | 183 | 0.029 | -1.1 | 167 | 0.027 | -0.91 | 183 | 0.029 | -1.1 | 167 | 0.027 | 4.3 | DEER:Res:ClothesDishWasher | Annual | 2 |  | Appl-CW-Front-GasDHW-ElecDry-Tier2DEER2017 | Appl-CW-Front-GasDHW-ElecDry-Tier2AnyDMoMH00CZ05DEER2017 | 2357
Appl-CW-Front-GasDHW-ElecDry-Tier2 | DEER2017 | D17 v3 |  | Any | DMo | MH00 | CZ06 | rDXGF | Household | 1 | 1242 | None | 187 | 0.028 | -0.5 | 170 | 0.025 | -0.36 | 187 | 0.028 | -0.5 | 170 | 0.025 | 4.22 | DEER:Res:ClothesDishWasher | Annual | 2 |  | Appl-CW-Front-GasDHW-ElecDry-Tier2DEER2017 | Appl-CW-Front-GasDHW-ElecDry-Tier2AnyDMoMH00CZ06DEER2017 | 2358
Appl-CW-Front-GasDHW-ElecDry-Tier2 | DEER2017 | D17 v3 |  | Any | DMo | MH00 | CZ07 | rDXGF | Household | 1 | 1242 | None | 186 | 0.029 | -0.35 | 170 | 0.027 | -0.23 | 186 | 0.029 | -0.35 | 170 | 0.027 | 4.61 | DEER:Res:ClothesDishWasher | Annual | 2 |  | Appl-CW-Front-GasDHW-ElecDry-Tier2DEER2017 | Appl-CW-Front-GasDHW-ElecDry-Tier2AnyDMoMH00CZ07DEER2017 | 2359
Appl-CW-Front-GasDHW-ElecDry-Tier2 | DEER2017 | D17 v3 |  | Any | DMo | MH00 | CZ08 | rDXGF | Household | 1 | 1242 | None | 188 | 0.028 | -0.36 | 172 | 0.025 | -0.24 | 188 | 0.028 | -0.36 | 172 | 0.025 | 4.65 | DEER:Res:ClothesDishWasher | Annual | 2 |  | Appl-CW-Front-GasDHW-ElecDry-Tier2DEER2017 | Appl-CW-Front-GasDHW-ElecDry-Tier2AnyDMoMH00CZ08DEER2017 | 2360
Appl-CW-Front-GasDHW-ElecDry-Tier2 | DEER2017 | D17 v3 |  | Any | DMo | MH00 | CZ09 | rDXGF | Household | 1 | 1242 | None | 187 | 0.03 | -0.45 | 170 | 0.027 | -0.32 | 187 | 0.03 | -0.45 | 170 | 0.027 | 4.57 | DEER:Res:ClothesDishWasher | Annual | 2 |  | Appl-CW-Front-GasDHW-ElecDry-Tier2DEER2017 | Appl-CW-Front-GasDHW-ElecDry-Tier2AnyDMoMH00CZ09DEER2017 | 2361
Appl-CW-Front-GasDHW-ElecDry-Tier2 | DEER2017 | D17 v3 |  | Any | DMo | MH00 | CZ10 | rDXGF | Household | 1 | 1242 | None | 190 | 0.029 | -0.4 | 174 | 0.027 | -0.28 | 190 | 0.029 | -0.4 | 174 | 0.027 | 4.5 | DEER:Res:ClothesDishWasher | Annual | 2 |  | Appl-CW-Front-GasDHW-ElecDry-Tier2DEER2017 | Appl-CW-Front-GasDHW-ElecDry-Tier2AnyDMoMH00CZ10DEER2017 | 2362
Appl-CW-Front-GasDHW-ElecDry-Tier2 | DEER2017 | D17 v3 |  | Any | DMo | MH00 | CZ11 | rDXGF | Household | 1 | 1242 | None | 188 | 0.029 | -0.53 | 172 | 0.027 | -0.39 | 188 | 0.029 | -0.53 | 172 | 0.027 | 4.4 | DEER:Res:ClothesDishWasher | Annual | 2 |  | Appl-CW-Front-GasDHW-ElecDry-Tier2DEER2017 | Appl-CW-Front-GasDHW-ElecDry-Tier2AnyDMoMH00CZ11DEER2017 | 2363
Appl-CW-Front-GasDHW-ElecDry-Tier2 | DEER2017 | D17 v3 |  | Any | DMo | MH00 | CZ12 | rDXGF | Household | 1 | 1242 | None | 188 | 0.029 | -0.6 | 171 | 0.027 | -0.46 | 188 | 0.029 | -0.6 | 171 | 0.027 | 4.39 | DEER:Res:ClothesDishWasher | Annual | 2 |  | Appl-CW-Front-GasDHW-ElecDry-Tier2DEER2017 | Appl-CW-Front-GasDHW-ElecDry-Tier2AnyDMoMH00CZ12DEER2017 | 2364
Appl-CW-Front-GasDHW-ElecDry-Tier2 | DEER2017 | D17 v3 |  | Any | DMo | MH00 | CZ13 | rDXGF | Household | 1 | 1242 | None | 189 | 0.029 | -0.58 | 172 | 0.026 | -0.45 | 189 | 0.029 | -0.58 | 172 | 0.026 | 4.78 | DEER:Res:ClothesDishWasher | Annual | 2 |  | Appl-CW-Front-GasDHW-ElecDry-Tier2DEER2017 | Appl-CW-Front-GasDHW-ElecDry-Tier2AnyDMoMH00CZ13DEER2017 | 2365
Appl-CW-Front-GasDHW-ElecDry-Tier2 | DEER2017 | D17 v3 |  | Any | DMo | MH00 | CZ14 | rDXGF | Household | 1 | 1242 | None | 189 | 0.028 | -0.56 | 172 | 0.025 | -0.42 | 189 | 0.028 | -0.56 | 172 | 0.025 | 4.37 | DEER:Res:ClothesDishWasher | Annual | 2 |  | Appl-CW-Front-GasDHW-ElecDry-Tier2DEER2017 | Appl-CW-Front-GasDHW-ElecDry-Tier2AnyDMoMH00CZ14DEER2017 | 2366
Appl-CW-Front-GasDHW-ElecDry-Tier2 | DEER2017 | D17 v3 |  | Any | DMo | MH00 | CZ15 | rDXGF | Household | 1 | 1242 | None | 192 | 0.029 | -0.1 | 175 | 0.026 | -0.02 | 192 | 0.029 | -0.1 | 175 | 0.026 | 4.55 | DEER:Res:ClothesDishWasher | Annual | 2 |  | Appl-CW-Front-GasDHW-ElecDry-Tier2DEER2017 | Appl-CW-Front-GasDHW-ElecDry-Tier2AnyDMoMH00CZ15DEER2017 | 2367
Appl-CW-Front-GasDHW-ElecDry-Tier2 | DEER2017 | D17 v3 |  | Any | DMo | MH00 | CZ16 | rDXGF | Household | 1 | 1242 | None | 186 | 0.032 | -0.52 | 170 | 0.026 | -0.38 | 186 | 0.032 | -0.52 | 170 | 0.026 | 3.55 | DEER:Res:ClothesDishWasher | Annual | 2 |  | Appl-CW-Front-GasDHW-ElecDry-Tier2DEER2017 | Appl-CW-Front-GasDHW-ElecDry-Tier2AnyDMoMH00CZ16DEER2017 | 2368
Appl-CW-Front-GasDHW-ElecDry-Tier2 | DEER2017 | D17 v3 |  | Any | DMo | MH06 | CZ01 | rDXGF | Household | 1 | 1242 | None | 182 | 0.025 | -0.89 | 166 | 0.023 | -0.7 | 182 | 0.025 | -0.89 | 166 | 0.023 | 3.36 | DEER:Res:ClothesDishWasher | Annual | 2 |  | Appl-CW-Front-GasDHW-ElecDry-Tier2DEER2017 | Appl-CW-Front-GasDHW-ElecDry-Tier2AnyDMoMH06CZ01DEER2017 | 2369
Appl-CW-Front-GasDHW-ElecDry-Tier2 | DEER2017 | D17 v3 |  | Any | DMo | MH06 | CZ02 | rDXGF | Household | 1 | 1242 | None | 186 | 0.028 | -0.65 | 170 | 0.026 | -0.5 | 186 | 0.028 | -0.65 | 170 | 0.026 | 3.72 | DEER:Res:ClothesDishWasher | Annual | 2 |  | Appl-CW-Front-GasDHW-ElecDry-Tier2DEER2017 | Appl-CW-Front-GasDHW-ElecDry-Tier2AnyDMoMH06CZ02DEER2017 | 2370
Appl-CW-Front-GasDHW-ElecDry-Tier2 | DEER2017 | D17 v3 |  | Any | DMo | MH06 | CZ03 | rDXGF | Household | 1 | 1242 | None | 184 | 0.029 | -0.33 | 168 | 0.026 | -0.21 | 184 | 0.029 | -0.33 | 168 | 0.026 | 3.74 | DEER:Res:ClothesDishWasher | Annual | 2 |  | Appl-CW-Front-GasDHW-ElecDry-Tier2DEER2017 | Appl-CW-Front-GasDHW-ElecDry-Tier2AnyDMoMH06CZ03DEER2017 | 2371
Appl-CW-Front-GasDHW-ElecDry-Tier2 | DEER2017 | D17 v3 |  | Any | DMo | MH06 | CZ04 | rDXGF | Household | 1 | 1242 | None | 186 | 0.028 | -0.48 | 170 | 0.026 | -0.35 | 186 | 0.028 | -0.48 | 170 | 0.026 | 3.71 | DEER:Res:ClothesDishWasher | Annual | 2 |  | Appl-CW-Front-GasDHW-ElecDry-Tier2DEER2017 | Appl-CW-Front-GasDHW-ElecDry-Tier2AnyDMoMH06CZ04DEER2017 | 2372
Appl-CW-Front-GasDHW-ElecDry-Tier2 | DEER2017 | D17 v3 |  | Any | DMo | MH06 | CZ05 | rDXGF | Household | 1 | 1242 | None | 184 | 0.028 | -0.67 | 168 | 0.025 | -0.51 | 184 | 0.028 | -0.67 | 168 | 0.025 | 3.71 | DEER:Res:ClothesDishWasher | Annual | 2 |  | Appl-CW-Front-GasDHW-ElecDry-Tier2DEER2017 | Appl-CW-Front-GasDHW-ElecDry-Tier2AnyDMoMH06CZ05DEER2017 | 2373
Appl-CW-Front-GasDHW-ElecDry-Tier2 | DEER2017 | D17 v3 |  | Any | DMo | MH06 | CZ06 | rDXGF | Household | 1 | 1242 | None | 187 | 0.028 | 0.08 | 170 | 0.025 | 0.15 | 187 | 0.028 | 0.08 | 170 | 0.025 | 3.62 | DEER:Res:ClothesDishWasher | Annual | 2 |  | Appl-CW-Front-GasDHW-ElecDry-Tier2DEER2017 | Appl-CW-Front-GasDHW-ElecDry-Tier2AnyDMoMH06CZ06DEER2017 | 2374
Appl-CW-Front-GasDHW-ElecDry-Tier2 | DEER2017 | D17 v3 |  | Any | DMo | MH06 | CZ07 | rDXGF | Household | 1 | 1242 | None | 190 | 0.029 | -0.03 | 174 | 0.027 | 0.06 | 190 | 0.029 | -0.03 | 174 | 0.027 | 3.57 | DEER:Res:ClothesDishWasher | Annual | 2 |  | Appl-CW-Front-GasDHW-ElecDry-Tier2DEER2017 | Appl-CW-Front-GasDHW-ElecDry-Tier2AnyDMoMH06CZ07DEER2017 | 2375
Appl-CW-Front-GasDHW-ElecDry-Tier2 | DEER2017 | D17 v3 |  | Any | DMo | MH06 | CZ08 | rDXGF | Household | 1 | 1242 | None | 189 | 0.028 | -0.2 | 172 | 0.025 | -0.09 | 189 | 0.028 | -0.2 | 172 | 0.025 | 3.87 | DEER:Res:ClothesDishWasher | Annual | 2 |  | Appl-CW-Front-GasDHW-ElecDry-Tier2DEER2017 | Appl-CW-Front-GasDHW-ElecDry-Tier2AnyDMoMH06CZ08DEER2017 | 2376
Appl-CW-Front-GasDHW-ElecDry-Tier2 | DEER2017 | D17 v3 |  | Any | DMo | MH06 | CZ09 | rDXGF | Household | 1 | 1242 | None | 188 | 0.028 | -0.27 | 172 | 0.026 | -0.16 | 188 | 0.028 | -0.27 | 172 | 0.026 | 3.56 | DEER:Res:ClothesDishWasher | Annual | 2 |  | Appl-CW-Front-GasDHW-ElecDry-Tier2DEER2017 | Appl-CW-Front-GasDHW-ElecDry-Tier2AnyDMoMH06CZ09DEER2017 | 2377
Appl-CW-Front-GasDHW-ElecDry-Tier2 | DEER2017 | D17 v3 |  | Any | DMo | MH06 | CZ10 | rDXGF | Household | 1 | 1242 | None | 189 | 0.028 | -0.4 | 172 | 0.025 | -0.28 | 189 | 0.028 | -0.4 | 172 | 0.025 | 3.7 | DEER:Res:ClothesDishWasher | Annual | 2 |  | Appl-CW-Front-GasDHW-ElecDry-Tier2DEER2017 | Appl-CW-Front-GasDHW-ElecDry-Tier2AnyDMoMH06CZ10DEER2017 | 2378
Appl-CW-Front-GasDHW-ElecDry-Tier2 | DEER2017 | D17 v3 |  | Any | DMo | MH06 | CZ11 | rDXGF | Household | 1 | 1242 | None | 188 | 0.028 | -0.41 | 171 | 0.026 | -0.29 | 188 | 0.028 | -0.41 | 171 | 0.026 | 3.77 | DEER:Res:ClothesDishWasher | Annual | 2 |  | Appl-CW-Front-GasDHW-ElecDry-Tier2DEER2017 | Appl-CW-Front-GasDHW-ElecDry-Tier2AnyDMoMH06CZ11DEER2017 | 2379
Appl-CW-Front-GasDHW-ElecDry-Tier2 | DEER2017 | D17 v3 |  | Any | DMo | MH06 | CZ12 | rDXGF | Household | 1 | 1242 | None | 187 | 0.028 | -0.56 | 170 | 0.026 | -0.42 | 187 | 0.028 | -0.56 | 170 | 0.026 | 3.63 | DEER:Res:ClothesDishWasher | Annual | 2 |  | Appl-CW-Front-GasDHW-ElecDry-Tier2DEER2017 | Appl-CW-Front-GasDHW-ElecDry-Tier2AnyDMoMH06CZ12DEER2017 | 2380
Appl-CW-Front-GasDHW-ElecDry-Tier2 | DEER2017 | D17 v3 |  | Any | DMo | MH06 | CZ13 | rDXGF | Household | 1 | 1242 | None | 188 | 0.028 | -0.45 | 172 | 0.025 | -0.33 | 188 | 0.028 | -0.45 | 172 | 0.025 | 3.74 | DEER:Res:ClothesDishWasher | Annual | 2 |  | Appl-CW-Front-GasDHW-ElecDry-Tier2DEER2017 | Appl-CW-Front-GasDHW-ElecDry-Tier2AnyDMoMH06CZ13DEER2017 | 2381
Appl-CW-Front-GasDHW-ElecDry-Tier2 | DEER2017 | D17 v3 |  | Any | DMo | MH06 | CZ14 | rDXGF | Household | 1 | 1242 | None | 188 | 0.027 | -0.49 | 172 | 0.025 | -0.35 | 188 | 0.027 | -0.49 | 172 | 0.025 | 3.69 | DEER:Res:ClothesDishWasher | Annual | 2 |  | Appl-CW-Front-GasDHW-ElecDry-Tier2DEER2017 | Appl-CW-Front-GasDHW-ElecDry-Tier2AnyDMoMH06CZ14DEER2017 | 2382
Appl-CW-Front-GasDHW-ElecDry-Tier2 | DEER2017 | D17 v3 |  | Any | DMo | MH06 | CZ15 | rDXGF | Household | 1 | 1242 | None | 190 | 0.028 | -0.09 | 174 | 0.026 | -0.01 | 190 | 0.028 | -0.09 | 174 | 0.026 | 3.87 | DEER:Res:ClothesDishWasher | Annual | 2 |  | Appl-CW-Front-GasDHW-ElecDry-Tier2DEER2017 | Appl-CW-Front-GasDHW-ElecDry-Tier2AnyDMoMH06CZ15DEER2017 | 2383
Appl-CW-Front-GasDHW-ElecDry-Tier2 | DEER2017 | D17 v3 |  | Any | DMo | MH06 | CZ16 | rDXGF | Household | 1 | 1242 | None | 185 | 0.027 | -0.51 | 169 | 0.025 | -0.36 | 185 | 0.027 | -0.51 | 169 | 0.025 | 3.82 | DEER:Res:ClothesDishWasher | Annual | 2 |  | Appl-CW-Front-GasDHW-ElecDry-Tier2DEER2017 | Appl-CW-Front-GasDHW-ElecDry-Tier2AnyDMoMH06CZ16DEER2017 | 2384
Appl-CW-Front-GasDHW-ElecDry-Tier2 | DEER2017 | D17 v3 |  | Any | DMo | MH15 | CZ01 | rDXGF | Household | 1 | 1242 | None | 182 | 0.026 | -0.8 | 166 | 0.024 | -0.62 | 182 | 0.026 | -0.8 | 166 | 0.024 | 3.63 | DEER:Res:ClothesDishWasher | Annual | 2 |  | Appl-CW-Front-GasDHW-ElecDry-Tier2DEER2017 | Appl-CW-Front-GasDHW-ElecDry-Tier2AnyDMoMH15CZ01DEER2017 | 2385
Appl-CW-Front-GasDHW-ElecDry-Tier2 | DEER2017 | D17 v3 |  | Any | DMo | MH15 | CZ02 | rDXGF | Household | 1 | 1242 | None | 186 | 0.026 | -0.66 | 169 | 0.024 | -0.51 | 186 | 0.026 | -0.66 | 169 | 0.024 | 3.75 | DEER:Res:ClothesDishWasher | Annual | 2 |  | Appl-CW-Front-GasDHW-ElecDry-Tier2DEER2017 | Appl-CW-Front-GasDHW-ElecDry-Tier2AnyDMoMH15CZ02DEER2017 | 2386
Appl-CW-Front-GasDHW-ElecDry-Tier2 | DEER2017 | D17 v3 |  | Any | DMo | MH15 | CZ03 | rDXGF | Household | 1 | 1242 | None | 184 | 0.029 | -0.62 | 168 | 0.026 | -0.47 | 184 | 0.029 | -0.62 | 168 | 0.026 | 3.73 | DEER:Res:ClothesDishWasher | Annual | 2 |  | Appl-CW-Front-GasDHW-ElecDry-Tier2DEER2017 | Appl-CW-Front-GasDHW-ElecDry-Tier2AnyDMoMH15CZ03DEER2017 | 2387
Appl-CW-Front-GasDHW-ElecDry-Tier2 | DEER2017 | D17 v3 |  | Any | DMo | MH15 | CZ04 | rDXGF | Household | 1 | 1242 | None | 186 | 0.028 | -0.53 | 170 | 0.025 | -0.4 | 186 | 0.028 | -0.53 | 170 | 0.025 | 3.94 | DEER:Res:ClothesDishWasher | Annual | 2 |  | Appl-CW-Front-GasDHW-ElecDry-Tier2DEER2017 | Appl-CW-Front-GasDHW-ElecDry-Tier2AnyDMoMH15CZ04DEER2017 | 2388
Appl-CW-Front-GasDHW-ElecDry-Tier2 | DEER2017 | D17 v3 |  | Any | DMo | MH15 | CZ05 | rDXGF | Household | 1 | 1242 | None | 183 | 0.028 | -0.79 | 167 | 0.026 | -0.62 | 183 | 0.028 | -0.79 | 167 | 0.026 | 3.68 | DEER:Res:ClothesDishWasher | Annual | 2 |  | Appl-CW-Front-GasDHW-ElecDry-Tier2DEER2017 | Appl-CW-Front-GasDHW-ElecDry-Tier2AnyDMoMH15CZ05DEER2017 | 2389
Appl-CW-Front-GasDHW-ElecDry-Tier2 | DEER2017 | D17 v3 |  | Any | DMo | MH15 | CZ06 | rDXGF | Household | 1 | 1242 | None | 187 | 0.027 | -0.43 | 170 | 0.025 | -0.31 | 187 | 0.027 | -0.43 | 170 | 0.025 | 3.8 | DEER:Res:ClothesDishWasher | Annual | 2 |  | Appl-CW-Front-GasDHW-ElecDry-Tier2DEER2017 | Appl-CW-Front-GasDHW-ElecDry-Tier2AnyDMoMH15CZ06DEER2017 | 2390
Appl-CW-Front-GasDHW-ElecDry-Tier2 | DEER2017 | D17 v3 |  | Any | DMo | MH15 | CZ07 | rDXGF | Household | 1 | 1242 | None | 189 | 0.027 | -0.07 | 172 | 0.025 | 0.02 | 189 | 0.027 | -0.07 | 172 | 0.025 | 4.37 | DEER:Res:ClothesDishWasher | Annual | 2 |  | Appl-CW-Front-GasDHW-ElecDry-Tier2DEER2017 | Appl-CW-Front-GasDHW-ElecDry-Tier2AnyDMoMH15CZ07DEER2017 | 2391
Appl-CW-Front-GasDHW-ElecDry-Tier2 | DEER2017 | D17 v3 |  | Any | DMo | MH15 | CZ08 | rDXGF | Household | 1 | 1242 | None | 188 | 0.027 | -0.2 | 172 | 0.025 | -0.1 | 188 | 0.027 | -0.2 | 172 | 0.025 | 4.05 | DEER:Res:ClothesDishWasher | Annual | 2 |  | Appl-CW-Front-GasDHW-ElecDry-Tier2DEER2017 | Appl-CW-Front-GasDHW-ElecDry-Tier2AnyDMoMH15CZ08DEER2017 | 2392
Appl-CW-Front-GasDHW-ElecDry-Tier2 | DEER2017 | D17 v3 |  | Any | DMo | MH15 | CZ09 | rDXGF | Household | 1 | 1242 | None | 188 | 0.028 | -0.29 | 172 | 0.025 | -0.18 | 188 | 0.028 | -0.29 | 172 | 0.025 | 4.27 | DEER:Res:ClothesDishWasher | Annual | 2 |  | Appl-CW-Front-GasDHW-ElecDry-Tier2DEER2017 | Appl-CW-Front-GasDHW-ElecDry-Tier2AnyDMoMH15CZ09DEER2017 | 2393
Appl-CW-Front-GasDHW-ElecDry-Tier2 | DEER2017 | D17 v3 |  | Any | DMo | MH15 | CZ10 | rDXGF | Household | 1 | 1242 | None | 188 | 0.027 | -0.35 | 171 | 0.025 | -0.23 | 188 | 0.027 | -0.35 | 171 | 0.025 | 4.15 | DEER:Res:ClothesDishWasher | Annual | 2 |  | Appl-CW-Front-GasDHW-ElecDry-Tier2DEER2017 | Appl-CW-Front-GasDHW-ElecDry-Tier2AnyDMoMH15CZ10DEER2017 | 2394
Appl-CW-Front-GasDHW-ElecDry-Tier2 | DEER2017 | D17 v3 |  | Any | DMo | MH15 | CZ11 | rDXGF | Household | 1 | 1242 | None | 187 | 0.027 | -0.48 | 171 | 0.025 | -0.35 | 187 | 0.027 | -0.48 | 171 | 0.025 | 4.37 | DEER:Res:ClothesDishWasher | Annual | 2 |  | Appl-CW-Front-GasDHW-ElecDry-Tier2DEER2017 | Appl-CW-Front-GasDHW-ElecDry-Tier2AnyDMoMH15CZ11DEER2017 | 2395
Appl-CW-Front-GasDHW-ElecDry-Tier2 | DEER2017 | D17 v3 |  | Any | DMo | MH15 | CZ12 | rDXGF | Household | 1 | 1242 | None | 186 | 0.028 | -0.5 | 170 | 0.025 | -0.36 | 186 | 0.028 | -0.5 | 170 | 0.025 | 4.21 | DEER:Res:ClothesDishWasher | Annual | 2 |  | Appl-CW-Front-GasDHW-ElecDry-Tier2DEER2017 | Appl-CW-Front-GasDHW-ElecDry-Tier2AnyDMoMH15CZ12DEER2017 | 2396
Appl-CW-Front-GasDHW-ElecDry-Tier2 | DEER2017 | D17 v3 |  | Any | DMo | MH15 | CZ13 | rDXGF | Household | 1 | 1242 | None | 189 | 0.028 | -0.42 | 172 | 0.025 | -0.3 | 189 | 0.028 | -0.42 | 172 | 0.025 | 4.39 | DEER:Res:ClothesDishWasher | Annual | 2 |  | Appl-CW-Front-GasDHW-ElecDry-Tier2DEER2017 | Appl-CW-Front-GasDHW-ElecDry-Tier2AnyDMoMH15CZ13DEER2017 | 2397
Appl-CW-Front-GasDHW-ElecDry-Tier2 | DEER2017 | D17 v3 |  | Any | DMo | MH15 | CZ14 | rDXGF | Household | 1 | 1242 | None | 188 | 0.027 | -0.51 | 171 | 0.025 | -0.38 | 188 | 0.027 | -0.51 | 171 | 0.025 | 4.27 | DEER:Res:ClothesDishWasher | Annual | 2 |  | Appl-CW-Front-GasDHW-ElecDry-Tier2DEER2017 | Appl-CW-Front-GasDHW-ElecDry-Tier2AnyDMoMH15CZ14DEER2017 | 2398
Appl-CW-Front-GasDHW-ElecDry-Tier2 | DEER2017 | D17 v3 |  | Any | DMo | MH15 | CZ15 | rDXGF | Household | 1 | 1242 | None | 191 | 0.028 | -0.09 | 174 | 0.026 | -0.01 | 191 | 0.028 | -0.09 | 174 | 0.026 | 4.28 | DEER:Res:ClothesDishWasher | Annual | 2 |  | Appl-CW-Front-GasDHW-ElecDry-Tier2DEER2017 | Appl-CW-Front-GasDHW-ElecDry-Tier2AnyDMoMH15CZ15DEER2017 | 2399
Appl-CW-Front-GasDHW-ElecDry-Tier2 | DEER2017 | D17 v3 |  | Any | DMo | MH15 | CZ16 | rDXGF | Household | 1 | 1242 | None | 185 | 0.026 | -0.53 | 169 | 0.023 | -0.38 | 185 | 0.026 | -0.53 | 169 | 0.023 | 4.26 | DEER:Res:ClothesDishWasher | Annual | 2 |  | Appl-CW-Front-GasDHW-ElecDry-Tier2DEER2017 | Appl-CW-Front-GasDHW-ElecDry-Tier2AnyDMoMH15CZ16DEER2017 | 2400
Appl-CW-Front-GasDHW-ElecDry-Tier2 | DEER2017 | D17 v3 |  | Any | DMo | MH72 | CZ01 | rDXGF | Household | 1 | 1196 | None | 182 | 0.025 | -0.58 | 166 | 0.023 | -0.42 | 182 | 0.025 | -0.58 | 166 | 0.023 | 4.2 | DEER:Res:ClothesDishWasher | Annual | 2 |  | Appl-CW-Front-GasDHW-ElecDry-Tier2DEER2017 | Appl-CW-Front-GasDHW-ElecDry-Tier2AnyDMoMH72CZ01DEER2017 | 2401
Appl-CW-Front-GasDHW-ElecDry-Tier2 | DEER2017 | D17 v3 |  | Any | DMo | MH72 | CZ02 | rDXGF | Household | 1 | 1196 | None | 186 | 0.031 | -0.54 | 170 | 0.028 | -0.4 | 186 | 0.031 | -0.54 | 170 | 0.028 | 4.29 | DEER:Res:ClothesDishWasher | Annual | 2 |  | Appl-CW-Front-GasDHW-ElecDry-Tier2DEER2017 | Appl-CW-Front-GasDHW-ElecDry-Tier2AnyDMoMH72CZ02DEER2017 | 2402
Appl-CW-Front-GasDHW-ElecDry-Tier2 | DEER2017 | D17 v3 |  | Any | DMo | MH72 | CZ03 | rDXGF | Household | 1 | 1196 | None | 185 | 0.028 | -0.52 | 169 | 0.026 | -0.38 | 185 | 0.028 | -0.52 | 169 | 0.026 | 4.47 | DEER:Res:ClothesDishWasher | Annual | 2 |  | Appl-CW-Front-GasDHW-ElecDry-Tier2DEER2017 | Appl-CW-Front-GasDHW-ElecDry-Tier2AnyDMoMH72CZ03DEER2017 | 2403
Appl-CW-Front-GasDHW-ElecDry-Tier2 | DEER2017 | D17 v3 |  | Any | DMo | MH72 | CZ04 | rDXGF | Household | 1 | 1196 | None | 186 | 0.03 | -0.42 | 170 | 0.027 | -0.29 | 186 | 0.03 | -0.42 | 170 | 0.027 | 4.18 | DEER:Res:ClothesDishWasher | Annual | 2 |  | Appl-CW-Front-GasDHW-ElecDry-Tier2DEER2017 | Appl-CW-Front-GasDHW-ElecDry-Tier2AnyDMoMH72CZ04DEER2017 | 2404
Appl-CW-Front-GasDHW-ElecDry-Tier2 | DEER2017 | D17 v3 |  | Any | DMo | MH72 | CZ05 | rDXGF | Household | 1 | 1196 | None | 183 | 0.028 | -0.73 | 167 | 0.025 | -0.56 | 183 | 0.028 | -0.73 | 167 | 0.025 | 4.61 | DEER:Res:ClothesDishWasher | Annual | 2 |  | Appl-CW-Front-GasDHW-ElecDry-Tier2DEER2017 | Appl-CW-Front-GasDHW-ElecDry-Tier2AnyDMoMH72CZ05DEER2017 | 2405
Appl-CW-Front-GasDHW-ElecDry-Tier2 | DEER2017 | D17 v3 |  | Any | DMo | MH72 | CZ06 | rDXGF | Household | 1 | 1196 | None | 188 | 0.027 | -0.24 | 171 | 0.025 | -0.14 | 188 | 0.027 | -0.24 | 171 | 0.025 | 4.62 | DEER:Res:ClothesDishWasher | Annual | 2 |  | Appl-CW-Front-GasDHW-ElecDry-Tier2DEER2017 | Appl-CW-Front-GasDHW-ElecDry-Tier2AnyDMoMH72CZ06DEER2017 | 2406
Appl-CW-Front-GasDHW-ElecDry-Tier2 | DEER2017 | D17 v3 |  | Any | DMo | MH72 | CZ07 | rDXGF | Household | 1 | 1196 | None | 188 | 0.028 | -0.26 | 171 | 0.026 | -0.16 | 188 | 0.028 | -0.26 | 171 | 0.026 | 4.65 | DEER:Res:ClothesDishWasher | Annual | 2 |  | Appl-CW-Front-GasDHW-ElecDry-Tier2DEER2017 | Appl-CW-Front-GasDHW-ElecDry-Tier2AnyDMoMH72CZ07DEER2017 | 2407
Appl-CW-Front-GasDHW-ElecDry-Tier2 | DEER2017 | D17 v3 |  | Any | DMo | MH72 | CZ08 | rDXGF | Household | 1 | 1196 | None | 189 | 0.028 | -0.24 | 172 | 0.026 | -0.13 | 189 | 0.028 | -0.24 | 172 | 0.026 | 4.57 | DEER:Res:ClothesDishWasher | Annual | 2 |  | Appl-CW-Front-GasDHW-ElecDry-Tier2DEER2017 | Appl-CW-Front-GasDHW-ElecDry-Tier2AnyDMoMH72CZ08DEER2017 | 2408
Appl-CW-Front-GasDHW-ElecDry-Tier2 | DEER2017 | D17 v3 |  | Any | DMo | MH72 | CZ09 | rDXGF | Household | 1 | 1196 | None | 189 | 0.029 | -0.25 | 173 | 0.026 | -0.15 | 189 | 0.029 | -0.25 | 173 | 0.026 | 4.5 | DEER:Res:ClothesDishWasher | Annual | 2 |  | Appl-CW-Front-GasDHW-ElecDry-Tier2DEER2017 | Appl-CW-Front-GasDHW-ElecDry-Tier2AnyDMoMH72CZ09DEER2017 | 2409
Appl-CW-Front-GasDHW-ElecDry-Tier2 | DEER2017 | D17 v3 |  | Any | DMo | MH72 | CZ10 | rDXGF | Household | 1 | 1196 | None | 188 | 0.029 | -0.27 | 172 | 0.026 | -0.16 | 188 | 0.029 | -0.27 | 172 | 0.026 | 4.4 | DEER:Res:ClothesDishWasher | Annual | 2 |  | Appl-CW-Front-GasDHW-ElecDry-Tier2DEER2017 | Appl-CW-Front-GasDHW-ElecDry-Tier2AnyDMoMH72CZ10DEER2017 | 2410
Appl-CW-Front-GasDHW-ElecDry-Tier2 | DEER2017 | D17 v3 |  | Any | DMo | MH72 | CZ11 | rDXGF | Household | 1 | 1196 | None | 188 | 0.029 | -0.39 | 172 | 0.027 | -0.27 | 188 | 0.029 | -0.39 | 172 | 0.027 | 4.38 | DEER:Res:ClothesDishWasher | Annual | 2 |  | Appl-CW-Front-GasDHW-ElecDry-Tier2DEER2017 | Appl-CW-Front-GasDHW-ElecDry-Tier2AnyDMoMH72CZ11DEER2017 | 2411
Appl-CW-Front-GasDHW-ElecDry-Tier2 | DEER2017 | D17 v3 |  | Any | DMo | MH72 | CZ12 | rDXGF | Household | 1 | 1196 | None | 188 | 0.031 | -0.48 | 171 | 0.028 | -0.34 | 188 | 0.031 | -0.48 | 171 | 0.028 | 4.8 | DEER:Res:ClothesDishWasher | Annual | 2 |  | Appl-CW-Front-GasDHW-ElecDry-Tier2DEER2017 | Appl-CW-Front-GasDHW-ElecDry-Tier2AnyDMoMH72CZ12DEER2017 | 2412
Appl-CW-Front-GasDHW-ElecDry-Tier2 | DEER2017 | D17 v3 |  | Any | DMo | MH72 | CZ13 | rDXGF | Household | 1 | 1196 | None | 189 | 0.029 | -0.45 | 172 | 0.026 | -0.32 | 189 | 0.029 | -0.45 | 172 | 0.026 | 4.36 | DEER:Res:ClothesDishWasher | Annual | 2 |  | Appl-CW-Front-GasDHW-ElecDry-Tier2DEER2017 | Appl-CW-Front-GasDHW-ElecDry-Tier2AnyDMoMH72CZ13DEER2017 | 2413
Appl-CW-Front-GasDHW-ElecDry-Tier2 | DEER2017 | D17 v3 |  | Any | DMo | MH72 | CZ14 | rDXGF | Household | 1 | 1196 | None | 189 | 0.028 | -0.38 | 172 | 0.026 | -0.26 | 189 | 0.028 | -0.38 | 172 | 0.026 | 4.56 | DEER:Res:ClothesDishWasher | Annual | 2 |  | Appl-CW-Front-GasDHW-ElecDry-Tier2DEER2017 | Appl-CW-Front-GasDHW-ElecDry-Tier2AnyDMoMH72CZ14DEER2017 | 2414
Appl-CW-Front-GasDHW-ElecDry-Tier2 | DEER2017 | D17 v3 |  | Any | DMo | MH72 | CZ15 | rDXGF | Household | 1 | 1196 | None | 191 | 0.029 | -0.06 | 174 | 0.026 | 0.01 | 191 | 0.029 | -0.06 | 174 | 0.026 | 3.74 | DEER:Res:ClothesDishWasher | Annual | 2 |  | Appl-CW-Front-GasDHW-ElecDry-Tier2DEER2017 | Appl-CW-Front-GasDHW-ElecDry-Tier2AnyDMoMH72CZ15DEER2017 | 2415
Appl-CW-Front-GasDHW-ElecDry-Tier2 | DEER2017 | D17 v3 |  | Any | DMo | MH72 | CZ16 | rDXGF | Household | 1 | 1196 | None | 186 | 0.028 | -0.61 | 170 | 0.026 | -0.46 | 186 | 0.028 | -0.61 | 170 | 0.026 | 3.77 | DEER:Res:ClothesDishWasher | Annual | 2 |  | Appl-CW-Front-GasDHW-ElecDry-Tier2DEER2017 | Appl-CW-Front-GasDHW-ElecDry-Tier2AnyDMoMH72CZ16DEER2017 | 2416
Appl-CW-Front-GasDHW-ElecDry-Tier2 | DEER2017 | D17 v3 |  | Any | DMo | MH85 | CZ01 | rDXGF | Household | 1 | 1242 | None | 182 | 0.025 | -0.89 | 166 | 0.023 | -0.71 | 182 | 0.025 | -0.89 | 166 | 0.023 | 3.71 | DEER:Res:ClothesDishWasher | Annual | 2 |  | Appl-CW-Front-GasDHW-ElecDry-Tier2DEER2017 | Appl-CW-Front-GasDHW-ElecDry-Tier2AnyDMoMH85CZ01DEER2017 | 2417
Appl-CW-Front-GasDHW-ElecDry-Tier2 | DEER2017 | D17 v3 |  | Any | DMo | MH85 | CZ02 | rDXGF | Household | 1 | 1242 | None | 186 | 0.032 | -0.78 | 169 | 0.03 | -0.61 | 186 | 0.032 | -0.78 | 169 | 0.03 | 3.63 | DEER:Res:ClothesDishWasher | Annual | 2 |  | Appl-CW-Front-GasDHW-ElecDry-Tier2DEER2017 | Appl-CW-Front-GasDHW-ElecDry-Tier2AnyDMoMH85CZ02DEER2017 | 2418
Appl-CW-Front-GasDHW-ElecDry-Tier2 | DEER2017 | D17 v3 |  | Any | DMo | MH85 | CZ03 | rDXGF | Household | 1 | 1242 | None | 184 | 0.029 | -0.76 | 168 | 0.027 | -0.59 | 184 | 0.029 | -0.76 | 168 | 0.027 | 3.73 | DEER:Res:ClothesDishWasher | Annual | 2 |  | Appl-CW-Front-GasDHW-ElecDry-Tier2DEER2017 | Appl-CW-Front-GasDHW-ElecDry-Tier2AnyDMoMH85CZ03DEER2017 | 2419
Appl-CW-Front-GasDHW-ElecDry-Tier2 | DEER2017 | D17 v3 |  | Any | DMo | MH85 | CZ04 | rDXGF | Household | 1 | 1242 | None | 187 | 0.029 | -0.56 | 170 | 0.027 | -0.41 | 187 | 0.029 | -0.56 | 170 | 0.027 | 3.71 | DEER:Res:ClothesDishWasher | Annual | 2 |  | Appl-CW-Front-GasDHW-ElecDry-Tier2DEER2017 | Appl-CW-Front-GasDHW-ElecDry-Tier2AnyDMoMH85CZ04DEER2017 | 2420
Appl-CW-Front-GasDHW-ElecDry-Tier2 | DEER2017 | D17 v3 |  | Any | DMo | MH85 | CZ05 | rDXGF | Household | 1 | 1242 | None | 183 | 0.033 | -0.85 | 167 | 0.03 | -0.68 | 183 | 0.033 | -0.85 | 167 | 0.03 | 3.71 | DEER:Res:ClothesDishWasher | Annual | 2 |  | Appl-CW-Front-GasDHW-ElecDry-Tier2DEER2017 | Appl-CW-Front-GasDHW-ElecDry-Tier2AnyDMoMH85CZ05DEER2017 | 2421
Appl-CW-Front-GasDHW-ElecDry-Tier2 | DEER2017 | D17 v3 |  | Any | DMo | MH85 | CZ06 | rDXGF | Household | 1 | 1242 | None | 189 | 0.029 | -0.42 | 173 | 0.026 | -0.3 | 189 | 0.029 | -0.42 | 173 | 0.026 | 3.88 | DEER:Res:ClothesDishWasher | Annual | 2 |  | Appl-CW-Front-GasDHW-ElecDry-Tier2DEER2017 | Appl-CW-Front-GasDHW-ElecDry-Tier2AnyDMoMH85CZ06DEER2017 | 2422
Appl-CW-Front-GasDHW-ElecDry-Tier2 | DEER2017 | D17 v3 |  | Any | DMo | MH85 | CZ07 | rDXGF | Household | 1 | 1242 | None | 188 | 0.028 | -0.33 | 172 | 0.026 | -0.2 | 188 | 0.028 | -0.33 | 172 | 0.026 | 3.65 | DEER:Res:ClothesDishWasher | Annual | 2 |  | Appl-CW-Front-GasDHW-ElecDry-Tier2DEER2017 | Appl-CW-Front-GasDHW-ElecDry-Tier2AnyDMoMH85CZ07DEER2017 | 2423
Appl-CW-Front-GasDHW-ElecDry-Tier2 | DEER2017 | D17 v3 |  | Any | DMo | MH85 | CZ08 | rDXGF | Household | 1 | 1242 | None | 188 | 0.029 | -0.34 | 172 | 0.026 | -0.23 | 188 | 0.029 | -0.34 | 172 | 0.026 | 3.67 | DEER:Res:ClothesDishWasher | Annual | 2 |  | Appl-CW-Front-GasDHW-ElecDry-Tier2DEER2017 | Appl-CW-Front-GasDHW-ElecDry-Tier2AnyDMoMH85CZ08DEER2017 | 2424
Appl-CW-Front-GasDHW-ElecDry-Tier2 | DEER2017 | D17 v3 |  | Any | DMo | MH85 | CZ09 | rDXGF | Household | 1 | 1242 | None | 188 | 0.027 | -0.42 | 172 | 0.025 | -0.29 | 188 | 0.027 | -0.42 | 172 | 0.025 | 3.94 | DEER:Res:ClothesDishWasher | Annual | 2 |  | Appl-CW-Front-GasDHW-ElecDry-Tier2DEER2017 | Appl-CW-Front-GasDHW-ElecDry-Tier2AnyDMoMH85CZ09DEER2017 | 2425
Appl-CW-Front-GasDHW-ElecDry-Tier2 | DEER2017 | D17 v3 |  | Any | DMo | MH85 | CZ10 | rDXGF | Household | 1 | 1242 | None | 189 | 0.029 | -0.37 | 172 | 0.027 | -0.25 | 189 | 0.029 | -0.37 | 172 | 0.027 | 3.7 | DEER:Res:ClothesDishWasher | Annual | 2 |  | Appl-CW-Front-GasDHW-ElecDry-Tier2DEER2017 | Appl-CW-Front-GasDHW-ElecDry-Tier2AnyDMoMH85CZ10DEER2017 | 2426
Appl-CW-Front-GasDHW-ElecDry-Tier2 | DEER2017 | D17 v3 |  | Any | DMo | MH85 | CZ11 | rDXGF | Household | 1 | 1242 | None | 188 | 0.029 | -0.57 | 172 | 0.026 | -0.43 | 188 | 0.029 | -0.57 | 172 | 0.026 | 4.41 | DEER:Res:ClothesDishWasher | Annual | 2 |  | Appl-CW-Front-GasDHW-ElecDry-Tier2DEER2017 | Appl-CW-Front-GasDHW-ElecDry-Tier2AnyDMoMH85CZ11DEER2017 | 2427
Appl-CW-Front-GasDHW-ElecDry-Tier2 | DEER2017 | D17 v3 |  | Any | DMo | MH85 | CZ12 | rDXGF | Household | 1 | 1242 | None | 187 | 0.03 | -0.64 | 171 | 0.028 | -0.49 | 187 | 0.03 | -0.64 | 171 | 0.028 | 4.3 | DEER:Res:ClothesDishWasher | Annual | 2 |  | Appl-CW-Front-GasDHW-ElecDry-Tier2DEER2017 | Appl-CW-Front-GasDHW-ElecDry-Tier2AnyDMoMH85CZ12DEER2017 | 2428
Appl-CW-Front-GasDHW-ElecDry-Tier2 | DEER2017 | D17 v3 |  | Any | DMo | MH85 | CZ13 | rDXGF | Household | 1 | 1242 | None | 189 | 0.029 | -0.55 | 172 | 0.026 | -0.41 | 189 | 0.029 | -0.55 | 172 | 0.026 | 4.12 | DEER:Res:ClothesDishWasher | Annual | 2 |  | Appl-CW-Front-GasDHW-ElecDry-Tier2DEER2017 | Appl-CW-Front-GasDHW-ElecDry-Tier2AnyDMoMH85CZ13DEER2017 | 2429
Appl-CW-Front-GasDHW-ElecDry-Tier2 | DEER2017 | D17 v3 |  | Any | DMo | MH85 | CZ14 | rDXGF | Household | 1 | 1242 | None | 189 | 0.028 | -0.57 | 173 | 0.025 | -0.43 | 189 | 0.028 | -0.57 | 173 | 0.025 | 4.23 | DEER:Res:ClothesDishWasher | Annual | 2 |  | Appl-CW-Front-GasDHW-ElecDry-Tier2DEER2017 | Appl-CW-Front-GasDHW-ElecDry-Tier2AnyDMoMH85CZ14DEER2017 | 2430
Appl-CW-Front-GasDHW-ElecDry-Tier2 | DEER2017 | D17 v3 |  | Any | DMo | MH85 | CZ15 | rDXGF | Household | 1 | 1242 | None | 191 | 0.028 | -0.14 | 174 | 0.026 | -0.06 | 191 | 0.028 | -0.14 | 174 | 0.026 | 4.32 | DEER:Res:ClothesDishWasher | Annual | 2 |  | Appl-CW-Front-GasDHW-ElecDry-Tier2DEER2017 | Appl-CW-Front-GasDHW-ElecDry-Tier2AnyDMoMH85CZ15DEER2017 | 2431
Appl-CW-Front-GasDHW-ElecDry-Tier2 | DEER2017 | D17 v3 |  | Any | DMo | MH85 | CZ16 | rDXGF | Household | 1 | 1242 | None | 185 | 0.027 | -0.79 | 169 | 0.025 | -0.61 | 185 | 0.027 | -0.79 | 169 | 0.025 | 4.75 | DEER:Res:ClothesDishWasher | Annual | 2 |  | Appl-CW-Front-GasDHW-ElecDry-Tier2DEER2017 | Appl-CW-Front-GasDHW-ElecDry-Tier2AnyDMoMH85CZ16DEER2017 | 2432
Appl-CW-Front-GasDHW-ElecDry-Tier2 | DEER2017 | D17 v3 |  | Any | MFm | 1975 | CZ01 | rDXGF | Household | 1 | 1070.2 | None | 184 | 0.025 | -0.73 | 168 | 0.023 | -0.55 | 184 | 0.025 | -0.73 | 168 | 0.023 | 4.29 | DEER:Res:ClothesDishWasher | Annual | 2 |  | Appl-CW-Front-GasDHW-ElecDry-Tier2DEER2017 | Appl-CW-Front-GasDHW-ElecDry-Tier2AnyMFm1975CZ01DEER2017 | 2433
Appl-CW-Front-GasDHW-ElecDry-Tier2 | DEER2017 | D17 v3 |  | Any | MFm | 1975 | CZ02 | rDXGF | Household | 1 | 1070.2 | None | 186 | 0.029 | -0.42 | 170 | 0.027 | -0.29 | 186 | 0.029 | -0.42 | 170 | 0.027 | 4.59 | DEER:Res:ClothesDishWasher | Annual | 2 |  | Appl-CW-Front-GasDHW-ElecDry-Tier2DEER2017 | Appl-CW-Front-GasDHW-ElecDry-Tier2AnyMFm1975CZ02DEER2017 | 2434
Appl-CW-Front-GasDHW-ElecDry-Tier2 | DEER2017 | D17 v3 |  | Any | MFm | 1975 | CZ03 | rDXGF | Household | 1 | 1070.2 | None | 185 | 0.027 | -0.4 | 169 | 0.025 | -0.34 | 185 | 0.027 | -0.4 | 169 | 0.025 | 4.67 | DEER:Res:ClothesDishWasher | Annual | 2 |  | Appl-CW-Front-GasDHW-ElecDry-Tier2DEER2017 | Appl-CW-Front-GasDHW-ElecDry-Tier2AnyMFm1975CZ03DEER2017 | 2435
Appl-CW-Front-GasDHW-ElecDry-Tier2 | DEER2017 | D17 v3 |  | Any | MFm | 1975 | CZ04 | rDXGF | Household | 1 | 1070.2 | None | 186 | 0.029 | -0.35 | 170 | 0.026 | -0.23 | 186 | 0.029 | -0.35 | 170 | 0.026 | 4.64 | DEER:Res:ClothesDishWasher | Annual | 2 |  | Appl-CW-Front-GasDHW-ElecDry-Tier2DEER2017 | Appl-CW-Front-GasDHW-ElecDry-Tier2AnyMFm1975CZ04DEER2017 | 2436
Appl-CW-Front-GasDHW-ElecDry-Tier2 | DEER2017 | D17 v3 |  | Any | MFm | 1975 | CZ05 | rDXGF | Household | 1 | 1070.2 | None | 185 | 0.026 | -0.63 | 169 | 0.024 | -0.47 | 185 | 0.026 | -0.63 | 169 | 0.024 | 4.49 | DEER:Res:ClothesDishWasher | Annual | 2 |  | Appl-CW-Front-GasDHW-ElecDry-Tier2DEER2017 | Appl-CW-Front-GasDHW-ElecDry-Tier2AnyMFm1975CZ05DEER2017 | 2437
Appl-CW-Front-GasDHW-ElecDry-Tier2 | DEER2017 | D17 v3 |  | Any | MFm | 1975 | CZ06 | rDXGF | Household | 1 | 1047.7 | None | 187 | 0.028 | -0.29 | 171 | 0.026 | -0.18 | 187 | 0.028 | -0.29 | 171 | 0.026 | 4.43 | DEER:Res:ClothesDishWasher | Annual | 2 |  | Appl-CW-Front-GasDHW-ElecDry-Tier2DEER2017 | Appl-CW-Front-GasDHW-ElecDry-Tier2AnyMFm1975CZ06DEER2017 | 2438
Appl-CW-Front-GasDHW-ElecDry-Tier2 | DEER2017 | D17 v3 |  | Any | MFm | 1975 | CZ07 | rDXGF | Household | 1 | 1047.7 | None | 187 | 0.028 | -0.39 | 170 | 0.026 | -0.29 | 187 | 0.028 | -0.39 | 170 | 0.026 | 4.8 | DEER:Res:ClothesDishWasher | Annual | 2 |  | Appl-CW-Front-GasDHW-ElecDry-Tier2DEER2017 | Appl-CW-Front-GasDHW-ElecDry-Tier2AnyMFm1975CZ07DEER2017 | 2439
Appl-CW-Front-GasDHW-ElecDry-Tier2 | DEER2017 | D17 v3 |  | Any | MFm | 1975 | CZ08 | rDXGF | Household | 1 | 1047.7 | None | 188 | 0.029 | -0.19 | 172 | 0.026 | -0.09 | 188 | 0.029 | -0.19 | 172 | 0.026 | 4.61 | DEER:Res:ClothesDishWasher | Annual | 2 |  | Appl-CW-Front-GasDHW-ElecDry-Tier2DEER2017 | Appl-CW-Front-GasDHW-ElecDry-Tier2AnyMFm1975CZ08DEER2017 | 2440
Appl-CW-Front-GasDHW-ElecDry-Tier2 | DEER2017 | D17 v3 |  | Any | MFm | 1975 | CZ09 | rDXGF | Household | 1 | 1216.8 | None | 189 | 0.028 | -0.26 | 172 | 0.026 | -0.15 | 189 | 0.028 | -0.26 | 172 | 0.026 | -0.15 | DEER:Res:ClothesDishWasher | Annual | 1719 |  | Appl-CW-Front-GasDHW-ElecDry-Tier2DEER2017 | Appl-CW-Front-GasDHW-ElecDry-Tier2AnyMFm1975CZ09DEER2017 | 2441
Appl-CW-Front-GasDHW-ElecDry-Tier2 | DEER2017 | D17 v3 |  | Any | MFm | 1975 | CZ10 | rDXGF | Household | 1 | 1216.8 | None | 188 | 0.029 | -0.32 | 172 | 0.027 | -0.2 | 188 | 0.029 | -0.32 | 172 | 0.027 | -0.2 | DEER:Res:ClothesDishWasher | Annual | 1719 |  | Appl-CW-Front-GasDHW-ElecDry-Tier2DEER2017 | Appl-CW-Front-GasDHW-ElecDry-Tier2AnyMFm1975CZ10DEER2017 | 2442
Appl-CW-Front-GasDHW-ElecDry-Tier2 | DEER2017 | D17 v3 |  | Any | MFm | 1975 | CZ11 | rDXGF | Household | 1 | 1098.9 | None | 188 | 0.028 | -0.41 | 172 | 0.025 | -0.29 | 188 | 0.028 | -0.41 | 172 | 0.025 | -0.29 | DEER:Res:ClothesDishWasher | Annual | 1719 |  | Appl-CW-Front-GasDHW-ElecDry-Tier2DEER2017 | Appl-CW-Front-GasDHW-ElecDry-Tier2AnyMFm1975CZ11DEER2017 | 2443
Appl-CW-Front-GasDHW-ElecDry-Tier2 | DEER2017 | D17 v3 |  | Any | MFm | 1975 | CZ12 | rDXGF | Household | 1 | 1098.9 | None | 187 | 0.029 | -0.44 | 171 | 0.027 | -0.31 | 187 | 0.029 | -0.44 | 171 | 0.027 | -0.31 | DEER:Res:ClothesDishWasher | Annual | 1719 |  | Appl-CW-Front-GasDHW-ElecDry-Tier2DEER2017 | Appl-CW-Front-GasDHW-ElecDry-Tier2AnyMFm1975CZ12DEER2017 | 2444
Appl-CW-Front-GasDHW-ElecDry-Tier2 | DEER2017 | D17 v3 |  | Any | MFm | 1975 | CZ13 | rDXGF | Household | 1 | 1098.9 | None | 189 | 0.029 | -0.37 | 172 | 0.026 | -0.24 | 189 | 0.029 | -0.37 | 172 | 0.026 | -0.24 | DEER:Res:ClothesDishWasher | Annual | 1719 |  | Appl-CW-Front-GasDHW-ElecDry-Tier2DEER2017 | Appl-CW-Front-GasDHW-ElecDry-Tier2AnyMFm1975CZ13DEER2017 | 2445
Appl-CW-Front-GasDHW-ElecDry-Tier2 | DEER2017 | D17 v3 |  | Any | MFm | 1975 | CZ14 | rDXGF | Household | 1 | 1409.4 | None | 189 | 0.027 | -0.38 | 173 | 0.025 | -0.26 | 189 | 0.027 | -0.38 | 173 | 0.025 | -0.26 | DEER:Res:ClothesDishWasher | Annual | 1719 |  | Appl-CW-Front-GasDHW-ElecDry-Tier2DEER2017 | Appl-CW-Front-GasDHW-ElecDry-Tier2AnyMFm1975CZ14DEER2017 | 2446
Appl-CW-Front-GasDHW-ElecDry-Tier2 | DEER2017 | D17 v3 |  | Any | MFm | 1975 | CZ15 | rDXGF | Household | 1 | 1409.4 | None | 191 | 0.028 | -0.09 | 175 | 0.025 | -0.02 | 191 | 0.028 | -0.09 | 175 | 0.025 | -0.02 | DEER:Res:ClothesDishWasher | Annual | 1719 |  | Appl-CW-Front-GasDHW-ElecDry-Tier2DEER2017 | Appl-CW-Front-GasDHW-ElecDry-Tier2AnyMFm1975CZ15DEER2017 | 2447
Appl-CW-Front-GasDHW-ElecDry-Tier2 | DEER2017 | D17 v3 |  | Any | MFm | 1975 | CZ16 | rDXGF | Household | 1 | 1070.2 | None | 187 | 0.028 | -0.44 | 171 | 0.025 | -0.3 | 187 | 0.028 | -0.44 | 171 | 0.025 | -0.3 | DEER:Res:ClothesDishWasher | Annual | 1719 |  | Appl-CW-Front-GasDHW-ElecDry-Tier2DEER2017 | Appl-CW-Front-GasDHW-ElecDry-Tier2AnyMFm1975CZ16DEER2017 | 2448
Appl-CW-Front-GasDHW-ElecDry-Tier2 | DEER2017 | D17 v3 |  | Any | MFm | 1985 | CZ01 | rDXGF | Household | 1 | 1152 | None | 184 | 0.026 | -0.84 | 168 | 0.024 | -0.66 | 184 | 0.026 | -0.84 | 168 | 0.024 | -0.66 | DEER:Res:ClothesDishWasher | Annual | 1719 |  | Appl-CW-Front-GasDHW-ElecDry-Tier2DEER2017 | Appl-CW-Front-GasDHW-ElecDry-Tier2AnyMFm1985CZ01DEER2017 | 2449
Appl-CW-Front-GasDHW-ElecDry-Tier2 | DEER2017 | D17 v3 |  | Any | MFm | 1985 | CZ02 | rDXGF | Household | 1 | 1152 | None | 184 | 0.023 | -0.94 | 168 | 0.02 | -0.81 | 184 | 0.023 | -0.94 | 168 | 0.02 | -0.81 | DEER:Res:ClothesDishWasher | Annual | 1719 |  | Appl-CW-Front-GasDHW-ElecDry-Tier2DEER2017 | Appl-CW-Front-GasDHW-ElecDry-Tier2AnyMFm1985CZ02DEER2017 | 2450
Appl-CW-Front-GasDHW-ElecDry-Tier2 | DEER2017 | D17 v3 |  | Any | MFm | 1985 | CZ03 | rDXGF | Household | 1 | 1152 | None | 185 | 0.027 | -0.47 | 169 | 0.024 | -0.33 | 185 | 0.027 | -0.47 | 169 | 0.024 | -0.33 | DEER:Res:ClothesDishWasher | Annual | 1719 |  | Appl-CW-Front-GasDHW-ElecDry-Tier2DEER2017 | Appl-CW-Front-GasDHW-ElecDry-Tier2AnyMFm1985CZ03DEER2017 | 2451
Appl-CW-Front-GasDHW-ElecDry-Tier2 | DEER2017 | D17 v3 |  | Any | MFm | 1985 | CZ04 | rDXGF | Household | 1 | 1152 | None | 186 | 0.028 | -0.33 | 170 | 0.025 | -0.21 | 186 | 0.028 | -0.33 | 170 | 0.025 | -0.21 | DEER:Res:ClothesDishWasher | Annual | 1719 |  | Appl-CW-Front-GasDHW-ElecDry-Tier2DEER2017 | Appl-CW-Front-GasDHW-ElecDry-Tier2AnyMFm1985CZ04DEER2017 | 2452
Appl-CW-Front-GasDHW-ElecDry-Tier2 | DEER2017 | D17 v3 |  | Any | MFm | 1985 | CZ05 | rDXGF | Household | 1 | 1152 | None | 185 | 0.027 | -0.41 | 169 | 0.025 | -0.26 | 185 | 0.027 | -0.41 | 169 | 0.025 | -0.26 | DEER:Res:ClothesDishWasher | Annual | 1719 |  | Appl-CW-Front-GasDHW-ElecDry-Tier2DEER2017 | Appl-CW-Front-GasDHW-ElecDry-Tier2AnyMFm1985CZ05DEER2017 | 2453
Appl-CW-Front-GasDHW-ElecDry-Tier2 | DEER2017 | D17 v3 |  | Any | MFm | 1985 | CZ06 | rDXGF | Household | 1 | 1295.2 | None | 188 | 0.032 | 0.06 | 171 | 0.026 | -0.11 | 188 | 0.032 | 0.06 | 171 | 0.026 | -0.11 | DEER:Res:ClothesDishWasher | Annual | 1719 |  | Appl-CW-Front-GasDHW-ElecDry-Tier2DEER2017 | Appl-CW-Front-GasDHW-ElecDry-Tier2AnyMFm1985CZ06DEER2017 | 2454
Appl-CW-Front-GasDHW-ElecDry-Tier2 | DEER2017 | D17 v3 |  | Any | MFm | 1985 | CZ07 | rDXGF | Household | 1 | 1295.2 | None | 187 | 0.027 | -0.2 | 170 | 0.025 | -0.1 | 187 | 0.027 | -0.2 | 170 | 0.025 | -0.1 | DEER:Res:ClothesDishWasher | Annual | 1719 |  | Appl-CW-Front-GasDHW-ElecDry-Tier2DEER2017 | Appl-CW-Front-GasDHW-ElecDry-Tier2AnyMFm1985CZ07DEER2017 | 2455
Appl-CW-Front-GasDHW-ElecDry-Tier2 | DEER2017 | D17 v3 |  | Any | MFm | 1985 | CZ08 | rDXGF | Household | 1 | 1295.2 | None | 188 | 0.029 | -0.23 | 172 | 0.026 | -0.12 | 188 | 0.029 | -0.23 | 172 | 0.026 | -0.12 | DEER:Res:ClothesDishWasher | Annual | 1719 |  | Appl-CW-Front-GasDHW-ElecDry-Tier2DEER2017 | Appl-CW-Front-GasDHW-ElecDry-Tier2AnyMFm1985CZ08DEER2017 | 2456
Appl-CW-Front-GasDHW-ElecDry-Tier2 | DEER2017 | D17 v3 |  | Any | MFm | 1985 | CZ09 | rDXGF | Household | 1 | 1438.9 | None | 189 | 0.028 | -0.29 | 172 | 0.026 | -0.18 | 189 | 0.028 | -0.29 | 172 | 0.026 | -0.18 | DEER:Res:ClothesDishWasher | Annual | 1719 |  | Appl-CW-Front-GasDHW-ElecDry-Tier2DEER2017 | Appl-CW-Front-GasDHW-ElecDry-Tier2AnyMFm1985CZ09DEER2017 | 2457
Appl-CW-Front-GasDHW-ElecDry-Tier2 | DEER2017 | D17 v3 |  | Any | MFm | 1985 | CZ10 | rDXGF | Household | 1 | 1438.9 | None | 189 | 0.03 | -0.2 | 172 | 0.026 | -0.14 | 189 | 0.03 | -0.2 | 172 | 0.026 | -0.14 | DEER:Res:ClothesDishWasher | Annual | 1719 |  | Appl-CW-Front-GasDHW-ElecDry-Tier2DEER2017 | Appl-CW-Front-GasDHW-ElecDry-Tier2AnyMFm1985CZ10DEER2017 | 2458
Appl-CW-Front-GasDHW-ElecDry-Tier2 | DEER2017 | D17 v3 |  | Any | MFm | 1985 | CZ11 | rDXGF | Household | 1 | 1150 | None | 188 | 0.029 | -0.4 | 171 | 0.026 | -0.28 | 188 | 0.029 | -0.4 | 171 | 0.026 | -0.28 | DEER:Res:ClothesDishWasher | Annual | 1719 |  | Appl-CW-Front-GasDHW-ElecDry-Tier2DEER2017 | Appl-CW-Front-GasDHW-ElecDry-Tier2AnyMFm1985CZ11DEER2017 | 2459
Appl-CW-Front-GasDHW-ElecDry-Tier2 | DEER2017 | D17 v3 |  | Any | MFm | 1985 | CZ12 | rDXGF | Household | 1 | 1150 | None | 187 | 0.029 | -0.41 | 170 | 0.026 | -0.28 | 187 | 0.029 | -0.41 | 170 | 0.026 | -0.28 | DEER:Res:ClothesDishWasher | Annual | 1719 |  | Appl-CW-Front-GasDHW-ElecDry-Tier2DEER2017 | Appl-CW-Front-GasDHW-ElecDry-Tier2AnyMFm1985CZ12DEER2017 | 2460
Appl-CW-Front-GasDHW-ElecDry-Tier2 | DEER2017 | D17 v3 |  | Any | MFm | 1985 | CZ13 | rDXGF | Household | 1 | 1150 | None | 189 | 0.029 | -0.43 | 172 | 0.026 | -0.3 | 189 | 0.029 | -0.43 | 172 | 0.026 | -0.3 | DEER:Res:ClothesDishWasher | Annual | 1719 |  | Appl-CW-Front-GasDHW-ElecDry-Tier2DEER2017 | Appl-CW-Front-GasDHW-ElecDry-Tier2AnyMFm1985CZ13DEER2017 | 2461
Appl-CW-Front-GasDHW-ElecDry-Tier2 | DEER2017 | D17 v3 |  | Any | MFm | 1985 | CZ14 | rDXGF | Household | 1 | 1407.2 | None | 189 | 0.028 | -0.32 | 172 | 0.026 | -0.21 | 189 | 0.028 | -0.32 | 172 | 0.026 | -0.21 | DEER:Res:ClothesDishWasher | Annual | 1719 |  | Appl-CW-Front-GasDHW-ElecDry-Tier2DEER2017 | Appl-CW-Front-GasDHW-ElecDry-Tier2AnyMFm1985CZ14DEER2017 | 2462
Appl-CW-Front-GasDHW-ElecDry-Tier2 | DEER2017 | D17 v3 |  | Any | MFm | 1985 | CZ15 | rDXGF | Household | 1 | 1407.2 | None | 191 | 0.028 | -0.1 | 174 | 0.025 | -0.02 | 191 | 0.028 | -0.1 | 174 | 0.025 | -0.02 | DEER:Res:ClothesDishWasher | Annual | 1719 |  | Appl-CW-Front-GasDHW-ElecDry-Tier2DEER2017 | Appl-CW-Front-GasDHW-ElecDry-Tier2AnyMFm1985CZ15DEER2017 | 2463
Appl-CW-Front-GasDHW-ElecDry-Tier2 | DEER2017 | D17 v3 |  | Any | MFm | 1985 | CZ16 | rDXGF | Household | 1 | 1152 | None | 188 | 0.028 | -0.45 | 171 | 0.025 | -0.31 | 188 | 0.028 | -0.45 | 171 | 0.025 | -0.31 | DEER:Res:ClothesDishWasher | Annual | 1719 |  | Appl-CW-Front-GasDHW-ElecDry-Tier2DEER2017 | Appl-CW-Front-GasDHW-ElecDry-Tier2AnyMFm1985CZ16DEER2017 | 2464
Appl-CW-Front-GasDHW-ElecDry-Tier2 | DEER2017 | D17 v3 |  | Any | MFm | 1996 | CZ01 | rDXGF | Household | 1 | 981.6 | None | 184 | 0.025 | -0.56 | 168 | 0.023 | -0.39 | 184 | 0.025 | -0.56 | 168 | 0.023 | -0.39 | DEER:Res:ClothesDishWasher | Annual | 1719 |  | Appl-CW-Front-GasDHW-ElecDry-Tier2DEER2017 | Appl-CW-Front-GasDHW-ElecDry-Tier2AnyMFm1996CZ01DEER2017 | 2465
Appl-CW-Front-GasDHW-ElecDry-Tier2 | DEER2017 | D17 v3 |  | Any | MFm | 1996 | CZ02 | rDXGF | Household | 1 | 981.6 | None | 186 | 0.027 | -0.4 | 170 | 0.026 | -0.19 | 186 | 0.027 | -0.4 | 170 | 0.026 | -0.19 | DEER:Res:ClothesDishWasher | Annual | 1719 |  | Appl-CW-Front-GasDHW-ElecDry-Tier2DEER2017 | Appl-CW-Front-GasDHW-ElecDry-Tier2AnyMFm1996CZ02DEER2017 | 2466
Appl-CW-Front-GasDHW-ElecDry-Tier2 | DEER2017 | D17 v3 |  | Any | MFm | 1996 | CZ03 | rDXGF | Household | 1 | 981.6 | None | 186 | 0.027 | -0.29 | 170 | 0.025 | -0.15 | 186 | 0.027 | -0.29 | 170 | 0.025 | -0.15 | DEER:Res:ClothesDishWasher | Annual | 1719 |  | Appl-CW-Front-GasDHW-ElecDry-Tier2DEER2017 | Appl-CW-Front-GasDHW-ElecDry-Tier2AnyMFm1996CZ03DEER2017 | 2467
Appl-CW-Front-GasDHW-ElecDry-Tier2 | DEER2017 | D17 v3 |  | Any | MFm | 1996 | CZ04 | rDXGF | Household | 1 | 981.6 | None | 186 | 0.027 | -0.27 | 170 | 0.025 | -0.15 | 186 | 0.027 | -0.27 | 170 | 0.025 | -0.15 | DEER:Res:ClothesDishWasher | Annual | 1719 |  | Appl-CW-Front-GasDHW-ElecDry-Tier2DEER2017 | Appl-CW-Front-GasDHW-ElecDry-Tier2AnyMFm1996CZ04DEER2017 | 2468
Appl-CW-Front-GasDHW-ElecDry-Tier2 | DEER2017 | D17 v3 |  | Any | MFm | 1996 | CZ05 | rDXGF | Household | 1 | 981.6 | None | 185 | 0.026 | -0.46 | 169 | 0.024 | -0.32 | 185 | 0.026 | -0.46 | 169 | 0.024 | -0.32 | DEER:Res:ClothesDishWasher | Annual | 1719 |  | Appl-CW-Front-GasDHW-ElecDry-Tier2DEER2017 | Appl-CW-Front-GasDHW-ElecDry-Tier2AnyMFm1996CZ05DEER2017 | 2469
Appl-CW-Front-GasDHW-ElecDry-Tier2 | DEER2017 | D17 v3 |  | Any | MFm | 1996 | CZ06 | rDXGF | Household | 1 | 1169.1 | None | 188 | 0.029 | -0.29 | 171 | 0.026 | -0.17 | 188 | 0.029 | -0.29 | 171 | 0.026 | -0.17 | DEER:Res:ClothesDishWasher | Annual | 1719 |  | Appl-CW-Front-GasDHW-ElecDry-Tier2DEER2017 | Appl-CW-Front-GasDHW-ElecDry-Tier2AnyMFm1996CZ06DEER2017 | 2470
Appl-CW-Front-GasDHW-ElecDry-Tier2 | DEER2017 | D17 v3 |  | Any | MFm | 1996 | CZ07 | rDXGF | Household | 1 | 1169.1 | None | 188 | 0.028 | -0.05 | 171 | 0.025 | 0.04 | 188 | 0.028 | -0.05 | 171 | 0.025 | 0.04 | DEER:Res:ClothesDishWasher | Annual | 1719 |  | Appl-CW-Front-GasDHW-ElecDry-Tier2DEER2017 | Appl-CW-Front-GasDHW-ElecDry-Tier2AnyMFm1996CZ07DEER2017 | 2471
Appl-CW-Front-GasDHW-ElecDry-Tier2 | DEER2017 | D17 v3 |  | Any | MFm | 1996 | CZ08 | rDXGF | Household | 1 | 1169.1 | None | 188 | 0.028 | -0.19 | 172 | 0.025 | -0.08 | 188 | 0.028 | -0.19 | 172 | 0.025 | -0.08 | DEER:Res:ClothesDishWasher | Annual | 1719 |  | Appl-CW-Front-GasDHW-ElecDry-Tier2DEER2017 | Appl-CW-Front-GasDHW-ElecDry-Tier2AnyMFm1996CZ08DEER2017 | 2472
Appl-CW-Front-GasDHW-ElecDry-Tier2 | DEER2017 | D17 v3 |  | Any | MFm | 1996 | CZ09 | rDXGF | Household | 1 | 1093.6 | None | 189 | 0.028 | -0.17 | 173 | 0.026 | -0.07 | 189 | 0.028 | -0.17 | 173 | 0.026 | -0.07 | DEER:Res:ClothesDishWasher | Annual | 1719 |  | Appl-CW-Front-GasDHW-ElecDry-Tier2DEER2017 | Appl-CW-Front-GasDHW-ElecDry-Tier2AnyMFm1996CZ09DEER2017 | 2473
Appl-CW-Front-GasDHW-ElecDry-Tier2 | DEER2017 | D17 v3 |  | Any | MFm | 1996 | CZ10 | rDXGF | Household | 1 | 1093.6 | None | 187 | 0.03 | -0.33 | 171 | 0.027 | -0.21 | 187 | 0.03 | -0.33 | 171 | 0.027 | -0.21 | DEER:Res:ClothesDishWasher | Annual | 1719 |  | Appl-CW-Front-GasDHW-ElecDry-Tier2DEER2017 | Appl-CW-Front-GasDHW-ElecDry-Tier2AnyMFm1996CZ10DEER2017 | 2474
Appl-CW-Front-GasDHW-ElecDry-Tier2 | DEER2017 | D17 v3 |  | Any | MFm | 1996 | CZ11 | rDXGF | Household | 1 | 1031.9 | None | 189 | 0.028 | -0.24 | 173 | 0.026 | -0.12 | 189 | 0.028 | -0.24 | 173 | 0.026 | -0.12 | DEER:Res:ClothesDishWasher | Annual | 1719 |  | Appl-CW-Front-GasDHW-ElecDry-Tier2DEER2017 | Appl-CW-Front-GasDHW-ElecDry-Tier2AnyMFm1996CZ11DEER2017 | 2475
Appl-CW-Front-GasDHW-ElecDry-Tier2 | DEER2017 | D17 v3 |  | Any | MFm | 1996 | CZ12 | rDXGF | Household | 1 | 1031.9 | None | 188 | 0.029 | -0.37 | 171 | 0.027 | -0.24 | 188 | 0.029 | -0.37 | 171 | 0.027 | -0.24 | DEER:Res:ClothesDishWasher | Annual | 1719 |  | Appl-CW-Front-GasDHW-ElecDry-Tier2DEER2017 | Appl-CW-Front-GasDHW-ElecDry-Tier2AnyMFm1996CZ12DEER2017 | 2476
Appl-CW-Front-GasDHW-ElecDry-Tier2 | DEER2017 | D17 v3 |  | Any | MFm | 1996 | CZ13 | rDXGF | Household | 1 | 1031.9 | None | 189 | 0.028 | -0.31 | 172 | 0.026 | -0.2 | 189 | 0.028 | -0.31 | 172 | 0.026 | -0.2 | DEER:Res:ClothesDishWasher | Annual | 1719 |  | Appl-CW-Front-GasDHW-ElecDry-Tier2DEER2017 | Appl-CW-Front-GasDHW-ElecDry-Tier2AnyMFm1996CZ13DEER2017 | 2477
Appl-CW-Front-GasDHW-ElecDry-Tier2 | DEER2017 | D17 v3 |  | Any | MFm | 1996 | CZ14 | rDXGF | Household | 1 | 1086 | None | 190 | 0.027 | -0.28 | 173 | 0.025 | -0.17 | 190 | 0.027 | -0.28 | 173 | 0.025 | -0.17 | DEER:Res:ClothesDishWasher | Annual | 1719 |  | Appl-CW-Front-GasDHW-ElecDry-Tier2DEER2017 | Appl-CW-Front-GasDHW-ElecDry-Tier2AnyMFm1996CZ14DEER2017 | 2478
Appl-CW-Front-GasDHW-ElecDry-Tier2 | DEER2017 | D17 v3 |  | Any | MFm | 1996 | CZ15 | rDXGF | Household | 1 | 1086 | None | 191 | 0.028 | -0.08 | 174 | 0.025 | 0 | 191 | 0.028 | -0.08 | 174 | 0.025 | 0 | DEER:Res:ClothesDishWasher | Annual | 1719 |  | Appl-CW-Front-GasDHW-ElecDry-Tier2DEER2017 | Appl-CW-Front-GasDHW-ElecDry-Tier2AnyMFm1996CZ15DEER2017 | 2479
Appl-CW-Front-GasDHW-ElecDry-Tier2 | DEER2017 | D17 v3 |  | Any | MFm | 1996 | CZ16 | rDXGF | Household | 1 | 981.6 | None | 188 | 0.027 | -0.45 | 171 | 0.025 | -0.31 | 188 | 0.027 | -0.45 | 171 | 0.025 | -0.31 | DEER:Res:ClothesDishWasher | Annual | 1719 |  | Appl-CW-Front-GasDHW-ElecDry-Tier2DEER2017 | Appl-CW-Front-GasDHW-ElecDry-Tier2AnyMFm1996CZ16DEER2017 | 2480
Appl-CW-Front-GasDHW-ElecDry-Tier2 | DEER2017 | D17 v3 |  | Any | MFm | 2003 | CZ01 | rDXGF | Household | 1 | 998.7 | None | 185 | 0.026 | -0.47 | 168 | 0.023 | -0.4 | 185 | 0.026 | -0.47 | 168 | 0.023 | -0.4 | DEER:Res:ClothesDishWasher | Annual | 1719 |  | Appl-CW-Front-GasDHW-ElecDry-Tier2DEER2017 | Appl-CW-Front-GasDHW-ElecDry-Tier2AnyMFm2003CZ01DEER2017 | 2481
Appl-CW-Front-GasDHW-ElecDry-Tier2 | DEER2017 | D17 v3 |  | Any | MFm | 2003 | CZ02 | rDXGF | Household | 1 | 1073.2 | None | 187 | 0.028 | -0.2 | 170 | 0.025 | -0.12 | 187 | 0.028 | -0.2 | 170 | 0.025 | -0.12 | DEER:Res:ClothesDishWasher | Annual | 1719 |  | Appl-CW-Front-GasDHW-ElecDry-Tier2DEER2017 | Appl-CW-Front-GasDHW-ElecDry-Tier2AnyMFm2003CZ02DEER2017 | 2482
Appl-CW-Front-GasDHW-ElecDry-Tier2 | DEER2017 | D17 v3 |  | Any | MFm | 2003 | CZ03 | rDXGF | Household | 1 | 998.7 | None | 185 | 0.026 | -0.49 | 169 | 0.024 | -0.35 | 185 | 0.026 | -0.49 | 169 | 0.024 | -0.35 | DEER:Res:ClothesDishWasher | Annual | 1719 |  | Appl-CW-Front-GasDHW-ElecDry-Tier2DEER2017 | Appl-CW-Front-GasDHW-ElecDry-Tier2AnyMFm2003CZ03DEER2017 | 2483
Appl-CW-Front-GasDHW-ElecDry-Tier2 | DEER2017 | D17 v3 |  | Any | MFm | 2003 | CZ04 | rDXGF | Household | 1 | 998.7 | None | 190 | 0.032 | -0.14 | 171 | 0.026 | -0.14 | 190 | 0.032 | -0.14 | 171 | 0.026 | -0.14 | DEER:Res:ClothesDishWasher | Annual | 1719 |  | Appl-CW-Front-GasDHW-ElecDry-Tier2DEER2017 | Appl-CW-Front-GasDHW-ElecDry-Tier2AnyMFm2003CZ04DEER2017 | 2484
Appl-CW-Front-GasDHW-ElecDry-Tier2 | DEER2017 | D17 v3 |  | Any | MFm | 2003 | CZ05 | rDXGF | Household | 1 | 998.7 | None | 185 | 0.026 | -0.49 | 169 | 0.023 | -0.35 | 185 | 0.026 | -0.49 | 169 | 0.023 | -0.35 | DEER:Res:ClothesDishWasher | Annual | 1719 |  | Appl-CW-Front-GasDHW-ElecDry-Tier2DEER2017 | Appl-CW-Front-GasDHW-ElecDry-Tier2AnyMFm2003CZ05DEER2017 | 2485
Appl-CW-Front-GasDHW-ElecDry-Tier2 | DEER2017 | D17 v3 |  | Any | MFm | 2003 | CZ06 | rDXGF | Household | 1 | 1206 | None | 187 | 0.029 | -0.24 | 171 | 0.026 | -0.13 | 187 | 0.029 | -0.24 | 171 | 0.026 | -0.13 | DEER:Res:ClothesDishWasher | Annual | 1719 |  | Appl-CW-Front-GasDHW-ElecDry-Tier2DEER2017 | Appl-CW-Front-GasDHW-ElecDry-Tier2AnyMFm2003CZ06DEER2017 | 2486
Appl-CW-Front-GasDHW-ElecDry-Tier2 | DEER2017 | D17 v3 |  | Any | MFm | 2003 | CZ07 | rDXGF | Household | 1 | 1206 | None | 188 | 0.027 | -0.21 | 172 | 0.025 | -0.11 | 188 | 0.027 | -0.21 | 172 | 0.025 | -0.11 | DEER:Res:ClothesDishWasher | Annual | 1719 |  | Appl-CW-Front-GasDHW-ElecDry-Tier2DEER2017 | Appl-CW-Front-GasDHW-ElecDry-Tier2AnyMFm2003CZ07DEER2017 | 2487
Appl-CW-Front-GasDHW-ElecDry-Tier2 | DEER2017 | D17 v3 |  | Any | MFm | 2003 | CZ08 | rDXGF | Household | 1 | 1206 | None | 188 | 0.029 | -0.19 | 172 | 0.026 | -0.09 | 188 | 0.029 | -0.19 | 172 | 0.026 | -0.09 | DEER:Res:ClothesDishWasher | Annual | 1719 |  | Appl-CW-Front-GasDHW-ElecDry-Tier2DEER2017 | Appl-CW-Front-GasDHW-ElecDry-Tier2AnyMFm2003CZ08DEER2017 | 2488
Appl-CW-Front-GasDHW-ElecDry-Tier2 | DEER2017 | D17 v3 |  | Any | MFm | 2003 | CZ09 | rDXGF | Household | 1 | 1126.6 | None | 188 | 0.028 | -0.31 | 170 | 0.023 | -0.18 | 188 | 0.028 | -0.31 | 170 | 0.023 | -0.18 | DEER:Res:ClothesDishWasher | Annual | 1719 |  | Appl-CW-Front-GasDHW-ElecDry-Tier2DEER2017 | Appl-CW-Front-GasDHW-ElecDry-Tier2AnyMFm2003CZ09DEER2017 | 2489
Appl-CW-Front-GasDHW-ElecDry-Tier2 | DEER2017 | D17 v3 |  | Any | MFm | 2003 | CZ10 | rDXGF | Household | 1 | 1073.2 | None | 188 | 0.03 | -0.13 | 172 | 0.027 | -0.04 | 188 | 0.03 | -0.13 | 172 | 0.027 | -0.04 | DEER:Res:ClothesDishWasher | Annual | 1719 |  | Appl-CW-Front-GasDHW-ElecDry-Tier2DEER2017 | Appl-CW-Front-GasDHW-ElecDry-Tier2AnyMFm2003CZ10DEER2017 | 2490
Appl-CW-Front-GasDHW-ElecDry-Tier2 | DEER2017 | D17 v3 |  | Any | MFm | 2003 | CZ11 | rDXGF | Household | 1 | 1073.2 | None | 189 | 0.028 | -0.33 | 172 | 0.025 | -0.21 | 189 | 0.028 | -0.33 | 172 | 0.025 | -0.21 | DEER:Res:ClothesDishWasher | Annual | 1719 |  | Appl-CW-Front-GasDHW-ElecDry-Tier2DEER2017 | Appl-CW-Front-GasDHW-ElecDry-Tier2AnyMFm2003CZ11DEER2017 | 2491
Appl-CW-Front-GasDHW-ElecDry-Tier2 | DEER2017 | D17 v3 |  | Any | MFm | 2003 | CZ12 | rDXGF | Household | 1 | 1073.2 | None | 188 | 0.028 | -0.29 | 172 | 0.026 | -0.17 | 188 | 0.028 | -0.29 | 172 | 0.026 | -0.17 | DEER:Res:ClothesDishWasher | Annual | 1719 |  | Appl-CW-Front-GasDHW-ElecDry-Tier2DEER2017 | Appl-CW-Front-GasDHW-ElecDry-Tier2AnyMFm2003CZ12DEER2017 | 2492
Appl-CW-Front-GasDHW-ElecDry-Tier2 | DEER2017 | D17 v3 |  | Any | MFm | 2003 | CZ13 | rDXGF | Household | 1 | 1073.2 | None | 189 | 0.028 | -0.27 | 173 | 0.026 | -0.16 | 189 | 0.028 | -0.27 | 173 | 0.026 | -0.16 | DEER:Res:ClothesDishWasher | Annual | 1719 |  | Appl-CW-Front-GasDHW-ElecDry-Tier2DEER2017 | Appl-CW-Front-GasDHW-ElecDry-Tier2AnyMFm2003CZ13DEER2017 | 2493
Appl-CW-Front-GasDHW-ElecDry-Tier2 | DEER2017 | D17 v3 |  | Any | MFm | 2003 | CZ14 | rDXGF | Household | 1 | 1094.6 | None | 190 | 0.028 | -0.3 | 173 | 0.025 | -0.19 | 190 | 0.028 | -0.3 | 173 | 0.025 | -0.19 | DEER:Res:ClothesDishWasher | Annual | 1719 |  | Appl-CW-Front-GasDHW-ElecDry-Tier2DEER2017 | Appl-CW-Front-GasDHW-ElecDry-Tier2AnyMFm2003CZ14DEER2017 | 2494
Appl-CW-Front-GasDHW-ElecDry-Tier2 | DEER2017 | D17 v3 |  | Any | MFm | 2003 | CZ15 | rDXGF | Household | 1 | 1094.6 | None | 191 | 0.028 | -0.08 | 174 | 0.026 | 0 | 191 | 0.028 | -0.08 | 174 | 0.026 | 0 | DEER:Res:ClothesDishWasher | Annual | 1719 |  | Appl-CW-Front-GasDHW-ElecDry-Tier2DEER2017 | Appl-CW-Front-GasDHW-ElecDry-Tier2AnyMFm2003CZ15DEER2017 | 2495
Appl-CW-Front-GasDHW-ElecDry-Tier2 | DEER2017 | D17 v3 |  | Any | MFm | 2003 | CZ16 | rDXGF | Household | 1 | 998.7 | None | 188 | 0.028 | -0.42 | 171 | 0.026 | -0.28 | 188 | 0.028 | -0.42 | 171 | 0.026 | -0.28 | DEER:Res:ClothesDishWasher | Annual | 1719 |  | Appl-CW-Front-GasDHW-ElecDry-Tier2DEER2017 | Appl-CW-Front-GasDHW-ElecDry-Tier2AnyMFm2003CZ16DEER2017 | 2496
Appl-CW-Front-GasDHW-ElecDry-Tier2 | DEER2017 | D17 v3 |  | Any | MFm | 2007 | CZ01 | rDXGF | Household | 1 | 998.7 | None | 184 | 0.026 | -0.62 | 168 | 0.024 | -0.46 | 184 | 0.026 | -0.62 | 168 | 0.024 | -0.46 | DEER:Res:ClothesDishWasher | Annual | 1719 |  | Appl-CW-Front-GasDHW-ElecDry-Tier2DEER2017 | Appl-CW-Front-GasDHW-ElecDry-Tier2AnyMFm2007CZ01DEER2017 | 2497
Appl-CW-Front-GasDHW-ElecDry-Tier2 | DEER2017 | D17 v3 |  | Any | MFm | 2007 | CZ02 | rDXGF | Household | 1 | 1073.2 | None | 187 | 0.028 | -0.26 | 170 | 0.025 | -0.25 | 187 | 0.028 | -0.26 | 170 | 0.025 | -0.25 | DEER:Res:ClothesDishWasher | Annual | 1719 |  | Appl-CW-Front-GasDHW-ElecDry-Tier2DEER2017 | Appl-CW-Front-GasDHW-ElecDry-Tier2AnyMFm2007CZ02DEER2017 | 2498
Appl-CW-Front-GasDHW-ElecDry-Tier2 | DEER2017 | D17 v3 |  | Any | MFm | 2007 | CZ03 | rDXGF | Household | 1 | 998.7 | None | 185 | 0.027 | -0.43 | 169 | 0.024 | -0.29 | 185 | 0.027 | -0.43 | 169 | 0.024 | -0.29 | DEER:Res:ClothesDishWasher | Annual | 1719 |  | Appl-CW-Front-GasDHW-ElecDry-Tier2DEER2017 | Appl-CW-Front-GasDHW-ElecDry-Tier2AnyMFm2007CZ03DEER2017 | 2499
Appl-CW-Front-GasDHW-ElecDry-Tier2 | DEER2017 | D17 v3 |  | Any | MFm | 2007 | CZ04 | rDXGF | Household | 1 | 998.7 | None | 187 | 0.027 | -0.23 | 171 | 0.025 | -0.12 | 187 | 0.027 | -0.23 | 171 | 0.025 | -0.12 | DEER:Res:ClothesDishWasher | Annual | 1719 |  | Appl-CW-Front-GasDHW-ElecDry-Tier2DEER2017 | Appl-CW-Front-GasDHW-ElecDry-Tier2AnyMFm2007CZ04DEER2017 | 2500
Appl-CW-Front-GasDHW-ElecDry-Tier2 | DEER2017 | D17 v3 |  | Any | MFm | 2007 | CZ05 | rDXGF | Household | 1 | 998.7 | None | 185 | 0.027 | -0.38 | 169 | 0.024 | -0.25 | 185 | 0.027 | -0.38 | 169 | 0.024 | -0.25 | DEER:Res:ClothesDishWasher | Annual | 1719 |  | Appl-CW-Front-GasDHW-ElecDry-Tier2DEER2017 | Appl-CW-Front-GasDHW-ElecDry-Tier2AnyMFm2007CZ05DEER2017 | 2501
Appl-CW-Front-GasDHW-ElecDry-Tier2 | DEER2017 | D17 v3 |  | Any | MFm | 2007 | CZ06 | rDXGF | Household | 1 | 1206 | None | 186 | 0.026 | -0.53 | 169 | 0.023 | -0.42 | 186 | 0.026 | -0.53 | 169 | 0.023 | -0.42 | DEER:Res:ClothesDishWasher | Annual | 1719 |  | Appl-CW-Front-GasDHW-ElecDry-Tier2DEER2017 | Appl-CW-Front-GasDHW-ElecDry-Tier2AnyMFm2007CZ06DEER2017 | 2502
Appl-CW-Front-GasDHW-ElecDry-Tier2 | DEER2017 | D17 v3 |  | Any | MFm | 2007 | CZ07 | rDXGF | Household | 1 | 1206 | None | 187 | 0.025 | -0.41 | 172 | 0.026 | -0.05 | 187 | 0.025 | -0.41 | 172 | 0.026 | -0.05 | DEER:Res:ClothesDishWasher | Annual | 1719 |  | Appl-CW-Front-GasDHW-ElecDry-Tier2DEER2017 | Appl-CW-Front-GasDHW-ElecDry-Tier2AnyMFm2007CZ07DEER2017 | 2503
Appl-CW-Front-GasDHW-ElecDry-Tier2 | DEER2017 | D17 v3 |  | Any | MFm | 2007 | CZ08 | rDXGF | Household | 1 | 1206 | None | 183 | 0.019 | -0.45 | 167 | 0.017 | -0.35 | 183 | 0.019 | -0.45 | 167 | 0.017 | -0.35 | DEER:Res:ClothesDishWasher | Annual | 1719 |  | Appl-CW-Front-GasDHW-ElecDry-Tier2DEER2017 | Appl-CW-Front-GasDHW-ElecDry-Tier2AnyMFm2007CZ08DEER2017 | 2504
Appl-CW-Front-GasDHW-ElecDry-Tier2 | DEER2017 | D17 v3 |  | Any | MFm | 2007 | CZ09 | rDXGF | Household | 1 | 1126.6 | None | 188 | 0.028 | -0.22 | 171 | 0.026 | -0.12 | 188 | 0.028 | -0.22 | 171 | 0.026 | -0.12 | DEER:Res:ClothesDishWasher | Annual | 1719 |  | Appl-CW-Front-GasDHW-ElecDry-Tier2DEER2017 | Appl-CW-Front-GasDHW-ElecDry-Tier2AnyMFm2007CZ09DEER2017 | 2505
Appl-CW-Front-GasDHW-ElecDry-Tier2 | DEER2017 | D17 v3 |  | Any | MFm | 2007 | CZ10 | rDXGF | Household | 1 | 1073.2 | None | 188 | 0.027 | -0.17 | 173 | 0.027 | 0 | 188 | 0.027 | -0.17 | 173 | 0.027 | 0 | DEER:Res:ClothesDishWasher | Annual | 1719 |  | Appl-CW-Front-GasDHW-ElecDry-Tier2DEER2017 | Appl-CW-Front-GasDHW-ElecDry-Tier2AnyMFm2007CZ10DEER2017 | 2506
Appl-CW-Front-GasDHW-ElecDry-Tier2 | DEER2017 | D17 v3 |  | Any | MFm | 2007 | CZ11 | rDXGF | Household | 1 | 1073.2 | None | 188 | 0.027 | -0.33 | 172 | 0.025 | -0.21 | 188 | 0.027 | -0.33 | 172 | 0.025 | -0.21 | DEER:Res:ClothesDishWasher | Annual | 1719 |  | Appl-CW-Front-GasDHW-ElecDry-Tier2DEER2017 | Appl-CW-Front-GasDHW-ElecDry-Tier2AnyMFm2007CZ11DEER2017 | 2507
Appl-CW-Front-GasDHW-ElecDry-Tier2 | DEER2017 | D17 v3 |  | Any | MFm | 2007 | CZ12 | rDXGF | Household | 1 | 1073.2 | None | 188 | 0.027 | -0.28 | 171 | 0.025 | -0.16 | 188 | 0.027 | -0.28 | 171 | 0.025 | -0.16 | DEER:Res:ClothesDishWasher | Annual | 1719 |  | Appl-CW-Front-GasDHW-ElecDry-Tier2DEER2017 | Appl-CW-Front-GasDHW-ElecDry-Tier2AnyMFm2007CZ12DEER2017 | 2508
Appl-CW-Front-GasDHW-ElecDry-Tier2 | DEER2017 | D17 v3 |  | Any | MFm | 2007 | CZ13 | rDXGF | Household | 1 | 1073.2 | None | 188 | 0.027 | -0.3 | 172 | 0.025 | -0.19 | 188 | 0.027 | -0.3 | 172 | 0.025 | -0.19 | DEER:Res:ClothesDishWasher | Annual | 1719 |  | Appl-CW-Front-GasDHW-ElecDry-Tier2DEER2017 | Appl-CW-Front-GasDHW-ElecDry-Tier2AnyMFm2007CZ13DEER2017 | 2509
Appl-CW-Front-GasDHW-ElecDry-Tier2 | DEER2017 | D17 v3 |  | Any | MFm | 2007 | CZ14 | rDXGF | Household | 1 | 1094.6 | None | 189 | 0.027 | -0.31 | 172 | 0.025 | -0.2 | 189 | 0.027 | -0.31 | 172 | 0.025 | -0.2 | DEER:Res:ClothesDishWasher | Annual | 1719 |  | Appl-CW-Front-GasDHW-ElecDry-Tier2DEER2017 | Appl-CW-Front-GasDHW-ElecDry-Tier2AnyMFm2007CZ14DEER2017 | 2510
Appl-CW-Front-GasDHW-ElecDry-Tier2 | DEER2017 | D17 v3 |  | Any | MFm | 2007 | CZ15 | rDXGF | Household | 1 | 1094.6 | None | 190 | 0.027 | -0.07 | 173 | 0.025 | 0 | 190 | 0.027 | -0.07 | 173 | 0.025 | 0 | DEER:Res:ClothesDishWasher | Annual | 1719 |  | Appl-CW-Front-GasDHW-ElecDry-Tier2DEER2017 | Appl-CW-Front-GasDHW-ElecDry-Tier2AnyMFm2007CZ15DEER2017 | 2511
Appl-CW-Front-GasDHW-ElecDry-Tier2 | DEER2017 | D17 v3 |  | Any | MFm | 2007 | CZ16 | rDXGF | Household | 1 | 998.7 | None | 187 | 0.027 | -0.43 | 171 | 0.025 | -0.29 | 187 | 0.027 | -0.43 | 171 | 0.025 | -0.29 | DEER:Res:ClothesDishWasher | Annual | 1719 |  | Appl-CW-Front-GasDHW-ElecDry-Tier2DEER2017 | Appl-CW-Front-GasDHW-ElecDry-Tier2AnyMFm2007CZ16DEER2017 | 2512
Appl-CW-Front-GasDHW-ElecDry-Tier2 | DEER2017 | D17 v3 |  | Any | MFm | 2011 | CZ01 | rDXGF | Household | 1 | 998.7 | None | 184 | 0.026 | -0.61 | 168 | 0.024 | -0.45 | 184 | 0.026 | -0.61 | 168 | 0.024 | -0.45 | DEER:Res:ClothesDishWasher | Annual | 1719 |  | Appl-CW-Front-GasDHW-ElecDry-Tier2DEER2017 | Appl-CW-Front-GasDHW-ElecDry-Tier2AnyMFm2011CZ01DEER2017 | 2513
Appl-CW-Front-GasDHW-ElecDry-Tier2 | DEER2017 | D17 v3 |  | Any | MFm | 2011 | CZ02 | rDXGF | Household | 1 | 1073.2 | None | 187 | 0.028 | -0.24 | 171 | 0.025 | -0.13 | 187 | 0.028 | -0.24 | 171 | 0.025 | -0.13 | DEER:Res:ClothesDishWasher | Annual | 1719 |  | Appl-CW-Front-GasDHW-ElecDry-Tier2DEER2017 | Appl-CW-Front-GasDHW-ElecDry-Tier2AnyMFm2011CZ02DEER2017 | 2514
Appl-CW-Front-GasDHW-ElecDry-Tier2 | DEER2017 | D17 v3 |  | Any | MFm | 2011 | CZ03 | rDXGF | Household | 1 | 998.7 | None | 185 | 0.026 | -0.37 | 169 | 0.024 | -0.24 | 185 | 0.026 | -0.37 | 169 | 0.024 | -0.24 | DEER:Res:ClothesDishWasher | Annual | 1719 |  | Appl-CW-Front-GasDHW-ElecDry-Tier2DEER2017 | Appl-CW-Front-GasDHW-ElecDry-Tier2AnyMFm2011CZ03DEER2017 | 2515
Appl-CW-Front-GasDHW-ElecDry-Tier2 | DEER2017 | D17 v3 |  | Any | MFm | 2011 | CZ04 | rDXGF | Household | 1 | 998.7 | None | 189 | 0.029 | -0.15 | 172 | 0.026 | -0.05 | 189 | 0.029 | -0.15 | 172 | 0.026 | -0.05 | DEER:Res:ClothesDishWasher | Annual | 1719 |  | Appl-CW-Front-GasDHW-ElecDry-Tier2DEER2017 | Appl-CW-Front-GasDHW-ElecDry-Tier2AnyMFm2011CZ04DEER2017 | 2516
Appl-CW-Front-GasDHW-ElecDry-Tier2 | DEER2017 | D17 v3 |  | Any | MFm | 2011 | CZ05 | rDXGF | Household | 1 | 998.7 | None | 185 | 0.026 | -0.36 | 169 | 0.024 | -0.23 | 185 | 0.026 | -0.36 | 169 | 0.024 | -0.23 | DEER:Res:ClothesDishWasher | Annual | 1719 |  | Appl-CW-Front-GasDHW-ElecDry-Tier2DEER2017 | Appl-CW-Front-GasDHW-ElecDry-Tier2AnyMFm2011CZ05DEER2017 | 2517
Appl-CW-Front-GasDHW-ElecDry-Tier2 | DEER2017 | D17 v3 |  | Any | MFm | 2011 | CZ06 | rDXGF | Household | 1 | 1206 | None | 187 | 0.027 | -0.27 | 171 | 0.025 | -0.16 | 187 | 0.027 | -0.27 | 171 | 0.025 | -0.16 | DEER:Res:ClothesDishWasher | Annual | 1719 |  | Appl-CW-Front-GasDHW-ElecDry-Tier2DEER2017 | Appl-CW-Front-GasDHW-ElecDry-Tier2AnyMFm2011CZ06DEER2017 | 2518
Appl-CW-Front-GasDHW-ElecDry-Tier2 | DEER2017 | D17 v3 |  | Any | MFm | 2011 | CZ07 | rDXGF | Household | 1 | 1206 | None | 189 | 0.027 | -0.17 | 172 | 0.025 | -0.07 | 189 | 0.027 | -0.17 | 172 | 0.025 | -0.07 | DEER:Res:ClothesDishWasher | Annual | 1719 |  | Appl-CW-Front-GasDHW-ElecDry-Tier2DEER2017 | Appl-CW-Front-GasDHW-ElecDry-Tier2AnyMFm2011CZ07DEER2017 | 2519
Appl-CW-Front-GasDHW-ElecDry-Tier2 | DEER2017 | D17 v3 |  | Any | MFm | 2011 | CZ08 | rDXGF | Household | 1 | 1206 | None | 189 | 0.027 | -0.13 | 173 | 0.025 | -0.03 | 189 | 0.027 | -0.13 | 173 | 0.025 | -0.03 | DEER:Res:ClothesDishWasher | Annual | 1719 |  | Appl-CW-Front-GasDHW-ElecDry-Tier2DEER2017 | Appl-CW-Front-GasDHW-ElecDry-Tier2AnyMFm2011CZ08DEER2017 | 2520
Appl-CW-Front-GasDHW-ElecDry-Tier2 | DEER2017 | D17 v3 |  | Any | MFm | 2011 | CZ09 | rDXGF | Household | 1 | 1126.6 | None | 188 | 0.027 | -0.18 | 172 | 0.025 | -0.08 | 188 | 0.027 | -0.18 | 172 | 0.025 | -0.08 | DEER:Res:ClothesDishWasher | Annual | 1719 |  | Appl-CW-Front-GasDHW-ElecDry-Tier2DEER2017 | Appl-CW-Front-GasDHW-ElecDry-Tier2AnyMFm2011CZ09DEER2017 | 2521
Appl-CW-Front-GasDHW-ElecDry-Tier2 | DEER2017 | D17 v3 |  | Any | MFm | 2011 | CZ10 | rDXGF | Household | 1 | 1073.2 | None | 188 | 0.028 | -0.13 | 172 | 0.025 | -0.04 | 188 | 0.028 | -0.13 | 172 | 0.025 | -0.04 | DEER:Res:ClothesDishWasher | Annual | 1719 |  | Appl-CW-Front-GasDHW-ElecDry-Tier2DEER2017 | Appl-CW-Front-GasDHW-ElecDry-Tier2AnyMFm2011CZ10DEER2017 | 2522
Appl-CW-Front-GasDHW-ElecDry-Tier2 | DEER2017 | D17 v3 |  | Any | MFm | 2011 | CZ11 | rDXGF | Household | 1 | 1073.2 | None | 188 | 0.027 | -0.29 | 172 | 0.025 | -0.17 | 188 | 0.027 | -0.29 | 172 | 0.025 | -0.17 | DEER:Res:ClothesDishWasher | Annual | 1719 |  | Appl-CW-Front-GasDHW-ElecDry-Tier2DEER2017 | Appl-CW-Front-GasDHW-ElecDry-Tier2AnyMFm2011CZ11DEER2017 | 2523
Appl-CW-Front-GasDHW-ElecDry-Tier2 | DEER2017 | D17 v3 |  | Any | MFm | 2011 | CZ12 | rDXGF | Household | 1 | 1073.2 | None | 188 | 0.027 | -0.24 | 172 | 0.025 | -0.13 | 188 | 0.027 | -0.24 | 172 | 0.025 | -0.13 | DEER:Res:ClothesDishWasher | Annual | 1719 |  | Appl-CW-Front-GasDHW-ElecDry-Tier2DEER2017 | Appl-CW-Front-GasDHW-ElecDry-Tier2AnyMFm2011CZ12DEER2017 | 2524
Appl-CW-Front-GasDHW-ElecDry-Tier2 | DEER2017 | D17 v3 |  | Any | MFm | 2011 | CZ13 | rDXGF | Household | 1 | 1073.2 | None | 189 | 0.028 | -0.28 | 172 | 0.025 | -0.17 | 189 | 0.028 | -0.28 | 172 | 0.025 | -0.17 | DEER:Res:ClothesDishWasher | Annual | 1719 |  | Appl-CW-Front-GasDHW-ElecDry-Tier2DEER2017 | Appl-CW-Front-GasDHW-ElecDry-Tier2AnyMFm2011CZ13DEER2017 | 2525
Appl-CW-Front-GasDHW-ElecDry-Tier2 | DEER2017 | D17 v3 |  | Any | MFm | 2011 | CZ14 | rDXGF | Household | 1 | 1094.6 | None | 189 | 0.027 | -0.28 | 172 | 0.025 | -0.17 | 189 | 0.027 | -0.28 | 172 | 0.025 | -0.17 | DEER:Res:ClothesDishWasher | Annual | 1719 |  | Appl-CW-Front-GasDHW-ElecDry-Tier2DEER2017 | Appl-CW-Front-GasDHW-ElecDry-Tier2AnyMFm2011CZ14DEER2017 | 2526
Appl-CW-Front-GasDHW-ElecDry-Tier2 | DEER2017 | D17 v3 |  | Any | MFm | 2011 | CZ15 | rDXGF | Household | 1 | 1094.6 | None | 190 | 0.027 | -0.06 | 173 | 0.025 | 0.02 | 190 | 0.027 | -0.06 | 173 | 0.025 | 0.02 | DEER:Res:ClothesDishWasher | Annual | 1719 |  | Appl-CW-Front-GasDHW-ElecDry-Tier2DEER2017 | Appl-CW-Front-GasDHW-ElecDry-Tier2AnyMFm2011CZ15DEER2017 | 2527
Appl-CW-Front-GasDHW-ElecDry-Tier2 | DEER2017 | D17 v3 |  | Any | MFm | 2011 | CZ16 | rDXGF | Household | 1 | 998.7 | None | 187 | 0.027 | -0.42 | 171 | 0.025 | -0.28 | 187 | 0.027 | -0.42 | 171 | 0.025 | -0.28 | DEER:Res:ClothesDishWasher | Annual | 1719 |  | Appl-CW-Front-GasDHW-ElecDry-Tier2DEER2017 | Appl-CW-Front-GasDHW-ElecDry-Tier2AnyMFm2011CZ16DEER2017 | 2528
Appl-CW-Front-GasDHW-ElecDry-Tier2 | DEER2017 | D17 v3 |  | Any | MFm | 2015 | CZ01 | rDXGF | Household | 1 | 998.7 | None | 185 | 0.025 | -0.52 | 169 | 0.023 | -0.35 | 185 | 0.025 | -0.52 | 169 | 0.023 | -0.35 | DEER:Res:ClothesDishWasher | Annual | 1719 |  | Appl-CW-Front-GasDHW-ElecDry-Tier2DEER2017 | Appl-CW-Front-GasDHW-ElecDry-Tier2AnyMFm2015CZ01DEER2017 | 2529
Appl-CW-Front-GasDHW-ElecDry-Tier2 | DEER2017 | D17 v3 |  | Any | MFm | 2015 | CZ02 | rDXGF | Household | 1 | 1073.2 | None | 186 | 0.028 | -0.35 | 170 | 0.025 | -0.23 | 186 | 0.028 | -0.35 | 170 | 0.025 | -0.23 | DEER:Res:ClothesDishWasher | Annual | 1719 |  | Appl-CW-Front-GasDHW-ElecDry-Tier2DEER2017 | Appl-CW-Front-GasDHW-ElecDry-Tier2AnyMFm2015CZ02DEER2017 | 2530
Appl-CW-Front-GasDHW-ElecDry-Tier2 | DEER2017 | D17 v3 |  | Any | MFm | 2015 | CZ03 | rDXGF | Household | 1 | 998.7 | None | 185 | 0.026 | -0.27 | 169 | 0.024 | -0.14 | 185 | 0.026 | -0.27 | 169 | 0.024 | -0.14 | DEER:Res:ClothesDishWasher | Annual | 1719 |  | Appl-CW-Front-GasDHW-ElecDry-Tier2DEER2017 | Appl-CW-Front-GasDHW-ElecDry-Tier2AnyMFm2015CZ03DEER2017 | 2531
Appl-CW-Front-GasDHW-ElecDry-Tier2 | DEER2017 | D17 v3 |  | Any | MFm | 2015 | CZ04 | rDXGF | Household | 1 | 998.7 | None | 188 | 0.027 | -0.17 | 171 | 0.025 | -0.07 | 188 | 0.027 | -0.17 | 171 | 0.025 | -0.07 | DEER:Res:ClothesDishWasher | Annual | 1719 |  | Appl-CW-Front-GasDHW-ElecDry-Tier2DEER2017 | Appl-CW-Front-GasDHW-ElecDry-Tier2AnyMFm2015CZ04DEER2017 | 2532
Appl-CW-Front-GasDHW-ElecDry-Tier2 | DEER2017 | D17 v3 |  | Any | MFm | 2015 | CZ05 | rDXGF | Household | 1 | 998.7 | None | 186 | 0.027 | -0.2 | 170 | 0.025 | -0.09 | 186 | 0.027 | -0.2 | 170 | 0.025 | -0.09 | DEER:Res:ClothesDishWasher | Annual | 1719 |  | Appl-CW-Front-GasDHW-ElecDry-Tier2DEER2017 | Appl-CW-Front-GasDHW-ElecDry-Tier2AnyMFm2015CZ05DEER2017 | 2533
Appl-CW-Front-GasDHW-ElecDry-Tier2 | DEER2017 | D17 v3 |  | Any | MFm | 2015 | CZ06 | rDXGF | Household | 1 | 1206 | None | 187 | 0.028 | -0.28 | 171 | 0.025 | -0.16 | 187 | 0.028 | -0.28 | 171 | 0.025 | -0.16 | DEER:Res:ClothesDishWasher | Annual | 1719 |  | Appl-CW-Front-GasDHW-ElecDry-Tier2DEER2017 | Appl-CW-Front-GasDHW-ElecDry-Tier2AnyMFm2015CZ06DEER2017 | 2534
Appl-CW-Front-GasDHW-ElecDry-Tier2 | DEER2017 | D17 v3 |  | Any | MFm | 2015 | CZ07 | rDXGF | Household | 1 | 1206 | None | 188 | 0.027 | -0.19 | 172 | 0.025 | -0.08 | 188 | 0.027 | -0.19 | 172 | 0.025 | -0.08 | DEER:Res:ClothesDishWasher | Annual | 1719 |  | Appl-CW-Front-GasDHW-ElecDry-Tier2DEER2017 | Appl-CW-Front-GasDHW-ElecDry-Tier2AnyMFm2015CZ07DEER2017 | 2535
Appl-CW-Front-GasDHW-ElecDry-Tier2 | DEER2017 | D17 v3 |  | Any | MFm | 2015 | CZ08 | rDXGF | Household | 1 | 1206 | None | 190 | 0.03 | -0.11 | 173 | 0.027 | -0.01 | 190 | 0.03 | -0.11 | 173 | 0.027 | -0.01 | DEER:Res:ClothesDishWasher | Annual | 1719 |  | Appl-CW-Front-GasDHW-ElecDry-Tier2DEER2017 | Appl-CW-Front-GasDHW-ElecDry-Tier2AnyMFm2015CZ08DEER2017 | 2536
Appl-CW-Front-GasDHW-ElecDry-Tier2 | DEER2017 | D17 v3 |  | Any | MFm | 2015 | CZ09 | rDXGF | Household | 1 | 1126.6 | None | 188 | 0.028 | -0.18 | 172 | 0.026 | -0.08 | 188 | 0.028 | -0.18 | 172 | 0.026 | -0.08 | DEER:Res:ClothesDishWasher | Annual | 1719 |  | Appl-CW-Front-GasDHW-ElecDry-Tier2DEER2017 | Appl-CW-Front-GasDHW-ElecDry-Tier2AnyMFm2015CZ09DEER2017 | 2537
Appl-CW-Front-GasDHW-ElecDry-Tier2 | DEER2017 | D17 v3 |  | Any | MFm | 2015 | CZ10 | rDXGF | Household | 1 | 1073.2 | None | 189 | 0.029 | -0.09 | 172 | 0.026 | 0 | 189 | 0.029 | -0.09 | 172 | 0.026 | 0 | DEER:Res:ClothesDishWasher | Annual | 1719 |  | Appl-CW-Front-GasDHW-ElecDry-Tier2DEER2017 | Appl-CW-Front-GasDHW-ElecDry-Tier2AnyMFm2015CZ10DEER2017 | 2538
Appl-CW-Front-GasDHW-ElecDry-Tier2 | DEER2017 | D17 v3 |  | Any | MFm | 2015 | CZ11 | rDXGF | Household | 1 | 1073.2 | None | 188 | 0.027 | -0.29 | 172 | 0.024 | -0.18 | 188 | 0.027 | -0.29 | 172 | 0.024 | -0.18 | DEER:Res:ClothesDishWasher | Annual | 1719 |  | Appl-CW-Front-GasDHW-ElecDry-Tier2DEER2017 | Appl-CW-Front-GasDHW-ElecDry-Tier2AnyMFm2015CZ11DEER2017 | 2539
Appl-CW-Front-GasDHW-ElecDry-Tier2 | DEER2017 | D17 v3 |  | Any | MFm | 2015 | CZ12 | rDXGF | Household | 1 | 1073.2 | None | 188 | 0.027 | -0.26 | 171 | 0.024 | -0.14 | 188 | 0.027 | -0.26 | 171 | 0.024 | -0.14 | DEER:Res:ClothesDishWasher | Annual | 1719 |  | Appl-CW-Front-GasDHW-ElecDry-Tier2DEER2017 | Appl-CW-Front-GasDHW-ElecDry-Tier2AnyMFm2015CZ12DEER2017 | 2540
Appl-CW-Front-GasDHW-ElecDry-Tier2 | DEER2017 | D17 v3 |  | Any | MFm | 2015 | CZ13 | rDXGF | Household | 1 | 1073.2 | None | 188 | 0.027 | -0.26 | 172 | 0.024 | -0.15 | 188 | 0.027 | -0.26 | 172 | 0.024 | -0.15 | DEER:Res:ClothesDishWasher | Annual | 1719 |  | Appl-CW-Front-GasDHW-ElecDry-Tier2DEER2017 | Appl-CW-Front-GasDHW-ElecDry-Tier2AnyMFm2015CZ13DEER2017 | 2541
Appl-CW-Front-GasDHW-ElecDry-Tier2 | DEER2017 | D17 v3 |  | Any | MFm | 2015 | CZ14 | rDXGF | Household | 1 | 1094.6 | None | 189 | 0.028 | -0.29 | 173 | 0.025 | -0.17 | 189 | 0.028 | -0.29 | 173 | 0.025 | -0.17 | DEER:Res:ClothesDishWasher | Annual | 1719 |  | Appl-CW-Front-GasDHW-ElecDry-Tier2DEER2017 | Appl-CW-Front-GasDHW-ElecDry-Tier2AnyMFm2015CZ14DEER2017 | 2542
Appl-CW-Front-GasDHW-ElecDry-Tier2 | DEER2017 | D17 v3 |  | Any | MFm | 2015 | CZ15 | rDXGF | Household | 1 | 1094.6 | None | 189 | 0.027 | -0.06 | 173 | 0.025 | 0.02 | 189 | 0.027 | -0.06 | 173 | 0.025 | 0.02 | DEER:Res:ClothesDishWasher | Annual | 1719 |  | Appl-CW-Front-GasDHW-ElecDry-Tier2DEER2017 | Appl-CW-Front-GasDHW-ElecDry-Tier2AnyMFm2015CZ15DEER2017 | 2543
Appl-CW-Front-GasDHW-ElecDry-Tier2 | DEER2017 | D17 v3 |  | Any | MFm | 2015 | CZ16 | rDXGF | Household | 1 | 998.7 | None | 187 | 0.027 | -0.46 | 171 | 0.025 | -0.32 | 187 | 0.027 | -0.46 | 171 | 0.025 | -0.32 | DEER:Res:ClothesDishWasher | Annual | 1719 |  | Appl-CW-Front-GasDHW-ElecDry-Tier2DEER2017 | Appl-CW-Front-GasDHW-ElecDry-Tier2AnyMFm2015CZ16DEER2017 | 2544
Appl-CW-Front-GasDHW-ElecDry-Tier2 | DEER2017 | D17 v3 |  | Any | MFm | 2017 | CZ01 | rDXGF | Household | 1 | 998.7 | None | 185 | 0.026 | -0.44 | 169 | 0.023 | -0.3 | 185 | 0.026 | -0.44 | 169 | 0.023 | -0.3 | DEER:Res:ClothesDishWasher | Annual | 1719 |  | Appl-CW-Front-GasDHW-ElecDry-Tier2DEER2017 | Appl-CW-Front-GasDHW-ElecDry-Tier2AnyMFm2017CZ01DEER2017 | 2545
Appl-CW-Front-GasDHW-ElecDry-Tier2 | DEER2017 | D17 v3 |  | Any | MFm | 2017 | CZ02 | rDXGF | Household | 1 | 1073.2 | None | 187 | 0.028 | -0.15 | 170 | 0.025 | -0.22 | 187 | 0.028 | -0.15 | 170 | 0.025 | -0.22 | DEER:Res:ClothesDishWasher | Annual | 1719 |  | Appl-CW-Front-GasDHW-ElecDry-Tier2DEER2017 | Appl-CW-Front-GasDHW-ElecDry-Tier2AnyMFm2017CZ02DEER2017 | 2546
Appl-CW-Front-GasDHW-ElecDry-Tier2 | DEER2017 | D17 v3 |  | Any | MFm | 2017 | CZ03 | rDXGF | Household | 1 | 998.7 | None | 185 | 0.026 | -0.45 | 169 | 0.024 | -0.17 | 185 | 0.026 | -0.45 | 169 | 0.024 | -0.17 | DEER:Res:ClothesDishWasher | Annual | 1719 |  | Appl-CW-Front-GasDHW-ElecDry-Tier2DEER2017 | Appl-CW-Front-GasDHW-ElecDry-Tier2AnyMFm2017CZ03DEER2017 | 2547
Appl-CW-Front-GasDHW-ElecDry-Tier2 | DEER2017 | D17 v3 |  | Any | MFm | 2017 | CZ04 | rDXGF | Household | 1 | 998.7 | None | 187 | 0.027 | -0.14 | 171 | 0.025 | -0.04 | 187 | 0.027 | -0.14 | 171 | 0.025 | -0.04 | DEER:Res:ClothesDishWasher | Annual | 1719 |  | Appl-CW-Front-GasDHW-ElecDry-Tier2DEER2017 | Appl-CW-Front-GasDHW-ElecDry-Tier2AnyMFm2017CZ04DEER2017 | 2548
Appl-CW-Front-GasDHW-ElecDry-Tier2 | DEER2017 | D17 v3 |  | Any | MFm | 2017 | CZ05 | rDXGF | Household | 1 | 998.7 | None | 186 | 0.027 | -0.17 | 170 | 0.025 | -0.08 | 186 | 0.027 | -0.17 | 170 | 0.025 | -0.08 | DEER:Res:ClothesDishWasher | Annual | 1719 |  | Appl-CW-Front-GasDHW-ElecDry-Tier2DEER2017 | Appl-CW-Front-GasDHW-ElecDry-Tier2AnyMFm2017CZ05DEER2017 | 2549
Appl-CW-Front-GasDHW-ElecDry-Tier2 | DEER2017 | D17 v3 |  | Any | MFm | 2017 | CZ06 | rDXGF | Household | 1 | 1206 | None | 187 | 0.028 | -0.25 | 170 | 0.025 | -0.15 | 187 | 0.028 | -0.25 | 170 | 0.025 | -0.15 | DEER:Res:ClothesDishWasher | Annual | 1719 |  | Appl-CW-Front-GasDHW-ElecDry-Tier2DEER2017 | Appl-CW-Front-GasDHW-ElecDry-Tier2AnyMFm2017CZ06DEER2017 | 2550
Appl-CW-Front-GasDHW-ElecDry-Tier2 | DEER2017 | D17 v3 |  | Any | MFm | 2017 | CZ07 | rDXGF | Household | 1 | 1206 | None | 188 | 0.027 | -0.18 | 172 | 0.025 | -0.08 | 188 | 0.027 | -0.18 | 172 | 0.025 | -0.08 | DEER:Res:ClothesDishWasher | Annual | 1719 |  | Appl-CW-Front-GasDHW-ElecDry-Tier2DEER2017 | Appl-CW-Front-GasDHW-ElecDry-Tier2AnyMFm2017CZ07DEER2017 | 2551
Appl-CW-Front-GasDHW-ElecDry-Tier2 | DEER2017 | D17 v3 |  | Any | MFm | 2017 | CZ08 | rDXGF | Household | 1 | 1206 | None | 188 | 0.027 | -0.12 | 172 | 0.025 | -0.02 | 188 | 0.027 | -0.12 | 172 | 0.025 | -0.02 | DEER:Res:ClothesDishWasher | Annual | 1719 |  | Appl-CW-Front-GasDHW-ElecDry-Tier2DEER2017 | Appl-CW-Front-GasDHW-ElecDry-Tier2AnyMFm2017CZ08DEER2017 | 2552
Appl-CW-Front-GasDHW-ElecDry-Tier2 | DEER2017 | D17 v3 |  | Any | MFm | 2017 | CZ09 | rDXGF | Household | 1 | 1126.6 | None | 188 | 0.027 | -0.17 | 171 | 0.025 | -0.07 | 188 | 0.027 | -0.17 | 171 | 0.025 | -0.07 | DEER:Res:ClothesDishWasher | Annual | 1719 |  | Appl-CW-Front-GasDHW-ElecDry-Tier2DEER2017 | Appl-CW-Front-GasDHW-ElecDry-Tier2AnyMFm2017CZ09DEER2017 | 2553
Appl-CW-Front-GasDHW-ElecDry-Tier2 | DEER2017 | D17 v3 |  | Any | MFm | 2017 | CZ10 | rDXGF | Household | 1 | 1073.2 | None | 188 | 0.027 | -0.1 | 172 | 0.025 | -0.01 | 188 | 0.027 | -0.1 | 172 | 0.025 | -0.01 | DEER:Res:ClothesDishWasher | Annual | 1719 |  | Appl-CW-Front-GasDHW-ElecDry-Tier2DEER2017 | Appl-CW-Front-GasDHW-ElecDry-Tier2AnyMFm2017CZ10DEER2017 | 2554
Appl-CW-Front-GasDHW-ElecDry-Tier2 | DEER2017 | D17 v3 |  | Any | MFm | 2017 | CZ11 | rDXGF | Household | 1 | 1073.2 | None | 189 | 0.029 | -0.23 | 172 | 0.026 | -0.13 | 189 | 0.029 | -0.23 | 172 | 0.026 | -0.13 | DEER:Res:ClothesDishWasher | Annual | 1719 |  | Appl-CW-Front-GasDHW-ElecDry-Tier2DEER2017 | Appl-CW-Front-GasDHW-ElecDry-Tier2AnyMFm2017CZ11DEER2017 | 2555
Appl-CW-Front-GasDHW-ElecDry-Tier2 | DEER2017 | D17 v3 |  | Any | MFm | 2017 | CZ12 | rDXGF | Household | 1 | 1073.2 | None | 188 | 0.028 | -0.2 | 172 | 0.025 | -0.09 | 188 | 0.028 | -0.2 | 172 | 0.025 | -0.09 | DEER:Res:ClothesDishWasher | Annual | 1719 |  | Appl-CW-Front-GasDHW-ElecDry-Tier2DEER2017 | Appl-CW-Front-GasDHW-ElecDry-Tier2AnyMFm2017CZ12DEER2017 | 2556
Appl-CW-Front-GasDHW-ElecDry-Tier2 | DEER2017 | D17 v3 |  | Any | MFm | 2017 | CZ13 | rDXGF | Household | 1 | 1073.2 | None | 189 | 0.028 | -0.24 | 173 | 0.026 | -0.13 | 189 | 0.028 | -0.24 | 173 | 0.026 | -0.13 | DEER:Res:ClothesDishWasher | Annual | 1719 |  | Appl-CW-Front-GasDHW-ElecDry-Tier2DEER2017 | Appl-CW-Front-GasDHW-ElecDry-Tier2AnyMFm2017CZ13DEER2017 | 2557
Appl-CW-Front-GasDHW-ElecDry-Tier2 | DEER2017 | D17 v3 |  | Any | MFm | 2017 | CZ14 | rDXGF | Household | 1 | 1094.6 | None | 189 | 0.027 | -0.29 | 172 | 0.024 | -0.17 | 189 | 0.027 | -0.29 | 172 | 0.024 | -0.17 | DEER:Res:ClothesDishWasher | Annual | 1719 |  | Appl-CW-Front-GasDHW-ElecDry-Tier2DEER2017 | Appl-CW-Front-GasDHW-ElecDry-Tier2AnyMFm2017CZ14DEER2017 | 2558
Appl-CW-Front-GasDHW-ElecDry-Tier2 | DEER2017 | D17 v3 |  | Any | MFm | 2017 | CZ15 | rDXGF | Household | 1 | 1094.6 | None | 190 | 0.027 | -0.05 | 173 | 0.025 | 0.02 | 190 | 0.027 | -0.05 | 173 | 0.025 | 0.02 | DEER:Res:ClothesDishWasher | Annual | 1719 |  | Appl-CW-Front-GasDHW-ElecDry-Tier2DEER2017 | Appl-CW-Front-GasDHW-ElecDry-Tier2AnyMFm2017CZ15DEER2017 | 2559
Appl-CW-Front-GasDHW-ElecDry-Tier2 | DEER2017 | D17 v3 |  | Any | MFm | 2017 | CZ16 | rDXGF | Household | 1 | 998.7 | None | 187 | 0.027 | -0.45 | 171 | 0.025 | -0.3 | 187 | 0.027 | -0.45 | 171 | 0.025 | -0.3 | DEER:Res:ClothesDishWasher | Annual | 1719 |  | Appl-CW-Front-GasDHW-ElecDry-Tier2DEER2017 | Appl-CW-Front-GasDHW-ElecDry-Tier2AnyMFm2017CZ16DEER2017 | 2560
Appl-CW-Front-GasDHW-ElecDry-Tier2 | DEER2017 | D17 v3 |  | Any | SFm | 1975 | CZ01 | rDXGF | Household | 1 | 1591 | None | 228 | 0.032 | -0.98 | 208 | 0.029 | -0.77 | 228 | 0.032 | -0.98 | 208 | 0.029 | -0.77 | DEER:Res:ClothesDishWasher | Annual | 1719 |  | Appl-CW-Front-GasDHW-ElecDry-Tier2DEER2017 | Appl-CW-Front-GasDHW-ElecDry-Tier2AnySFm1975CZ01DEER2017 | 2561
Appl-CW-Front-GasDHW-ElecDry-Tier2 | DEER2017 | D17 v3 |  | Any | SFm | 1975 | CZ02 | rDXGF | Household | 1 | 1591 | None | 231 | 0.039 | -0.91 | 210 | 0.035 | -0.71 | 231 | 0.039 | -0.91 | 210 | 0.035 | -0.71 | DEER:Res:ClothesDishWasher | Annual | 1719 |  | Appl-CW-Front-GasDHW-ElecDry-Tier2DEER2017 | Appl-CW-Front-GasDHW-ElecDry-Tier2AnySFm1975CZ02DEER2017 | 2562
Appl-CW-Front-GasDHW-ElecDry-Tier2 | DEER2017 | D17 v3 |  | Any | SFm | 1975 | CZ03 | rDXGF | Household | 1 | 1591 | None | 230 | 0.038 | -0.86 | 210 | 0.034 | -0.66 | 230 | 0.038 | -0.86 | 210 | 0.034 | -0.66 | DEER:Res:ClothesDishWasher | Annual | 1719 |  | Appl-CW-Front-GasDHW-ElecDry-Tier2DEER2017 | Appl-CW-Front-GasDHW-ElecDry-Tier2AnySFm1975CZ03DEER2017 | 2563
Appl-CW-Front-GasDHW-ElecDry-Tier2 | DEER2017 | D17 v3 |  | Any | SFm | 1975 | CZ04 | rDXGF | Household | 1 | 1591 | None | 232 | 0.038 | -0.71 | 212 | 0.034 | -0.54 | 232 | 0.038 | -0.71 | 212 | 0.034 | -0.54 | DEER:Res:ClothesDishWasher | Annual | 1719 |  | Appl-CW-Front-GasDHW-ElecDry-Tier2DEER2017 | Appl-CW-Front-GasDHW-ElecDry-Tier2AnySFm1975CZ04DEER2017 | 2564
Appl-CW-Front-GasDHW-ElecDry-Tier2 | DEER2017 | D17 v3 |  | Any | SFm | 1975 | CZ05 | rDXGF | Household | 1 | 1591 | None | 229 | 0.037 | -1.07 | 209 | 0.034 | -0.84 | 229 | 0.037 | -1.07 | 209 | 0.034 | -0.84 | DEER:Res:ClothesDishWasher | Annual | 1719 |  | Appl-CW-Front-GasDHW-ElecDry-Tier2DEER2017 | Appl-CW-Front-GasDHW-ElecDry-Tier2AnySFm1975CZ05DEER2017 | 2565
Appl-CW-Front-GasDHW-ElecDry-Tier2 | DEER2017 | D17 v3 |  | Any | SFm | 1975 | CZ06 | rDXGF | Household | 1 | 1528 | None | 233 | 0.036 | -0.48 | 213 | 0.033 | -0.33 | 233 | 0.036 | -0.48 | 213 | 0.033 | -0.33 | DEER:Res:ClothesDishWasher | Annual | 1719 |  | Appl-CW-Front-GasDHW-ElecDry-Tier2DEER2017 | Appl-CW-Front-GasDHW-ElecDry-Tier2AnySFm1975CZ06DEER2017 | 2566
Appl-CW-Front-GasDHW-ElecDry-Tier2 | DEER2017 | D17 v3 |  | Any | SFm | 1975 | CZ07 | rDXGF | Household | 1 | 1528 | None | 232 | 0.036 | -0.53 | 212 | 0.033 | -0.37 | 232 | 0.036 | -0.53 | 212 | 0.033 | -0.37 | DEER:Res:ClothesDishWasher | Annual | 1719 |  | Appl-CW-Front-GasDHW-ElecDry-Tier2DEER2017 | Appl-CW-Front-GasDHW-ElecDry-Tier2AnySFm1975CZ07DEER2017 | 2567
Appl-CW-Front-GasDHW-ElecDry-Tier2 | DEER2017 | D17 v3 |  | Any | SFm | 1975 | CZ08 | rDXGF | Household | 1 | 1528 | None | 234 | 0.038 | -0.47 | 213 | 0.035 | -0.32 | 234 | 0.038 | -0.47 | 213 | 0.035 | -0.32 | DEER:Res:ClothesDishWasher | Annual | 1719 |  | Appl-CW-Front-GasDHW-ElecDry-Tier2DEER2017 | Appl-CW-Front-GasDHW-ElecDry-Tier2AnySFm1975CZ08DEER2017 | 2568
Appl-CW-Front-GasDHW-ElecDry-Tier2 | DEER2017 | D17 v3 |  | Any | SFm | 1975 | CZ09 | rDXGF | Household | 1 | 1636 | None | 235 | 0.035 | -0.58 | 214 | 0.032 | -0.42 | 235 | 0.035 | -0.58 | 214 | 0.032 | -0.42 | DEER:Res:ClothesDishWasher | Annual | 1719 |  | Appl-CW-Front-GasDHW-ElecDry-Tier2DEER2017 | Appl-CW-Front-GasDHW-ElecDry-Tier2AnySFm1975CZ09DEER2017 | 2569
Appl-CW-Front-GasDHW-ElecDry-Tier2 | DEER2017 | D17 v3 |  | Any | SFm | 1975 | CZ10 | rDXGF | Household | 1 | 1636 | None | 234 | 0.038 | -0.72 | 213 | 0.034 | -0.55 | 234 | 0.038 | -0.72 | 213 | 0.034 | -0.55 | DEER:Res:ClothesDishWasher | Annual | 1719 |  | Appl-CW-Front-GasDHW-ElecDry-Tier2DEER2017 | Appl-CW-Front-GasDHW-ElecDry-Tier2AnySFm1975CZ10DEER2017 | 2570
Appl-CW-Front-GasDHW-ElecDry-Tier2 | DEER2017 | D17 v3 |  | Any | SFm | 1975 | CZ11 | rDXGF | Household | 1 | 1528 | None | 234 | 0.038 | -0.71 | 214 | 0.034 | -0.53 | 234 | 0.038 | -0.71 | 214 | 0.034 | -0.53 | DEER:Res:ClothesDishWasher | Annual | 1719 |  | Appl-CW-Front-GasDHW-ElecDry-Tier2DEER2017 | Appl-CW-Front-GasDHW-ElecDry-Tier2AnySFm1975CZ11DEER2017 | 2571
Appl-CW-Front-GasDHW-ElecDry-Tier2 | DEER2017 | D17 v3 |  | Any | SFm | 1975 | CZ12 | rDXGF | Household | 1 | 1528 | None | 233 | 0.038 | -0.76 | 213 | 0.034 | -0.57 | 233 | 0.038 | -0.76 | 213 | 0.034 | -0.57 | DEER:Res:ClothesDishWasher | Annual | 1719 |  | Appl-CW-Front-GasDHW-ElecDry-Tier2DEER2017 | Appl-CW-Front-GasDHW-ElecDry-Tier2AnySFm1975CZ12DEER2017 | 2572
Appl-CW-Front-GasDHW-ElecDry-Tier2 | DEER2017 | D17 v3 |  | Any | SFm | 1975 | CZ13 | rDXGF | Household | 1 | 1528 | None | 235 | 0.037 | -0.81 | 214 | 0.034 | -0.62 | 235 | 0.037 | -0.81 | 214 | 0.034 | -0.62 | DEER:Res:ClothesDishWasher | Annual | 1719 |  | Appl-CW-Front-GasDHW-ElecDry-Tier2DEER2017 | Appl-CW-Front-GasDHW-ElecDry-Tier2AnySFm1975CZ13DEER2017 | 2573
Appl-CW-Front-GasDHW-ElecDry-Tier2 | DEER2017 | D17 v3 |  | Any | SFm | 1975 | CZ14 | rDXGF | Household | 1 | 1555 | None | 236 | 0.035 | -0.69 | 215 | 0.032 | -0.51 | 236 | 0.035 | -0.69 | 215 | 0.032 | -0.51 | DEER:Res:ClothesDishWasher | Annual | 1719 |  | Appl-CW-Front-GasDHW-ElecDry-Tier2DEER2017 | Appl-CW-Front-GasDHW-ElecDry-Tier2AnySFm1975CZ14DEER2017 | 2574
Appl-CW-Front-GasDHW-ElecDry-Tier2 | DEER2017 | D17 v3 |  | Any | SFm | 1975 | CZ15 | rDXGF | Household | 1 | 1555 | None | 239 | 0.036 | -0.26 | 218 | 0.032 | -0.15 | 239 | 0.036 | -0.26 | 218 | 0.032 | -0.15 | DEER:Res:ClothesDishWasher | Annual | 1719 |  | Appl-CW-Front-GasDHW-ElecDry-Tier2DEER2017 | Appl-CW-Front-GasDHW-ElecDry-Tier2AnySFm1975CZ15DEER2017 | 2575
Appl-CW-Front-GasDHW-ElecDry-Tier2 | DEER2017 | D17 v3 |  | Any | SFm | 1975 | CZ16 | rDXGF | Household | 1 | 1591 | None | 233 | 0.036 | -0.81 | 213 | 0.032 | -0.61 | 233 | 0.036 | -0.81 | 213 | 0.032 | -0.61 | DEER:Res:ClothesDishWasher | Annual | 1719 |  | Appl-CW-Front-GasDHW-ElecDry-Tier2DEER2017 | Appl-CW-Front-GasDHW-ElecDry-Tier2AnySFm1975CZ16DEER2017 | 2576
Appl-CW-Front-GasDHW-ElecDry-Tier2 | DEER2017 | D17 v3 |  | Any | SFm | 1985 | CZ01 | rDXGF | Household | 1 | 1904 | None | 228 | 0.032 | -1.36 | 208 | 0.029 | -1.1 | 228 | 0.032 | -1.36 | 208 | 0.029 | -1.1 | DEER:Res:ClothesDishWasher | Annual | 1719 |  | Appl-CW-Front-GasDHW-ElecDry-Tier2DEER2017 | Appl-CW-Front-GasDHW-ElecDry-Tier2AnySFm1985CZ01DEER2017 | 2577
Appl-CW-Front-GasDHW-ElecDry-Tier2 | DEER2017 | D17 v3 |  | Any | SFm | 1985 | CZ02 | rDXGF | Household | 1 | 1904 | None | 230 | 0.036 | -1.17 | 210 | 0.033 | -0.94 | 230 | 0.036 | -1.17 | 210 | 0.033 | -0.94 | DEER:Res:ClothesDishWasher | Annual | 1719 |  | Appl-CW-Front-GasDHW-ElecDry-Tier2DEER2017 | Appl-CW-Front-GasDHW-ElecDry-Tier2AnySFm1985CZ02DEER2017 | 2578
Appl-CW-Front-GasDHW-ElecDry-Tier2 | DEER2017 | D17 v3 |  | Any | SFm | 1985 | CZ03 | rDXGF | Household | 1 | 1904 | None | 229 | 0.037 | -1.23 | 209 | 0.034 | -0.99 | 229 | 0.037 | -1.23 | 209 | 0.034 | -0.99 | DEER:Res:ClothesDishWasher | Annual | 1719 |  | Appl-CW-Front-GasDHW-ElecDry-Tier2DEER2017 | Appl-CW-Front-GasDHW-ElecDry-Tier2AnySFm1985CZ03DEER2017 | 2579
Appl-CW-Front-GasDHW-ElecDry-Tier2 | DEER2017 | D17 v3 |  | Any | SFm | 1985 | CZ04 | rDXGF | Household | 1 | 1904 | None | 233 | 0.034 | -0.9 | 213 | 0.031 | -0.7 | 233 | 0.034 | -0.9 | 213 | 0.031 | -0.7 | DEER:Res:ClothesDishWasher | Annual | 1719 |  | Appl-CW-Front-GasDHW-ElecDry-Tier2DEER2017 | Appl-CW-Front-GasDHW-ElecDry-Tier2AnySFm1985CZ04DEER2017 | 2580
Appl-CW-Front-GasDHW-ElecDry-Tier2 | DEER2017 | D17 v3 |  | Any | SFm | 1985 | CZ05 | rDXGF | Household | 1 | 1904 | None | 229 | 0.037 | -1.37 | 210 | 0.034 | -1.12 | 229 | 0.037 | -1.37 | 210 | 0.034 | -1.12 | DEER:Res:ClothesDishWasher | Annual | 1719 |  | Appl-CW-Front-GasDHW-ElecDry-Tier2DEER2017 | Appl-CW-Front-GasDHW-ElecDry-Tier2AnySFm1985CZ05DEER2017 | 2581
Appl-CW-Front-GasDHW-ElecDry-Tier2 | DEER2017 | D17 v3 |  | Any | SFm | 1985 | CZ06 | rDXGF | Household | 1 | 2064 | None | 232 | 0.036 | -0.64 | 212 | 0.033 | -0.47 | 232 | 0.036 | -0.64 | 212 | 0.033 | -0.47 | DEER:Res:ClothesDishWasher | Annual | 1719 |  | Appl-CW-Front-GasDHW-ElecDry-Tier2DEER2017 | Appl-CW-Front-GasDHW-ElecDry-Tier2AnySFm1985CZ06DEER2017 | 2582
Appl-CW-Front-GasDHW-ElecDry-Tier2 | DEER2017 | D17 v3 |  | Any | SFm | 1985 | CZ07 | rDXGF | Household | 1 | 2064 | None | 233 | 0.036 | -0.56 | 212 | 0.033 | -0.4 | 233 | 0.036 | -0.56 | 212 | 0.033 | -0.4 | DEER:Res:ClothesDishWasher | Annual | 1719 |  | Appl-CW-Front-GasDHW-ElecDry-Tier2DEER2017 | Appl-CW-Front-GasDHW-ElecDry-Tier2AnySFm1985CZ07DEER2017 | 2583
Appl-CW-Front-GasDHW-ElecDry-Tier2 | DEER2017 | D17 v3 |  | Any | SFm | 1985 | CZ08 | rDXGF | Household | 1 | 2064 | None | 235 | 0.035 | -0.6 | 214 | 0.032 | -0.43 | 235 | 0.035 | -0.6 | 214 | 0.032 | -0.43 | DEER:Res:ClothesDishWasher | Annual | 1719 |  | Appl-CW-Front-GasDHW-ElecDry-Tier2DEER2017 | Appl-CW-Front-GasDHW-ElecDry-Tier2AnySFm1985CZ08DEER2017 | 2584
Appl-CW-Front-GasDHW-ElecDry-Tier2 | DEER2017 | D17 v3 |  | Any | SFm | 1985 | CZ09 | rDXGF | Household | 1 | 1811 | None | 235 | 0.036 | -0.59 | 215 | 0.033 | -0.42 | 235 | 0.036 | -0.59 | 215 | 0.033 | -0.42 | DEER:Res:ClothesDishWasher | Annual | 1719 |  | Appl-CW-Front-GasDHW-ElecDry-Tier2DEER2017 | Appl-CW-Front-GasDHW-ElecDry-Tier2AnySFm1985CZ09DEER2017 | 2585
Appl-CW-Front-GasDHW-ElecDry-Tier2 | DEER2017 | D17 v3 |  | Any | SFm | 1985 | CZ10 | rDXGF | Household | 1 | 1811 | None | 235 | 0.037 | -0.72 | 214 | 0.034 | -0.54 | 235 | 0.037 | -0.72 | 214 | 0.034 | -0.54 | DEER:Res:ClothesDishWasher | Annual | 1719 |  | Appl-CW-Front-GasDHW-ElecDry-Tier2DEER2017 | Appl-CW-Front-GasDHW-ElecDry-Tier2AnySFm1985CZ10DEER2017 | 2586
Appl-CW-Front-GasDHW-ElecDry-Tier2 | DEER2017 | D17 v3 |  | Any | SFm | 1985 | CZ11 | rDXGF | Household | 1 | 1704 | None | 234 | 0.036 | -0.97 | 213 | 0.032 | -0.77 | 234 | 0.036 | -0.97 | 213 | 0.032 | -0.77 | DEER:Res:ClothesDishWasher | Annual | 1719 |  | Appl-CW-Front-GasDHW-ElecDry-Tier2DEER2017 | Appl-CW-Front-GasDHW-ElecDry-Tier2AnySFm1985CZ11DEER2017 | 2587
Appl-CW-Front-GasDHW-ElecDry-Tier2 | DEER2017 | D17 v3 |  | Any | SFm | 1985 | CZ12 | rDXGF | Household | 1 | 1704 | None | 233 | 0.038 | -0.97 | 213 | 0.035 | -0.77 | 233 | 0.038 | -0.97 | 213 | 0.035 | -0.77 | DEER:Res:ClothesDishWasher | Annual | 1719 |  | Appl-CW-Front-GasDHW-ElecDry-Tier2DEER2017 | Appl-CW-Front-GasDHW-ElecDry-Tier2AnySFm1985CZ12DEER2017 | 2588
Appl-CW-Front-GasDHW-ElecDry-Tier2 | DEER2017 | D17 v3 |  | Any | SFm | 1985 | CZ13 | rDXGF | Household | 1 | 1704 | None | 235 | 0.036 | -0.99 | 215 | 0.033 | -0.78 | 235 | 0.036 | -0.99 | 215 | 0.033 | -0.78 | DEER:Res:ClothesDishWasher | Annual | 1719 |  | Appl-CW-Front-GasDHW-ElecDry-Tier2DEER2017 | Appl-CW-Front-GasDHW-ElecDry-Tier2AnySFm1985CZ13DEER2017 | 2589
Appl-CW-Front-GasDHW-ElecDry-Tier2 | DEER2017 | D17 v3 |  | Any | SFm | 1985 | CZ14 | rDXGF | Household | 1 | 1741 | None | 236 | 0.035 | -0.93 | 216 | 0.032 | -0.74 | 236 | 0.035 | -0.93 | 216 | 0.032 | -0.74 | DEER:Res:ClothesDishWasher | Annual | 1719 |  | Appl-CW-Front-GasDHW-ElecDry-Tier2DEER2017 | Appl-CW-Front-GasDHW-ElecDry-Tier2AnySFm1985CZ14DEER2017 | 2590
Appl-CW-Front-GasDHW-ElecDry-Tier2 | DEER2017 | D17 v3 |  | Any | SFm | 1985 | CZ15 | rDXGF | Household | 1 | 1741 | None | 238 | 0.036 | -0.32 | 217 | 0.033 | -0.2 | 238 | 0.036 | -0.32 | 217 | 0.033 | -0.2 | DEER:Res:ClothesDishWasher | Annual | 1719 |  | Appl-CW-Front-GasDHW-ElecDry-Tier2DEER2017 | Appl-CW-Front-GasDHW-ElecDry-Tier2AnySFm1985CZ15DEER2017 | 2591
Appl-CW-Front-GasDHW-ElecDry-Tier2 | DEER2017 | D17 v3 |  | Any | SFm | 1985 | CZ16 | rDXGF | Household | 1 | 1904 | None | 233 | 0.037 | -1.04 | 212 | 0.034 | -0.81 | 233 | 0.037 | -1.04 | 212 | 0.034 | -0.81 | DEER:Res:ClothesDishWasher | Annual | 1719 |  | Appl-CW-Front-GasDHW-ElecDry-Tier2DEER2017 | Appl-CW-Front-GasDHW-ElecDry-Tier2AnySFm1985CZ16DEER2017 | 2592
Appl-CW-Front-GasDHW-ElecDry-Tier2 | DEER2017 | D17 v3 |  | Any | SFm | 1996 | CZ01 | rDXGF | Household | 1 | 2193 | None | 229 | 0.032 | -0.78 | 209 | 0.029 | -0.59 | 229 | 0.032 | -0.78 | 209 | 0.029 | -0.59 | DEER:Res:ClothesDishWasher | Annual | 1719 |  | Appl-CW-Front-GasDHW-ElecDry-Tier2DEER2017 | Appl-CW-Front-GasDHW-ElecDry-Tier2AnySFm1996CZ01DEER2017 | 2593
Appl-CW-Front-GasDHW-ElecDry-Tier2 | DEER2017 | D17 v3 |  | Any | SFm | 1996 | CZ02 | rDXGF | Household | 1 | 2193 | None | 232 | 0.043 | -0.77 | 212 | 0.04 | -0.58 | 232 | 0.043 | -0.77 | 212 | 0.04 | -0.58 | DEER:Res:ClothesDishWasher | Annual | 1719 |  | Appl-CW-Front-GasDHW-ElecDry-Tier2DEER2017 | Appl-CW-Front-GasDHW-ElecDry-Tier2AnySFm1996CZ02DEER2017 | 2594
Appl-CW-Front-GasDHW-ElecDry-Tier2 | DEER2017 | D17 v3 |  | Any | SFm | 1996 | CZ03 | rDXGF | Household | 1 | 2193 | None | 230 | 0.028 | -0.82 | 210 | 0.024 | -0.63 | 230 | 0.028 | -0.82 | 210 | 0.024 | -0.63 | DEER:Res:ClothesDishWasher | Annual | 1719 |  | Appl-CW-Front-GasDHW-ElecDry-Tier2DEER2017 | Appl-CW-Front-GasDHW-ElecDry-Tier2AnySFm1996CZ03DEER2017 | 2595
Appl-CW-Front-GasDHW-ElecDry-Tier2 | DEER2017 | D17 v3 |  | Any | SFm | 1996 | CZ04 | rDXGF | Household | 1 | 2193 | None | 234 | 0.039 | -0.7 | 214 | 0.036 | -0.53 | 234 | 0.039 | -0.7 | 214 | 0.036 | -0.53 | DEER:Res:ClothesDishWasher | Annual | 1719 |  | Appl-CW-Front-GasDHW-ElecDry-Tier2DEER2017 | Appl-CW-Front-GasDHW-ElecDry-Tier2AnySFm1996CZ04DEER2017 | 2596
Appl-CW-Front-GasDHW-ElecDry-Tier2 | DEER2017 | D17 v3 |  | Any | SFm | 1996 | CZ05 | rDXGF | Household | 1 | 2193 | None | 229 | 0.036 | -1.3 | 209 | 0.033 | -1.06 | 229 | 0.036 | -1.3 | 209 | 0.033 | -1.06 | DEER:Res:ClothesDishWasher | Annual | 1719 |  | Appl-CW-Front-GasDHW-ElecDry-Tier2DEER2017 | Appl-CW-Front-GasDHW-ElecDry-Tier2AnySFm1996CZ05DEER2017 | 2597
Appl-CW-Front-GasDHW-ElecDry-Tier2 | DEER2017 | D17 v3 |  | Any | SFm | 1996 | CZ06 | rDXGF | Household | 1 | 2297 | None | 234 | 0.037 | -0.52 | 214 | 0.034 | -0.36 | 234 | 0.037 | -0.52 | 214 | 0.034 | -0.36 | DEER:Res:ClothesDishWasher | Annual | 1719 |  | Appl-CW-Front-GasDHW-ElecDry-Tier2DEER2017 | Appl-CW-Front-GasDHW-ElecDry-Tier2AnySFm1996CZ06DEER2017 | 2598
Appl-CW-Front-GasDHW-ElecDry-Tier2 | DEER2017 | D17 v3 |  | Any | SFm | 1996 | CZ07 | rDXGF | Household | 1 | 2297 | None | 237 | 0.041 | 0.24 | 217 | 0.038 | 0.38 | 237 | 0.041 | 0.24 | 217 | 0.038 | 0.38 | DEER:Res:ClothesDishWasher | Annual | 1719 |  | Appl-CW-Front-GasDHW-ElecDry-Tier2DEER2017 | Appl-CW-Front-GasDHW-ElecDry-Tier2AnySFm1996CZ07DEER2017 | 2599
Appl-CW-Front-GasDHW-ElecDry-Tier2 | DEER2017 | D17 v3 |  | Any | SFm | 1996 | CZ08 | rDXGF | Household | 1 | 2297 | None | 236 | 0.029 | -0.44 | 215 | 0.026 | -0.29 | 236 | 0.029 | -0.44 | 215 | 0.026 | -0.29 | DEER:Res:ClothesDishWasher | Annual | 1719 |  | Appl-CW-Front-GasDHW-ElecDry-Tier2DEER2017 | Appl-CW-Front-GasDHW-ElecDry-Tier2AnySFm1996CZ08DEER2017 | 2600
Appl-CW-Front-GasDHW-ElecDry-Tier2 | DEER2017 | D17 v3 |  | Any | SFm | 1996 | CZ09 | rDXGF | Household | 1 | 2186 | None | 235 | 0.036 | -0.49 | 214 | 0.033 | -0.34 | 235 | 0.036 | -0.49 | 214 | 0.033 | -0.34 | DEER:Res:ClothesDishWasher | Annual | 1719 |  | Appl-CW-Front-GasDHW-ElecDry-Tier2DEER2017 | Appl-CW-Front-GasDHW-ElecDry-Tier2AnySFm1996CZ09DEER2017 | 2601
Appl-CW-Front-GasDHW-ElecDry-Tier2 | DEER2017 | D17 v3 |  | Any | SFm | 1996 | CZ10 | rDXGF | Household | 1 | 2186 | None | 236 | 0.035 | -0.65 | 215 | 0.033 | -0.49 | 236 | 0.035 | -0.65 | 215 | 0.033 | -0.49 | DEER:Res:ClothesDishWasher | Annual | 1719 |  | Appl-CW-Front-GasDHW-ElecDry-Tier2DEER2017 | Appl-CW-Front-GasDHW-ElecDry-Tier2AnySFm1996CZ10DEER2017 | 2602
Appl-CW-Front-GasDHW-ElecDry-Tier2 | DEER2017 | D17 v3 |  | Any | SFm | 1996 | CZ11 | rDXGF | Household | 1 | 2032 | None | 235 | 0.037 | -0.78 | 214 | 0.034 | -0.6 | 235 | 0.037 | -0.78 | 214 | 0.034 | -0.6 | DEER:Res:ClothesDishWasher | Annual | 1719 |  | Appl-CW-Front-GasDHW-ElecDry-Tier2DEER2017 | Appl-CW-Front-GasDHW-ElecDry-Tier2AnySFm1996CZ11DEER2017 | 2603
Appl-CW-Front-GasDHW-ElecDry-Tier2 | DEER2017 | D17 v3 |  | Any | SFm | 1996 | CZ12 | rDXGF | Household | 1 | 2032 | None | 234 | 0.037 | -0.75 | 213 | 0.033 | -0.57 | 234 | 0.037 | -0.75 | 213 | 0.033 | -0.57 | DEER:Res:ClothesDishWasher | Annual | 1719 |  | Appl-CW-Front-GasDHW-ElecDry-Tier2DEER2017 | Appl-CW-Front-GasDHW-ElecDry-Tier2AnySFm1996CZ12DEER2017 | 2604
Appl-CW-Front-GasDHW-ElecDry-Tier2 | DEER2017 | D17 v3 |  | Any | SFm | 1996 | CZ13 | rDXGF | Household | 1 | 2032 | None | 237 | 0.036 | -0.83 | 216 | 0.033 | -0.64 | 237 | 0.036 | -0.83 | 216 | 0.033 | -0.64 | DEER:Res:ClothesDishWasher | Annual | 1719 |  | Appl-CW-Front-GasDHW-ElecDry-Tier2DEER2017 | Appl-CW-Front-GasDHW-ElecDry-Tier2AnySFm1996CZ13DEER2017 | 2605
Appl-CW-Front-GasDHW-ElecDry-Tier2 | DEER2017 | D17 v3 |  | Any | SFm | 1996 | CZ14 | rDXGF | Household | 1 | 1758 | None | 236 | 0.035 | -0.79 | 215 | 0.031 | -0.6 | 236 | 0.035 | -0.79 | 215 | 0.031 | -0.6 | DEER:Res:ClothesDishWasher | Annual | 1719 |  | Appl-CW-Front-GasDHW-ElecDry-Tier2DEER2017 | Appl-CW-Front-GasDHW-ElecDry-Tier2AnySFm1996CZ14DEER2017 | 2606
Appl-CW-Front-GasDHW-ElecDry-Tier2 | DEER2017 | D17 v3 |  | Any | SFm | 1996 | CZ15 | rDXGF | Household | 1 | 1758 | None | 238 | 0.035 | -0.29 | 217 | 0.031 | -0.17 | 238 | 0.035 | -0.29 | 217 | 0.031 | -0.17 | DEER:Res:ClothesDishWasher | Annual | 1719 |  | Appl-CW-Front-GasDHW-ElecDry-Tier2DEER2017 | Appl-CW-Front-GasDHW-ElecDry-Tier2AnySFm1996CZ15DEER2017 | 2607
Appl-CW-Front-GasDHW-ElecDry-Tier2 | DEER2017 | D17 v3 |  | Any | SFm | 1996 | CZ16 | rDXGF | Household | 1 | 2193 | None | 233 | 0.036 | -0.58 | 212 | 0.033 | -0.41 | 233 | 0.036 | -0.58 | 212 | 0.033 | -0.41 | DEER:Res:ClothesDishWasher | Annual | 1719 |  | Appl-CW-Front-GasDHW-ElecDry-Tier2DEER2017 | Appl-CW-Front-GasDHW-ElecDry-Tier2AnySFm1996CZ16DEER2017 | 2608
Appl-CW-Front-GasDHW-ElecDry-Tier2 | DEER2017 | D17 v3 |  | Any | SFm | 2003 | CZ01 | rDXGF | Household | 1 | 2295.6 | None | 228 | 0.032 | -0.88 | 209 | 0.029 | -0.67 | 228 | 0.032 | -0.88 | 209 | 0.029 | -0.67 | DEER:Res:ClothesDishWasher | Annual | 1719 |  | Appl-CW-Front-GasDHW-ElecDry-Tier2DEER2017 | Appl-CW-Front-GasDHW-ElecDry-Tier2AnySFm2003CZ01DEER2017 | 2609
Appl-CW-Front-GasDHW-ElecDry-Tier2 | DEER2017 | D17 v3 |  | Any | SFm | 2003 | CZ02 | rDXGF | Household | 1 | 1948.8 | None | 232 | 0.037 | -0.77 | 211 | 0.034 | -0.58 | 232 | 0.037 | -0.77 | 211 | 0.034 | -0.58 | DEER:Res:ClothesDishWasher | Annual | 1719 |  | Appl-CW-Front-GasDHW-ElecDry-Tier2DEER2017 | Appl-CW-Front-GasDHW-ElecDry-Tier2AnySFm2003CZ02DEER2017 | 2610
Appl-CW-Front-GasDHW-ElecDry-Tier2 | DEER2017 | D17 v3 |  | Any | SFm | 2003 | CZ03 | rDXGF | Household | 1 | 2295.6 | None | 229 | 0.036 | -0.86 | 209 | 0.033 | -0.66 | 229 | 0.036 | -0.86 | 209 | 0.033 | -0.66 | DEER:Res:ClothesDishWasher | Annual | 1719 |  | Appl-CW-Front-GasDHW-ElecDry-Tier2DEER2017 | Appl-CW-Front-GasDHW-ElecDry-Tier2AnySFm2003CZ03DEER2017 | 2611
Appl-CW-Front-GasDHW-ElecDry-Tier2 | DEER2017 | D17 v3 |  | Any | SFm | 2003 | CZ04 | rDXGF | Household | 1 | 2295.6 | None | 233 | 0.038 | -0.65 | 213 | 0.034 | -0.47 | 233 | 0.038 | -0.65 | 213 | 0.034 | -0.47 | DEER:Res:ClothesDishWasher | Annual | 1719 |  | Appl-CW-Front-GasDHW-ElecDry-Tier2DEER2017 | Appl-CW-Front-GasDHW-ElecDry-Tier2AnySFm2003CZ04DEER2017 | 2612
Appl-CW-Front-GasDHW-ElecDry-Tier2 | DEER2017 | D17 v3 |  | Any | SFm | 2003 | CZ05 | rDXGF | Household | 1 | 2295.6 | None | 229 | 0.036 | -1.14 | 209 | 0.033 | -0.9 | 229 | 0.036 | -1.14 | 209 | 0.033 | -0.9 | DEER:Res:ClothesDishWasher | Annual | 1719 |  | Appl-CW-Front-GasDHW-ElecDry-Tier2DEER2017 | Appl-CW-Front-GasDHW-ElecDry-Tier2AnySFm2003CZ05DEER2017 | 2613
Appl-CW-Front-GasDHW-ElecDry-Tier2 | DEER2017 | D17 v3 |  | Any | SFm | 2003 | CZ06 | rDXGF | Household | 1 | 2392.9 | None | 237 | 0.036 | -0.42 | 215 | 0.033 | -0.28 | 237 | 0.036 | -0.42 | 215 | 0.033 | -0.28 | DEER:Res:ClothesDishWasher | Annual | 1719 |  | Appl-CW-Front-GasDHW-ElecDry-Tier2DEER2017 | Appl-CW-Front-GasDHW-ElecDry-Tier2AnySFm2003CZ06DEER2017 | 2614
Appl-CW-Front-GasDHW-ElecDry-Tier2 | DEER2017 | D17 v3 |  | Any | SFm | 2003 | CZ07 | rDXGF | Household | 1 | 2392.9 | None | 236 | 0.035 | -0.53 | 216 | 0.032 | -0.37 | 236 | 0.035 | -0.53 | 216 | 0.032 | -0.37 | DEER:Res:ClothesDishWasher | Annual | 1719 |  | Appl-CW-Front-GasDHW-ElecDry-Tier2DEER2017 | Appl-CW-Front-GasDHW-ElecDry-Tier2AnySFm2003CZ07DEER2017 | 2615
Appl-CW-Front-GasDHW-ElecDry-Tier2 | DEER2017 | D17 v3 |  | Any | SFm | 2003 | CZ08 | rDXGF | Household | 1 | 2392.9 | None | 238 | 0.035 | -0.36 | 216 | 0.032 | -0.21 | 238 | 0.035 | -0.36 | 216 | 0.032 | -0.21 | DEER:Res:ClothesDishWasher | Annual | 1719 |  | Appl-CW-Front-GasDHW-ElecDry-Tier2DEER2017 | Appl-CW-Front-GasDHW-ElecDry-Tier2AnySFm2003CZ08DEER2017 | 2616
Appl-CW-Front-GasDHW-ElecDry-Tier2 | DEER2017 | D17 v3 |  | Any | SFm | 2003 | CZ09 | rDXGF | Household | 1 | 2422.9 | None | 235 | 0.034 | -0.52 | 214 | 0.031 | -0.37 | 235 | 0.034 | -0.52 | 214 | 0.031 | -0.37 | DEER:Res:ClothesDishWasher | Annual | 1719 |  | Appl-CW-Front-GasDHW-ElecDry-Tier2DEER2017 | Appl-CW-Front-GasDHW-ElecDry-Tier2AnySFm2003CZ09DEER2017 | 2617
Appl-CW-Front-GasDHW-ElecDry-Tier2 | DEER2017 | D17 v3 |  | Any | SFm | 2003 | CZ10 | rDXGF | Household | 1 | 1948.8 | None | 236 | 0.035 | -0.63 | 215 | 0.032 | -0.46 | 236 | 0.035 | -0.63 | 215 | 0.032 | -0.46 | DEER:Res:ClothesDishWasher | Annual | 1719 |  | Appl-CW-Front-GasDHW-ElecDry-Tier2DEER2017 | Appl-CW-Front-GasDHW-ElecDry-Tier2AnySFm2003CZ10DEER2017 | 2618
Appl-CW-Front-GasDHW-ElecDry-Tier2 | DEER2017 | D17 v3 |  | Any | SFm | 2003 | CZ11 | rDXGF | Household | 1 | 1948.8 | None | 235 | 0.036 | -0.72 | 214 | 0.033 | -0.54 | 235 | 0.036 | -0.72 | 214 | 0.033 | -0.54 | DEER:Res:ClothesDishWasher | Annual | 1719 |  | Appl-CW-Front-GasDHW-ElecDry-Tier2DEER2017 | Appl-CW-Front-GasDHW-ElecDry-Tier2AnySFm2003CZ11DEER2017 | 2619
Appl-CW-Front-GasDHW-ElecDry-Tier2 | DEER2017 | D17 v3 |  | Any | SFm | 2003 | CZ12 | rDXGF | Household | 1 | 1948.8 | None | 233 | 0.036 | -0.71 | 213 | 0.033 | -0.53 | 233 | 0.036 | -0.71 | 213 | 0.033 | -0.53 | DEER:Res:ClothesDishWasher | Annual | 1719 |  | Appl-CW-Front-GasDHW-ElecDry-Tier2DEER2017 | Appl-CW-Front-GasDHW-ElecDry-Tier2AnySFm2003CZ12DEER2017 | 2620
Appl-CW-Front-GasDHW-ElecDry-Tier2 | DEER2017 | D17 v3 |  | Any | SFm | 2003 | CZ13 | rDXGF | Household | 1 | 1948.8 | None | 235 | 0.036 | -0.75 | 214 | 0.033 | -0.57 | 235 | 0.036 | -0.75 | 214 | 0.033 | -0.57 | DEER:Res:ClothesDishWasher | Annual | 1719 |  | Appl-CW-Front-GasDHW-ElecDry-Tier2DEER2017 | Appl-CW-Front-GasDHW-ElecDry-Tier2AnySFm2003CZ13DEER2017 | 2621
Appl-CW-Front-GasDHW-ElecDry-Tier2 | DEER2017 | D17 v3 |  | Any | SFm | 2003 | CZ14 | rDXGF | Household | 1 | 2160.9 | None | 236 | 0.034 | -0.78 | 215 | 0.031 | -0.6 | 236 | 0.034 | -0.78 | 215 | 0.031 | -0.6 | DEER:Res:ClothesDishWasher | Annual | 1719 |  | Appl-CW-Front-GasDHW-ElecDry-Tier2DEER2017 | Appl-CW-Front-GasDHW-ElecDry-Tier2AnySFm2003CZ14DEER2017 | 2622
Appl-CW-Front-GasDHW-ElecDry-Tier2 | DEER2017 | D17 v3 |  | Any | SFm | 2003 | CZ15 | rDXGF | Household | 1 | 2160.9 | None | 238 | 0.035 | -0.3 | 217 | 0.032 | -0.18 | 238 | 0.035 | -0.3 | 217 | 0.032 | -0.18 | DEER:Res:ClothesDishWasher | Annual | 1719 |  | Appl-CW-Front-GasDHW-ElecDry-Tier2DEER2017 | Appl-CW-Front-GasDHW-ElecDry-Tier2AnySFm2003CZ15DEER2017 | 2623
Appl-CW-Front-GasDHW-ElecDry-Tier2 | DEER2017 | D17 v3 |  | Any | SFm | 2003 | CZ16 | rDXGF | Household | 1 | 2295.6 | None | 232 | 0.035 | -0.55 | 212 | 0.032 | -0.37 | 232 | 0.035 | -0.55 | 212 | 0.032 | -0.37 | DEER:Res:ClothesDishWasher | Annual | 1719 |  | Appl-CW-Front-GasDHW-ElecDry-Tier2DEER2017 | Appl-CW-Front-GasDHW-ElecDry-Tier2AnySFm2003CZ16DEER2017 | 2624
Appl-CW-Front-GasDHW-ElecDry-Tier2 | DEER2017 | D17 v3 |  | Any | SFm | 2007 | CZ01 | rDXGF | Household | 1 | 2295.6 | None | 229 | 0.032 | -0.87 | 209 | 0.029 | -0.66 | 229 | 0.032 | -0.87 | 209 | 0.029 | -0.66 | DEER:Res:ClothesDishWasher | Annual | 1719 |  | Appl-CW-Front-GasDHW-ElecDry-Tier2DEER2017 | Appl-CW-Front-GasDHW-ElecDry-Tier2AnySFm2007CZ01DEER2017 | 2625
Appl-CW-Front-GasDHW-ElecDry-Tier2 | DEER2017 | D17 v3 |  | Any | SFm | 2007 | CZ02 | rDXGF | Household | 1 | 1948.8 | None | 231 | 0.035 | -0.99 | 211 | 0.032 | -0.77 | 231 | 0.035 | -0.99 | 211 | 0.032 | -0.77 | DEER:Res:ClothesDishWasher | Annual | 1719 |  | Appl-CW-Front-GasDHW-ElecDry-Tier2DEER2017 | Appl-CW-Front-GasDHW-ElecDry-Tier2AnySFm2007CZ02DEER2017 | 2626
Appl-CW-Front-GasDHW-ElecDry-Tier2 | DEER2017 | D17 v3 |  | Any | SFm | 2007 | CZ03 | rDXGF | Household | 1 | 2295.6 | None | 229 | 0.035 | -0.88 | 209 | 0.032 | -0.68 | 229 | 0.035 | -0.88 | 209 | 0.032 | -0.68 | DEER:Res:ClothesDishWasher | Annual | 1719 |  | Appl-CW-Front-GasDHW-ElecDry-Tier2DEER2017 | Appl-CW-Front-GasDHW-ElecDry-Tier2AnySFm2007CZ03DEER2017 | 2627
Appl-CW-Front-GasDHW-ElecDry-Tier2 | DEER2017 | D17 v3 |  | Any | SFm | 2007 | CZ04 | rDXGF | Household | 1 | 2295.6 | None | 232 | 0.036 | -0.72 | 212 | 0.033 | -0.53 | 232 | 0.036 | -0.72 | 212 | 0.033 | -0.53 | DEER:Res:ClothesDishWasher | Annual | 1719 |  | Appl-CW-Front-GasDHW-ElecDry-Tier2DEER2017 | Appl-CW-Front-GasDHW-ElecDry-Tier2AnySFm2007CZ04DEER2017 | 2628
Appl-CW-Front-GasDHW-ElecDry-Tier2 | DEER2017 | D17 v3 |  | Any | SFm | 2007 | CZ05 | rDXGF | Household | 1 | 2295.6 | None | 229 | 0.034 | -1.25 | 209 | 0.031 | -1.04 | 229 | 0.034 | -1.25 | 209 | 0.031 | -1.04 | DEER:Res:ClothesDishWasher | Annual | 1719 |  | Appl-CW-Front-GasDHW-ElecDry-Tier2DEER2017 | Appl-CW-Front-GasDHW-ElecDry-Tier2AnySFm2007CZ05DEER2017 | 2629
Appl-CW-Front-GasDHW-ElecDry-Tier2 | DEER2017 | D17 v3 |  | Any | SFm | 2007 | CZ06 | rDXGF | Household | 1 | 2392.9 | None | 234 | 0.035 | -0.52 | 213 | 0.032 | -0.35 | 234 | 0.035 | -0.52 | 213 | 0.032 | -0.35 | DEER:Res:ClothesDishWasher | Annual | 1719 |  | Appl-CW-Front-GasDHW-ElecDry-Tier2DEER2017 | Appl-CW-Front-GasDHW-ElecDry-Tier2AnySFm2007CZ06DEER2017 | 2630
Appl-CW-Front-GasDHW-ElecDry-Tier2 | DEER2017 | D17 v3 |  | Any | SFm | 2007 | CZ07 | rDXGF | Household | 1 | 2392.9 | None | 234 | 0.036 | -0.4 | 214 | 0.033 | -0.26 | 234 | 0.036 | -0.4 | 214 | 0.033 | -0.26 | DEER:Res:ClothesDishWasher | Annual | 1719 |  | Appl-CW-Front-GasDHW-ElecDry-Tier2DEER2017 | Appl-CW-Front-GasDHW-ElecDry-Tier2AnySFm2007CZ07DEER2017 | 2631
Appl-CW-Front-GasDHW-ElecDry-Tier2 | DEER2017 | D17 v3 |  | Any | SFm | 2007 | CZ08 | rDXGF | Household | 1 | 2392.9 | None | 236 | 0.034 | -0.35 | 215 | 0.032 | -0.2 | 236 | 0.034 | -0.35 | 215 | 0.032 | -0.2 | DEER:Res:ClothesDishWasher | Annual | 1719 |  | Appl-CW-Front-GasDHW-ElecDry-Tier2DEER2017 | Appl-CW-Front-GasDHW-ElecDry-Tier2AnySFm2007CZ08DEER2017 | 2632
Appl-CW-Front-GasDHW-ElecDry-Tier2 | DEER2017 | D17 v3 |  | Any | SFm | 2007 | CZ09 | rDXGF | Household | 1 | 2422.9 | None | 234 | 0.033 | -0.45 | 213 | 0.03 | -0.3 | 234 | 0.033 | -0.45 | 213 | 0.03 | -0.3 | DEER:Res:ClothesDishWasher | Annual | 1719 |  | Appl-CW-Front-GasDHW-ElecDry-Tier2DEER2017 | Appl-CW-Front-GasDHW-ElecDry-Tier2AnySFm2007CZ09DEER2017 | 2633
Appl-CW-Front-GasDHW-ElecDry-Tier2 | DEER2017 | D17 v3 |  | Any | SFm | 2007 | CZ10 | rDXGF | Household | 1 | 1948.8 | None | 234 | 0.033 | -0.66 | 214 | 0.03 | -0.49 | 234 | 0.033 | -0.66 | 214 | 0.03 | -0.49 | DEER:Res:ClothesDishWasher | Annual | 1719 |  | Appl-CW-Front-GasDHW-ElecDry-Tier2DEER2017 | Appl-CW-Front-GasDHW-ElecDry-Tier2AnySFm2007CZ10DEER2017 | 2634
Appl-CW-Front-GasDHW-ElecDry-Tier2 | DEER2017 | D17 v3 |  | Any | SFm | 2007 | CZ11 | rDXGF | Household | 1 | 1948.8 | None | 234 | 0.034 | -0.77 | 213 | 0.031 | -0.6 | 234 | 0.034 | -0.77 | 213 | 0.031 | -0.6 | DEER:Res:ClothesDishWasher | Annual | 1719 |  | Appl-CW-Front-GasDHW-ElecDry-Tier2DEER2017 | Appl-CW-Front-GasDHW-ElecDry-Tier2AnySFm2007CZ11DEER2017 | 2635
Appl-CW-Front-GasDHW-ElecDry-Tier2 | DEER2017 | D17 v3 |  | Any | SFm | 2007 | CZ12 | rDXGF | Household | 1 | 1948.8 | None | 233 | 0.036 | -0.67 | 212 | 0.033 | -0.49 | 233 | 0.036 | -0.67 | 212 | 0.033 | -0.49 | DEER:Res:ClothesDishWasher | Annual | 1719 |  | Appl-CW-Front-GasDHW-ElecDry-Tier2DEER2017 | Appl-CW-Front-GasDHW-ElecDry-Tier2AnySFm2007CZ12DEER2017 | 2636
Appl-CW-Front-GasDHW-ElecDry-Tier2 | DEER2017 | D17 v3 |  | Any | SFm | 2007 | CZ13 | rDXGF | Household | 1 | 1948.8 | None | 235 | 0.035 | -0.63 | 214 | 0.032 | -0.46 | 235 | 0.035 | -0.63 | 214 | 0.032 | -0.46 | DEER:Res:ClothesDishWasher | Annual | 1719 |  | Appl-CW-Front-GasDHW-ElecDry-Tier2DEER2017 | Appl-CW-Front-GasDHW-ElecDry-Tier2AnySFm2007CZ13DEER2017 | 2637
Appl-CW-Front-GasDHW-ElecDry-Tier2 | DEER2017 | D17 v3 |  | Any | SFm | 2007 | CZ14 | rDXGF | Household | 1 | 2160.9 | None | 235 | 0.034 | -0.81 | 214 | 0.031 | -0.62 | 235 | 0.034 | -0.81 | 214 | 0.031 | -0.62 | DEER:Res:ClothesDishWasher | Annual | 1719 |  | Appl-CW-Front-GasDHW-ElecDry-Tier2DEER2017 | Appl-CW-Front-GasDHW-ElecDry-Tier2AnySFm2007CZ14DEER2017 | 2638
Appl-CW-Front-GasDHW-ElecDry-Tier2 | DEER2017 | D17 v3 |  | Any | SFm | 2007 | CZ15 | rDXGF | Household | 1 | 2160.9 | None | 237 | 0.034 | -0.26 | 216 | 0.031 | -0.15 | 237 | 0.034 | -0.26 | 216 | 0.031 | -0.15 | DEER:Res:ClothesDishWasher | Annual | 1719 |  | Appl-CW-Front-GasDHW-ElecDry-Tier2DEER2017 | Appl-CW-Front-GasDHW-ElecDry-Tier2AnySFm2007CZ15DEER2017 | 2639
Appl-CW-Front-GasDHW-ElecDry-Tier2 | DEER2017 | D17 v3 |  | Any | SFm | 2007 | CZ16 | rDXGF | Household | 1 | 2295.6 | None | 232 | 0.035 | -0.55 | 212 | 0.032 | -0.37 | 232 | 0.035 | -0.55 | 212 | 0.032 | -0.37 | DEER:Res:ClothesDishWasher | Annual | 1719 |  | Appl-CW-Front-GasDHW-ElecDry-Tier2DEER2017 | Appl-CW-Front-GasDHW-ElecDry-Tier2AnySFm2007CZ16DEER2017 | 2640
Appl-CW-Front-GasDHW-ElecDry-Tier2 | DEER2017 | D17 v3 |  | Any | SFm | 2011 | CZ01 | rDXGF | Household | 1 | 2295.6 | None | 229 | 0.032 | -0.81 | 209 | 0.029 | -0.61 | 229 | 0.032 | -0.81 | 209 | 0.029 | -0.61 | DEER:Res:ClothesDishWasher | Annual | 1719 |  | Appl-CW-Front-GasDHW-ElecDry-Tier2DEER2017 | Appl-CW-Front-GasDHW-ElecDry-Tier2AnySFm2011CZ01DEER2017 | 2641
Appl-CW-Front-GasDHW-ElecDry-Tier2 | DEER2017 | D17 v3 |  | Any | SFm | 2011 | CZ02 | rDXGF | Household | 1 | 1948.8 | None | 232 | 0.035 | -0.93 | 211 | 0.032 | -0.73 | 232 | 0.035 | -0.93 | 211 | 0.032 | -0.73 | DEER:Res:ClothesDishWasher | Annual | 1719 |  | Appl-CW-Front-GasDHW-ElecDry-Tier2DEER2017 | Appl-CW-Front-GasDHW-ElecDry-Tier2AnySFm2011CZ02DEER2017 | 2642
Appl-CW-Front-GasDHW-ElecDry-Tier2 | DEER2017 | D17 v3 |  | Any | SFm | 2011 | CZ03 | rDXGF | Household | 1 | 2295.6 | None | 230 | 0.036 | -0.86 | 210 | 0.033 | -0.66 | 230 | 0.036 | -0.86 | 210 | 0.033 | -0.66 | DEER:Res:ClothesDishWasher | Annual | 1719 |  | Appl-CW-Front-GasDHW-ElecDry-Tier2DEER2017 | Appl-CW-Front-GasDHW-ElecDry-Tier2AnySFm2011CZ03DEER2017 | 2643
Appl-CW-Front-GasDHW-ElecDry-Tier2 | DEER2017 | D17 v3 |  | Any | SFm | 2011 | CZ04 | rDXGF | Household | 1 | 2295.6 | None | 233 | 0.037 | -0.69 | 213 | 0.033 | -0.5 | 233 | 0.037 | -0.69 | 213 | 0.033 | -0.5 | DEER:Res:ClothesDishWasher | Annual | 1719 |  | Appl-CW-Front-GasDHW-ElecDry-Tier2DEER2017 | Appl-CW-Front-GasDHW-ElecDry-Tier2AnySFm2011CZ04DEER2017 | 2644
Appl-CW-Front-GasDHW-ElecDry-Tier2 | DEER2017 | D17 v3 |  | Any | SFm | 2011 | CZ05 | rDXGF | Household | 1 | 2295.6 | None | 229 | 0.036 | -1.08 | 209 | 0.032 | -0.85 | 229 | 0.036 | -1.08 | 209 | 0.032 | -0.85 | DEER:Res:ClothesDishWasher | Annual | 1719 |  | Appl-CW-Front-GasDHW-ElecDry-Tier2DEER2017 | Appl-CW-Front-GasDHW-ElecDry-Tier2AnySFm2011CZ05DEER2017 | 2645
Appl-CW-Front-GasDHW-ElecDry-Tier2 | DEER2017 | D17 v3 |  | Any | SFm | 2011 | CZ06 | rDXGF | Household | 1 | 2392.9 | None | 232 | 0.034 | -0.59 | 212 | 0.031 | -0.42 | 232 | 0.034 | -0.59 | 212 | 0.031 | -0.42 | DEER:Res:ClothesDishWasher | Annual | 1719 |  | Appl-CW-Front-GasDHW-ElecDry-Tier2DEER2017 | Appl-CW-Front-GasDHW-ElecDry-Tier2AnySFm2011CZ06DEER2017 | 2646
Appl-CW-Front-GasDHW-ElecDry-Tier2 | DEER2017 | D17 v3 |  | Any | SFm | 2011 | CZ07 | rDXGF | Household | 1 | 2392.9 | None | 234 | 0.033 | -0.3 | 213 | 0.029 | -0.16 | 234 | 0.033 | -0.3 | 213 | 0.029 | -0.16 | DEER:Res:ClothesDishWasher | Annual | 1719 |  | Appl-CW-Front-GasDHW-ElecDry-Tier2DEER2017 | Appl-CW-Front-GasDHW-ElecDry-Tier2AnySFm2011CZ07DEER2017 | 2647
Appl-CW-Front-GasDHW-ElecDry-Tier2 | DEER2017 | D17 v3 |  | Any | SFm | 2011 | CZ08 | rDXGF | Household | 1 | 2392.9 | None | 236 | 0.033 | -0.31 | 215 | 0.03 | -0.18 | 236 | 0.033 | -0.31 | 215 | 0.03 | -0.18 | DEER:Res:ClothesDishWasher | Annual | 1719 |  | Appl-CW-Front-GasDHW-ElecDry-Tier2DEER2017 | Appl-CW-Front-GasDHW-ElecDry-Tier2AnySFm2011CZ08DEER2017 | 2648
Appl-CW-Front-GasDHW-ElecDry-Tier2 | DEER2017 | D17 v3 |  | Any | SFm | 2011 | CZ09 | rDXGF | Household | 1 | 2422.9 | None | 234 | 0.033 | -0.4 | 213 | 0.03 | -0.26 | 234 | 0.033 | -0.4 | 213 | 0.03 | -0.26 | DEER:Res:ClothesDishWasher | Annual | 1719 |  | Appl-CW-Front-GasDHW-ElecDry-Tier2DEER2017 | Appl-CW-Front-GasDHW-ElecDry-Tier2AnySFm2011CZ09DEER2017 | 2649
Appl-CW-Front-GasDHW-ElecDry-Tier2 | DEER2017 | D17 v3 |  | Any | SFm | 2011 | CZ10 | rDXGF | Household | 1 | 1948.8 | None | 235 | 0.034 | -0.62 | 214 | 0.031 | -0.46 | 235 | 0.034 | -0.62 | 214 | 0.031 | -0.46 | DEER:Res:ClothesDishWasher | Annual | 1719 |  | Appl-CW-Front-GasDHW-ElecDry-Tier2DEER2017 | Appl-CW-Front-GasDHW-ElecDry-Tier2AnySFm2011CZ10DEER2017 | 2650
Appl-CW-Front-GasDHW-ElecDry-Tier2 | DEER2017 | D17 v3 |  | Any | SFm | 2011 | CZ11 | rDXGF | Household | 1 | 1948.8 | None | 234 | 0.034 | -0.74 | 213 | 0.031 | -0.55 | 234 | 0.034 | -0.74 | 213 | 0.031 | -0.55 | DEER:Res:ClothesDishWasher | Annual | 1719 |  | Appl-CW-Front-GasDHW-ElecDry-Tier2DEER2017 | Appl-CW-Front-GasDHW-ElecDry-Tier2AnySFm2011CZ11DEER2017 | 2651
Appl-CW-Front-GasDHW-ElecDry-Tier2 | DEER2017 | D17 v3 |  | Any | SFm | 2011 | CZ12 | rDXGF | Household | 1 | 1948.8 | None | 233 | 0.035 | -0.62 | 213 | 0.032 | -0.45 | 233 | 0.035 | -0.62 | 213 | 0.032 | -0.45 | DEER:Res:ClothesDishWasher | Annual | 1719 |  | Appl-CW-Front-GasDHW-ElecDry-Tier2DEER2017 | Appl-CW-Front-GasDHW-ElecDry-Tier2AnySFm2011CZ12DEER2017 | 2652
Appl-CW-Front-GasDHW-ElecDry-Tier2 | DEER2017 | D17 v3 |  | Any | SFm | 2011 | CZ13 | rDXGF | Household | 1 | 1948.8 | None | 235 | 0.035 | -0.58 | 214 | 0.032 | -0.42 | 235 | 0.035 | -0.58 | 214 | 0.032 | -0.42 | DEER:Res:ClothesDishWasher | Annual | 1719 |  | Appl-CW-Front-GasDHW-ElecDry-Tier2DEER2017 | Appl-CW-Front-GasDHW-ElecDry-Tier2AnySFm2011CZ13DEER2017 | 2653
Appl-CW-Front-GasDHW-ElecDry-Tier2 | DEER2017 | D17 v3 |  | Any | SFm | 2011 | CZ14 | rDXGF | Household | 1 | 2160.9 | None | 235 | 0.034 | -0.76 | 214 | 0.031 | -0.58 | 235 | 0.034 | -0.76 | 214 | 0.031 | -0.58 | DEER:Res:ClothesDishWasher | Annual | 1719 |  | Appl-CW-Front-GasDHW-ElecDry-Tier2DEER2017 | Appl-CW-Front-GasDHW-ElecDry-Tier2AnySFm2011CZ14DEER2017 | 2654
Appl-CW-Front-GasDHW-ElecDry-Tier2 | DEER2017 | D17 v3 |  | Any | SFm | 2011 | CZ15 | rDXGF | Household | 1 | 2160.9 | None | 236 | 0.033 | -0.25 | 216 | 0.031 | -0.13 | 236 | 0.033 | -0.25 | 216 | 0.031 | -0.13 | DEER:Res:ClothesDishWasher | Annual | 1719 |  | Appl-CW-Front-GasDHW-ElecDry-Tier2DEER2017 | Appl-CW-Front-GasDHW-ElecDry-Tier2AnySFm2011CZ15DEER2017 | 2655
Appl-CW-Front-GasDHW-ElecDry-Tier2 | DEER2017 | D17 v3 |  | Any | SFm | 2011 | CZ16 | rDXGF | Household | 1 | 2295.6 | None | 232 | 0.034 | -0.5 | 211 | 0.031 | -0.33 | 232 | 0.034 | -0.5 | 211 | 0.031 | -0.33 | DEER:Res:ClothesDishWasher | Annual | 1719 |  | Appl-CW-Front-GasDHW-ElecDry-Tier2DEER2017 | Appl-CW-Front-GasDHW-ElecDry-Tier2AnySFm2011CZ16DEER2017 | 2656
Appl-CW-Front-GasDHW-ElecDry-Tier2 | DEER2017 | D17 v3 |  | Any | SFm | 2015 | CZ01 | rDXGF | Household | 1 | 2295.6 | None | 229 | 0.031 | -0.72 | 209 | 0.028 | -0.52 | 229 | 0.031 | -0.72 | 209 | 0.028 | -0.52 | DEER:Res:ClothesDishWasher | Annual | 1719 |  | Appl-CW-Front-GasDHW-ElecDry-Tier2DEER2017 | Appl-CW-Front-GasDHW-ElecDry-Tier2AnySFm2015CZ01DEER2017 | 2657
Appl-CW-Front-GasDHW-ElecDry-Tier2 | DEER2017 | D17 v3 |  | Any | SFm | 2015 | CZ02 | rDXGF | Household | 1 | 1948.8 | None | 231 | 0.035 | -0.93 | 211 | 0.032 | -0.73 | 231 | 0.035 | -0.93 | 211 | 0.032 | -0.73 | DEER:Res:ClothesDishWasher | Annual | 1719 |  | Appl-CW-Front-GasDHW-ElecDry-Tier2DEER2017 | Appl-CW-Front-GasDHW-ElecDry-Tier2AnySFm2015CZ02DEER2017 | 2658
Appl-CW-Front-GasDHW-ElecDry-Tier2 | DEER2017 | D17 v3 |  | Any | SFm | 2015 | CZ03 | rDXGF | Household | 1 | 2295.6 | None | 230 | 0.035 | -0.69 | 210 | 0.032 | -0.51 | 230 | 0.035 | -0.69 | 210 | 0.032 | -0.51 | DEER:Res:ClothesDishWasher | Annual | 1719 |  | Appl-CW-Front-GasDHW-ElecDry-Tier2DEER2017 | Appl-CW-Front-GasDHW-ElecDry-Tier2AnySFm2015CZ03DEER2017 | 2659
Appl-CW-Front-GasDHW-ElecDry-Tier2 | DEER2017 | D17 v3 |  | Any | SFm | 2015 | CZ04 | rDXGF | Household | 1 | 2295.6 | None | 232 | 0.036 | -0.72 | 212 | 0.033 | -0.54 | 232 | 0.036 | -0.72 | 212 | 0.033 | -0.54 | DEER:Res:ClothesDishWasher | Annual | 1719 |  | Appl-CW-Front-GasDHW-ElecDry-Tier2DEER2017 | Appl-CW-Front-GasDHW-ElecDry-Tier2AnySFm2015CZ04DEER2017 | 2660
Appl-CW-Front-GasDHW-ElecDry-Tier2 | DEER2017 | D17 v3 |  | Any | SFm | 2015 | CZ05 | rDXGF | Household | 1 | 2295.6 | None | 230 | 0.034 | -0.83 | 210 | 0.031 | -0.63 | 230 | 0.034 | -0.83 | 210 | 0.031 | -0.63 | DEER:Res:ClothesDishWasher | Annual | 1719 |  | Appl-CW-Front-GasDHW-ElecDry-Tier2DEER2017 | Appl-CW-Front-GasDHW-ElecDry-Tier2AnySFm2015CZ05DEER2017 | 2661
Appl-CW-Front-GasDHW-ElecDry-Tier2 | DEER2017 | D17 v3 |  | Any | SFm | 2015 | CZ06 | rDXGF | Household | 1 | 2392.9 | None | 232 | 0.036 | -0.57 | 211 | 0.033 | -0.4 | 232 | 0.036 | -0.57 | 211 | 0.033 | -0.4 | DEER:Res:ClothesDishWasher | Annual | 1719 |  | Appl-CW-Front-GasDHW-ElecDry-Tier2DEER2017 | Appl-CW-Front-GasDHW-ElecDry-Tier2AnySFm2015CZ06DEER2017 | 2662
Appl-CW-Front-GasDHW-ElecDry-Tier2 | DEER2017 | D17 v3 |  | Any | SFm | 2015 | CZ07 | rDXGF | Household | 1 | 2392.9 | None | 234 | 0.034 | -0.37 | 213 | 0.031 | -0.23 | 234 | 0.034 | -0.37 | 213 | 0.031 | -0.23 | DEER:Res:ClothesDishWasher | Annual | 1719 |  | Appl-CW-Front-GasDHW-ElecDry-Tier2DEER2017 | Appl-CW-Front-GasDHW-ElecDry-Tier2AnySFm2015CZ07DEER2017 | 2663
Appl-CW-Front-GasDHW-ElecDry-Tier2 | DEER2017 | D17 v3 |  | Any | SFm | 2015 | CZ08 | rDXGF | Household | 1 | 2392.9 | None | 233 | 0.031 | -0.33 | 214 | 0.031 | -0.06 | 233 | 0.031 | -0.33 | 214 | 0.031 | -0.06 | DEER:Res:ClothesDishWasher | Annual | 1719 |  | Appl-CW-Front-GasDHW-ElecDry-Tier2DEER2017 | Appl-CW-Front-GasDHW-ElecDry-Tier2AnySFm2015CZ08DEER2017 | 2664
Appl-CW-Front-GasDHW-ElecDry-Tier2 | DEER2017 | D17 v3 |  | Any | SFm | 2015 | CZ09 | rDXGF | Household | 1 | 2422.9 | None | 233 | 0.034 | -0.38 | 213 | 0.031 | -0.24 | 233 | 0.034 | -0.38 | 213 | 0.031 | -0.24 | DEER:Res:ClothesDishWasher | Annual | 1719 |  | Appl-CW-Front-GasDHW-ElecDry-Tier2DEER2017 | Appl-CW-Front-GasDHW-ElecDry-Tier2AnySFm2015CZ09DEER2017 | 2665
Appl-CW-Front-GasDHW-ElecDry-Tier2 | DEER2017 | D17 v3 |  | Any | SFm | 2015 | CZ10 | rDXGF | Household | 1 | 1948.8 | None | 232 | 0.034 | -0.62 | 212 | 0.031 | -0.46 | 232 | 0.034 | -0.62 | 212 | 0.031 | -0.46 | DEER:Res:ClothesDishWasher | Annual | 1719 |  | Appl-CW-Front-GasDHW-ElecDry-Tier2DEER2017 | Appl-CW-Front-GasDHW-ElecDry-Tier2AnySFm2015CZ10DEER2017 | 2666
Appl-CW-Front-GasDHW-ElecDry-Tier2 | DEER2017 | D17 v3 |  | Any | SFm | 2015 | CZ11 | rDXGF | Household | 1 | 1948.8 | None | 233 | 0.034 | -0.74 | 212 | 0.031 | -0.56 | 233 | 0.034 | -0.74 | 212 | 0.031 | -0.56 | DEER:Res:ClothesDishWasher | Annual | 1719 |  | Appl-CW-Front-GasDHW-ElecDry-Tier2DEER2017 | Appl-CW-Front-GasDHW-ElecDry-Tier2AnySFm2015CZ11DEER2017 | 2667
Appl-CW-Front-GasDHW-ElecDry-Tier2 | DEER2017 | D17 v3 |  | Any | SFm | 2015 | CZ12 | rDXGF | Household | 1 | 1948.8 | None | 232 | 0.035 | -0.61 | 212 | 0.032 | -0.44 | 232 | 0.035 | -0.61 | 212 | 0.032 | -0.44 | DEER:Res:ClothesDishWasher | Annual | 1719 |  | Appl-CW-Front-GasDHW-ElecDry-Tier2DEER2017 | Appl-CW-Front-GasDHW-ElecDry-Tier2AnySFm2015CZ12DEER2017 | 2668
Appl-CW-Front-GasDHW-ElecDry-Tier2 | DEER2017 | D17 v3 |  | Any | SFm | 2015 | CZ13 | rDXGF | Household | 1 | 1948.8 | None | 234 | 0.035 | -0.56 | 213 | 0.032 | -0.4 | 234 | 0.035 | -0.56 | 213 | 0.032 | -0.4 | DEER:Res:ClothesDishWasher | Annual | 1719 |  | Appl-CW-Front-GasDHW-ElecDry-Tier2DEER2017 | Appl-CW-Front-GasDHW-ElecDry-Tier2AnySFm2015CZ13DEER2017 | 2669
Appl-CW-Front-GasDHW-ElecDry-Tier2 | DEER2017 | D17 v3 |  | Any | SFm | 2015 | CZ14 | rDXGF | Household | 1 | 2160.9 | None | 234 | 0.036 | -0.78 | 214 | 0.033 | -0.6 | 234 | 0.036 | -0.78 | 214 | 0.033 | -0.6 | DEER:Res:ClothesDishWasher | Annual | 1719 |  | Appl-CW-Front-GasDHW-ElecDry-Tier2DEER2017 | Appl-CW-Front-GasDHW-ElecDry-Tier2AnySFm2015CZ14DEER2017 | 2670
Appl-CW-Front-GasDHW-ElecDry-Tier2 | DEER2017 | D17 v3 |  | Any | SFm | 2015 | CZ15 | rDXGF | Household | 1 | 2160.9 | None | 237 | 0.034 | -0.25 | 215 | 0.031 | -0.14 | 237 | 0.034 | -0.25 | 215 | 0.031 | -0.14 | DEER:Res:ClothesDishWasher | Annual | 1719 |  | Appl-CW-Front-GasDHW-ElecDry-Tier2DEER2017 | Appl-CW-Front-GasDHW-ElecDry-Tier2AnySFm2015CZ15DEER2017 | 2671
Appl-CW-Front-GasDHW-ElecDry-Tier2 | DEER2017 | D17 v3 |  | Any | SFm | 2015 | CZ16 | rDXGF | Household | 1 | 2295.6 | None | 230 | 0.034 | -0.68 | 210 | 0.031 | -0.5 | 230 | 0.034 | -0.68 | 210 | 0.031 | -0.5 | DEER:Res:ClothesDishWasher | Annual | 1719 |  | Appl-CW-Front-GasDHW-ElecDry-Tier2DEER2017 | Appl-CW-Front-GasDHW-ElecDry-Tier2AnySFm2015CZ16DEER2017 | 2672
Appl-CW-Front-GasDHW-ElecDry-Tier2 | DEER2017 | D17 v3 |  | Any | SFm | 2017 | CZ01 | rDXGF | Household | 1 | 2295.6 | None | 229 | 0.031 | -0.68 | 209 | 0.029 | -0.49 | 229 | 0.031 | -0.68 | 209 | 0.029 | -0.49 | DEER:Res:ClothesDishWasher | Annual | 1719 |  | Appl-CW-Front-GasDHW-ElecDry-Tier2DEER2017 | Appl-CW-Front-GasDHW-ElecDry-Tier2AnySFm2017CZ01DEER2017 | 2673
Appl-CW-Front-GasDHW-ElecDry-Tier2 | DEER2017 | D17 v3 |  | Any | SFm | 2017 | CZ02 | rDXGF | Household | 1 | 1948.8 | None | 231 | 0.035 | -0.9 | 211 | 0.032 | -0.69 | 231 | 0.035 | -0.9 | 211 | 0.032 | -0.69 | DEER:Res:ClothesDishWasher | Annual | 1719 |  | Appl-CW-Front-GasDHW-ElecDry-Tier2DEER2017 | Appl-CW-Front-GasDHW-ElecDry-Tier2AnySFm2017CZ02DEER2017 | 2674
Appl-CW-Front-GasDHW-ElecDry-Tier2 | DEER2017 | D17 v3 |  | Any | SFm | 2017 | CZ03 | rDXGF | Household | 1 | 2295.6 | None | 230 | 0.035 | -0.67 | 210 | 0.032 | -0.49 | 230 | 0.035 | -0.67 | 210 | 0.032 | -0.49 | DEER:Res:ClothesDishWasher | Annual | 1719 |  | Appl-CW-Front-GasDHW-ElecDry-Tier2DEER2017 | Appl-CW-Front-GasDHW-ElecDry-Tier2AnySFm2017CZ03DEER2017 | 2675
Appl-CW-Front-GasDHW-ElecDry-Tier2 | DEER2017 | D17 v3 |  | Any | SFm | 2017 | CZ04 | rDXGF | Household | 1 | 2295.6 | None | 232 | 0.037 | -0.68 | 212 | 0.033 | -0.51 | 232 | 0.037 | -0.68 | 212 | 0.033 | -0.51 | DEER:Res:ClothesDishWasher | Annual | 1719 |  | Appl-CW-Front-GasDHW-ElecDry-Tier2DEER2017 | Appl-CW-Front-GasDHW-ElecDry-Tier2AnySFm2017CZ04DEER2017 | 2676
Appl-CW-Front-GasDHW-ElecDry-Tier2 | DEER2017 | D17 v3 |  | Any | SFm | 2017 | CZ05 | rDXGF | Household | 1 | 2295.6 | None | 230 | 0.035 | -0.77 | 209 | 0.032 | -0.59 | 230 | 0.035 | -0.77 | 209 | 0.032 | -0.59 | DEER:Res:ClothesDishWasher | Annual | 1719 |  | Appl-CW-Front-GasDHW-ElecDry-Tier2DEER2017 | Appl-CW-Front-GasDHW-ElecDry-Tier2AnySFm2017CZ05DEER2017 | 2677
Appl-CW-Front-GasDHW-ElecDry-Tier2 | DEER2017 | D17 v3 |  | Any | SFm | 2017 | CZ06 | rDXGF | Household | 1 | 2392.9 | None | 231 | 0.038 | -0.57 | 211 | 0.035 | -0.4 | 231 | 0.038 | -0.57 | 211 | 0.035 | -0.4 | DEER:Res:ClothesDishWasher | Annual | 1719 |  | Appl-CW-Front-GasDHW-ElecDry-Tier2DEER2017 | Appl-CW-Front-GasDHW-ElecDry-Tier2AnySFm2017CZ06DEER2017 | 2678
Appl-CW-Front-GasDHW-ElecDry-Tier2 | DEER2017 | D17 v3 |  | Any | SFm | 2017 | CZ07 | rDXGF | Household | 1 | 2392.9 | None | 233 | 0.034 | -0.38 | 213 | 0.031 | -0.23 | 233 | 0.034 | -0.38 | 213 | 0.031 | -0.23 | DEER:Res:ClothesDishWasher | Annual | 1719 |  | Appl-CW-Front-GasDHW-ElecDry-Tier2DEER2017 | Appl-CW-Front-GasDHW-ElecDry-Tier2AnySFm2017CZ07DEER2017 | 2679
Appl-CW-Front-GasDHW-ElecDry-Tier2 | DEER2017 | D17 v3 |  | Any | SFm | 2017 | CZ08 | rDXGF | Household | 1 | 2392.9 | None | 233 | 0.034 | -0.29 | 212 | 0.031 | -0.16 | 233 | 0.034 | -0.29 | 212 | 0.031 | -0.16 | DEER:Res:ClothesDishWasher | Annual | 1719 |  | Appl-CW-Front-GasDHW-ElecDry-Tier2DEER2017 | Appl-CW-Front-GasDHW-ElecDry-Tier2AnySFm2017CZ08DEER2017 | 2680
Appl-CW-Front-GasDHW-ElecDry-Tier2 | DEER2017 | D17 v3 |  | Any | SFm | 2017 | CZ09 | rDXGF | Household | 1 | 2422.9 | None | 230 | 0.034 | -0.45 | 212 | 0.031 | -0.28 | 230 | 0.034 | -0.45 | 212 | 0.031 | -0.28 | DEER:Res:ClothesDishWasher | Annual | 1719 |  | Appl-CW-Front-GasDHW-ElecDry-Tier2DEER2017 | Appl-CW-Front-GasDHW-ElecDry-Tier2AnySFm2017CZ09DEER2017 | 2681
Appl-CW-Front-GasDHW-ElecDry-Tier2 | DEER2017 | D17 v3 |  | Any | SFm | 2017 | CZ10 | rDXGF | Household | 1 | 1948.8 | None | 233 | 0.035 | -0.55 | 213 | 0.032 | -0.39 | 233 | 0.035 | -0.55 | 213 | 0.032 | -0.39 | DEER:Res:ClothesDishWasher | Annual | 1719 |  | Appl-CW-Front-GasDHW-ElecDry-Tier2DEER2017 | Appl-CW-Front-GasDHW-ElecDry-Tier2AnySFm2017CZ10DEER2017 | 2682
Appl-CW-Front-GasDHW-ElecDry-Tier2 | DEER2017 | D17 v3 |  | Any | SFm | 2017 | CZ11 | rDXGF | Household | 1 | 1948.8 | None | 233 | 0.035 | -0.7 | 212 | 0.032 | -0.53 | 233 | 0.035 | -0.7 | 212 | 0.032 | -0.53 | DEER:Res:ClothesDishWasher | Annual | 1719 |  | Appl-CW-Front-GasDHW-ElecDry-Tier2DEER2017 | Appl-CW-Front-GasDHW-ElecDry-Tier2AnySFm2017CZ11DEER2017 | 2683
Appl-CW-Front-GasDHW-ElecDry-Tier2 | DEER2017 | D17 v3 |  | Any | SFm | 2017 | CZ12 | rDXGF | Household | 1 | 1948.8 | None | 232 | 0.036 | -0.59 | 211 | 0.033 | -0.42 | 232 | 0.036 | -0.59 | 211 | 0.033 | -0.42 | DEER:Res:ClothesDishWasher | Annual | 1719 |  | Appl-CW-Front-GasDHW-ElecDry-Tier2DEER2017 | Appl-CW-Front-GasDHW-ElecDry-Tier2AnySFm2017CZ12DEER2017 | 2684
Appl-CW-Front-GasDHW-ElecDry-Tier2 | DEER2017 | D17 v3 |  | Any | SFm | 2017 | CZ13 | rDXGF | Household | 1 | 1948.8 | None | 233 | 0.035 | -0.56 | 213 | 0.032 | -0.4 | 233 | 0.035 | -0.56 | 213 | 0.032 | -0.4 | DEER:Res:ClothesDishWasher | Annual | 1719 |  | Appl-CW-Front-GasDHW-ElecDry-Tier2DEER2017 | Appl-CW-Front-GasDHW-ElecDry-Tier2AnySFm2017CZ13DEER2017 | 2685
Appl-CW-Front-GasDHW-ElecDry-Tier2 | DEER2017 | D17 v3 |  | Any | SFm | 2017 | CZ14 | rDXGF | Household | 1 | 2160.9 | None | 234 | 0.034 | -0.78 | 214 | 0.031 | -0.6 | 234 | 0.034 | -0.78 | 214 | 0.031 | -0.6 | DEER:Res:ClothesDishWasher | Annual | 1719 |  | Appl-CW-Front-GasDHW-ElecDry-Tier2DEER2017 | Appl-CW-Front-GasDHW-ElecDry-Tier2AnySFm2017CZ14DEER2017 | 2686
Appl-CW-Front-GasDHW-ElecDry-Tier2 | DEER2017 | D17 v3 |  | Any | SFm | 2017 | CZ15 | rDXGF | Household | 1 | 2160.9 | None | 236 | 0.033 | -0.24 | 216 | 0.03 | -0.13 | 236 | 0.033 | -0.24 | 216 | 0.03 | -0.13 | DEER:Res:ClothesDishWasher | Annual | 1719 |  | Appl-CW-Front-GasDHW-ElecDry-Tier2DEER2017 | Appl-CW-Front-GasDHW-ElecDry-Tier2AnySFm2017CZ15DEER2017 | 2687
Appl-CW-Front-GasDHW-ElecDry-Tier2 | DEER2017 | D17 v3 |  | Any | SFm | 2017 | CZ16 | rDXGF | Household | 1 | 2295.6 | None | 230 | 0.035 | -0.63 | 210 | 0.032 | -0.44 | 230 | 0.035 | -0.63 | 210 | 0.032 | -0.44 | DEER:Res:ClothesDishWasher | Annual | 1719 |  | Appl-CW-Front-GasDHW-ElecDry-Tier2DEER2017 | Appl-CW-Front-GasDHW-ElecDry-Tier2AnySFm2017CZ16DEER2017 | 2688
Appl-CW-Front-GasDHW-ElecDry-Tier3 | DEER2017 | D17 v3 |  | Any | DMo | MH00 | CZ01 | rDXGF | Household | 1 | 1242 | None | 191 | 0.027 | 0.52 | 175 | 0.025 | 0.69 | 191 | 0.027 | 0.52 | 175 | 0.025 | 0.69 | DEER:Res:ClothesDishWasher | Annual | 1719 |  | Appl-CW-Front-GasDHW-ElecDry-Tier3DEER2017 | Appl-CW-Front-GasDHW-ElecDry-Tier3AnyDMoMH00CZ01DEER2017 | 2689
Appl-CW-Front-GasDHW-ElecDry-Tier3 | DEER2017 | D17 v3 |  | Any | DMo | MH00 | CZ02 | rDXGF | Household | 1 | 1242 | None | 192 | 0.029 | 0.52 | 176 | 0.026 | 0.66 | 192 | 0.029 | 0.52 | 176 | 0.026 | 0.66 | DEER:Res:ClothesDishWasher | Annual | 1719 |  | Appl-CW-Front-GasDHW-ElecDry-Tier3DEER2017 | Appl-CW-Front-GasDHW-ElecDry-Tier3AnyDMoMH00CZ02DEER2017 | 2690
Appl-CW-Front-GasDHW-ElecDry-Tier3 | DEER2017 | D17 v3 |  | Any | DMo | MH00 | CZ03 | rDXGF | Household | 1 | 1242 | None | 191 | 0.029 | 0.47 | 175 | 0.026 | 0.63 | 191 | 0.029 | 0.47 | 175 | 0.026 | 0.63 | DEER:Res:ClothesDishWasher | Annual | 1719 |  | Appl-CW-Front-GasDHW-ElecDry-Tier3DEER2017 | Appl-CW-Front-GasDHW-ElecDry-Tier3AnyDMoMH00CZ03DEER2017 | 2691
Appl-CW-Front-GasDHW-ElecDry-Tier3 | DEER2017 | D17 v3 |  | Any | DMo | MH00 | CZ04 | rDXGF | Household | 1 | 1242 | None | 193 | 0.028 | 0.48 | 178 | 0.026 | 0.63 | 193 | 0.028 | 0.48 | 178 | 0.026 | 0.63 | DEER:Res:ClothesDishWasher | Annual | 1719 |  | Appl-CW-Front-GasDHW-ElecDry-Tier3DEER2017 | Appl-CW-Front-GasDHW-ElecDry-Tier3AnyDMoMH00CZ04DEER2017 | 2692
Appl-CW-Front-GasDHW-ElecDry-Tier3 | DEER2017 | D17 v3 |  | Any | DMo | MH00 | CZ05 | rDXGF | Household | 1 | 1242 | None | 191 | 0.028 | 0.3 | 175 | 0.026 | 0.49 | 191 | 0.028 | 0.3 | 175 | 0.026 | 0.49 | DEER:Res:ClothesDishWasher | Annual | 1719 |  | Appl-CW-Front-GasDHW-ElecDry-Tier3DEER2017 | Appl-CW-Front-GasDHW-ElecDry-Tier3AnyDMoMH00CZ05DEER2017 | 2693
Appl-CW-Front-GasDHW-ElecDry-Tier3 | DEER2017 | D17 v3 |  | Any | DMo | MH00 | CZ06 | rDXGF | Household | 1 | 1242 | None | 193 | 0.029 | 0.49 | 177 | 0.026 | 0.63 | 193 | 0.029 | 0.49 | 177 | 0.026 | 0.63 | DEER:Res:ClothesDishWasher | Annual | 1719 |  | Appl-CW-Front-GasDHW-ElecDry-Tier3DEER2017 | Appl-CW-Front-GasDHW-ElecDry-Tier3AnyDMoMH00CZ06DEER2017 | 2694
Appl-CW-Front-GasDHW-ElecDry-Tier3 | DEER2017 | D17 v3 |  | Any | DMo | MH00 | CZ07 | rDXGF | Household | 1 | 1242 | None | 192 | 0.028 | 0.54 | 176 | 0.026 | 0.66 | 192 | 0.028 | 0.54 | 176 | 0.026 | 0.66 | DEER:Res:ClothesDishWasher | Annual | 1719 |  | Appl-CW-Front-GasDHW-ElecDry-Tier3DEER2017 | Appl-CW-Front-GasDHW-ElecDry-Tier3AnyDMoMH00CZ07DEER2017 | 2695
Appl-CW-Front-GasDHW-ElecDry-Tier3 | DEER2017 | D17 v3 |  | Any | DMo | MH00 | CZ08 | rDXGF | Household | 1 | 1242 | None | 194 | 0.028 | 0.53 | 177 | 0.025 | 0.65 | 194 | 0.028 | 0.53 | 177 | 0.025 | 0.65 | DEER:Res:ClothesDishWasher | Annual | 1719 |  | Appl-CW-Front-GasDHW-ElecDry-Tier3DEER2017 | Appl-CW-Front-GasDHW-ElecDry-Tier3AnyDMoMH00CZ08DEER2017 | 2696
Appl-CW-Front-GasDHW-ElecDry-Tier3 | DEER2017 | D17 v3 |  | Any | DMo | MH00 | CZ09 | rDXGF | Household | 1 | 1242 | None | 194 | 0.029 | 0.49 | 178 | 0.026 | 0.62 | 194 | 0.029 | 0.49 | 178 | 0.026 | 0.62 | DEER:Res:ClothesDishWasher | Annual | 1719 |  | Appl-CW-Front-GasDHW-ElecDry-Tier3DEER2017 | Appl-CW-Front-GasDHW-ElecDry-Tier3AnyDMoMH00CZ09DEER2017 | 2697
Appl-CW-Front-GasDHW-ElecDry-Tier3 | DEER2017 | D17 v3 |  | Any | DMo | MH00 | CZ10 | rDXGF | Household | 1 | 1242 | None | 194 | 0.028 | 0.52 | 178 | 0.026 | 0.64 | 194 | 0.028 | 0.52 | 178 | 0.026 | 0.64 | DEER:Res:ClothesDishWasher | Annual | 1719 |  | Appl-CW-Front-GasDHW-ElecDry-Tier3DEER2017 | Appl-CW-Front-GasDHW-ElecDry-Tier3AnyDMoMH00CZ10DEER2017 | 2698
Appl-CW-Front-GasDHW-ElecDry-Tier3 | DEER2017 | D17 v3 |  | Any | DMo | MH00 | CZ11 | rDXGF | Household | 1 | 1242 | None | 193 | 0.028 | 0.48 | 177 | 0.026 | 0.62 | 193 | 0.028 | 0.48 | 177 | 0.026 | 0.62 | DEER:Res:ClothesDishWasher | Annual | 1719 |  | Appl-CW-Front-GasDHW-ElecDry-Tier3DEER2017 | Appl-CW-Front-GasDHW-ElecDry-Tier3AnyDMoMH00CZ11DEER2017 | 2699
Appl-CW-Front-GasDHW-ElecDry-Tier3 | DEER2017 | D17 v3 |  | Any | DMo | MH00 | CZ12 | rDXGF | Household | 1 | 1242 | None | 193 | 0.028 | 0.45 | 177 | 0.026 | 0.59 | 193 | 0.028 | 0.45 | 177 | 0.026 | 0.59 | DEER:Res:ClothesDishWasher | Annual | 1719 |  | Appl-CW-Front-GasDHW-ElecDry-Tier3DEER2017 | Appl-CW-Front-GasDHW-ElecDry-Tier3AnyDMoMH00CZ12DEER2017 | 2700
Appl-CW-Front-GasDHW-ElecDry-Tier3 | DEER2017 | D17 v3 |  | Any | DMo | MH00 | CZ13 | rDXGF | Household | 1 | 1242 | None | 194 | 0.028 | 0.44 | 177 | 0.025 | 0.57 | 194 | 0.028 | 0.44 | 177 | 0.025 | 0.57 | DEER:Res:ClothesDishWasher | Annual | 1719 |  | Appl-CW-Front-GasDHW-ElecDry-Tier3DEER2017 | Appl-CW-Front-GasDHW-ElecDry-Tier3AnyDMoMH00CZ13DEER2017 | 2701
Appl-CW-Front-GasDHW-ElecDry-Tier3 | DEER2017 | D17 v3 |  | Any | DMo | MH00 | CZ14 | rDXGF | Household | 1 | 1242 | None | 194 | 0.028 | 0.46 | 177 | 0.025 | 0.6 | 194 | 0.028 | 0.46 | 177 | 0.025 | 0.6 | DEER:Res:ClothesDishWasher | Annual | 1719 |  | Appl-CW-Front-GasDHW-ElecDry-Tier3DEER2017 | Appl-CW-Front-GasDHW-ElecDry-Tier3AnyDMoMH00CZ14DEER2017 | 2702
Appl-CW-Front-GasDHW-ElecDry-Tier3 | DEER2017 | D17 v3 |  | Any | DMo | MH00 | CZ15 | rDXGF | Household | 1 | 1242 | None | 195 | 0.028 | 0.53 | 178 | 0.025 | 0.61 | 195 | 0.028 | 0.53 | 178 | 0.025 | 0.61 | DEER:Res:ClothesDishWasher | Annual | 1719 |  | Appl-CW-Front-GasDHW-ElecDry-Tier3DEER2017 | Appl-CW-Front-GasDHW-ElecDry-Tier3AnyDMoMH00CZ15DEER2017 | 2703
Appl-CW-Front-GasDHW-ElecDry-Tier3 | DEER2017 | D17 v3 |  | Any | DMo | MH00 | CZ16 | rDXGF | Household | 1 | 1242 | None | 193 | 0.031 | 0.58 | 176 | 0.025 | 0.72 | 193 | 0.031 | 0.58 | 176 | 0.025 | 0.72 | DEER:Res:ClothesDishWasher | Annual | 1719 |  | Appl-CW-Front-GasDHW-ElecDry-Tier3DEER2017 | Appl-CW-Front-GasDHW-ElecDry-Tier3AnyDMoMH00CZ16DEER2017 | 2704
Appl-CW-Front-GasDHW-ElecDry-Tier3 | DEER2017 | D17 v3 |  | Any | DMo | MH06 | CZ01 | rDXGF | Household | 1 | 1242 | None | 191 | 0.027 | 0.44 | 175 | 0.025 | 0.63 | 191 | 0.027 | 0.44 | 175 | 0.025 | 0.63 | DEER:Res:ClothesDishWasher | Annual | 1719 |  | Appl-CW-Front-GasDHW-ElecDry-Tier3DEER2017 | Appl-CW-Front-GasDHW-ElecDry-Tier3AnyDMoMH06CZ01DEER2017 | 2705
Appl-CW-Front-GasDHW-ElecDry-Tier3 | DEER2017 | D17 v3 |  | Any | DMo | MH06 | CZ02 | rDXGF | Household | 1 | 1242 | None | 193 | 0.028 | 0.49 | 176 | 0.026 | 0.64 | 193 | 0.028 | 0.49 | 176 | 0.026 | 0.64 | DEER:Res:ClothesDishWasher | Annual | 1719 |  | Appl-CW-Front-GasDHW-ElecDry-Tier3DEER2017 | Appl-CW-Front-GasDHW-ElecDry-Tier3AnyDMoMH06CZ02DEER2017 | 2706
Appl-CW-Front-GasDHW-ElecDry-Tier3 | DEER2017 | D17 v3 |  | Any | DMo | MH06 | CZ03 | rDXGF | Household | 1 | 1242 | None | 192 | 0.028 | 0.61 | 176 | 0.025 | 0.73 | 192 | 0.028 | 0.61 | 176 | 0.025 | 0.73 | DEER:Res:ClothesDishWasher | Annual | 1719 |  | Appl-CW-Front-GasDHW-ElecDry-Tier3DEER2017 | Appl-CW-Front-GasDHW-ElecDry-Tier3AnyDMoMH06CZ03DEER2017 | 2707
Appl-CW-Front-GasDHW-ElecDry-Tier3 | DEER2017 | D17 v3 |  | Any | DMo | MH06 | CZ04 | rDXGF | Household | 1 | 1242 | None | 193 | 0.027 | 0.52 | 176 | 0.025 | 0.65 | 193 | 0.027 | 0.52 | 176 | 0.025 | 0.65 | DEER:Res:ClothesDishWasher | Annual | 1719 |  | Appl-CW-Front-GasDHW-ElecDry-Tier3DEER2017 | Appl-CW-Front-GasDHW-ElecDry-Tier3AnyDMoMH06CZ04DEER2017 | 2708
Appl-CW-Front-GasDHW-ElecDry-Tier3 | DEER2017 | D17 v3 |  | Any | DMo | MH06 | CZ05 | rDXGF | Household | 1 | 1242 | None | 191 | 0.028 | 0.47 | 175 | 0.025 | 0.63 | 191 | 0.028 | 0.47 | 175 | 0.025 | 0.63 | DEER:Res:ClothesDishWasher | Annual | 1719 |  | Appl-CW-Front-GasDHW-ElecDry-Tier3DEER2017 | Appl-CW-Front-GasDHW-ElecDry-Tier3AnyDMoMH06CZ05DEER2017 | 2709
Appl-CW-Front-GasDHW-ElecDry-Tier3 | DEER2017 | D17 v3 |  | Any | DMo | MH06 | CZ06 | rDXGF | Household | 1 | 1242 | None | 193 | 0.028 | 0.73 | 177 | 0.025 | 0.8 | 193 | 0.028 | 0.73 | 177 | 0.025 | 0.8 | DEER:Res:ClothesDishWasher | Annual | 1719 |  | Appl-CW-Front-GasDHW-ElecDry-Tier3DEER2017 | Appl-CW-Front-GasDHW-ElecDry-Tier3AnyDMoMH06CZ06DEER2017 | 2710
Appl-CW-Front-GasDHW-ElecDry-Tier3 | DEER2017 | D17 v3 |  | Any | DMo | MH06 | CZ07 | rDXGF | Household | 1 | 1242 | None | 194 | 0.027 | 0.67 | 177 | 0.025 | 0.76 | 194 | 0.027 | 0.67 | 177 | 0.025 | 0.76 | DEER:Res:ClothesDishWasher | Annual | 1719 |  | Appl-CW-Front-GasDHW-ElecDry-Tier3DEER2017 | Appl-CW-Front-GasDHW-ElecDry-Tier3AnyDMoMH06CZ07DEER2017 | 2711
Appl-CW-Front-GasDHW-ElecDry-Tier3 | DEER2017 | D17 v3 |  | Any | DMo | MH06 | CZ08 | rDXGF | Household | 1 | 1242 | None | 194 | 0.028 | 0.6 | 178 | 0.025 | 0.71 | 194 | 0.028 | 0.6 | 178 | 0.025 | 0.71 | DEER:Res:ClothesDishWasher | Annual | 1719 |  | Appl-CW-Front-GasDHW-ElecDry-Tier3DEER2017 | Appl-CW-Front-GasDHW-ElecDry-Tier3AnyDMoMH06CZ08DEER2017 | 2712
Appl-CW-Front-GasDHW-ElecDry-Tier3 | DEER2017 | D17 v3 |  | Any | DMo | MH06 | CZ09 | rDXGF | Household | 1 | 1242 | None | 194 | 0.028 | 0.57 | 177 | 0.026 | 0.68 | 194 | 0.028 | 0.57 | 177 | 0.026 | 0.68 | DEER:Res:ClothesDishWasher | Annual | 1719 |  | Appl-CW-Front-GasDHW-ElecDry-Tier3DEER2017 | Appl-CW-Front-GasDHW-ElecDry-Tier3AnyDMoMH06CZ09DEER2017 | 2713
Appl-CW-Front-GasDHW-ElecDry-Tier3 | DEER2017 | D17 v3 |  | Any | DMo | MH06 | CZ10 | rDXGF | Household | 1 | 1242 | None | 194 | 0.027 | 0.51 | 177 | 0.024 | 0.63 | 194 | 0.027 | 0.51 | 177 | 0.024 | 0.63 | DEER:Res:ClothesDishWasher | Annual | 1719 |  | Appl-CW-Front-GasDHW-ElecDry-Tier3DEER2017 | Appl-CW-Front-GasDHW-ElecDry-Tier3AnyDMoMH06CZ10DEER2017 | 2714
Appl-CW-Front-GasDHW-ElecDry-Tier3 | DEER2017 | D17 v3 |  | Any | DMo | MH06 | CZ11 | rDXGF | Household | 1 | 1242 | None | 193 | 0.027 | 0.53 | 177 | 0.025 | 0.65 | 193 | 0.027 | 0.53 | 177 | 0.025 | 0.65 | DEER:Res:ClothesDishWasher | Annual | 1719 |  | Appl-CW-Front-GasDHW-ElecDry-Tier3DEER2017 | Appl-CW-Front-GasDHW-ElecDry-Tier3AnyDMoMH06CZ11DEER2017 | 2715
Appl-CW-Front-GasDHW-ElecDry-Tier3 | DEER2017 | D17 v3 |  | Any | DMo | MH06 | CZ12 | rDXGF | Household | 1 | 1242 | None | 193 | 0.028 | 0.48 | 177 | 0.026 | 0.62 | 193 | 0.028 | 0.48 | 177 | 0.026 | 0.62 | DEER:Res:ClothesDishWasher | Annual | 1719 |  | Appl-CW-Front-GasDHW-ElecDry-Tier3DEER2017 | Appl-CW-Front-GasDHW-ElecDry-Tier3AnyDMoMH06CZ12DEER2017 | 2716
Appl-CW-Front-GasDHW-ElecDry-Tier3 | DEER2017 | D17 v3 |  | Any | DMo | MH06 | CZ13 | rDXGF | Household | 1 | 1242 | None | 194 | 0.028 | 0.49 | 177 | 0.025 | 0.61 | 194 | 0.028 | 0.49 | 177 | 0.025 | 0.61 | DEER:Res:ClothesDishWasher | Annual | 1719 |  | Appl-CW-Front-GasDHW-ElecDry-Tier3DEER2017 | Appl-CW-Front-GasDHW-ElecDry-Tier3AnyDMoMH06CZ13DEER2017 | 2717
Appl-CW-Front-GasDHW-ElecDry-Tier3 | DEER2017 | D17 v3 |  | Any | DMo | MH06 | CZ14 | rDXGF | Household | 1 | 1242 | None | 194 | 0.027 | 0.49 | 177 | 0.025 | 0.63 | 194 | 0.027 | 0.49 | 177 | 0.025 | 0.63 | DEER:Res:ClothesDishWasher | Annual | 1719 |  | Appl-CW-Front-GasDHW-ElecDry-Tier3DEER2017 | Appl-CW-Front-GasDHW-ElecDry-Tier3AnyDMoMH06CZ14DEER2017 | 2718
Appl-CW-Front-GasDHW-ElecDry-Tier3 | DEER2017 | D17 v3 |  | Any | DMo | MH06 | CZ15 | rDXGF | Household | 1 | 1242 | None | 194 | 0.027 | 0.54 | 178 | 0.025 | 0.62 | 194 | 0.027 | 0.54 | 178 | 0.025 | 0.62 | DEER:Res:ClothesDishWasher | Annual | 1719 |  | Appl-CW-Front-GasDHW-ElecDry-Tier3DEER2017 | Appl-CW-Front-GasDHW-ElecDry-Tier3AnyDMoMH06CZ15DEER2017 | 2719
Appl-CW-Front-GasDHW-ElecDry-Tier3 | DEER2017 | D17 v3 |  | Any | DMo | MH06 | CZ16 | rDXGF | Household | 1 | 1242 | None | 192 | 0.027 | 0.58 | 176 | 0.025 | 0.73 | 192 | 0.027 | 0.58 | 176 | 0.025 | 0.73 | DEER:Res:ClothesDishWasher | Annual | 1719 |  | Appl-CW-Front-GasDHW-ElecDry-Tier3DEER2017 | Appl-CW-Front-GasDHW-ElecDry-Tier3AnyDMoMH06CZ16DEER2017 | 2720
Appl-CW-Front-GasDHW-ElecDry-Tier3 | DEER2017 | D17 v3 |  | Any | DMo | MH15 | CZ01 | rDXGF | Household | 1 | 1242 | None | 191 | 0.027 | 0.48 | 175 | 0.025 | 0.66 | 191 | 0.027 | 0.48 | 175 | 0.025 | 0.66 | DEER:Res:ClothesDishWasher | Annual | 1719 |  | Appl-CW-Front-GasDHW-ElecDry-Tier3DEER2017 | Appl-CW-Front-GasDHW-ElecDry-Tier3AnyDMoMH15CZ01DEER2017 | 2721
Appl-CW-Front-GasDHW-ElecDry-Tier3 | DEER2017 | D17 v3 |  | Any | DMo | MH15 | CZ02 | rDXGF | Household | 1 | 1242 | None | 192 | 0.025 | 0.48 | 176 | 0.023 | 0.63 | 192 | 0.025 | 0.48 | 176 | 0.023 | 0.63 | DEER:Res:ClothesDishWasher | Annual | 1719 |  | Appl-CW-Front-GasDHW-ElecDry-Tier3DEER2017 | Appl-CW-Front-GasDHW-ElecDry-Tier3AnyDMoMH15CZ02DEER2017 | 2722
Appl-CW-Front-GasDHW-ElecDry-Tier3 | DEER2017 | D17 v3 |  | Any | DMo | MH15 | CZ03 | rDXGF | Household | 1 | 1242 | None | 191 | 0.028 | 0.49 | 175 | 0.025 | 0.64 | 191 | 0.028 | 0.49 | 175 | 0.025 | 0.64 | DEER:Res:ClothesDishWasher | Annual | 1719 |  | Appl-CW-Front-GasDHW-ElecDry-Tier3DEER2017 | Appl-CW-Front-GasDHW-ElecDry-Tier3AnyDMoMH15CZ03DEER2017 | 2723
Appl-CW-Front-GasDHW-ElecDry-Tier3 | DEER2017 | D17 v3 |  | Any | DMo | MH15 | CZ04 | rDXGF | Household | 1 | 1242 | None | 192 | 0.028 | 0.51 | 176 | 0.025 | 0.64 | 192 | 0.028 | 0.51 | 176 | 0.025 | 0.64 | DEER:Res:ClothesDishWasher | Annual | 1719 |  | Appl-CW-Front-GasDHW-ElecDry-Tier3DEER2017 | Appl-CW-Front-GasDHW-ElecDry-Tier3AnyDMoMH15CZ04DEER2017 | 2724
Appl-CW-Front-GasDHW-ElecDry-Tier3 | DEER2017 | D17 v3 |  | Any | DMo | MH15 | CZ05 | rDXGF | Household | 1 | 1242 | None | 191 | 0.027 | 0.42 | 175 | 0.025 | 0.59 | 191 | 0.027 | 0.42 | 175 | 0.025 | 0.59 | DEER:Res:ClothesDishWasher | Annual | 1719 |  | Appl-CW-Front-GasDHW-ElecDry-Tier3DEER2017 | Appl-CW-Front-GasDHW-ElecDry-Tier3AnyDMoMH15CZ05DEER2017 | 2725
Appl-CW-Front-GasDHW-ElecDry-Tier3 | DEER2017 | D17 v3 |  | Any | DMo | MH15 | CZ06 | rDXGF | Household | 1 | 1242 | None | 193 | 0.027 | 0.54 | 176 | 0.025 | 0.66 | 193 | 0.027 | 0.54 | 176 | 0.025 | 0.66 | DEER:Res:ClothesDishWasher | Annual | 1719 |  | Appl-CW-Front-GasDHW-ElecDry-Tier3DEER2017 | Appl-CW-Front-GasDHW-ElecDry-Tier3AnyDMoMH15CZ06DEER2017 | 2726
Appl-CW-Front-GasDHW-ElecDry-Tier3 | DEER2017 | D17 v3 |  | Any | DMo | MH15 | CZ07 | rDXGF | Household | 1 | 1242 | None | 194 | 0.027 | 0.64 | 177 | 0.025 | 0.73 | 194 | 0.027 | 0.64 | 177 | 0.025 | 0.73 | DEER:Res:ClothesDishWasher | Annual | 1719 |  | Appl-CW-Front-GasDHW-ElecDry-Tier3DEER2017 | Appl-CW-Front-GasDHW-ElecDry-Tier3AnyDMoMH15CZ07DEER2017 | 2727
Appl-CW-Front-GasDHW-ElecDry-Tier3 | DEER2017 | D17 v3 |  | Any | DMo | MH15 | CZ08 | rDXGF | Household | 1 | 1242 | None | 194 | 0.027 | 0.6 | 177 | 0.025 | 0.7 | 194 | 0.027 | 0.6 | 177 | 0.025 | 0.7 | DEER:Res:ClothesDishWasher | Annual | 1719 |  | Appl-CW-Front-GasDHW-ElecDry-Tier3DEER2017 | Appl-CW-Front-GasDHW-ElecDry-Tier3AnyDMoMH15CZ08DEER2017 | 2728
Appl-CW-Front-GasDHW-ElecDry-Tier3 | DEER2017 | D17 v3 |  | Any | DMo | MH15 | CZ09 | rDXGF | Household | 1 | 1242 | None | 194 | 0.028 | 0.57 | 178 | 0.025 | 0.68 | 194 | 0.028 | 0.57 | 178 | 0.025 | 0.68 | DEER:Res:ClothesDishWasher | Annual | 1719 |  | Appl-CW-Front-GasDHW-ElecDry-Tier3DEER2017 | Appl-CW-Front-GasDHW-ElecDry-Tier3AnyDMoMH15CZ09DEER2017 | 2729
Appl-CW-Front-GasDHW-ElecDry-Tier3 | DEER2017 | D17 v3 |  | Any | DMo | MH15 | CZ10 | rDXGF | Household | 1 | 1242 | None | 193 | 0.027 | 0.53 | 177 | 0.025 | 0.65 | 193 | 0.027 | 0.53 | 177 | 0.025 | 0.65 | DEER:Res:ClothesDishWasher | Annual | 1719 |  | Appl-CW-Front-GasDHW-ElecDry-Tier3DEER2017 | Appl-CW-Front-GasDHW-ElecDry-Tier3AnyDMoMH15CZ10DEER2017 | 2730
Appl-CW-Front-GasDHW-ElecDry-Tier3 | DEER2017 | D17 v3 |  | Any | DMo | MH15 | CZ11 | rDXGF | Household | 1 | 1242 | None | 193 | 0.027 | 0.5 | 177 | 0.025 | 0.63 | 193 | 0.027 | 0.5 | 177 | 0.025 | 0.63 | DEER:Res:ClothesDishWasher | Annual | 1719 |  | Appl-CW-Front-GasDHW-ElecDry-Tier3DEER2017 | Appl-CW-Front-GasDHW-ElecDry-Tier3AnyDMoMH15CZ11DEER2017 | 2731
Appl-CW-Front-GasDHW-ElecDry-Tier3 | DEER2017 | D17 v3 |  | Any | DMo | MH15 | CZ12 | rDXGF | Household | 1 | 1242 | None | 193 | 0.028 | 0.5 | 176 | 0.025 | 0.64 | 193 | 0.028 | 0.5 | 176 | 0.025 | 0.64 | DEER:Res:ClothesDishWasher | Annual | 1719 |  | Appl-CW-Front-GasDHW-ElecDry-Tier3DEER2017 | Appl-CW-Front-GasDHW-ElecDry-Tier3AnyDMoMH15CZ12DEER2017 | 2732
Appl-CW-Front-GasDHW-ElecDry-Tier3 | DEER2017 | D17 v3 |  | Any | DMo | MH15 | CZ13 | rDXGF | Household | 1 | 1242 | None | 194 | 0.028 | 0.5 | 177 | 0.025 | 0.62 | 194 | 0.028 | 0.5 | 177 | 0.025 | 0.62 | DEER:Res:ClothesDishWasher | Annual | 1719 |  | Appl-CW-Front-GasDHW-ElecDry-Tier3DEER2017 | Appl-CW-Front-GasDHW-ElecDry-Tier3AnyDMoMH15CZ13DEER2017 | 2733
Appl-CW-Front-GasDHW-ElecDry-Tier3 | DEER2017 | D17 v3 |  | Any | DMo | MH15 | CZ14 | rDXGF | Household | 1 | 1242 | None | 193 | 0.027 | 0.48 | 177 | 0.025 | 0.61 | 193 | 0.027 | 0.48 | 177 | 0.025 | 0.61 | DEER:Res:ClothesDishWasher | Annual | 1719 |  | Appl-CW-Front-GasDHW-ElecDry-Tier3DEER2017 | Appl-CW-Front-GasDHW-ElecDry-Tier3AnyDMoMH15CZ14DEER2017 | 2734
Appl-CW-Front-GasDHW-ElecDry-Tier3 | DEER2017 | D17 v3 |  | Any | DMo | MH15 | CZ15 | rDXGF | Household | 1 | 1242 | None | 194 | 0.027 | 0.53 | 177 | 0.025 | 0.61 | 194 | 0.027 | 0.53 | 177 | 0.025 | 0.61 | DEER:Res:ClothesDishWasher | Annual | 1719 |  | Appl-CW-Front-GasDHW-ElecDry-Tier3DEER2017 | Appl-CW-Front-GasDHW-ElecDry-Tier3AnyDMoMH15CZ15DEER2017 | 2735
Appl-CW-Front-GasDHW-ElecDry-Tier3 | DEER2017 | D17 v3 |  | Any | DMo | MH15 | CZ16 | rDXGF | Household | 1 | 1242 | None | 192 | 0.028 | 0.58 | 176 | 0.025 | 0.73 | 192 | 0.028 | 0.58 | 176 | 0.025 | 0.73 | DEER:Res:ClothesDishWasher | Annual | 1719 |  | Appl-CW-Front-GasDHW-ElecDry-Tier3DEER2017 | Appl-CW-Front-GasDHW-ElecDry-Tier3AnyDMoMH15CZ16DEER2017 | 2736
Appl-CW-Front-GasDHW-ElecDry-Tier3 | DEER2017 | D17 v3 |  | Any | DMo | MH72 | CZ01 | rDXGF | Household | 1 | 1196 | None | 191 | 0.026 | 0.55 | 175 | 0.024 | 0.71 | 191 | 0.026 | 0.55 | 175 | 0.024 | 0.71 | DEER:Res:ClothesDishWasher | Annual | 1719 |  | Appl-CW-Front-GasDHW-ElecDry-Tier3DEER2017 | Appl-CW-Front-GasDHW-ElecDry-Tier3AnyDMoMH72CZ01DEER2017 | 2737
Appl-CW-Front-GasDHW-ElecDry-Tier3 | DEER2017 | D17 v3 |  | Any | DMo | MH72 | CZ02 | rDXGF | Household | 1 | 1196 | None | 192 | 0.029 | 0.53 | 176 | 0.026 | 0.67 | 192 | 0.029 | 0.53 | 176 | 0.026 | 0.67 | DEER:Res:ClothesDishWasher | Annual | 1719 |  | Appl-CW-Front-GasDHW-ElecDry-Tier3DEER2017 | Appl-CW-Front-GasDHW-ElecDry-Tier3AnyDMoMH72CZ02DEER2017 | 2738
Appl-CW-Front-GasDHW-ElecDry-Tier3 | DEER2017 | D17 v3 |  | Any | DMo | MH72 | CZ03 | rDXGF | Household | 1 | 1196 | None | 192 | 0.028 | 0.53 | 176 | 0.026 | 0.67 | 192 | 0.028 | 0.53 | 176 | 0.026 | 0.67 | DEER:Res:ClothesDishWasher | Annual | 1719 |  | Appl-CW-Front-GasDHW-ElecDry-Tier3DEER2017 | Appl-CW-Front-GasDHW-ElecDry-Tier3AnyDMoMH72CZ03DEER2017 | 2739
Appl-CW-Front-GasDHW-ElecDry-Tier3 | DEER2017 | D17 v3 |  | Any | DMo | MH72 | CZ04 | rDXGF | Household | 1 | 1196 | None | 193 | 0.028 | 0.54 | 176 | 0.025 | 0.67 | 193 | 0.028 | 0.54 | 176 | 0.025 | 0.67 | DEER:Res:ClothesDishWasher | Annual | 1719 |  | Appl-CW-Front-GasDHW-ElecDry-Tier3DEER2017 | Appl-CW-Front-GasDHW-ElecDry-Tier3AnyDMoMH72CZ04DEER2017 | 2740
Appl-CW-Front-GasDHW-ElecDry-Tier3 | DEER2017 | D17 v3 |  | Any | DMo | MH72 | CZ05 | rDXGF | Household | 1 | 1196 | None | 191 | 0.027 | 0.43 | 175 | 0.024 | 0.6 | 191 | 0.027 | 0.43 | 175 | 0.024 | 0.6 | DEER:Res:ClothesDishWasher | Annual | 1719 |  | Appl-CW-Front-GasDHW-ElecDry-Tier3DEER2017 | Appl-CW-Front-GasDHW-ElecDry-Tier3AnyDMoMH72CZ05DEER2017 | 2741
Appl-CW-Front-GasDHW-ElecDry-Tier3 | DEER2017 | D17 v3 |  | Any | DMo | MH72 | CZ06 | rDXGF | Household | 1 | 1196 | None | 193 | 0.027 | 0.61 | 177 | 0.025 | 0.71 | 193 | 0.027 | 0.61 | 177 | 0.025 | 0.71 | DEER:Res:ClothesDishWasher | Annual | 1719 |  | Appl-CW-Front-GasDHW-ElecDry-Tier3DEER2017 | Appl-CW-Front-GasDHW-ElecDry-Tier3AnyDMoMH72CZ06DEER2017 | 2742
Appl-CW-Front-GasDHW-ElecDry-Tier3 | DEER2017 | D17 v3 |  | Any | DMo | MH72 | CZ07 | rDXGF | Household | 1 | 1196 | None | 194 | 0.027 | 0.6 | 177 | 0.025 | 0.7 | 194 | 0.027 | 0.6 | 177 | 0.025 | 0.7 | DEER:Res:ClothesDishWasher | Annual | 1719 |  | Appl-CW-Front-GasDHW-ElecDry-Tier3DEER2017 | Appl-CW-Front-GasDHW-ElecDry-Tier3AnyDMoMH72CZ07DEER2017 | 2743
Appl-CW-Front-GasDHW-ElecDry-Tier3 | DEER2017 | D17 v3 |  | Any | DMo | MH72 | CZ08 | rDXGF | Household | 1 | 1196 | None | 194 | 0.028 | 0.59 | 177 | 0.026 | 0.7 | 194 | 0.028 | 0.59 | 177 | 0.026 | 0.7 | DEER:Res:ClothesDishWasher | Annual | 1719 |  | Appl-CW-Front-GasDHW-ElecDry-Tier3DEER2017 | Appl-CW-Front-GasDHW-ElecDry-Tier3AnyDMoMH72CZ08DEER2017 | 2744
Appl-CW-Front-GasDHW-ElecDry-Tier3 | DEER2017 | D17 v3 |  | Any | DMo | MH72 | CZ09 | rDXGF | Household | 1 | 1196 | None | 194 | 0.028 | 0.59 | 177 | 0.025 | 0.69 | 194 | 0.028 | 0.59 | 177 | 0.025 | 0.69 | DEER:Res:ClothesDishWasher | Annual | 1719 |  | Appl-CW-Front-GasDHW-ElecDry-Tier3DEER2017 | Appl-CW-Front-GasDHW-ElecDry-Tier3AnyDMoMH72CZ09DEER2017 | 2745
Appl-CW-Front-GasDHW-ElecDry-Tier3 | DEER2017 | D17 v3 |  | Any | DMo | MH72 | CZ10 | rDXGF | Household | 1 | 1196 | None | 193 | 0.028 | 0.56 | 177 | 0.025 | 0.67 | 193 | 0.028 | 0.56 | 177 | 0.025 | 0.67 | DEER:Res:ClothesDishWasher | Annual | 1719 |  | Appl-CW-Front-GasDHW-ElecDry-Tier3DEER2017 | Appl-CW-Front-GasDHW-ElecDry-Tier3AnyDMoMH72CZ10DEER2017 | 2746
Appl-CW-Front-GasDHW-ElecDry-Tier3 | DEER2017 | D17 v3 |  | Any | DMo | MH72 | CZ11 | rDXGF | Household | 1 | 1196 | None | 193 | 0.028 | 0.54 | 177 | 0.026 | 0.66 | 193 | 0.028 | 0.54 | 177 | 0.026 | 0.66 | DEER:Res:ClothesDishWasher | Annual | 1719 |  | Appl-CW-Front-GasDHW-ElecDry-Tier3DEER2017 | Appl-CW-Front-GasDHW-ElecDry-Tier3AnyDMoMH72CZ11DEER2017 | 2747
Appl-CW-Front-GasDHW-ElecDry-Tier3 | DEER2017 | D17 v3 |  | Any | DMo | MH72 | CZ12 | rDXGF | Household | 1 | 1196 | None | 194 | 0.03 | 0.51 | 177 | 0.027 | 0.65 | 194 | 0.03 | 0.51 | 177 | 0.027 | 0.65 | DEER:Res:ClothesDishWasher | Annual | 1719 |  | Appl-CW-Front-GasDHW-ElecDry-Tier3DEER2017 | Appl-CW-Front-GasDHW-ElecDry-Tier3AnyDMoMH72CZ12DEER2017 | 2748
Appl-CW-Front-GasDHW-ElecDry-Tier3 | DEER2017 | D17 v3 |  | Any | DMo | MH72 | CZ13 | rDXGF | Household | 1 | 1196 | None | 194 | 0.028 | 0.49 | 177 | 0.025 | 0.62 | 194 | 0.028 | 0.49 | 177 | 0.025 | 0.62 | DEER:Res:ClothesDishWasher | Annual | 1719 |  | Appl-CW-Front-GasDHW-ElecDry-Tier3DEER2017 | Appl-CW-Front-GasDHW-ElecDry-Tier3AnyDMoMH72CZ13DEER2017 | 2749
Appl-CW-Front-GasDHW-ElecDry-Tier3 | DEER2017 | D17 v3 |  | Any | DMo | MH72 | CZ14 | rDXGF | Household | 1 | 1196 | None | 194 | 0.027 | 0.54 | 177 | 0.025 | 0.66 | 194 | 0.027 | 0.54 | 177 | 0.025 | 0.66 | DEER:Res:ClothesDishWasher | Annual | 1719 |  | Appl-CW-Front-GasDHW-ElecDry-Tier3DEER2017 | Appl-CW-Front-GasDHW-ElecDry-Tier3AnyDMoMH72CZ14DEER2017 | 2750
Appl-CW-Front-GasDHW-ElecDry-Tier3 | DEER2017 | D17 v3 |  | Any | DMo | MH72 | CZ15 | rDXGF | Household | 1 | 1196 | None | 194 | 0.028 | 0.55 | 177 | 0.025 | 0.62 | 194 | 0.028 | 0.55 | 177 | 0.025 | 0.62 | DEER:Res:ClothesDishWasher | Annual | 1719 |  | Appl-CW-Front-GasDHW-ElecDry-Tier3DEER2017 | Appl-CW-Front-GasDHW-ElecDry-Tier3AnyDMoMH72CZ15DEER2017 | 2751
Appl-CW-Front-GasDHW-ElecDry-Tier3 | DEER2017 | D17 v3 |  | Any | DMo | MH72 | CZ16 | rDXGF | Household | 1 | 1196 | None | 193 | 0.027 | 0.54 | 176 | 0.025 | 0.69 | 193 | 0.027 | 0.54 | 176 | 0.025 | 0.69 | DEER:Res:ClothesDishWasher | Annual | 1719 |  | Appl-CW-Front-GasDHW-ElecDry-Tier3DEER2017 | Appl-CW-Front-GasDHW-ElecDry-Tier3AnyDMoMH72CZ16DEER2017 | 2752
Appl-CW-Front-GasDHW-ElecDry-Tier3 | DEER2017 | D17 v3 |  | Any | DMo | MH85 | CZ01 | rDXGF | Household | 1 | 1242 | None | 191 | 0.027 | 0.43 | 175 | 0.025 | 0.61 | 191 | 0.027 | 0.43 | 175 | 0.025 | 0.61 | DEER:Res:ClothesDishWasher | Annual | 1719 |  | Appl-CW-Front-GasDHW-ElecDry-Tier3DEER2017 | Appl-CW-Front-GasDHW-ElecDry-Tier3AnyDMoMH85CZ01DEER2017 | 2753
Appl-CW-Front-GasDHW-ElecDry-Tier3 | DEER2017 | D17 v3 |  | Any | DMo | MH85 | CZ02 | rDXGF | Household | 1 | 1242 | None | 192 | 0.029 | 0.42 | 176 | 0.027 | 0.59 | 192 | 0.029 | 0.42 | 176 | 0.027 | 0.59 | DEER:Res:ClothesDishWasher | Annual | 1719 |  | Appl-CW-Front-GasDHW-ElecDry-Tier3DEER2017 | Appl-CW-Front-GasDHW-ElecDry-Tier3AnyDMoMH85CZ02DEER2017 | 2754
Appl-CW-Front-GasDHW-ElecDry-Tier3 | DEER2017 | D17 v3 |  | Any | DMo | MH85 | CZ03 | rDXGF | Household | 1 | 1242 | None | 192 | 0.028 | 0.44 | 176 | 0.026 | 0.61 | 192 | 0.028 | 0.44 | 176 | 0.026 | 0.61 | DEER:Res:ClothesDishWasher | Annual | 1719 |  | Appl-CW-Front-GasDHW-ElecDry-Tier3DEER2017 | Appl-CW-Front-GasDHW-ElecDry-Tier3AnyDMoMH85CZ03DEER2017 | 2755
Appl-CW-Front-GasDHW-ElecDry-Tier3 | DEER2017 | D17 v3 |  | Any | DMo | MH85 | CZ04 | rDXGF | Household | 1 | 1242 | None | 193 | 0.028 | 0.49 | 177 | 0.026 | 0.64 | 193 | 0.028 | 0.49 | 177 | 0.026 | 0.64 | DEER:Res:ClothesDishWasher | Annual | 1719 |  | Appl-CW-Front-GasDHW-ElecDry-Tier3DEER2017 | Appl-CW-Front-GasDHW-ElecDry-Tier3AnyDMoMH85CZ04DEER2017 | 2756
Appl-CW-Front-GasDHW-ElecDry-Tier3 | DEER2017 | D17 v3 |  | Any | DMo | MH85 | CZ05 | rDXGF | Household | 1 | 1242 | None | 192 | 0.032 | 0.41 | 175 | 0.029 | 0.58 | 192 | 0.032 | 0.41 | 175 | 0.029 | 0.58 | DEER:Res:ClothesDishWasher | Annual | 1719 |  | Appl-CW-Front-GasDHW-ElecDry-Tier3DEER2017 | Appl-CW-Front-GasDHW-ElecDry-Tier3AnyDMoMH85CZ05DEER2017 | 2757
Appl-CW-Front-GasDHW-ElecDry-Tier3 | DEER2017 | D17 v3 |  | Any | DMo | MH85 | CZ06 | rDXGF | Household | 1 | 1242 | None | 194 | 0.028 | 0.54 | 177 | 0.025 | 0.66 | 194 | 0.028 | 0.54 | 177 | 0.025 | 0.66 | DEER:Res:ClothesDishWasher | Annual | 1719 |  | Appl-CW-Front-GasDHW-ElecDry-Tier3DEER2017 | Appl-CW-Front-GasDHW-ElecDry-Tier3AnyDMoMH85CZ06DEER2017 | 2758
Appl-CW-Front-GasDHW-ElecDry-Tier3 | DEER2017 | D17 v3 |  | Any | DMo | MH85 | CZ07 | rDXGF | Household | 1 | 1242 | None | 193 | 0.028 | 0.55 | 177 | 0.026 | 0.68 | 193 | 0.028 | 0.55 | 177 | 0.026 | 0.68 | DEER:Res:ClothesDishWasher | Annual | 1719 |  | Appl-CW-Front-GasDHW-ElecDry-Tier3DEER2017 | Appl-CW-Front-GasDHW-ElecDry-Tier3AnyDMoMH85CZ07DEER2017 | 2759
Appl-CW-Front-GasDHW-ElecDry-Tier3 | DEER2017 | D17 v3 |  | Any | DMo | MH85 | CZ08 | rDXGF | Household | 1 | 1242 | None | 194 | 0.028 | 0.54 | 177 | 0.025 | 0.65 | 194 | 0.028 | 0.54 | 177 | 0.025 | 0.65 | DEER:Res:ClothesDishWasher | Annual | 1719 |  | Appl-CW-Front-GasDHW-ElecDry-Tier3DEER2017 | Appl-CW-Front-GasDHW-ElecDry-Tier3AnyDMoMH85CZ08DEER2017 | 2760
Appl-CW-Front-GasDHW-ElecDry-Tier3 | DEER2017 | D17 v3 |  | Any | DMo | MH85 | CZ09 | rDXGF | Household | 1 | 1242 | None | 193 | 0.027 | 0.51 | 177 | 0.025 | 0.64 | 193 | 0.027 | 0.51 | 177 | 0.025 | 0.64 | DEER:Res:ClothesDishWasher | Annual | 1719 |  | Appl-CW-Front-GasDHW-ElecDry-Tier3DEER2017 | Appl-CW-Front-GasDHW-ElecDry-Tier3AnyDMoMH85CZ09DEER2017 | 2761
Appl-CW-Front-GasDHW-ElecDry-Tier3 | DEER2017 | D17 v3 |  | Any | DMo | MH85 | CZ10 | rDXGF | Household | 1 | 1242 | None | 194 | 0.028 | 0.52 | 177 | 0.026 | 0.64 | 194 | 0.028 | 0.52 | 177 | 0.026 | 0.64 | DEER:Res:ClothesDishWasher | Annual | 1719 |  | Appl-CW-Front-GasDHW-ElecDry-Tier3DEER2017 | Appl-CW-Front-GasDHW-ElecDry-Tier3AnyDMoMH85CZ10DEER2017 | 2762
Appl-CW-Front-GasDHW-ElecDry-Tier3 | DEER2017 | D17 v3 |  | Any | DMo | MH85 | CZ11 | rDXGF | Household | 1 | 1242 | None | 193 | 0.028 | 0.45 | 177 | 0.025 | 0.59 | 193 | 0.028 | 0.45 | 177 | 0.025 | 0.59 | DEER:Res:ClothesDishWasher | Annual | 1719 |  | Appl-CW-Front-GasDHW-ElecDry-Tier3DEER2017 | Appl-CW-Front-GasDHW-ElecDry-Tier3AnyDMoMH85CZ11DEER2017 | 2763
Appl-CW-Front-GasDHW-ElecDry-Tier3 | DEER2017 | D17 v3 |  | Any | DMo | MH85 | CZ12 | rDXGF | Household | 1 | 1242 | None | 193 | 0.028 | 0.45 | 177 | 0.026 | 0.6 | 193 | 0.028 | 0.45 | 177 | 0.026 | 0.6 | DEER:Res:ClothesDishWasher | Annual | 1719 |  | Appl-CW-Front-GasDHW-ElecDry-Tier3DEER2017 | Appl-CW-Front-GasDHW-ElecDry-Tier3AnyDMoMH85CZ12DEER2017 | 2764
Appl-CW-Front-GasDHW-ElecDry-Tier3 | DEER2017 | D17 v3 |  | Any | DMo | MH85 | CZ13 | rDXGF | Household | 1 | 1242 | None | 194 | 0.029 | 0.45 | 177 | 0.026 | 0.59 | 194 | 0.029 | 0.45 | 177 | 0.026 | 0.59 | DEER:Res:ClothesDishWasher | Annual | 1719 |  | Appl-CW-Front-GasDHW-ElecDry-Tier3DEER2017 | Appl-CW-Front-GasDHW-ElecDry-Tier3AnyDMoMH85CZ13DEER2017 | 2765
Appl-CW-Front-GasDHW-ElecDry-Tier3 | DEER2017 | D17 v3 |  | Any | DMo | MH85 | CZ14 | rDXGF | Household | 1 | 1242 | None | 194 | 0.028 | 0.46 | 178 | 0.025 | 0.6 | 194 | 0.028 | 0.46 | 178 | 0.025 | 0.6 | DEER:Res:ClothesDishWasher | Annual | 1719 |  | Appl-CW-Front-GasDHW-ElecDry-Tier3DEER2017 | Appl-CW-Front-GasDHW-ElecDry-Tier3AnyDMoMH85CZ14DEER2017 | 2766
Appl-CW-Front-GasDHW-ElecDry-Tier3 | DEER2017 | D17 v3 |  | Any | DMo | MH85 | CZ15 | rDXGF | Household | 1 | 1242 | None | 195 | 0.027 | 0.52 | 178 | 0.025 | 0.6 | 195 | 0.027 | 0.52 | 178 | 0.025 | 0.6 | DEER:Res:ClothesDishWasher | Annual | 1719 |  | Appl-CW-Front-GasDHW-ElecDry-Tier3DEER2017 | Appl-CW-Front-GasDHW-ElecDry-Tier3AnyDMoMH85CZ15DEER2017 | 2767
Appl-CW-Front-GasDHW-ElecDry-Tier3 | DEER2017 | D17 v3 |  | Any | DMo | MH85 | CZ16 | rDXGF | Household | 1 | 1242 | None | 192 | 0.027 | 0.47 | 176 | 0.025 | 0.65 | 192 | 0.027 | 0.47 | 176 | 0.025 | 0.65 | DEER:Res:ClothesDishWasher | Annual | 1719 |  | Appl-CW-Front-GasDHW-ElecDry-Tier3DEER2017 | Appl-CW-Front-GasDHW-ElecDry-Tier3AnyDMoMH85CZ16DEER2017 | 2768
Appl-CW-Front-GasDHW-ElecDry-Tier3 | DEER2017 | D17 v3 |  | Any | MFm | 1975 | CZ01 | rDXGF | Household | 1 | 1070.2 | None | 193 | 0.027 | 0.5 | 177 | 0.025 | 0.68 | 193 | 0.027 | 0.5 | 177 | 0.025 | 0.68 | DEER:Res:ClothesDishWasher | Annual | 1719 |  | Appl-CW-Front-GasDHW-ElecDry-Tier3DEER2017 | Appl-CW-Front-GasDHW-ElecDry-Tier3AnyMFm1975CZ01DEER2017 | 2769
Appl-CW-Front-GasDHW-ElecDry-Tier3 | DEER2017 | D17 v3 |  | Any | MFm | 1975 | CZ02 | rDXGF | Household | 1 | 1070.2 | None | 194 | 0.028 | 0.58 | 178 | 0.026 | 0.71 | 194 | 0.028 | 0.58 | 178 | 0.026 | 0.71 | DEER:Res:ClothesDishWasher | Annual | 1719 |  | Appl-CW-Front-GasDHW-ElecDry-Tier3DEER2017 | Appl-CW-Front-GasDHW-ElecDry-Tier3AnyMFm1975CZ02DEER2017 | 2770
Appl-CW-Front-GasDHW-ElecDry-Tier3 | DEER2017 | D17 v3 |  | Any | MFm | 1975 | CZ03 | rDXGF | Household | 1 | 1070.2 | None | 194 | 0.027 | 0.63 | 178 | 0.025 | 0.69 | 194 | 0.027 | 0.63 | 178 | 0.025 | 0.69 | DEER:Res:ClothesDishWasher | Annual | 1719 |  | Appl-CW-Front-GasDHW-ElecDry-Tier3DEER2017 | Appl-CW-Front-GasDHW-ElecDry-Tier3AnyMFm1975CZ03DEER2017 | 2771
Appl-CW-Front-GasDHW-ElecDry-Tier3 | DEER2017 | D17 v3 |  | Any | MFm | 1975 | CZ04 | rDXGF | Household | 1 | 1070.2 | None | 194 | 0.029 | 0.59 | 178 | 0.026 | 0.71 | 194 | 0.029 | 0.59 | 178 | 0.026 | 0.71 | DEER:Res:ClothesDishWasher | Annual | 1719 |  | Appl-CW-Front-GasDHW-ElecDry-Tier3DEER2017 | Appl-CW-Front-GasDHW-ElecDry-Tier3AnyMFm1975CZ04DEER2017 | 2772
Appl-CW-Front-GasDHW-ElecDry-Tier3 | DEER2017 | D17 v3 |  | Any | MFm | 1975 | CZ05 | rDXGF | Household | 1 | 1070.2 | None | 194 | 0.027 | 0.51 | 177 | 0.025 | 0.67 | 194 | 0.027 | 0.51 | 177 | 0.025 | 0.67 | DEER:Res:ClothesDishWasher | Annual | 1719 |  | Appl-CW-Front-GasDHW-ElecDry-Tier3DEER2017 | Appl-CW-Front-GasDHW-ElecDry-Tier3AnyMFm1975CZ05DEER2017 | 2773
Appl-CW-Front-GasDHW-ElecDry-Tier3 | DEER2017 | D17 v3 |  | Any | MFm | 1975 | CZ06 | rDXGF | Household | 1 | 1047.7 | None | 195 | 0.028 | 0.59 | 178 | 0.026 | 0.7 | 195 | 0.028 | 0.59 | 178 | 0.026 | 0.7 | DEER:Res:ClothesDishWasher | Annual | 1719 |  | Appl-CW-Front-GasDHW-ElecDry-Tier3DEER2017 | Appl-CW-Front-GasDHW-ElecDry-Tier3AnyMFm1975CZ06DEER2017 | 2774
Appl-CW-Front-GasDHW-ElecDry-Tier3 | DEER2017 | D17 v3 |  | Any | MFm | 1975 | CZ07 | rDXGF | Household | 1 | 1047.7 | None | 195 | 0.028 | 0.64 | 178 | 0.026 | 0.74 | 195 | 0.028 | 0.64 | 178 | 0.026 | 0.74 | DEER:Res:ClothesDishWasher | Annual | 1719 |  | Appl-CW-Front-GasDHW-ElecDry-Tier3DEER2017 | Appl-CW-Front-GasDHW-ElecDry-Tier3AnyMFm1975CZ07DEER2017 | 2775
Appl-CW-Front-GasDHW-ElecDry-Tier3 | DEER2017 | D17 v3 |  | Any | MFm | 1975 | CZ08 | rDXGF | Household | 1 | 1047.7 | None | 195 | 0.028 | 0.62 | 179 | 0.025 | 0.72 | 195 | 0.028 | 0.62 | 179 | 0.025 | 0.72 | DEER:Res:ClothesDishWasher | Annual | 1719 |  | Appl-CW-Front-GasDHW-ElecDry-Tier3DEER2017 | Appl-CW-Front-GasDHW-ElecDry-Tier3AnyMFm1975CZ08DEER2017 | 2776
Appl-CW-Front-GasDHW-ElecDry-Tier3 | DEER2017 | D17 v3 |  | Any | MFm | 1975 | CZ09 | rDXGF | Household | 1 | 1216.8 | None | 195 | 0.028 | 0.58 | 179 | 0.026 | 0.69 | 195 | 0.028 | 0.58 | 179 | 0.026 | 4.93 | DEER:Res:ClothesDishWasher | Annual | 2 |  | Appl-CW-Front-GasDHW-ElecDry-Tier3DEER2017 | Appl-CW-Front-GasDHW-ElecDry-Tier3AnyMFm1975CZ09DEER2017 | 2777
Appl-CW-Front-GasDHW-ElecDry-Tier3 | DEER2017 | D17 v3 |  | Any | MFm | 1975 | CZ10 | rDXGF | Household | 1 | 1216.8 | None | 195 | 0.028 | 0.55 | 179 | 0.026 | 0.67 | 195 | 0.028 | 0.55 | 179 | 0.026 | 4.92 | DEER:Res:ClothesDishWasher | Annual | 2 |  | Appl-CW-Front-GasDHW-ElecDry-Tier3DEER2017 | Appl-CW-Front-GasDHW-ElecDry-Tier3AnyMFm1975CZ10DEER2017 | 2778
Appl-CW-Front-GasDHW-ElecDry-Tier3 | DEER2017 | D17 v3 |  | Any | MFm | 1975 | CZ11 | rDXGF | Household | 1 | 1098.9 | None | 195 | 0.028 | 0.53 | 179 | 0.025 | 0.65 | 195 | 0.028 | 0.53 | 179 | 0.025 | 4.92 | DEER:Res:ClothesDishWasher | Annual | 2 |  | Appl-CW-Front-GasDHW-ElecDry-Tier3DEER2017 | Appl-CW-Front-GasDHW-ElecDry-Tier3AnyMFm1975CZ11DEER2017 | 2779
Appl-CW-Front-GasDHW-ElecDry-Tier3 | DEER2017 | D17 v3 |  | Any | MFm | 1975 | CZ12 | rDXGF | Household | 1 | 1098.9 | None | 195 | 0.028 | 0.54 | 178 | 0.026 | 0.67 | 195 | 0.028 | 0.54 | 178 | 0.026 | 4.92 | DEER:Res:ClothesDishWasher | Annual | 2 |  | Appl-CW-Front-GasDHW-ElecDry-Tier3DEER2017 | Appl-CW-Front-GasDHW-ElecDry-Tier3AnyMFm1975CZ12DEER2017 | 2780
Appl-CW-Front-GasDHW-ElecDry-Tier3 | DEER2017 | D17 v3 |  | Any | MFm | 1975 | CZ13 | rDXGF | Household | 1 | 1098.9 | None | 195 | 0.028 | 0.53 | 179 | 0.025 | 0.66 | 195 | 0.028 | 0.53 | 179 | 0.025 | 4.93 | DEER:Res:ClothesDishWasher | Annual | 2 |  | Appl-CW-Front-GasDHW-ElecDry-Tier3DEER2017 | Appl-CW-Front-GasDHW-ElecDry-Tier3AnyMFm1975CZ13DEER2017 | 2781
Appl-CW-Front-GasDHW-ElecDry-Tier3 | DEER2017 | D17 v3 |  | Any | MFm | 1975 | CZ14 | rDXGF | Household | 1 | 1409.4 | None | 197 | 0.029 | 0.6 | 180 | 0.027 | 0.72 | 197 | 0.029 | 0.6 | 180 | 0.027 | 4.92 | DEER:Res:ClothesDishWasher | Annual | 2 |  | Appl-CW-Front-GasDHW-ElecDry-Tier3DEER2017 | Appl-CW-Front-GasDHW-ElecDry-Tier3AnyMFm1975CZ14DEER2017 | 2782
Appl-CW-Front-GasDHW-ElecDry-Tier3 | DEER2017 | D17 v3 |  | Any | MFm | 1975 | CZ15 | rDXGF | Household | 1 | 1409.4 | None | 197 | 0.028 | 0.54 | 180 | 0.025 | 0.61 | 197 | 0.028 | 0.54 | 180 | 0.025 | 4.93 | DEER:Res:ClothesDishWasher | Annual | 2 |  | Appl-CW-Front-GasDHW-ElecDry-Tier3DEER2017 | Appl-CW-Front-GasDHW-ElecDry-Tier3AnyMFm1975CZ15DEER2017 | 2783
Appl-CW-Front-GasDHW-ElecDry-Tier3 | DEER2017 | D17 v3 |  | Any | MFm | 1975 | CZ16 | rDXGF | Household | 1 | 1070.2 | None | 195 | 0.028 | 0.63 | 178 | 0.025 | 0.77 | 195 | 0.028 | 0.63 | 178 | 0.025 | 4.93 | DEER:Res:ClothesDishWasher | Annual | 2 |  | Appl-CW-Front-GasDHW-ElecDry-Tier3DEER2017 | Appl-CW-Front-GasDHW-ElecDry-Tier3AnyMFm1975CZ16DEER2017 | 2784
Appl-CW-Front-GasDHW-ElecDry-Tier3 | DEER2017 | D17 v3 |  | Any | MFm | 1985 | CZ01 | rDXGF | Household | 1 | 1152 | None | 193 | 0.027 | 0.5 | 177 | 0.025 | 0.68 | 193 | 0.027 | 0.5 | 177 | 0.025 | 4.93 | DEER:Res:ClothesDishWasher | Annual | 2 |  | Appl-CW-Front-GasDHW-ElecDry-Tier3DEER2017 | Appl-CW-Front-GasDHW-ElecDry-Tier3AnyMFm1985CZ01DEER2017 | 2785
Appl-CW-Front-GasDHW-ElecDry-Tier3 | DEER2017 | D17 v3 |  | Any | MFm | 1985 | CZ02 | rDXGF | Household | 1 | 1152 | None | 194 | 0.029 | 0.58 | 178 | 0.026 | 0.71 | 194 | 0.029 | 0.58 | 178 | 0.026 | 4.93 | DEER:Res:ClothesDishWasher | Annual | 2 |  | Appl-CW-Front-GasDHW-ElecDry-Tier3DEER2017 | Appl-CW-Front-GasDHW-ElecDry-Tier3AnyMFm1985CZ02DEER2017 | 2786
Appl-CW-Front-GasDHW-ElecDry-Tier3 | DEER2017 | D17 v3 |  | Any | MFm | 1985 | CZ03 | rDXGF | Household | 1 | 1152 | None | 194 | 0.028 | 0.56 | 178 | 0.025 | 0.7 | 194 | 0.028 | 0.56 | 178 | 0.025 | 5 | DEER:Res:ClothesDishWasher | Annual | 2 |  | Appl-CW-Front-GasDHW-ElecDry-Tier3DEER2017 | Appl-CW-Front-GasDHW-ElecDry-Tier3AnyMFm1985CZ03DEER2017 | 2787
Appl-CW-Front-GasDHW-ElecDry-Tier3 | DEER2017 | D17 v3 |  | Any | MFm | 1985 | CZ04 | rDXGF | Household | 1 | 1152 | None | 194 | 0.028 | 0.6 | 178 | 0.025 | 0.72 | 194 | 0.028 | 0.6 | 178 | 0.025 | 4.99 | DEER:Res:ClothesDishWasher | Annual | 2 |  | Appl-CW-Front-GasDHW-ElecDry-Tier3DEER2017 | Appl-CW-Front-GasDHW-ElecDry-Tier3AnyMFm1985CZ04DEER2017 | 2788
Appl-CW-Front-GasDHW-ElecDry-Tier3 | DEER2017 | D17 v3 |  | Any | MFm | 1985 | CZ05 | rDXGF | Household | 1 | 1152 | None | 194 | 0.027 | 0.53 | 178 | 0.025 | 0.68 | 194 | 0.027 | 0.53 | 178 | 0.025 | 4.98 | DEER:Res:ClothesDishWasher | Annual | 2 |  | Appl-CW-Front-GasDHW-ElecDry-Tier3DEER2017 | Appl-CW-Front-GasDHW-ElecDry-Tier3AnyMFm1985CZ05DEER2017 | 2789
Appl-CW-Front-GasDHW-ElecDry-Tier3 | DEER2017 | D17 v3 |  | Any | MFm | 1985 | CZ06 | rDXGF | Household | 1 | 1295.2 | None | 194 | 0.028 | 0.62 | 177 | 0.022 | 0.45 | 194 | 0.028 | 0.62 | 177 | 0.022 | 4.99 | DEER:Res:ClothesDishWasher | Annual | 2 |  | Appl-CW-Front-GasDHW-ElecDry-Tier3DEER2017 | Appl-CW-Front-GasDHW-ElecDry-Tier3AnyMFm1985CZ06DEER2017 | 2790
Appl-CW-Front-GasDHW-ElecDry-Tier3 | DEER2017 | D17 v3 |  | Any | MFm | 1985 | CZ07 | rDXGF | Household | 1 | 1295.2 | None | 195 | 0.027 | 0.63 | 178 | 0.025 | 0.73 | 195 | 0.027 | 0.63 | 178 | 0.025 | 5 | DEER:Res:ClothesDishWasher | Annual | 2 |  | Appl-CW-Front-GasDHW-ElecDry-Tier3DEER2017 | Appl-CW-Front-GasDHW-ElecDry-Tier3AnyMFm1985CZ07DEER2017 | 2791
Appl-CW-Front-GasDHW-ElecDry-Tier3 | DEER2017 | D17 v3 |  | Any | MFm | 1985 | CZ08 | rDXGF | Household | 1 | 1295.2 | None | 195 | 0.028 | 0.6 | 179 | 0.025 | 0.71 | 195 | 0.028 | 0.6 | 179 | 0.025 | 4.99 | DEER:Res:ClothesDishWasher | Annual | 2 |  | Appl-CW-Front-GasDHW-ElecDry-Tier3DEER2017 | Appl-CW-Front-GasDHW-ElecDry-Tier3AnyMFm1985CZ08DEER2017 | 2792
Appl-CW-Front-GasDHW-ElecDry-Tier3 | DEER2017 | D17 v3 |  | Any | MFm | 1985 | CZ09 | rDXGF | Household | 1 | 1438.9 | None | 196 | 0.028 | 0.57 | 179 | 0.026 | 0.68 | 196 | 0.028 | 0.57 | 179 | 0.026 | 4.99 | DEER:Res:ClothesDishWasher | Annual | 2 |  | Appl-CW-Front-GasDHW-ElecDry-Tier3DEER2017 | Appl-CW-Front-GasDHW-ElecDry-Tier3AnyMFm1985CZ09DEER2017 | 2793
Appl-CW-Front-GasDHW-ElecDry-Tier3 | DEER2017 | D17 v3 |  | Any | MFm | 1985 | CZ10 | rDXGF | Household | 1 | 1438.9 | None | 199 | 0.036 | 1.06 | 182 | 0.032 | 1.12 | 199 | 0.036 | 1.06 | 182 | 0.032 | 4.99 | DEER:Res:ClothesDishWasher | Annual | 2 |  | Appl-CW-Front-GasDHW-ElecDry-Tier3DEER2017 | Appl-CW-Front-GasDHW-ElecDry-Tier3AnyMFm1985CZ10DEER2017 | 2794
Appl-CW-Front-GasDHW-ElecDry-Tier3 | DEER2017 | D17 v3 |  | Any | MFm | 1985 | CZ11 | rDXGF | Household | 1 | 1150 | None | 195 | 0.028 | 0.53 | 179 | 0.025 | 0.65 | 195 | 0.028 | 0.53 | 179 | 0.025 | 5 | DEER:Res:ClothesDishWasher | Annual | 2 |  | Appl-CW-Front-GasDHW-ElecDry-Tier3DEER2017 | Appl-CW-Front-GasDHW-ElecDry-Tier3AnyMFm1985CZ11DEER2017 | 2795
Appl-CW-Front-GasDHW-ElecDry-Tier3 | DEER2017 | D17 v3 |  | Any | MFm | 1985 | CZ12 | rDXGF | Household | 1 | 1150 | None | 194 | 0.028 | 0.54 | 178 | 0.025 | 0.67 | 194 | 0.028 | 0.54 | 178 | 0.025 | 4.98 | DEER:Res:ClothesDishWasher | Annual | 2 |  | Appl-CW-Front-GasDHW-ElecDry-Tier3DEER2017 | Appl-CW-Front-GasDHW-ElecDry-Tier3AnyMFm1985CZ12DEER2017 | 2796
Appl-CW-Front-GasDHW-ElecDry-Tier3 | DEER2017 | D17 v3 |  | Any | MFm | 1985 | CZ13 | rDXGF | Household | 1 | 1150 | None | 195 | 0.028 | 0.51 | 179 | 0.025 | 0.64 | 195 | 0.028 | 0.51 | 179 | 0.025 | 5.86 | DEER:Res:ClothesDishWasher | Annual | 2 |  | Appl-CW-Front-GasDHW-ElecDry-Tier3DEER2017 | Appl-CW-Front-GasDHW-ElecDry-Tier3AnyMFm1985CZ13DEER2017 | 2797
Appl-CW-Front-GasDHW-ElecDry-Tier3 | DEER2017 | D17 v3 |  | Any | MFm | 1985 | CZ14 | rDXGF | Household | 1 | 1407.2 | None | 195 | 0.027 | 0.57 | 179 | 0.025 | 0.68 | 195 | 0.027 | 0.57 | 179 | 0.025 | 5.85 | DEER:Res:ClothesDishWasher | Annual | 2 |  | Appl-CW-Front-GasDHW-ElecDry-Tier3DEER2017 | Appl-CW-Front-GasDHW-ElecDry-Tier3AnyMFm1985CZ14DEER2017 | 2798
Appl-CW-Front-GasDHW-ElecDry-Tier3 | DEER2017 | D17 v3 |  | Any | MFm | 1985 | CZ15 | rDXGF | Household | 1 | 1407.2 | None | 196 | 0.028 | 0.54 | 180 | 0.025 | 0.62 | 196 | 0.028 | 0.54 | 180 | 0.025 | 5.64 | DEER:Res:ClothesDishWasher | Annual | 2 |  | Appl-CW-Front-GasDHW-ElecDry-Tier3DEER2017 | Appl-CW-Front-GasDHW-ElecDry-Tier3AnyMFm1985CZ15DEER2017 | 2799
Appl-CW-Front-GasDHW-ElecDry-Tier3 | DEER2017 | D17 v3 |  | Any | MFm | 1985 | CZ16 | rDXGF | Household | 1 | 1152 | None | 195 | 0.028 | 0.62 | 178 | 0.025 | 0.76 | 195 | 0.028 | 0.62 | 178 | 0.025 | 5.73 | DEER:Res:ClothesDishWasher | Annual | 2 |  | Appl-CW-Front-GasDHW-ElecDry-Tier3DEER2017 | Appl-CW-Front-GasDHW-ElecDry-Tier3AnyMFm1985CZ16DEER2017 | 2800
Appl-CW-Front-GasDHW-ElecDry-Tier3 | DEER2017 | D17 v3 |  | Any | MFm | 1996 | CZ01 | rDXGF | Household | 1 | 981.6 | None | 193 | 0.027 | 0.56 | 177 | 0.025 | 0.73 | 193 | 0.027 | 0.56 | 177 | 0.025 | 5.82 | DEER:Res:ClothesDishWasher | Annual | 2 |  | Appl-CW-Front-GasDHW-ElecDry-Tier3DEER2017 | Appl-CW-Front-GasDHW-ElecDry-Tier3AnyMFm1996CZ01DEER2017 | 2801
Appl-CW-Front-GasDHW-ElecDry-Tier3 | DEER2017 | D17 v3 |  | Any | MFm | 1996 | CZ02 | rDXGF | Household | 1 | 981.6 | None | 194 | 0.026 | 0.53 | 178 | 0.025 | 0.74 | 194 | 0.026 | 0.53 | 178 | 0.025 | 5.82 | DEER:Res:ClothesDishWasher | Annual | 2 |  | Appl-CW-Front-GasDHW-ElecDry-Tier3DEER2017 | Appl-CW-Front-GasDHW-ElecDry-Tier3AnyMFm1996CZ02DEER2017 | 2802
Appl-CW-Front-GasDHW-ElecDry-Tier3 | DEER2017 | D17 v3 |  | Any | MFm | 1996 | CZ03 | rDXGF | Household | 1 | 981.6 | None | 194 | 0.027 | 0.59 | 178 | 0.025 | 0.73 | 194 | 0.027 | 0.59 | 178 | 0.025 | 5.86 | DEER:Res:ClothesDishWasher | Annual | 2 |  | Appl-CW-Front-GasDHW-ElecDry-Tier3DEER2017 | Appl-CW-Front-GasDHW-ElecDry-Tier3AnyMFm1996CZ03DEER2017 | 2803
Appl-CW-Front-GasDHW-ElecDry-Tier3 | DEER2017 | D17 v3 |  | Any | MFm | 1996 | CZ04 | rDXGF | Household | 1 | 981.6 | None | 194 | 0.027 | 0.62 | 178 | 0.025 | 0.74 | 194 | 0.027 | 0.62 | 178 | 0.025 | 5.83 | DEER:Res:ClothesDishWasher | Annual | 2 |  | Appl-CW-Front-GasDHW-ElecDry-Tier3DEER2017 | Appl-CW-Front-GasDHW-ElecDry-Tier3AnyMFm1996CZ04DEER2017 | 2804
Appl-CW-Front-GasDHW-ElecDry-Tier3 | DEER2017 | D17 v3 |  | Any | MFm | 1996 | CZ05 | rDXGF | Household | 1 | 981.6 | None | 194 | 0.027 | 0.58 | 178 | 0.025 | 0.72 | 194 | 0.027 | 0.58 | 178 | 0.025 | 5.97 | DEER:Res:ClothesDishWasher | Annual | 2 |  | Appl-CW-Front-GasDHW-ElecDry-Tier3DEER2017 | Appl-CW-Front-GasDHW-ElecDry-Tier3AnyMFm1996CZ05DEER2017 | 2805
Appl-CW-Front-GasDHW-ElecDry-Tier3 | DEER2017 | D17 v3 |  | Any | MFm | 1996 | CZ06 | rDXGF | Household | 1 | 1169.1 | None | 195 | 0.029 | 0.62 | 178 | 0.026 | 0.74 | 195 | 0.029 | 0.62 | 178 | 0.026 | 5.77 | DEER:Res:ClothesDishWasher | Annual | 2 |  | Appl-CW-Front-GasDHW-ElecDry-Tier3DEER2017 | Appl-CW-Front-GasDHW-ElecDry-Tier3AnyMFm1996CZ06DEER2017 | 2806
Appl-CW-Front-GasDHW-ElecDry-Tier3 | DEER2017 | D17 v3 |  | Any | MFm | 1996 | CZ07 | rDXGF | Household | 1 | 1169.1 | None | 195 | 0.028 | 0.68 | 178 | 0.025 | 0.77 | 195 | 0.028 | 0.68 | 178 | 0.025 | 6.19 | DEER:Res:ClothesDishWasher | Annual | 2 |  | Appl-CW-Front-GasDHW-ElecDry-Tier3DEER2017 | Appl-CW-Front-GasDHW-ElecDry-Tier3AnyMFm1996CZ07DEER2017 | 2807
Appl-CW-Front-GasDHW-ElecDry-Tier3 | DEER2017 | D17 v3 |  | Any | MFm | 1996 | CZ08 | rDXGF | Household | 1 | 1169.1 | None | 195 | 0.028 | 0.61 | 179 | 0.025 | 0.72 | 195 | 0.028 | 0.61 | 179 | 0.025 | 6.2 | DEER:Res:ClothesDishWasher | Annual | 2 |  | Appl-CW-Front-GasDHW-ElecDry-Tier3DEER2017 | Appl-CW-Front-GasDHW-ElecDry-Tier3AnyMFm1996CZ08DEER2017 | 2808
Appl-CW-Front-GasDHW-ElecDry-Tier3 | DEER2017 | D17 v3 |  | Any | MFm | 1996 | CZ09 | rDXGF | Household | 1 | 1093.6 | None | 196 | 0.028 | 0.62 | 179 | 0.026 | 0.72 | 196 | 0.028 | 0.62 | 179 | 0.026 | 6.2 | DEER:Res:ClothesDishWasher | Annual | 2 |  | Appl-CW-Front-GasDHW-ElecDry-Tier3DEER2017 | Appl-CW-Front-GasDHW-ElecDry-Tier3AnyMFm1996CZ09DEER2017 | 2809
Appl-CW-Front-GasDHW-ElecDry-Tier3 | DEER2017 | D17 v3 |  | Any | MFm | 1996 | CZ10 | rDXGF | Household | 1 | 1093.6 | None | 194 | 0.029 | 0.54 | 178 | 0.026 | 0.66 | 194 | 0.029 | 0.54 | 178 | 0.026 | 6.19 | DEER:Res:ClothesDishWasher | Annual | 2 |  | Appl-CW-Front-GasDHW-ElecDry-Tier3DEER2017 | Appl-CW-Front-GasDHW-ElecDry-Tier3AnyMFm1996CZ10DEER2017 | 2810
Appl-CW-Front-GasDHW-ElecDry-Tier3 | DEER2017 | D17 v3 |  | Any | MFm | 1996 | CZ11 | rDXGF | Household | 1 | 1031.9 | None | 195 | 0.028 | 0.59 | 179 | 0.026 | 0.71 | 195 | 0.028 | 0.59 | 179 | 0.026 | 6.2 | DEER:Res:ClothesDishWasher | Annual | 2 |  | Appl-CW-Front-GasDHW-ElecDry-Tier3DEER2017 | Appl-CW-Front-GasDHW-ElecDry-Tier3AnyMFm1996CZ11DEER2017 | 2811
Appl-CW-Front-GasDHW-ElecDry-Tier3 | DEER2017 | D17 v3 |  | Any | MFm | 1996 | CZ12 | rDXGF | Household | 1 | 1031.9 | None | 195 | 0.028 | 0.56 | 178 | 0.026 | 0.69 | 195 | 0.028 | 0.56 | 178 | 0.026 | 6.19 | DEER:Res:ClothesDishWasher | Annual | 2 |  | Appl-CW-Front-GasDHW-ElecDry-Tier3DEER2017 | Appl-CW-Front-GasDHW-ElecDry-Tier3AnyMFm1996CZ12DEER2017 | 2812
Appl-CW-Front-GasDHW-ElecDry-Tier3 | DEER2017 | D17 v3 |  | Any | MFm | 1996 | CZ13 | rDXGF | Household | 1 | 1031.9 | None | 195 | 0.028 | 0.56 | 179 | 0.026 | 0.67 | 195 | 0.028 | 0.56 | 179 | 0.026 | 6.19 | DEER:Res:ClothesDishWasher | Annual | 2 |  | Appl-CW-Front-GasDHW-ElecDry-Tier3DEER2017 | Appl-CW-Front-GasDHW-ElecDry-Tier3AnyMFm1996CZ13DEER2017 | 2813
Appl-CW-Front-GasDHW-ElecDry-Tier3 | DEER2017 | D17 v3 |  | Any | MFm | 1996 | CZ14 | rDXGF | Household | 1 | 1086 | None | 196 | 0.027 | 0.59 | 179 | 0.025 | 0.7 | 196 | 0.027 | 0.59 | 179 | 0.025 | 6.19 | DEER:Res:ClothesDishWasher | Annual | 2 |  | Appl-CW-Front-GasDHW-ElecDry-Tier3DEER2017 | Appl-CW-Front-GasDHW-ElecDry-Tier3AnyMFm1996CZ14DEER2017 | 2814
Appl-CW-Front-GasDHW-ElecDry-Tier3 | DEER2017 | D17 v3 |  | Any | MFm | 1996 | CZ15 | rDXGF | Household | 1 | 1086 | None | 196 | 0.028 | 0.54 | 179 | 0.025 | 0.62 | 196 | 0.028 | 0.54 | 179 | 0.025 | 6.19 | DEER:Res:ClothesDishWasher | Annual | 2 |  | Appl-CW-Front-GasDHW-ElecDry-Tier3DEER2017 | Appl-CW-Front-GasDHW-ElecDry-Tier3AnyMFm1996CZ15DEER2017 | 2815
Appl-CW-Front-GasDHW-ElecDry-Tier3 | DEER2017 | D17 v3 |  | Any | MFm | 1996 | CZ16 | rDXGF | Household | 1 | 981.6 | None | 195 | 0.027 | 0.62 | 178 | 0.025 | 0.76 | 195 | 0.027 | 0.62 | 178 | 0.025 | 6.2 | DEER:Res:ClothesDishWasher | Annual | 2 |  | Appl-CW-Front-GasDHW-ElecDry-Tier3DEER2017 | Appl-CW-Front-GasDHW-ElecDry-Tier3AnyMFm1996CZ16DEER2017 | 2816
Appl-CW-Front-GasDHW-ElecDry-Tier3 | DEER2017 | D17 v3 |  | Any | MFm | 2003 | CZ01 | rDXGF | Household | 1 | 998.7 | None | 194 | 0.027 | 0.63 | 177 | 0.024 | 0.7 | 194 | 0.027 | 0.63 | 177 | 0.024 | 4.92 | DEER:Res:ClothesDishWasher | Annual | 2 |  | Appl-CW-Front-GasDHW-ElecDry-Tier3DEER2017 | Appl-CW-Front-GasDHW-ElecDry-Tier3AnyMFm2003CZ01DEER2017 | 2817
Appl-CW-Front-GasDHW-ElecDry-Tier3 | DEER2017 | D17 v3 |  | Any | MFm | 2003 | CZ02 | rDXGF | Household | 1 | 1073.2 | None | 195 | 0.028 | 0.68 | 178 | 0.025 | 0.76 | 195 | 0.028 | 0.68 | 178 | 0.025 | 4.92 | DEER:Res:ClothesDishWasher | Annual | 2 |  | Appl-CW-Front-GasDHW-ElecDry-Tier3DEER2017 | Appl-CW-Front-GasDHW-ElecDry-Tier3AnyMFm2003CZ02DEER2017 | 2818
Appl-CW-Front-GasDHW-ElecDry-Tier3 | DEER2017 | D17 v3 |  | Any | MFm | 2003 | CZ03 | rDXGF | Household | 1 | 998.7 | None | 194 | 0.027 | 0.56 | 177 | 0.025 | 0.7 | 194 | 0.027 | 0.56 | 177 | 0.025 | 4.93 | DEER:Res:ClothesDishWasher | Annual | 2 |  | Appl-CW-Front-GasDHW-ElecDry-Tier3DEER2017 | Appl-CW-Front-GasDHW-ElecDry-Tier3AnyMFm2003CZ03DEER2017 | 2819
Appl-CW-Front-GasDHW-ElecDry-Tier3 | DEER2017 | D17 v3 |  | Any | MFm | 2003 | CZ04 | rDXGF | Household | 1 | 998.7 | None | 195 | 0.029 | 0.66 | 177 | 0.023 | 0.66 | 195 | 0.029 | 0.66 | 177 | 0.023 | 4.92 | DEER:Res:ClothesDishWasher | Annual | 2 |  | Appl-CW-Front-GasDHW-ElecDry-Tier3DEER2017 | Appl-CW-Front-GasDHW-ElecDry-Tier3AnyMFm2003CZ04DEER2017 | 2820
Appl-CW-Front-GasDHW-ElecDry-Tier3 | DEER2017 | D17 v3 |  | Any | MFm | 2003 | CZ05 | rDXGF | Household | 1 | 998.7 | None | 194 | 0.027 | 0.57 | 178 | 0.024 | 0.71 | 194 | 0.027 | 0.57 | 178 | 0.024 | 4.93 | DEER:Res:ClothesDishWasher | Annual | 2 |  | Appl-CW-Front-GasDHW-ElecDry-Tier3DEER2017 | Appl-CW-Front-GasDHW-ElecDry-Tier3AnyMFm2003CZ05DEER2017 | 2821
Appl-CW-Front-GasDHW-ElecDry-Tier3 | DEER2017 | D17 v3 |  | Any | MFm | 2003 | CZ06 | rDXGF | Household | 1 | 1206 | None | 195 | 0.028 | 0.61 | 178 | 0.025 | 0.72 | 195 | 0.028 | 0.61 | 178 | 0.025 | 4.93 | DEER:Res:ClothesDishWasher | Annual | 2 |  | Appl-CW-Front-GasDHW-ElecDry-Tier3DEER2017 | Appl-CW-Front-GasDHW-ElecDry-Tier3AnyMFm2003CZ06DEER2017 | 2822
Appl-CW-Front-GasDHW-ElecDry-Tier3 | DEER2017 | D17 v3 |  | Any | MFm | 2003 | CZ07 | rDXGF | Household | 1 | 1206 | None | 195 | 0.027 | 0.62 | 178 | 0.025 | 0.72 | 195 | 0.027 | 0.62 | 178 | 0.025 | 4.92 | DEER:Res:ClothesDishWasher | Annual | 2 |  | Appl-CW-Front-GasDHW-ElecDry-Tier3DEER2017 | Appl-CW-Front-GasDHW-ElecDry-Tier3AnyMFm2003CZ07DEER2017 | 2823
Appl-CW-Front-GasDHW-ElecDry-Tier3 | DEER2017 | D17 v3 |  | Any | MFm | 2003 | CZ08 | rDXGF | Household | 1 | 1206 | None | 195 | 0.029 | 0.62 | 179 | 0.026 | 0.72 | 195 | 0.029 | 0.62 | 179 | 0.026 | 4.93 | DEER:Res:ClothesDishWasher | Annual | 2 |  | Appl-CW-Front-GasDHW-ElecDry-Tier3DEER2017 | Appl-CW-Front-GasDHW-ElecDry-Tier3AnyMFm2003CZ08DEER2017 | 2824
Appl-CW-Front-GasDHW-ElecDry-Tier3 | DEER2017 | D17 v3 |  | Any | MFm | 2003 | CZ09 | rDXGF | Household | 1 | 1126.6 | None | 196 | 0.029 | 0.63 | 178 | 0.024 | 0.76 | 196 | 0.029 | 0.63 | 178 | 0.024 | 4.92 | DEER:Res:ClothesDishWasher | Annual | 2 |  | Appl-CW-Front-GasDHW-ElecDry-Tier3DEER2017 | Appl-CW-Front-GasDHW-ElecDry-Tier3AnyMFm2003CZ09DEER2017 | 2825
Appl-CW-Front-GasDHW-ElecDry-Tier3 | DEER2017 | D17 v3 |  | Any | MFm | 2003 | CZ10 | rDXGF | Household | 1 | 1073.2 | None | 196 | 0.03 | 0.66 | 179 | 0.027 | 0.75 | 196 | 0.03 | 0.66 | 179 | 0.027 | 5 | DEER:Res:ClothesDishWasher | Annual | 2 |  | Appl-CW-Front-GasDHW-ElecDry-Tier3DEER2017 | Appl-CW-Front-GasDHW-ElecDry-Tier3AnyMFm2003CZ10DEER2017 | 2826
Appl-CW-Front-GasDHW-ElecDry-Tier3 | DEER2017 | D17 v3 |  | Any | MFm | 2003 | CZ11 | rDXGF | Household | 1 | 1073.2 | None | 195 | 0.028 | 0.56 | 179 | 0.025 | 0.68 | 195 | 0.028 | 0.56 | 179 | 0.025 | 4.92 | DEER:Res:ClothesDishWasher | Annual | 2 |  | Appl-CW-Front-GasDHW-ElecDry-Tier3DEER2017 | Appl-CW-Front-GasDHW-ElecDry-Tier3AnyMFm2003CZ11DEER2017 | 2827
Appl-CW-Front-GasDHW-ElecDry-Tier3 | DEER2017 | D17 v3 |  | Any | MFm | 2003 | CZ12 | rDXGF | Household | 1 | 1073.2 | None | 195 | 0.028 | 0.59 | 179 | 0.026 | 0.71 | 195 | 0.028 | 0.59 | 179 | 0.026 | 4.99 | DEER:Res:ClothesDishWasher | Annual | 2 |  | Appl-CW-Front-GasDHW-ElecDry-Tier3DEER2017 | Appl-CW-Front-GasDHW-ElecDry-Tier3AnyMFm2003CZ12DEER2017 | 2828
Appl-CW-Front-GasDHW-ElecDry-Tier3 | DEER2017 | D17 v3 |  | Any | MFm | 2003 | CZ13 | rDXGF | Household | 1 | 1073.2 | None | 196 | 0.027 | 0.57 | 179 | 0.025 | 0.68 | 196 | 0.027 | 0.57 | 179 | 0.025 | 4.99 | DEER:Res:ClothesDishWasher | Annual | 2 |  | Appl-CW-Front-GasDHW-ElecDry-Tier3DEER2017 | Appl-CW-Front-GasDHW-ElecDry-Tier3AnyMFm2003CZ13DEER2017 | 2829
Appl-CW-Front-GasDHW-ElecDry-Tier3 | DEER2017 | D17 v3 |  | Any | MFm | 2003 | CZ14 | rDXGF | Household | 1 | 1094.6 | None | 196 | 0.028 | 0.58 | 179 | 0.025 | 0.69 | 196 | 0.028 | 0.58 | 179 | 0.025 | 4.99 | DEER:Res:ClothesDishWasher | Annual | 2 |  | Appl-CW-Front-GasDHW-ElecDry-Tier3DEER2017 | Appl-CW-Front-GasDHW-ElecDry-Tier3AnyMFm2003CZ14DEER2017 | 2830
Appl-CW-Front-GasDHW-ElecDry-Tier3 | DEER2017 | D17 v3 |  | Any | MFm | 2003 | CZ15 | rDXGF | Household | 1 | 1094.6 | None | 196 | 0.028 | 0.54 | 180 | 0.026 | 0.62 | 196 | 0.028 | 0.54 | 180 | 0.026 | 4.99 | DEER:Res:ClothesDishWasher | Annual | 2 |  | Appl-CW-Front-GasDHW-ElecDry-Tier3DEER2017 | Appl-CW-Front-GasDHW-ElecDry-Tier3AnyMFm2003CZ15DEER2017 | 2831
Appl-CW-Front-GasDHW-ElecDry-Tier3 | DEER2017 | D17 v3 |  | Any | MFm | 2003 | CZ16 | rDXGF | Household | 1 | 998.7 | None | 195 | 0.028 | 0.63 | 178 | 0.026 | 0.77 | 195 | 0.028 | 0.63 | 178 | 0.026 | 5 | DEER:Res:ClothesDishWasher | Annual | 2 |  | Appl-CW-Front-GasDHW-ElecDry-Tier3DEER2017 | Appl-CW-Front-GasDHW-ElecDry-Tier3AnyMFm2003CZ16DEER2017 | 2832
Appl-CW-Front-GasDHW-ElecDry-Tier3 | DEER2017 | D17 v3 |  | Any | MFm | 2007 | CZ01 | rDXGF | Household | 1 | 998.7 | None | 193 | 0.027 | 0.54 | 177 | 0.025 | 0.7 | 193 | 0.027 | 0.54 | 177 | 0.025 | 4.99 | DEER:Res:ClothesDishWasher | Annual | 2 |  | Appl-CW-Front-GasDHW-ElecDry-Tier3DEER2017 | Appl-CW-Front-GasDHW-ElecDry-Tier3AnyMFm2007CZ01DEER2017 | 2833
Appl-CW-Front-GasDHW-ElecDry-Tier3 | DEER2017 | D17 v3 |  | Any | MFm | 2007 | CZ02 | rDXGF | Household | 1 | 1073.2 | None | 195 | 0.028 | 0.76 | 178 | 0.025 | 0.77 | 195 | 0.028 | 0.76 | 178 | 0.025 | 4.99 | DEER:Res:ClothesDishWasher | Annual | 2 |  | Appl-CW-Front-GasDHW-ElecDry-Tier3DEER2017 | Appl-CW-Front-GasDHW-ElecDry-Tier3AnyMFm2007CZ02DEER2017 | 2834
Appl-CW-Front-GasDHW-ElecDry-Tier3 | DEER2017 | D17 v3 |  | Any | MFm | 2007 | CZ03 | rDXGF | Household | 1 | 998.7 | None | 194 | 0.027 | 0.57 | 177 | 0.024 | 0.71 | 194 | 0.027 | 0.57 | 177 | 0.024 | 4.97 | DEER:Res:ClothesDishWasher | Annual | 2 |  | Appl-CW-Front-GasDHW-ElecDry-Tier3DEER2017 | Appl-CW-Front-GasDHW-ElecDry-Tier3AnyMFm2007CZ03DEER2017 | 2835
Appl-CW-Front-GasDHW-ElecDry-Tier3 | DEER2017 | D17 v3 |  | Any | MFm | 2007 | CZ04 | rDXGF | Household | 1 | 998.7 | None | 195 | 0.028 | 0.64 | 178 | 0.026 | 0.75 | 195 | 0.028 | 0.64 | 178 | 0.026 | 5.89 | DEER:Res:ClothesDishWasher | Annual | 2 |  | Appl-CW-Front-GasDHW-ElecDry-Tier3DEER2017 | Appl-CW-Front-GasDHW-ElecDry-Tier3AnyMFm2007CZ04DEER2017 | 2836
Appl-CW-Front-GasDHW-ElecDry-Tier3 | DEER2017 | D17 v3 |  | Any | MFm | 2007 | CZ05 | rDXGF | Household | 1 | 998.7 | None | 194 | 0.028 | 0.61 | 178 | 0.025 | 0.74 | 194 | 0.028 | 0.61 | 178 | 0.025 | 5.57 | DEER:Res:ClothesDishWasher | Annual | 2 |  | Appl-CW-Front-GasDHW-ElecDry-Tier3DEER2017 | Appl-CW-Front-GasDHW-ElecDry-Tier3AnyMFm2007CZ05DEER2017 | 2837
Appl-CW-Front-GasDHW-ElecDry-Tier3 | DEER2017 | D17 v3 |  | Any | MFm | 2007 | CZ06 | rDXGF | Household | 1 | 1206 | None | 195 | 0.028 | 0.61 | 178 | 0.025 | 0.72 | 195 | 0.028 | 0.61 | 178 | 0.025 | 5.76 | DEER:Res:ClothesDishWasher | Annual | 2 |  | Appl-CW-Front-GasDHW-ElecDry-Tier3DEER2017 | Appl-CW-Front-GasDHW-ElecDry-Tier3AnyMFm2007CZ06DEER2017 | 2838
Appl-CW-Front-GasDHW-ElecDry-Tier3 | DEER2017 | D17 v3 |  | Any | MFm | 2007 | CZ07 | rDXGF | Household | 1 | 1206 | None | 195 | 0.027 | 0.6 | 180 | 0.028 | 0.96 | 195 | 0.027 | 0.6 | 180 | 0.028 | 5.81 | DEER:Res:ClothesDishWasher | Annual | 2 |  | Appl-CW-Front-GasDHW-ElecDry-Tier3DEER2017 | Appl-CW-Front-GasDHW-ElecDry-Tier3AnyMFm2007CZ07DEER2017 | 2839
Appl-CW-Front-GasDHW-ElecDry-Tier3 | DEER2017 | D17 v3 |  | Any | MFm | 2007 | CZ08 | rDXGF | Household | 1 | 1206 | None | 192 | 0.023 | 0.5 | 175 | 0.021 | 0.6 | 192 | 0.023 | 0.5 | 175 | 0.021 | 5.96 | DEER:Res:ClothesDishWasher | Annual | 2 |  | Appl-CW-Front-GasDHW-ElecDry-Tier3DEER2017 | Appl-CW-Front-GasDHW-ElecDry-Tier3AnyMFm2007CZ08DEER2017 | 2840
Appl-CW-Front-GasDHW-ElecDry-Tier3 | DEER2017 | D17 v3 |  | Any | MFm | 2007 | CZ09 | rDXGF | Household | 1 | 1126.6 | None | 195 | 0.028 | 0.6 | 178 | 0.026 | 0.7 | 195 | 0.028 | 0.6 | 178 | 0.026 | 6.03 | DEER:Res:ClothesDishWasher | Annual | 2 |  | Appl-CW-Front-GasDHW-ElecDry-Tier3DEER2017 | Appl-CW-Front-GasDHW-ElecDry-Tier3AnyMFm2007CZ09DEER2017 | 2841
Appl-CW-Front-GasDHW-ElecDry-Tier3 | DEER2017 | D17 v3 |  | Any | MFm | 2007 | CZ10 | rDXGF | Household | 1 | 1073.2 | None | 196 | 0.029 | 0.64 | 181 | 0.029 | 0.81 | 196 | 0.029 | 0.64 | 181 | 0.029 | 6.01 | DEER:Res:ClothesDishWasher | Annual | 2 |  | Appl-CW-Front-GasDHW-ElecDry-Tier3DEER2017 | Appl-CW-Front-GasDHW-ElecDry-Tier3AnyMFm2007CZ10DEER2017 | 2842
Appl-CW-Front-GasDHW-ElecDry-Tier3 | DEER2017 | D17 v3 |  | Any | MFm | 2007 | CZ11 | rDXGF | Household | 1 | 1073.2 | None | 195 | 0.027 | 0.56 | 179 | 0.025 | 0.68 | 195 | 0.027 | 0.56 | 179 | 0.025 | 5.57 | DEER:Res:ClothesDishWasher | Annual | 2 |  | Appl-CW-Front-GasDHW-ElecDry-Tier3DEER2017 | Appl-CW-Front-GasDHW-ElecDry-Tier3AnyMFm2007CZ11DEER2017 | 2843
Appl-CW-Front-GasDHW-ElecDry-Tier3 | DEER2017 | D17 v3 |  | Any | MFm | 2007 | CZ12 | rDXGF | Household | 1 | 1073.2 | None | 195 | 0.027 | 0.6 | 179 | 0.025 | 0.72 | 195 | 0.027 | 0.6 | 179 | 0.025 | 5.91 | DEER:Res:ClothesDishWasher | Annual | 2 |  | Appl-CW-Front-GasDHW-ElecDry-Tier3DEER2017 | Appl-CW-Front-GasDHW-ElecDry-Tier3AnyMFm2007CZ12DEER2017 | 2844
Appl-CW-Front-GasDHW-ElecDry-Tier3 | DEER2017 | D17 v3 |  | Any | MFm | 2007 | CZ13 | rDXGF | Household | 1 | 1073.2 | None | 195 | 0.028 | 0.57 | 179 | 0.026 | 0.68 | 195 | 0.028 | 0.57 | 179 | 0.026 | 5.79 | DEER:Res:ClothesDishWasher | Annual | 2 |  | Appl-CW-Front-GasDHW-ElecDry-Tier3DEER2017 | Appl-CW-Front-GasDHW-ElecDry-Tier3AnyMFm2007CZ13DEER2017 | 2845
Appl-CW-Front-GasDHW-ElecDry-Tier3 | DEER2017 | D17 v3 |  | Any | MFm | 2007 | CZ14 | rDXGF | Household | 1 | 1094.6 | None | 196 | 0.027 | 0.58 | 179 | 0.025 | 0.69 | 196 | 0.027 | 0.58 | 179 | 0.025 | 6.19 | DEER:Res:ClothesDishWasher | Annual | 2 |  | Appl-CW-Front-GasDHW-ElecDry-Tier3DEER2017 | Appl-CW-Front-GasDHW-ElecDry-Tier3AnyMFm2007CZ14DEER2017 | 2846
Appl-CW-Front-GasDHW-ElecDry-Tier3 | DEER2017 | D17 v3 |  | Any | MFm | 2007 | CZ15 | rDXGF | Household | 1 | 1094.6 | None | 196 | 0.027 | 0.55 | 179 | 0.025 | 0.62 | 196 | 0.027 | 0.55 | 179 | 0.025 | 6.19 | DEER:Res:ClothesDishWasher | Annual | 2 |  | Appl-CW-Front-GasDHW-ElecDry-Tier3DEER2017 | Appl-CW-Front-GasDHW-ElecDry-Tier3AnyMFm2007CZ15DEER2017 | 2847
Appl-CW-Front-GasDHW-ElecDry-Tier3 | DEER2017 | D17 v3 |  | Any | MFm | 2007 | CZ16 | rDXGF | Household | 1 | 998.7 | None | 195 | 0.027 | 0.63 | 178 | 0.025 | 0.77 | 195 | 0.027 | 0.63 | 178 | 0.025 | 6.18 | DEER:Res:ClothesDishWasher | Annual | 2 |  | Appl-CW-Front-GasDHW-ElecDry-Tier3DEER2017 | Appl-CW-Front-GasDHW-ElecDry-Tier3AnyMFm2007CZ16DEER2017 | 2848
Appl-CW-Front-GasDHW-ElecDry-Tier3 | DEER2017 | D17 v3 |  | Any | MFm | 2011 | CZ01 | rDXGF | Household | 1 | 998.7 | None | 193 | 0.027 | 0.55 | 177 | 0.025 | 0.71 | 193 | 0.027 | 0.55 | 177 | 0.025 | 6.19 | DEER:Res:ClothesDishWasher | Annual | 2 |  | Appl-CW-Front-GasDHW-ElecDry-Tier3DEER2017 | Appl-CW-Front-GasDHW-ElecDry-Tier3AnyMFm2011CZ01DEER2017 | 2849
Appl-CW-Front-GasDHW-ElecDry-Tier3 | DEER2017 | D17 v3 |  | Any | MFm | 2011 | CZ02 | rDXGF | Household | 1 | 1073.2 | None | 195 | 0.028 | 0.65 | 178 | 0.025 | 0.76 | 195 | 0.028 | 0.65 | 178 | 0.025 | 6.19 | DEER:Res:ClothesDishWasher | Annual | 2 |  | Appl-CW-Front-GasDHW-ElecDry-Tier3DEER2017 | Appl-CW-Front-GasDHW-ElecDry-Tier3AnyMFm2011CZ02DEER2017 | 2850
Appl-CW-Front-GasDHW-ElecDry-Tier3 | DEER2017 | D17 v3 |  | Any | MFm | 2011 | CZ03 | rDXGF | Household | 1 | 998.7 | None | 194 | 0.027 | 0.63 | 178 | 0.025 | 0.76 | 194 | 0.027 | 0.63 | 178 | 0.025 | 6.19 | DEER:Res:ClothesDishWasher | Annual | 2 |  | Appl-CW-Front-GasDHW-ElecDry-Tier3DEER2017 | Appl-CW-Front-GasDHW-ElecDry-Tier3AnyMFm2011CZ03DEER2017 | 2851
Appl-CW-Front-GasDHW-ElecDry-Tier3 | DEER2017 | D17 v3 |  | Any | MFm | 2011 | CZ04 | rDXGF | Household | 1 | 998.7 | None | 195 | 0.028 | 0.67 | 179 | 0.025 | 0.77 | 195 | 0.028 | 0.67 | 179 | 0.025 | 6.2 | DEER:Res:ClothesDishWasher | Annual | 2 |  | Appl-CW-Front-GasDHW-ElecDry-Tier3DEER2017 | Appl-CW-Front-GasDHW-ElecDry-Tier3AnyMFm2011CZ04DEER2017 | 2852
Appl-CW-Front-GasDHW-ElecDry-Tier3 | DEER2017 | D17 v3 |  | Any | MFm | 2011 | CZ05 | rDXGF | Household | 1 | 998.7 | None | 194 | 0.027 | 0.62 | 178 | 0.025 | 0.75 | 194 | 0.027 | 0.62 | 178 | 0.025 | 6.19 | DEER:Res:ClothesDishWasher | Annual | 2 |  | Appl-CW-Front-GasDHW-ElecDry-Tier3DEER2017 | Appl-CW-Front-GasDHW-ElecDry-Tier3AnyMFm2011CZ05DEER2017 | 2853
Appl-CW-Front-GasDHW-ElecDry-Tier3 | DEER2017 | D17 v3 |  | Any | MFm | 2011 | CZ06 | rDXGF | Household | 1 | 1206 | None | 195 | 0.027 | 0.6 | 178 | 0.025 | 0.71 | 195 | 0.027 | 0.6 | 178 | 0.025 | 6.19 | DEER:Res:ClothesDishWasher | Annual | 2 |  | Appl-CW-Front-GasDHW-ElecDry-Tier3DEER2017 | Appl-CW-Front-GasDHW-ElecDry-Tier3AnyMFm2011CZ06DEER2017 | 2854
Appl-CW-Front-GasDHW-ElecDry-Tier3 | DEER2017 | D17 v3 |  | Any | MFm | 2011 | CZ07 | rDXGF | Household | 1 | 1206 | None | 195 | 0.027 | 0.63 | 179 | 0.025 | 0.73 | 195 | 0.027 | 0.63 | 179 | 0.025 | 6.19 | DEER:Res:ClothesDishWasher | Annual | 2 |  | Appl-CW-Front-GasDHW-ElecDry-Tier3DEER2017 | Appl-CW-Front-GasDHW-ElecDry-Tier3AnyMFm2011CZ07DEER2017 | 2855
Appl-CW-Front-GasDHW-ElecDry-Tier3 | DEER2017 | D17 v3 |  | Any | MFm | 2011 | CZ08 | rDXGF | Household | 1 | 1206 | None | 195 | 0.027 | 0.64 | 179 | 0.025 | 0.74 | 195 | 0.027 | 0.64 | 179 | 0.025 | 4.92 | DEER:Res:ClothesDishWasher | Annual | 2 |  | Appl-CW-Front-GasDHW-ElecDry-Tier3DEER2017 | Appl-CW-Front-GasDHW-ElecDry-Tier3AnyMFm2011CZ08DEER2017 | 2856
Appl-CW-Front-GasDHW-ElecDry-Tier3 | DEER2017 | D17 v3 |  | Any | MFm | 2011 | CZ09 | rDXGF | Household | 1 | 1126.6 | None | 195 | 0.027 | 0.62 | 178 | 0.025 | 0.72 | 195 | 0.027 | 0.62 | 178 | 0.025 | 4.93 | DEER:Res:ClothesDishWasher | Annual | 2 |  | Appl-CW-Front-GasDHW-ElecDry-Tier3DEER2017 | Appl-CW-Front-GasDHW-ElecDry-Tier3AnyMFm2011CZ09DEER2017 | 2857
Appl-CW-Front-GasDHW-ElecDry-Tier3 | DEER2017 | D17 v3 |  | Any | MFm | 2011 | CZ10 | rDXGF | Household | 1 | 1073.2 | None | 195 | 0.028 | 0.64 | 179 | 0.025 | 0.73 | 195 | 0.028 | 0.64 | 179 | 0.025 | 4.92 | DEER:Res:ClothesDishWasher | Annual | 2 |  | Appl-CW-Front-GasDHW-ElecDry-Tier3DEER2017 | Appl-CW-Front-GasDHW-ElecDry-Tier3AnyMFm2011CZ10DEER2017 | 2858
Appl-CW-Front-GasDHW-ElecDry-Tier3 | DEER2017 | D17 v3 |  | Any | MFm | 2011 | CZ11 | rDXGF | Household | 1 | 1073.2 | None | 195 | 0.027 | 0.57 | 179 | 0.025 | 0.69 | 195 | 0.027 | 0.57 | 179 | 0.025 | 4.92 | DEER:Res:ClothesDishWasher | Annual | 2 |  | Appl-CW-Front-GasDHW-ElecDry-Tier3DEER2017 | Appl-CW-Front-GasDHW-ElecDry-Tier3AnyMFm2011CZ11DEER2017 | 2859
Appl-CW-Front-GasDHW-ElecDry-Tier3 | DEER2017 | D17 v3 |  | Any | MFm | 2011 | CZ12 | rDXGF | Household | 1 | 1073.2 | None | 195 | 0.028 | 0.62 | 179 | 0.026 | 0.73 | 195 | 0.028 | 0.62 | 179 | 0.026 | 4.93 | DEER:Res:ClothesDishWasher | Annual | 2 |  | Appl-CW-Front-GasDHW-ElecDry-Tier3DEER2017 | Appl-CW-Front-GasDHW-ElecDry-Tier3AnyMFm2011CZ12DEER2017 | 2860
Appl-CW-Front-GasDHW-ElecDry-Tier3 | DEER2017 | D17 v3 |  | Any | MFm | 2011 | CZ13 | rDXGF | Household | 1 | 1073.2 | None | 195 | 0.028 | 0.57 | 179 | 0.025 | 0.68 | 195 | 0.028 | 0.57 | 179 | 0.025 | 4.92 | DEER:Res:ClothesDishWasher | Annual | 2 |  | Appl-CW-Front-GasDHW-ElecDry-Tier3DEER2017 | Appl-CW-Front-GasDHW-ElecDry-Tier3AnyMFm2011CZ13DEER2017 | 2861
Appl-CW-Front-GasDHW-ElecDry-Tier3 | DEER2017 | D17 v3 |  | Any | MFm | 2011 | CZ14 | rDXGF | Household | 1 | 1094.6 | None | 195 | 0.027 | 0.58 | 179 | 0.025 | 0.69 | 195 | 0.027 | 0.58 | 179 | 0.025 | 4.93 | DEER:Res:ClothesDishWasher | Annual | 2 |  | Appl-CW-Front-GasDHW-ElecDry-Tier3DEER2017 | Appl-CW-Front-GasDHW-ElecDry-Tier3AnyMFm2011CZ14DEER2017 | 2862
Appl-CW-Front-GasDHW-ElecDry-Tier3 | DEER2017 | D17 v3 |  | Any | MFm | 2011 | CZ15 | rDXGF | Household | 1 | 1094.6 | None | 196 | 0.027 | 0.55 | 179 | 0.025 | 0.63 | 196 | 0.027 | 0.55 | 179 | 0.025 | 4.93 | DEER:Res:ClothesDishWasher | Annual | 2 |  | Appl-CW-Front-GasDHW-ElecDry-Tier3DEER2017 | Appl-CW-Front-GasDHW-ElecDry-Tier3AnyMFm2011CZ15DEER2017 | 2863
Appl-CW-Front-GasDHW-ElecDry-Tier3 | DEER2017 | D17 v3 |  | Any | MFm | 2011 | CZ16 | rDXGF | Household | 1 | 998.7 | None | 195 | 0.027 | 0.63 | 178 | 0.025 | 0.77 | 195 | 0.027 | 0.63 | 178 | 0.025 | 4.92 | DEER:Res:ClothesDishWasher | Annual | 2 |  | Appl-CW-Front-GasDHW-ElecDry-Tier3DEER2017 | Appl-CW-Front-GasDHW-ElecDry-Tier3AnyMFm2011CZ16DEER2017 | 2864
Appl-CW-Front-GasDHW-ElecDry-Tier3 | DEER2017 | D17 v3 |  | Any | MFm | 2015 | CZ01 | rDXGF | Household | 1 | 998.7 | None | 193 | 0.027 | 0.56 | 177 | 0.025 | 0.73 | 193 | 0.027 | 0.56 | 177 | 0.025 | 4.92 | DEER:Res:ClothesDishWasher | Annual | 2 |  | Appl-CW-Front-GasDHW-ElecDry-Tier3DEER2017 | Appl-CW-Front-GasDHW-ElecDry-Tier3AnyMFm2015CZ01DEER2017 | 2865
Appl-CW-Front-GasDHW-ElecDry-Tier3 | DEER2017 | D17 v3 |  | Any | MFm | 2015 | CZ02 | rDXGF | Household | 1 | 1073.2 | None | 194 | 0.028 | 0.64 | 178 | 0.025 | 0.76 | 194 | 0.028 | 0.64 | 178 | 0.025 | 4.92 | DEER:Res:ClothesDishWasher | Annual | 2 |  | Appl-CW-Front-GasDHW-ElecDry-Tier3DEER2017 | Appl-CW-Front-GasDHW-ElecDry-Tier3AnyMFm2015CZ02DEER2017 | 2866
Appl-CW-Front-GasDHW-ElecDry-Tier3 | DEER2017 | D17 v3 |  | Any | MFm | 2015 | CZ03 | rDXGF | Household | 1 | 998.7 | None | 194 | 0.027 | 0.68 | 178 | 0.025 | 0.81 | 194 | 0.027 | 0.68 | 178 | 0.025 | 4.99 | DEER:Res:ClothesDishWasher | Annual | 2 |  | Appl-CW-Front-GasDHW-ElecDry-Tier3DEER2017 | Appl-CW-Front-GasDHW-ElecDry-Tier3AnyMFm2015CZ03DEER2017 | 2867
Appl-CW-Front-GasDHW-ElecDry-Tier3 | DEER2017 | D17 v3 |  | Any | MFm | 2015 | CZ04 | rDXGF | Household | 1 | 998.7 | None | 195 | 0.027 | 0.66 | 178 | 0.025 | 0.76 | 195 | 0.027 | 0.66 | 178 | 0.025 | 5 | DEER:Res:ClothesDishWasher | Annual | 2 |  | Appl-CW-Front-GasDHW-ElecDry-Tier3DEER2017 | Appl-CW-Front-GasDHW-ElecDry-Tier3AnyMFm2015CZ04DEER2017 | 2868
Appl-CW-Front-GasDHW-ElecDry-Tier3 | DEER2017 | D17 v3 |  | Any | MFm | 2015 | CZ05 | rDXGF | Household | 1 | 998.7 | None | 194 | 0.027 | 0.69 | 178 | 0.025 | 0.8 | 194 | 0.027 | 0.69 | 178 | 0.025 | 4.91 | DEER:Res:ClothesDishWasher | Annual | 2 |  | Appl-CW-Front-GasDHW-ElecDry-Tier3DEER2017 | Appl-CW-Front-GasDHW-ElecDry-Tier3AnyMFm2015CZ05DEER2017 | 2869
Appl-CW-Front-GasDHW-ElecDry-Tier3 | DEER2017 | D17 v3 |  | Any | MFm | 2015 | CZ06 | rDXGF | Household | 1 | 1206 | None | 195 | 0.028 | 0.59 | 178 | 0.025 | 0.71 | 195 | 0.028 | 0.59 | 178 | 0.025 | 4.99 | DEER:Res:ClothesDishWasher | Annual | 2 |  | Appl-CW-Front-GasDHW-ElecDry-Tier3DEER2017 | Appl-CW-Front-GasDHW-ElecDry-Tier3AnyMFm2015CZ06DEER2017 | 2870
Appl-CW-Front-GasDHW-ElecDry-Tier3 | DEER2017 | D17 v3 |  | Any | MFm | 2015 | CZ07 | rDXGF | Household | 1 | 1206 | None | 195 | 0.027 | 0.62 | 179 | 0.025 | 0.73 | 195 | 0.027 | 0.62 | 179 | 0.025 | 4.99 | DEER:Res:ClothesDishWasher | Annual | 2 |  | Appl-CW-Front-GasDHW-ElecDry-Tier3DEER2017 | Appl-CW-Front-GasDHW-ElecDry-Tier3AnyMFm2015CZ07DEER2017 | 2871
Appl-CW-Front-GasDHW-ElecDry-Tier3 | DEER2017 | D17 v3 |  | Any | MFm | 2015 | CZ08 | rDXGF | Household | 1 | 1206 | None | 196 | 0.029 | 0.65 | 179 | 0.026 | 0.75 | 196 | 0.029 | 0.65 | 179 | 0.026 | 4.99 | DEER:Res:ClothesDishWasher | Annual | 2 |  | Appl-CW-Front-GasDHW-ElecDry-Tier3DEER2017 | Appl-CW-Front-GasDHW-ElecDry-Tier3AnyMFm2015CZ08DEER2017 | 2872
Appl-CW-Front-GasDHW-ElecDry-Tier3 | DEER2017 | D17 v3 |  | Any | MFm | 2015 | CZ09 | rDXGF | Household | 1 | 1126.6 | None | 195 | 0.028 | 0.62 | 179 | 0.026 | 0.72 | 195 | 0.028 | 0.62 | 179 | 0.026 | 4.99 | DEER:Res:ClothesDishWasher | Annual | 2 |  | Appl-CW-Front-GasDHW-ElecDry-Tier3DEER2017 | Appl-CW-Front-GasDHW-ElecDry-Tier3AnyMFm2015CZ09DEER2017 | 2873
Appl-CW-Front-GasDHW-ElecDry-Tier3 | DEER2017 | D17 v3 |  | Any | MFm | 2015 | CZ10 | rDXGF | Household | 1 | 1073.2 | None | 196 | 0.029 | 0.64 | 179 | 0.026 | 0.73 | 196 | 0.029 | 0.64 | 179 | 0.026 | 4.99 | DEER:Res:ClothesDishWasher | Annual | 2 |  | Appl-CW-Front-GasDHW-ElecDry-Tier3DEER2017 | Appl-CW-Front-GasDHW-ElecDry-Tier3AnyMFm2015CZ10DEER2017 | 2874
Appl-CW-Front-GasDHW-ElecDry-Tier3 | DEER2017 | D17 v3 |  | Any | MFm | 2015 | CZ11 | rDXGF | Household | 1 | 1073.2 | None | 195 | 0.028 | 0.58 | 179 | 0.025 | 0.69 | 195 | 0.028 | 0.58 | 179 | 0.025 | 4.99 | DEER:Res:ClothesDishWasher | Annual | 2 |  | Appl-CW-Front-GasDHW-ElecDry-Tier3DEER2017 | Appl-CW-Front-GasDHW-ElecDry-Tier3AnyMFm2015CZ11DEER2017 | 2875
Appl-CW-Front-GasDHW-ElecDry-Tier3 | DEER2017 | D17 v3 |  | Any | MFm | 2015 | CZ12 | rDXGF | Household | 1 | 1073.2 | None | 195 | 0.028 | 0.61 | 178 | 0.025 | 0.73 | 195 | 0.028 | 0.61 | 178 | 0.025 | 4.98 | DEER:Res:ClothesDishWasher | Annual | 2 |  | Appl-CW-Front-GasDHW-ElecDry-Tier3DEER2017 | Appl-CW-Front-GasDHW-ElecDry-Tier3AnyMFm2015CZ12DEER2017 | 2876
Appl-CW-Front-GasDHW-ElecDry-Tier3 | DEER2017 | D17 v3 |  | Any | MFm | 2015 | CZ13 | rDXGF | Household | 1 | 1073.2 | None | 195 | 0.028 | 0.58 | 179 | 0.025 | 0.69 | 195 | 0.028 | 0.58 | 179 | 0.025 | 5 | DEER:Res:ClothesDishWasher | Annual | 2 |  | Appl-CW-Front-GasDHW-ElecDry-Tier3DEER2017 | Appl-CW-Front-GasDHW-ElecDry-Tier3AnyMFm2015CZ13DEER2017 | 2877
Appl-CW-Front-GasDHW-ElecDry-Tier3 | DEER2017 | D17 v3 |  | Any | MFm | 2015 | CZ14 | rDXGF | Household | 1 | 1094.6 | None | 195 | 0.028 | 0.57 | 179 | 0.025 | 0.69 | 195 | 0.028 | 0.57 | 179 | 0.025 | 4.98 | DEER:Res:ClothesDishWasher | Annual | 2 |  | Appl-CW-Front-GasDHW-ElecDry-Tier3DEER2017 | Appl-CW-Front-GasDHW-ElecDry-Tier3AnyMFm2015CZ14DEER2017 | 2878
Appl-CW-Front-GasDHW-ElecDry-Tier3 | DEER2017 | D17 v3 |  | Any | MFm | 2015 | CZ15 | rDXGF | Household | 1 | 1094.6 | None | 196 | 0.027 | 0.55 | 179 | 0.025 | 0.63 | 196 | 0.027 | 0.55 | 179 | 0.025 | 6.02 | DEER:Res:ClothesDishWasher | Annual | 2 |  | Appl-CW-Front-GasDHW-ElecDry-Tier3DEER2017 | Appl-CW-Front-GasDHW-ElecDry-Tier3AnyMFm2015CZ15DEER2017 | 2879
Appl-CW-Front-GasDHW-ElecDry-Tier3 | DEER2017 | D17 v3 |  | Any | MFm | 2015 | CZ16 | rDXGF | Household | 1 | 998.7 | None | 195 | 0.028 | 0.62 | 178 | 0.026 | 0.76 | 195 | 0.028 | 0.62 | 178 | 0.026 | 5.92 | DEER:Res:ClothesDishWasher | Annual | 2 |  | Appl-CW-Front-GasDHW-ElecDry-Tier3DEER2017 | Appl-CW-Front-GasDHW-ElecDry-Tier3AnyMFm2015CZ16DEER2017 | 2880
Appl-CW-Front-GasDHW-ElecDry-Tier3 | DEER2017 | D17 v3 |  | Any | MFm | 2017 | CZ01 | rDXGF | Household | 1 | 998.7 | None | 194 | 0.027 | 0.67 | 178 | 0.024 | 0.81 | 194 | 0.027 | 0.67 | 178 | 0.024 | 5.7 | DEER:Res:ClothesDishWasher | Annual | 2 |  | Appl-CW-Front-GasDHW-ElecDry-Tier3DEER2017 | Appl-CW-Front-GasDHW-ElecDry-Tier3AnyMFm2017CZ01DEER2017 | 2881
Appl-CW-Front-GasDHW-ElecDry-Tier3 | DEER2017 | D17 v3 |  | Any | MFm | 2017 | CZ02 | rDXGF | Household | 1 | 1073.2 | None | 195 | 0.028 | 0.72 | 177 | 0.025 | 0.65 | 195 | 0.028 | 0.72 | 177 | 0.025 | 5.58 | DEER:Res:ClothesDishWasher | Annual | 2 |  | Appl-CW-Front-GasDHW-ElecDry-Tier3DEER2017 | Appl-CW-Front-GasDHW-ElecDry-Tier3AnyMFm2017CZ02DEER2017 | 2882
Appl-CW-Front-GasDHW-ElecDry-Tier3 | DEER2017 | D17 v3 |  | Any | MFm | 2017 | CZ03 | rDXGF | Household | 1 | 998.7 | None | 194 | 0.027 | 0.55 | 178 | 0.025 | 0.83 | 194 | 0.027 | 0.55 | 178 | 0.025 | 5.76 | DEER:Res:ClothesDishWasher | Annual | 2 |  | Appl-CW-Front-GasDHW-ElecDry-Tier3DEER2017 | Appl-CW-Front-GasDHW-ElecDry-Tier3AnyMFm2017CZ03DEER2017 | 2883
Appl-CW-Front-GasDHW-ElecDry-Tier3 | DEER2017 | D17 v3 |  | Any | MFm | 2017 | CZ04 | rDXGF | Household | 1 | 998.7 | None | 195 | 0.027 | 0.67 | 178 | 0.025 | 0.77 | 195 | 0.027 | 0.67 | 178 | 0.025 | 5.62 | DEER:Res:ClothesDishWasher | Annual | 2 |  | Appl-CW-Front-GasDHW-ElecDry-Tier3DEER2017 | Appl-CW-Front-GasDHW-ElecDry-Tier3AnyMFm2017CZ04DEER2017 | 2884
Appl-CW-Front-GasDHW-ElecDry-Tier3 | DEER2017 | D17 v3 |  | Any | MFm | 2017 | CZ05 | rDXGF | Household | 1 | 998.7 | None | 194 | 0.027 | 0.7 | 178 | 0.025 | 0.79 | 194 | 0.027 | 0.7 | 178 | 0.025 | 6.03 | DEER:Res:ClothesDishWasher | Annual | 2 |  | Appl-CW-Front-GasDHW-ElecDry-Tier3DEER2017 | Appl-CW-Front-GasDHW-ElecDry-Tier3AnyMFm2017CZ05DEER2017 | 2885
Appl-CW-Front-GasDHW-ElecDry-Tier3 | DEER2017 | D17 v3 |  | Any | MFm | 2017 | CZ06 | rDXGF | Household | 1 | 1206 | None | 195 | 0.028 | 0.62 | 178 | 0.025 | 0.72 | 195 | 0.028 | 0.62 | 178 | 0.025 | 5.96 | DEER:Res:ClothesDishWasher | Annual | 2 |  | Appl-CW-Front-GasDHW-ElecDry-Tier3DEER2017 | Appl-CW-Front-GasDHW-ElecDry-Tier3AnyMFm2017CZ06DEER2017 | 2886
Appl-CW-Front-GasDHW-ElecDry-Tier3 | DEER2017 | D17 v3 |  | Any | MFm | 2017 | CZ07 | rDXGF | Household | 1 | 1206 | None | 195 | 0.027 | 0.63 | 179 | 0.025 | 0.73 | 195 | 0.027 | 0.63 | 179 | 0.025 | 6.02 | DEER:Res:ClothesDishWasher | Annual | 2 |  | Appl-CW-Front-GasDHW-ElecDry-Tier3DEER2017 | Appl-CW-Front-GasDHW-ElecDry-Tier3AnyMFm2017CZ07DEER2017 | 2887
Appl-CW-Front-GasDHW-ElecDry-Tier3 | DEER2017 | D17 v3 |  | Any | MFm | 2017 | CZ08 | rDXGF | Household | 1 | 1206 | None | 195 | 0.028 | 0.64 | 179 | 0.026 | 0.74 | 195 | 0.028 | 0.64 | 179 | 0.026 | 5.44 | DEER:Res:ClothesDishWasher | Annual | 2 |  | Appl-CW-Front-GasDHW-ElecDry-Tier3DEER2017 | Appl-CW-Front-GasDHW-ElecDry-Tier3AnyMFm2017CZ08DEER2017 | 2888
Appl-CW-Front-GasDHW-ElecDry-Tier3 | DEER2017 | D17 v3 |  | Any | MFm | 2017 | CZ09 | rDXGF | Household | 1 | 1126.6 | None | 195 | 0.027 | 0.62 | 178 | 0.025 | 0.72 | 195 | 0.027 | 0.62 | 178 | 0.025 | 5.92 | DEER:Res:ClothesDishWasher | Annual | 2 |  | Appl-CW-Front-GasDHW-ElecDry-Tier3DEER2017 | Appl-CW-Front-GasDHW-ElecDry-Tier3AnyMFm2017CZ09DEER2017 | 2889
Appl-CW-Front-GasDHW-ElecDry-Tier3 | DEER2017 | D17 v3 |  | Any | MFm | 2017 | CZ10 | rDXGF | Household | 1 | 1073.2 | None | 195 | 0.027 | 0.65 | 179 | 0.025 | 0.74 | 195 | 0.027 | 0.65 | 179 | 0.025 | 5.75 | DEER:Res:ClothesDishWasher | Annual | 2 |  | Appl-CW-Front-GasDHW-ElecDry-Tier3DEER2017 | Appl-CW-Front-GasDHW-ElecDry-Tier3AnyMFm2017CZ10DEER2017 | 2890
Appl-CW-Front-GasDHW-ElecDry-Tier3 | DEER2017 | D17 v3 |  | Any | MFm | 2017 | CZ11 | rDXGF | Household | 1 | 1073.2 | None | 196 | 0.029 | 0.62 | 179 | 0.026 | 0.72 | 196 | 0.029 | 0.62 | 179 | 0.026 | 6.19 | DEER:Res:ClothesDishWasher | Annual | 2 |  | Appl-CW-Front-GasDHW-ElecDry-Tier3DEER2017 | Appl-CW-Front-GasDHW-ElecDry-Tier3AnyMFm2017CZ11DEER2017 | 2891
Appl-CW-Front-GasDHW-ElecDry-Tier3 | DEER2017 | D17 v3 |  | Any | MFm | 2017 | CZ12 | rDXGF | Household | 1 | 1073.2 | None | 195 | 0.028 | 0.64 | 179 | 0.025 | 0.75 | 195 | 0.028 | 0.64 | 179 | 0.025 | 6.2 | DEER:Res:ClothesDishWasher | Annual | 2 |  | Appl-CW-Front-GasDHW-ElecDry-Tier3DEER2017 | Appl-CW-Front-GasDHW-ElecDry-Tier3AnyMFm2017CZ12DEER2017 | 2892
Appl-CW-Front-GasDHW-ElecDry-Tier3 | DEER2017 | D17 v3 |  | Any | MFm | 2017 | CZ13 | rDXGF | Household | 1 | 1073.2 | None | 195 | 0.027 | 0.58 | 179 | 0.025 | 0.69 | 195 | 0.027 | 0.58 | 179 | 0.025 | 6.19 | DEER:Res:ClothesDishWasher | Annual | 2 |  | Appl-CW-Front-GasDHW-ElecDry-Tier3DEER2017 | Appl-CW-Front-GasDHW-ElecDry-Tier3AnyMFm2017CZ13DEER2017 | 2893
Appl-CW-Front-GasDHW-ElecDry-Tier3 | DEER2017 | D17 v3 |  | Any | MFm | 2017 | CZ14 | rDXGF | Household | 1 | 1094.6 | None | 195 | 0.028 | 0.58 | 179 | 0.025 | 0.7 | 195 | 0.028 | 0.58 | 179 | 0.025 | 6.19 | DEER:Res:ClothesDishWasher | Annual | 2 |  | Appl-CW-Front-GasDHW-ElecDry-Tier3DEER2017 | Appl-CW-Front-GasDHW-ElecDry-Tier3AnyMFm2017CZ14DEER2017 | 2894
Appl-CW-Front-GasDHW-ElecDry-Tier3 | DEER2017 | D17 v3 |  | Any | MFm | 2017 | CZ15 | rDXGF | Household | 1 | 1094.6 | None | 196 | 0.027 | 0.56 | 179 | 0.025 | 0.63 | 196 | 0.027 | 0.56 | 179 | 0.025 | 6.18 | DEER:Res:ClothesDishWasher | Annual | 2 |  | Appl-CW-Front-GasDHW-ElecDry-Tier3DEER2017 | Appl-CW-Front-GasDHW-ElecDry-Tier3AnyMFm2017CZ15DEER2017 | 2895
Appl-CW-Front-GasDHW-ElecDry-Tier3 | DEER2017 | D17 v3 |  | Any | MFm | 2017 | CZ16 | rDXGF | Household | 1 | 998.7 | None | 195 | 0.027 | 0.62 | 178 | 0.025 | 0.77 | 195 | 0.027 | 0.62 | 178 | 0.025 | 6.19 | DEER:Res:ClothesDishWasher | Annual | 2 |  | Appl-CW-Front-GasDHW-ElecDry-Tier3DEER2017 | Appl-CW-Front-GasDHW-ElecDry-Tier3AnyMFm2017CZ16DEER2017 | 2896
Appl-CW-Front-GasDHW-ElecDry-Tier3 | DEER2017 | D17 v3 |  | Any | SFm | 1975 | CZ01 | rDXGF | Household | 1 | 1591 | None | 240 | 0.033 | 0.61 | 220 | 0.03 | 0.82 | 240 | 0.033 | 0.61 | 220 | 0.03 | 6.19 | DEER:Res:ClothesDishWasher | Annual | 2 |  | Appl-CW-Front-GasDHW-ElecDry-Tier3DEER2017 | Appl-CW-Front-GasDHW-ElecDry-Tier3AnySFm1975CZ01DEER2017 | 2897
Appl-CW-Front-GasDHW-ElecDry-Tier3 | DEER2017 | D17 v3 |  | Any | SFm | 1975 | CZ02 | rDXGF | Household | 1 | 1591 | None | 241 | 0.037 | 0.56 | 221 | 0.033 | 0.76 | 241 | 0.037 | 0.56 | 221 | 0.033 | 6.19 | DEER:Res:ClothesDishWasher | Annual | 2 |  | Appl-CW-Front-GasDHW-ElecDry-Tier3DEER2017 | Appl-CW-Front-GasDHW-ElecDry-Tier3AnySFm1975CZ02DEER2017 | 2898
Appl-CW-Front-GasDHW-ElecDry-Tier3 | DEER2017 | D17 v3 |  | Any | SFm | 1975 | CZ03 | rDXGF | Household | 1 | 1591 | None | 240 | 0.036 | 0.57 | 220 | 0.032 | 0.77 | 240 | 0.036 | 0.57 | 220 | 0.032 | 6.2 | DEER:Res:ClothesDishWasher | Annual | 2 |  | Appl-CW-Front-GasDHW-ElecDry-Tier3DEER2017 | Appl-CW-Front-GasDHW-ElecDry-Tier3AnySFm1975CZ03DEER2017 | 2899
Appl-CW-Front-GasDHW-ElecDry-Tier3 | DEER2017 | D17 v3 |  | Any | SFm | 1975 | CZ04 | rDXGF | Household | 1 | 1591 | None | 242 | 0.036 | 0.64 | 221 | 0.032 | 0.81 | 242 | 0.036 | 0.64 | 221 | 0.032 | 6.19 | DEER:Res:ClothesDishWasher | Annual | 2 |  | Appl-CW-Front-GasDHW-ElecDry-Tier3DEER2017 | Appl-CW-Front-GasDHW-ElecDry-Tier3AnySFm1975CZ04DEER2017 | 2900
Appl-CW-Front-GasDHW-ElecDry-Tier3 | DEER2017 | D17 v3 |  | Any | SFm | 1975 | CZ05 | rDXGF | Household | 1 | 1591 | None | 240 | 0.035 | 0.51 | 220 | 0.032 | 0.74 | 240 | 0.035 | 0.51 | 220 | 0.032 | 6.19 | DEER:Res:ClothesDishWasher | Annual | 2 |  | Appl-CW-Front-GasDHW-ElecDry-Tier3DEER2017 | Appl-CW-Front-GasDHW-ElecDry-Tier3AnySFm1975CZ05DEER2017 | 2901
Appl-CW-Front-GasDHW-ElecDry-Tier3 | DEER2017 | D17 v3 |  | Any | SFm | 1975 | CZ06 | rDXGF | Household | 1 | 1528 | None | 242 | 0.035 | 0.69 | 221 | 0.032 | 0.84 | 242 | 0.035 | 0.69 | 221 | 0.032 | 6.19 | DEER:Res:ClothesDishWasher | Annual | 2 |  | Appl-CW-Front-GasDHW-ElecDry-Tier3DEER2017 | Appl-CW-Front-GasDHW-ElecDry-Tier3AnySFm1975CZ06DEER2017 | 2902
Appl-CW-Front-GasDHW-ElecDry-Tier3 | DEER2017 | D17 v3 |  | Any | SFm | 1975 | CZ07 | rDXGF | Household | 1 | 1528 | None | 241 | 0.035 | 0.65 | 221 | 0.032 | 0.81 | 241 | 0.035 | 0.65 | 221 | 0.032 | 4.93 | DEER:Res:ClothesDishWasher | Annual | 2 |  | Appl-CW-Front-GasDHW-ElecDry-Tier3DEER2017 | Appl-CW-Front-GasDHW-ElecDry-Tier3AnySFm1975CZ07DEER2017 | 2903
Appl-CW-Front-GasDHW-ElecDry-Tier3 | DEER2017 | D17 v3 |  | Any | SFm | 1975 | CZ08 | rDXGF | Household | 1 | 1528 | None | 242 | 0.036 | 0.65 | 222 | 0.033 | 0.8 | 242 | 0.036 | 0.65 | 222 | 0.033 | 4.92 | DEER:Res:ClothesDishWasher | Annual | 2 |  | Appl-CW-Front-GasDHW-ElecDry-Tier3DEER2017 | Appl-CW-Front-GasDHW-ElecDry-Tier3AnySFm1975CZ08DEER2017 | 2904
Appl-CW-Front-GasDHW-ElecDry-Tier3 | DEER2017 | D17 v3 |  | Any | SFm | 1975 | CZ09 | rDXGF | Household | 1 | 1636 | None | 243 | 0.035 | 0.62 | 222 | 0.032 | 0.78 | 243 | 0.035 | 0.62 | 222 | 0.032 | 4.92 | DEER:Res:ClothesDishWasher | Annual | 2 |  | Appl-CW-Front-GasDHW-ElecDry-Tier3DEER2017 | Appl-CW-Front-GasDHW-ElecDry-Tier3AnySFm1975CZ09DEER2017 | 2905
Appl-CW-Front-GasDHW-ElecDry-Tier3 | DEER2017 | D17 v3 |  | Any | SFm | 1975 | CZ10 | rDXGF | Household | 1 | 1636 | None | 242 | 0.036 | 0.57 | 222 | 0.032 | 0.74 | 242 | 0.036 | 0.57 | 222 | 0.032 | 4.93 | DEER:Res:ClothesDishWasher | Annual | 2 |  | Appl-CW-Front-GasDHW-ElecDry-Tier3DEER2017 | Appl-CW-Front-GasDHW-ElecDry-Tier3AnySFm1975CZ10DEER2017 | 2906
Appl-CW-Front-GasDHW-ElecDry-Tier3 | DEER2017 | D17 v3 |  | Any | SFm | 1975 | CZ11 | rDXGF | Household | 1 | 1528 | None | 242 | 0.036 | 0.57 | 222 | 0.032 | 0.75 | 242 | 0.036 | 0.57 | 222 | 0.032 | 4.92 | DEER:Res:ClothesDishWasher | Annual | 2 |  | Appl-CW-Front-GasDHW-ElecDry-Tier3DEER2017 | Appl-CW-Front-GasDHW-ElecDry-Tier3AnySFm1975CZ11DEER2017 | 2907
Appl-CW-Front-GasDHW-ElecDry-Tier3 | DEER2017 | D17 v3 |  | Any | SFm | 1975 | CZ12 | rDXGF | Household | 1 | 1528 | None | 242 | 0.036 | 0.57 | 221 | 0.032 | 0.76 | 242 | 0.036 | 0.57 | 221 | 0.032 | 4.87 | DEER:Res:ClothesDishWasher | Annual | 2 |  | Appl-CW-Front-GasDHW-ElecDry-Tier3DEER2017 | Appl-CW-Front-GasDHW-ElecDry-Tier3AnySFm1975CZ12DEER2017 | 2908
Appl-CW-Front-GasDHW-ElecDry-Tier3 | DEER2017 | D17 v3 |  | Any | SFm | 1975 | CZ13 | rDXGF | Household | 1 | 1528 | None | 243 | 0.036 | 0.52 | 222 | 0.033 | 0.71 | 243 | 0.036 | 0.52 | 222 | 0.033 | 4.99 | DEER:Res:ClothesDishWasher | Annual | 2 |  | Appl-CW-Front-GasDHW-ElecDry-Tier3DEER2017 | Appl-CW-Front-GasDHW-ElecDry-Tier3AnySFm1975CZ13DEER2017 | 2909
Appl-CW-Front-GasDHW-ElecDry-Tier3 | DEER2017 | D17 v3 |  | Any | SFm | 1975 | CZ14 | rDXGF | Household | 1 | 1555 | None | 243 | 0.034 | 0.59 | 222 | 0.031 | 0.77 | 243 | 0.034 | 0.59 | 222 | 0.031 | 4.99 | DEER:Res:ClothesDishWasher | Annual | 2 |  | Appl-CW-Front-GasDHW-ElecDry-Tier3DEER2017 | Appl-CW-Front-GasDHW-ElecDry-Tier3AnySFm1975CZ14DEER2017 | 2910
Appl-CW-Front-GasDHW-ElecDry-Tier3 | DEER2017 | D17 v3 |  | Any | SFm | 1975 | CZ15 | rDXGF | Household | 1 | 1555 | None | 244 | 0.035 | 0.6 | 223 | 0.031 | 0.71 | 244 | 0.035 | 0.6 | 223 | 0.031 | 4.99 | DEER:Res:ClothesDishWasher | Annual | 2 |  | Appl-CW-Front-GasDHW-ElecDry-Tier3DEER2017 | Appl-CW-Front-GasDHW-ElecDry-Tier3AnySFm1975CZ15DEER2017 | 2911
Appl-CW-Front-GasDHW-ElecDry-Tier3 | DEER2017 | D17 v3 |  | Any | SFm | 1975 | CZ16 | rDXGF | Household | 1 | 1591 | None | 242 | 0.035 | 0.67 | 221 | 0.031 | 0.87 | 242 | 0.035 | 0.67 | 221 | 0.031 | 4.99 | DEER:Res:ClothesDishWasher | Annual | 2 |  | Appl-CW-Front-GasDHW-ElecDry-Tier3DEER2017 | Appl-CW-Front-GasDHW-ElecDry-Tier3AnySFm1975CZ16DEER2017 | 2912
Appl-CW-Front-GasDHW-ElecDry-Tier3 | DEER2017 | D17 v3 |  | Any | SFm | 1985 | CZ01 | rDXGF | Household | 1 | 1904 | None | 240 | 0.034 | 0.44 | 220 | 0.031 | 0.7 | 240 | 0.034 | 0.44 | 220 | 0.031 | 4.98 | DEER:Res:ClothesDishWasher | Annual | 2 |  | Appl-CW-Front-GasDHW-ElecDry-Tier3DEER2017 | Appl-CW-Front-GasDHW-ElecDry-Tier3AnySFm1985CZ01DEER2017 | 2913
Appl-CW-Front-GasDHW-ElecDry-Tier3 | DEER2017 | D17 v3 |  | Any | SFm | 1985 | CZ02 | rDXGF | Household | 1 | 1904 | None | 241 | 0.035 | 0.46 | 220 | 0.032 | 0.69 | 241 | 0.035 | 0.46 | 220 | 0.032 | 4.99 | DEER:Res:ClothesDishWasher | Annual | 2 |  | Appl-CW-Front-GasDHW-ElecDry-Tier3DEER2017 | Appl-CW-Front-GasDHW-ElecDry-Tier3AnySFm1985CZ02DEER2017 | 2914
Appl-CW-Front-GasDHW-ElecDry-Tier3 | DEER2017 | D17 v3 |  | Any | SFm | 1985 | CZ03 | rDXGF | Household | 1 | 1904 | None | 240 | 0.035 | 0.43 | 220 | 0.032 | 0.67 | 240 | 0.035 | 0.43 | 220 | 0.032 | 5.92 | DEER:Res:ClothesDishWasher | Annual | 2 |  | Appl-CW-Front-GasDHW-ElecDry-Tier3DEER2017 | Appl-CW-Front-GasDHW-ElecDry-Tier3AnySFm1985CZ03DEER2017 | 2915
Appl-CW-Front-GasDHW-ElecDry-Tier3 | DEER2017 | D17 v3 |  | Any | SFm | 1985 | CZ04 | rDXGF | Household | 1 | 1904 | None | 241 | 0.032 | 0.54 | 221 | 0.029 | 0.74 | 241 | 0.032 | 0.54 | 221 | 0.029 | 5.73 | DEER:Res:ClothesDishWasher | Annual | 2 |  | Appl-CW-Front-GasDHW-ElecDry-Tier3DEER2017 | Appl-CW-Front-GasDHW-ElecDry-Tier3AnySFm1985CZ04DEER2017 | 2916
Appl-CW-Front-GasDHW-ElecDry-Tier3 | DEER2017 | D17 v3 |  | Any | SFm | 1985 | CZ05 | rDXGF | Household | 1 | 1904 | None | 240 | 0.036 | 0.4 | 220 | 0.033 | 0.65 | 240 | 0.036 | 0.4 | 220 | 0.033 | 5.39 | DEER:Res:ClothesDishWasher | Annual | 2 |  | Appl-CW-Front-GasDHW-ElecDry-Tier3DEER2017 | Appl-CW-Front-GasDHW-ElecDry-Tier3AnySFm1985CZ05DEER2017 | 2917
Appl-CW-Front-GasDHW-ElecDry-Tier3 | DEER2017 | D17 v3 |  | Any | SFm | 1985 | CZ06 | rDXGF | Household | 1 | 2064 | None | 241 | 0.036 | 0.62 | 221 | 0.033 | 0.79 | 241 | 0.036 | 0.62 | 221 | 0.033 | 5.8 | DEER:Res:ClothesDishWasher | Annual | 2 |  | Appl-CW-Front-GasDHW-ElecDry-Tier3DEER2017 | Appl-CW-Front-GasDHW-ElecDry-Tier3AnySFm1985CZ06DEER2017 | 2918
Appl-CW-Front-GasDHW-ElecDry-Tier3 | DEER2017 | D17 v3 |  | Any | SFm | 1985 | CZ07 | rDXGF | Household | 1 | 2064 | None | 242 | 0.035 | 0.65 | 221 | 0.032 | 0.81 | 242 | 0.035 | 0.65 | 221 | 0.032 | 6.01 | DEER:Res:ClothesDishWasher | Annual | 2 |  | Appl-CW-Front-GasDHW-ElecDry-Tier3DEER2017 | Appl-CW-Front-GasDHW-ElecDry-Tier3AnySFm1985CZ07DEER2017 | 2919
Appl-CW-Front-GasDHW-ElecDry-Tier3 | DEER2017 | D17 v3 |  | Any | SFm | 1985 | CZ08 | rDXGF | Household | 1 | 2064 | None | 242 | 0.035 | 0.61 | 222 | 0.032 | 0.78 | 242 | 0.035 | 0.61 | 222 | 0.032 | 6.11 | DEER:Res:ClothesDishWasher | Annual | 2 |  | Appl-CW-Front-GasDHW-ElecDry-Tier3DEER2017 | Appl-CW-Front-GasDHW-ElecDry-Tier3AnySFm1985CZ08DEER2017 | 2920
Appl-CW-Front-GasDHW-ElecDry-Tier3 | DEER2017 | D17 v3 |  | Any | SFm | 1985 | CZ09 | rDXGF | Household | 1 | 1811 | None | 243 | 0.035 | 0.64 | 222 | 0.032 | 0.81 | 243 | 0.035 | 0.64 | 222 | 0.032 | 5.76 | DEER:Res:ClothesDishWasher | Annual | 2 |  | Appl-CW-Front-GasDHW-ElecDry-Tier3DEER2017 | Appl-CW-Front-GasDHW-ElecDry-Tier3AnySFm1985CZ09DEER2017 | 2921
Appl-CW-Front-GasDHW-ElecDry-Tier3 | DEER2017 | D17 v3 |  | Any | SFm | 1985 | CZ10 | rDXGF | Household | 1 | 1811 | None | 242 | 0.036 | 0.55 | 222 | 0.033 | 0.73 | 242 | 0.036 | 0.55 | 222 | 0.033 | 6.2 | DEER:Res:ClothesDishWasher | Annual | 2 |  | Appl-CW-Front-GasDHW-ElecDry-Tier3DEER2017 | Appl-CW-Front-GasDHW-ElecDry-Tier3AnySFm1985CZ10DEER2017 | 2922
Appl-CW-Front-GasDHW-ElecDry-Tier3 | DEER2017 | D17 v3 |  | Any | SFm | 1985 | CZ11 | rDXGF | Household | 1 | 1704 | None | 243 | 0.035 | 0.46 | 222 | 0.031 | 0.66 | 243 | 0.035 | 0.46 | 222 | 0.031 | 6.19 | DEER:Res:ClothesDishWasher | Annual | 2 |  | Appl-CW-Front-GasDHW-ElecDry-Tier3DEER2017 | Appl-CW-Front-GasDHW-ElecDry-Tier3AnySFm1985CZ11DEER2017 | 2923
Appl-CW-Front-GasDHW-ElecDry-Tier3 | DEER2017 | D17 v3 |  | Any | SFm | 1985 | CZ12 | rDXGF | Household | 1 | 1704 | None | 242 | 0.036 | 0.5 | 222 | 0.033 | 0.7 | 242 | 0.036 | 0.5 | 222 | 0.033 | 6.19 | DEER:Res:ClothesDishWasher | Annual | 2 |  | Appl-CW-Front-GasDHW-ElecDry-Tier3DEER2017 | Appl-CW-Front-GasDHW-ElecDry-Tier3AnySFm1985CZ12DEER2017 | 2924
Appl-CW-Front-GasDHW-ElecDry-Tier3 | DEER2017 | D17 v3 |  | Any | SFm | 1985 | CZ13 | rDXGF | Household | 1 | 1704 | None | 243 | 0.035 | 0.46 | 222 | 0.032 | 0.67 | 243 | 0.035 | 0.46 | 222 | 0.032 | 6.19 | DEER:Res:ClothesDishWasher | Annual | 2 |  | Appl-CW-Front-GasDHW-ElecDry-Tier3DEER2017 | Appl-CW-Front-GasDHW-ElecDry-Tier3AnySFm1985CZ13DEER2017 | 2925
Appl-CW-Front-GasDHW-ElecDry-Tier3 | DEER2017 | D17 v3 |  | Any | SFm | 1985 | CZ14 | rDXGF | Household | 1 | 1741 | None | 243 | 0.034 | 0.5 | 222 | 0.031 | 0.69 | 243 | 0.034 | 0.5 | 222 | 0.031 | 6.19 | DEER:Res:ClothesDishWasher | Annual | 2 |  | Appl-CW-Front-GasDHW-ElecDry-Tier3DEER2017 | Appl-CW-Front-GasDHW-ElecDry-Tier3AnySFm1985CZ14DEER2017 | 2926
Appl-CW-Front-GasDHW-ElecDry-Tier3 | DEER2017 | D17 v3 |  | Any | SFm | 1985 | CZ15 | rDXGF | Household | 1 | 1741 | None | 244 | 0.034 | 0.58 | 223 | 0.031 | 0.7 | 244 | 0.034 | 0.58 | 223 | 0.031 | 6.19 | DEER:Res:ClothesDishWasher | Annual | 2 |  | Appl-CW-Front-GasDHW-ElecDry-Tier3DEER2017 | Appl-CW-Front-GasDHW-ElecDry-Tier3AnySFm1985CZ15DEER2017 | 2927
Appl-CW-Front-GasDHW-ElecDry-Tier3 | DEER2017 | D17 v3 |  | Any | SFm | 1985 | CZ16 | rDXGF | Household | 1 | 1904 | None | 241 | 0.036 | 0.57 | 221 | 0.033 | 0.8 | 241 | 0.036 | 0.57 | 221 | 0.033 | 6.19 | DEER:Res:ClothesDishWasher | Annual | 2 |  | Appl-CW-Front-GasDHW-ElecDry-Tier3DEER2017 | Appl-CW-Front-GasDHW-ElecDry-Tier3AnySFm1985CZ16DEER2017 | 2928
Appl-CW-Front-GasDHW-ElecDry-Tier3 | DEER2017 | D17 v3 |  | Any | SFm | 1996 | CZ01 | rDXGF | Household | 1 | 2193 | None | 240 | 0.033 | 0.68 | 220 | 0.03 | 0.87 | 240 | 0.033 | 0.68 | 220 | 0.03 | 0.87 | DEER:Res:ClothesDishWasher | Annual | 1719 |  | Appl-CW-Front-GasDHW-ElecDry-Tier3DEER2017 | Appl-CW-Front-GasDHW-ElecDry-Tier3AnySFm1996CZ01DEER2017 | 2929
Appl-CW-Front-GasDHW-ElecDry-Tier3 | DEER2017 | D17 v3 |  | Any | SFm | 1996 | CZ02 | rDXGF | Household | 1 | 2193 | None | 241 | 0.035 | 0.62 | 221 | 0.032 | 0.81 | 241 | 0.035 | 0.62 | 221 | 0.032 | 0.81 | DEER:Res:ClothesDishWasher | Annual | 1719 |  | Appl-CW-Front-GasDHW-ElecDry-Tier3DEER2017 | Appl-CW-Front-GasDHW-ElecDry-Tier3AnySFm1996CZ02DEER2017 | 2930
Appl-CW-Front-GasDHW-ElecDry-Tier3 | DEER2017 | D17 v3 |  | Any | SFm | 1996 | CZ03 | rDXGF | Household | 1 | 2193 | None | 240 | 0.036 | 0.6 | 220 | 0.032 | 0.79 | 240 | 0.036 | 0.6 | 220 | 0.032 | 0.79 | DEER:Res:ClothesDishWasher | Annual | 1719 |  | Appl-CW-Front-GasDHW-ElecDry-Tier3DEER2017 | Appl-CW-Front-GasDHW-ElecDry-Tier3AnySFm1996CZ03DEER2017 | 2931
Appl-CW-Front-GasDHW-ElecDry-Tier3 | DEER2017 | D17 v3 |  | Any | SFm | 1996 | CZ04 | rDXGF | Household | 1 | 2193 | None | 242 | 0.035 | 0.62 | 221 | 0.032 | 0.79 | 242 | 0.035 | 0.62 | 221 | 0.032 | 0.79 | DEER:Res:ClothesDishWasher | Annual | 1719 |  | Appl-CW-Front-GasDHW-ElecDry-Tier3DEER2017 | Appl-CW-Front-GasDHW-ElecDry-Tier3AnySFm1996CZ04DEER2017 | 2932
Appl-CW-Front-GasDHW-ElecDry-Tier3 | DEER2017 | D17 v3 |  | Any | SFm | 1996 | CZ05 | rDXGF | Household | 1 | 2193 | None | 240 | 0.035 | 0.41 | 220 | 0.032 | 0.65 | 240 | 0.035 | 0.41 | 220 | 0.032 | 0.65 | DEER:Res:ClothesDishWasher | Annual | 1719 |  | Appl-CW-Front-GasDHW-ElecDry-Tier3DEER2017 | Appl-CW-Front-GasDHW-ElecDry-Tier3AnySFm1996CZ05DEER2017 | 2933
Appl-CW-Front-GasDHW-ElecDry-Tier3 | DEER2017 | D17 v3 |  | Any | SFm | 1996 | CZ06 | rDXGF | Household | 1 | 2297 | None | 241 | 0.035 | 0.67 | 221 | 0.032 | 0.83 | 241 | 0.035 | 0.67 | 221 | 0.032 | 0.83 | DEER:Res:ClothesDishWasher | Annual | 1719 |  | Appl-CW-Front-GasDHW-ElecDry-Tier3DEER2017 | Appl-CW-Front-GasDHW-ElecDry-Tier3AnySFm1996CZ06DEER2017 | 2934
Appl-CW-Front-GasDHW-ElecDry-Tier3 | DEER2017 | D17 v3 |  | Any | SFm | 1996 | CZ07 | rDXGF | Household | 1 | 2297 | None | 242 | 0.035 | 0.71 | 222 | 0.032 | 0.85 | 242 | 0.035 | 0.71 | 222 | 0.032 | 0.85 | DEER:Res:ClothesDishWasher | Annual | 1719 |  | Appl-CW-Front-GasDHW-ElecDry-Tier3DEER2017 | Appl-CW-Front-GasDHW-ElecDry-Tier3AnySFm1996CZ07DEER2017 | 2935
Appl-CW-Front-GasDHW-ElecDry-Tier3 | DEER2017 | D17 v3 |  | Any | SFm | 1996 | CZ08 | rDXGF | Household | 1 | 2297 | None | 242 | 0.034 | 0.68 | 222 | 0.031 | 0.83 | 242 | 0.034 | 0.68 | 222 | 0.031 | 0.83 | DEER:Res:ClothesDishWasher | Annual | 1719 |  | Appl-CW-Front-GasDHW-ElecDry-Tier3DEER2017 | Appl-CW-Front-GasDHW-ElecDry-Tier3AnySFm1996CZ08DEER2017 | 2936
Appl-CW-Front-GasDHW-ElecDry-Tier3 | DEER2017 | D17 v3 |  | Any | SFm | 1996 | CZ09 | rDXGF | Household | 1 | 2186 | None | 242 | 0.035 | 0.65 | 222 | 0.032 | 0.8 | 242 | 0.035 | 0.65 | 222 | 0.032 | 0.8 | DEER:Res:ClothesDishWasher | Annual | 1719 |  | Appl-CW-Front-GasDHW-ElecDry-Tier3DEER2017 | Appl-CW-Front-GasDHW-ElecDry-Tier3AnySFm1996CZ09DEER2017 | 2937
Appl-CW-Front-GasDHW-ElecDry-Tier3 | DEER2017 | D17 v3 |  | Any | SFm | 1996 | CZ10 | rDXGF | Household | 1 | 2186 | None | 243 | 0.034 | 0.59 | 222 | 0.032 | 0.75 | 243 | 0.034 | 0.59 | 222 | 0.032 | 0.75 | DEER:Res:ClothesDishWasher | Annual | 1719 |  | Appl-CW-Front-GasDHW-ElecDry-Tier3DEER2017 | Appl-CW-Front-GasDHW-ElecDry-Tier3AnySFm1996CZ10DEER2017 | 2938
Appl-CW-Front-GasDHW-ElecDry-Tier3 | DEER2017 | D17 v3 |  | Any | SFm | 1996 | CZ11 | rDXGF | Household | 1 | 2032 | None | 243 | 0.035 | 0.55 | 222 | 0.032 | 0.73 | 243 | 0.035 | 0.55 | 222 | 0.032 | 0.73 | DEER:Res:ClothesDishWasher | Annual | 1719 |  | Appl-CW-Front-GasDHW-ElecDry-Tier3DEER2017 | Appl-CW-Front-GasDHW-ElecDry-Tier3AnySFm1996CZ11DEER2017 | 2939
Appl-CW-Front-GasDHW-ElecDry-Tier3 | DEER2017 | D17 v3 |  | Any | SFm | 1996 | CZ12 | rDXGF | Household | 1 | 2032 | None | 242 | 0.036 | 0.59 | 222 | 0.032 | 0.77 | 242 | 0.036 | 0.59 | 222 | 0.032 | 0.77 | DEER:Res:ClothesDishWasher | Annual | 1719 |  | Appl-CW-Front-GasDHW-ElecDry-Tier3DEER2017 | Appl-CW-Front-GasDHW-ElecDry-Tier3AnySFm1996CZ12DEER2017 | 2940
Appl-CW-Front-GasDHW-ElecDry-Tier3 | DEER2017 | D17 v3 |  | Any | SFm | 1996 | CZ13 | rDXGF | Household | 1 | 2032 | None | 243 | 0.036 | 0.51 | 222 | 0.033 | 0.7 | 243 | 0.036 | 0.51 | 222 | 0.033 | 0.7 | DEER:Res:ClothesDishWasher | Annual | 1719 |  | Appl-CW-Front-GasDHW-ElecDry-Tier3DEER2017 | Appl-CW-Front-GasDHW-ElecDry-Tier3AnySFm1996CZ13DEER2017 | 2941
Appl-CW-Front-GasDHW-ElecDry-Tier3 | DEER2017 | D17 v3 |  | Any | SFm | 1996 | CZ14 | rDXGF | Household | 1 | 1758 | None | 243 | 0.035 | 0.54 | 222 | 0.031 | 0.73 | 243 | 0.035 | 0.54 | 222 | 0.031 | 0.73 | DEER:Res:ClothesDishWasher | Annual | 1719 |  | Appl-CW-Front-GasDHW-ElecDry-Tier3DEER2017 | Appl-CW-Front-GasDHW-ElecDry-Tier3AnySFm1996CZ14DEER2017 | 2942
Appl-CW-Front-GasDHW-ElecDry-Tier3 | DEER2017 | D17 v3 |  | Any | SFm | 1996 | CZ15 | rDXGF | Household | 1 | 1758 | None | 244 | 0.035 | 0.59 | 223 | 0.031 | 0.71 | 244 | 0.035 | 0.59 | 223 | 0.031 | 0.71 | DEER:Res:ClothesDishWasher | Annual | 1719 |  | Appl-CW-Front-GasDHW-ElecDry-Tier3DEER2017 | Appl-CW-Front-GasDHW-ElecDry-Tier3AnySFm1996CZ15DEER2017 | 2943
Appl-CW-Front-GasDHW-ElecDry-Tier3 | DEER2017 | D17 v3 |  | Any | SFm | 1996 | CZ16 | rDXGF | Household | 1 | 2193 | None | 242 | 0.035 | 0.77 | 221 | 0.032 | 0.94 | 242 | 0.035 | 0.77 | 221 | 0.032 | 0.94 | DEER:Res:ClothesDishWasher | Annual | 1719 |  | Appl-CW-Front-GasDHW-ElecDry-Tier3DEER2017 | Appl-CW-Front-GasDHW-ElecDry-Tier3AnySFm1996CZ16DEER2017 | 2944
Appl-CW-Front-GasDHW-ElecDry-Tier3 | DEER2017 | D17 v3 |  | Any | SFm | 2003 | CZ01 | rDXGF | Household | 1 | 2295.6 | None | 240 | 0.033 | 0.65 | 220 | 0.03 | 0.86 | 240 | 0.033 | 0.65 | 220 | 0.03 | 0.86 | DEER:Res:ClothesDishWasher | Annual | 1719 |  | Appl-CW-Front-GasDHW-ElecDry-Tier3DEER2017 | Appl-CW-Front-GasDHW-ElecDry-Tier3AnySFm2003CZ01DEER2017 | 2945
Appl-CW-Front-GasDHW-ElecDry-Tier3 | DEER2017 | D17 v3 |  | Any | SFm | 2003 | CZ02 | rDXGF | Household | 1 | 1948.8 | None | 241 | 0.035 | 0.61 | 221 | 0.032 | 0.8 | 241 | 0.035 | 0.61 | 221 | 0.032 | 0.8 | DEER:Res:ClothesDishWasher | Annual | 1719 |  | Appl-CW-Front-GasDHW-ElecDry-Tier3DEER2017 | Appl-CW-Front-GasDHW-ElecDry-Tier3AnySFm2003CZ02DEER2017 | 2946
Appl-CW-Front-GasDHW-ElecDry-Tier3 | DEER2017 | D17 v3 |  | Any | SFm | 2003 | CZ03 | rDXGF | Household | 1 | 2295.6 | None | 240 | 0.035 | 0.58 | 220 | 0.032 | 0.78 | 240 | 0.035 | 0.58 | 220 | 0.032 | 0.78 | DEER:Res:ClothesDishWasher | Annual | 1719 |  | Appl-CW-Front-GasDHW-ElecDry-Tier3DEER2017 | Appl-CW-Front-GasDHW-ElecDry-Tier3AnySFm2003CZ03DEER2017 | 2947
Appl-CW-Front-GasDHW-ElecDry-Tier3 | DEER2017 | D17 v3 |  | Any | SFm | 2003 | CZ04 | rDXGF | Household | 1 | 2295.6 | None | 242 | 0.036 | 0.64 | 221 | 0.032 | 0.82 | 242 | 0.036 | 0.64 | 221 | 0.032 | 0.82 | DEER:Res:ClothesDishWasher | Annual | 1719 |  | Appl-CW-Front-GasDHW-ElecDry-Tier3DEER2017 | Appl-CW-Front-GasDHW-ElecDry-Tier3AnySFm2003CZ04DEER2017 | 2948
Appl-CW-Front-GasDHW-ElecDry-Tier3 | DEER2017 | D17 v3 |  | Any | SFm | 2003 | CZ05 | rDXGF | Household | 1 | 2295.6 | None | 240 | 0.035 | 0.47 | 220 | 0.032 | 0.71 | 240 | 0.035 | 0.47 | 220 | 0.032 | 0.71 | DEER:Res:ClothesDishWasher | Annual | 1719 |  | Appl-CW-Front-GasDHW-ElecDry-Tier3DEER2017 | Appl-CW-Front-GasDHW-ElecDry-Tier3AnySFm2003CZ05DEER2017 | 2949
Appl-CW-Front-GasDHW-ElecDry-Tier3 | DEER2017 | D17 v3 |  | Any | SFm | 2003 | CZ06 | rDXGF | Household | 1 | 2392.9 | None | 243 | 0.035 | 0.74 | 222 | 0.032 | 0.88 | 243 | 0.035 | 0.74 | 222 | 0.032 | 0.88 | DEER:Res:ClothesDishWasher | Annual | 1719 |  | Appl-CW-Front-GasDHW-ElecDry-Tier3DEER2017 | Appl-CW-Front-GasDHW-ElecDry-Tier3AnySFm2003CZ06DEER2017 | 2950
Appl-CW-Front-GasDHW-ElecDry-Tier3 | DEER2017 | D17 v3 |  | Any | SFm | 2003 | CZ07 | rDXGF | Household | 1 | 2392.9 | None | 242 | 0.035 | 0.65 | 222 | 0.032 | 0.81 | 242 | 0.035 | 0.65 | 222 | 0.032 | 0.81 | DEER:Res:ClothesDishWasher | Annual | 1719 |  | Appl-CW-Front-GasDHW-ElecDry-Tier3DEER2017 | Appl-CW-Front-GasDHW-ElecDry-Tier3AnySFm2003CZ07DEER2017 | 2951
Appl-CW-Front-GasDHW-ElecDry-Tier3 | DEER2017 | D17 v3 |  | Any | SFm | 2003 | CZ08 | rDXGF | Household | 1 | 2392.9 | None | 244 | 0.036 | 0.72 | 223 | 0.033 | 0.87 | 244 | 0.036 | 0.72 | 223 | 0.033 | 0.87 | DEER:Res:ClothesDishWasher | Annual | 1719 |  | Appl-CW-Front-GasDHW-ElecDry-Tier3DEER2017 | Appl-CW-Front-GasDHW-ElecDry-Tier3AnySFm2003CZ08DEER2017 | 2952
Appl-CW-Front-GasDHW-ElecDry-Tier3 | DEER2017 | D17 v3 |  | Any | SFm | 2003 | CZ09 | rDXGF | Household | 1 | 2422.9 | None | 242 | 0.035 | 0.65 | 222 | 0.032 | 0.8 | 242 | 0.035 | 0.65 | 222 | 0.032 | 0.8 | DEER:Res:ClothesDishWasher | Annual | 1719 |  | Appl-CW-Front-GasDHW-ElecDry-Tier3DEER2017 | Appl-CW-Front-GasDHW-ElecDry-Tier3AnySFm2003CZ09DEER2017 | 2953
Appl-CW-Front-GasDHW-ElecDry-Tier3 | DEER2017 | D17 v3 |  | Any | SFm | 2003 | CZ10 | rDXGF | Household | 1 | 1948.8 | None | 243 | 0.035 | 0.58 | 222 | 0.032 | 0.75 | 243 | 0.035 | 0.58 | 222 | 0.032 | 0.75 | DEER:Res:ClothesDishWasher | Annual | 1719 |  | Appl-CW-Front-GasDHW-ElecDry-Tier3DEER2017 | Appl-CW-Front-GasDHW-ElecDry-Tier3AnySFm2003CZ10DEER2017 | 2954
Appl-CW-Front-GasDHW-ElecDry-Tier3 | DEER2017 | D17 v3 |  | Any | SFm | 2003 | CZ11 | rDXGF | Household | 1 | 1948.8 | None | 242 | 0.035 | 0.56 | 222 | 0.032 | 0.74 | 242 | 0.035 | 0.56 | 222 | 0.032 | 0.74 | DEER:Res:ClothesDishWasher | Annual | 1719 |  | Appl-CW-Front-GasDHW-ElecDry-Tier3DEER2017 | Appl-CW-Front-GasDHW-ElecDry-Tier3AnySFm2003CZ11DEER2017 | 2955
Appl-CW-Front-GasDHW-ElecDry-Tier3 | DEER2017 | D17 v3 |  | Any | SFm | 2003 | CZ12 | rDXGF | Household | 1 | 1948.8 | None | 242 | 0.035 | 0.6 | 221 | 0.032 | 0.78 | 242 | 0.035 | 0.6 | 221 | 0.032 | 0.78 | DEER:Res:ClothesDishWasher | Annual | 1719 |  | Appl-CW-Front-GasDHW-ElecDry-Tier3DEER2017 | Appl-CW-Front-GasDHW-ElecDry-Tier3AnySFm2003CZ12DEER2017 | 2956
Appl-CW-Front-GasDHW-ElecDry-Tier3 | DEER2017 | D17 v3 |  | Any | SFm | 2003 | CZ13 | rDXGF | Household | 1 | 1948.8 | None | 242 | 0.035 | 0.55 | 222 | 0.032 | 0.73 | 242 | 0.035 | 0.55 | 222 | 0.032 | 0.73 | DEER:Res:ClothesDishWasher | Annual | 1719 |  | Appl-CW-Front-GasDHW-ElecDry-Tier3DEER2017 | Appl-CW-Front-GasDHW-ElecDry-Tier3AnySFm2003CZ13DEER2017 | 2957
Appl-CW-Front-GasDHW-ElecDry-Tier3 | DEER2017 | D17 v3 |  | Any | SFm | 2003 | CZ14 | rDXGF | Household | 1 | 2160.9 | None | 243 | 0.034 | 0.56 | 222 | 0.031 | 0.74 | 243 | 0.034 | 0.56 | 222 | 0.031 | 0.74 | DEER:Res:ClothesDishWasher | Annual | 1719 |  | Appl-CW-Front-GasDHW-ElecDry-Tier3DEER2017 | Appl-CW-Front-GasDHW-ElecDry-Tier3AnySFm2003CZ14DEER2017 | 2958
Appl-CW-Front-GasDHW-ElecDry-Tier3 | DEER2017 | D17 v3 |  | Any | SFm | 2003 | CZ15 | rDXGF | Household | 1 | 2160.9 | None | 243 | 0.034 | 0.6 | 223 | 0.031 | 0.72 | 243 | 0.034 | 0.6 | 223 | 0.031 | 0.72 | DEER:Res:ClothesDishWasher | Annual | 1719 |  | Appl-CW-Front-GasDHW-ElecDry-Tier3DEER2017 | Appl-CW-Front-GasDHW-ElecDry-Tier3AnySFm2003CZ15DEER2017 | 2959
Appl-CW-Front-GasDHW-ElecDry-Tier3 | DEER2017 | D17 v3 |  | Any | SFm | 2003 | CZ16 | rDXGF | Household | 1 | 2295.6 | None | 241 | 0.035 | 0.77 | 221 | 0.032 | 0.95 | 241 | 0.035 | 0.77 | 221 | 0.032 | 0.95 | DEER:Res:ClothesDishWasher | Annual | 1719 |  | Appl-CW-Front-GasDHW-ElecDry-Tier3DEER2017 | Appl-CW-Front-GasDHW-ElecDry-Tier3AnySFm2003CZ16DEER2017 | 2960
Appl-CW-Front-GasDHW-ElecDry-Tier3 | DEER2017 | D17 v3 |  | Any | SFm | 2007 | CZ01 | rDXGF | Household | 1 | 2295.6 | None | 240 | 0.034 | 0.65 | 220 | 0.031 | 0.86 | 240 | 0.034 | 0.65 | 220 | 0.031 | 0.86 | DEER:Res:ClothesDishWasher | Annual | 1719 |  | Appl-CW-Front-GasDHW-ElecDry-Tier3DEER2017 | Appl-CW-Front-GasDHW-ElecDry-Tier3AnySFm2007CZ01DEER2017 | 2961
Appl-CW-Front-GasDHW-ElecDry-Tier3 | DEER2017 | D17 v3 |  | Any | SFm | 2007 | CZ02 | rDXGF | Household | 1 | 1948.8 | None | 241 | 0.035 | 0.52 | 221 | 0.032 | 0.74 | 241 | 0.035 | 0.52 | 221 | 0.032 | 0.74 | DEER:Res:ClothesDishWasher | Annual | 1719 |  | Appl-CW-Front-GasDHW-ElecDry-Tier3DEER2017 | Appl-CW-Front-GasDHW-ElecDry-Tier3AnySFm2007CZ02DEER2017 | 2962
Appl-CW-Front-GasDHW-ElecDry-Tier3 | DEER2017 | D17 v3 |  | Any | SFm | 2007 | CZ03 | rDXGF | Household | 1 | 2295.6 | None | 240 | 0.035 | 0.57 | 220 | 0.032 | 0.77 | 240 | 0.035 | 0.57 | 220 | 0.032 | 0.77 | DEER:Res:ClothesDishWasher | Annual | 1719 |  | Appl-CW-Front-GasDHW-ElecDry-Tier3DEER2017 | Appl-CW-Front-GasDHW-ElecDry-Tier3AnySFm2007CZ03DEER2017 | 2963
Appl-CW-Front-GasDHW-ElecDry-Tier3 | DEER2017 | D17 v3 |  | Any | SFm | 2007 | CZ04 | rDXGF | Household | 1 | 2295.6 | None | 241 | 0.035 | 0.61 | 221 | 0.032 | 0.8 | 241 | 0.035 | 0.61 | 221 | 0.032 | 0.8 | DEER:Res:ClothesDishWasher | Annual | 1719 |  | Appl-CW-Front-GasDHW-ElecDry-Tier3DEER2017 | Appl-CW-Front-GasDHW-ElecDry-Tier3AnySFm2007CZ04DEER2017 | 2964
Appl-CW-Front-GasDHW-ElecDry-Tier3 | DEER2017 | D17 v3 |  | Any | SFm | 2007 | CZ05 | rDXGF | Household | 1 | 2295.6 | None | 240 | 0.035 | 0.53 | 220 | 0.032 | 0.74 | 240 | 0.035 | 0.53 | 220 | 0.032 | 0.74 | DEER:Res:ClothesDishWasher | Annual | 1719 |  | Appl-CW-Front-GasDHW-ElecDry-Tier3DEER2017 | Appl-CW-Front-GasDHW-ElecDry-Tier3AnySFm2007CZ05DEER2017 | 2965
Appl-CW-Front-GasDHW-ElecDry-Tier3 | DEER2017 | D17 v3 |  | Any | SFm | 2007 | CZ06 | rDXGF | Household | 1 | 2392.9 | None | 242 | 0.035 | 0.67 | 221 | 0.032 | 0.84 | 242 | 0.035 | 0.67 | 221 | 0.032 | 0.84 | DEER:Res:ClothesDishWasher | Annual | 1719 |  | Appl-CW-Front-GasDHW-ElecDry-Tier3DEER2017 | Appl-CW-Front-GasDHW-ElecDry-Tier3AnySFm2007CZ06DEER2017 | 2966
Appl-CW-Front-GasDHW-ElecDry-Tier3 | DEER2017 | D17 v3 |  | Any | SFm | 2007 | CZ07 | rDXGF | Household | 1 | 2392.9 | None | 243 | 0.035 | 0.69 | 222 | 0.032 | 0.83 | 243 | 0.035 | 0.69 | 222 | 0.032 | 0.83 | DEER:Res:ClothesDishWasher | Annual | 1719 |  | Appl-CW-Front-GasDHW-ElecDry-Tier3DEER2017 | Appl-CW-Front-GasDHW-ElecDry-Tier3AnySFm2007CZ07DEER2017 | 2967
Appl-CW-Front-GasDHW-ElecDry-Tier3 | DEER2017 | D17 v3 |  | Any | SFm | 2007 | CZ08 | rDXGF | Household | 1 | 2392.9 | None | 243 | 0.035 | 0.74 | 223 | 0.033 | 0.89 | 243 | 0.035 | 0.74 | 223 | 0.033 | 0.89 | DEER:Res:ClothesDishWasher | Annual | 1719 |  | Appl-CW-Front-GasDHW-ElecDry-Tier3DEER2017 | Appl-CW-Front-GasDHW-ElecDry-Tier3AnySFm2007CZ08DEER2017 | 2968
Appl-CW-Front-GasDHW-ElecDry-Tier3 | DEER2017 | D17 v3 |  | Any | SFm | 2007 | CZ09 | rDXGF | Household | 1 | 2422.9 | None | 242 | 0.034 | 0.67 | 222 | 0.031 | 0.82 | 242 | 0.034 | 0.67 | 222 | 0.031 | 0.82 | DEER:Res:ClothesDishWasher | Annual | 1719 |  | Appl-CW-Front-GasDHW-ElecDry-Tier3DEER2017 | Appl-CW-Front-GasDHW-ElecDry-Tier3AnySFm2007CZ09DEER2017 | 2969
Appl-CW-Front-GasDHW-ElecDry-Tier3 | DEER2017 | D17 v3 |  | Any | SFm | 2007 | CZ10 | rDXGF | Household | 1 | 1948.8 | None | 242 | 0.034 | 0.59 | 222 | 0.031 | 0.76 | 242 | 0.034 | 0.59 | 222 | 0.031 | 0.76 | DEER:Res:ClothesDishWasher | Annual | 1719 |  | Appl-CW-Front-GasDHW-ElecDry-Tier3DEER2017 | Appl-CW-Front-GasDHW-ElecDry-Tier3AnySFm2007CZ10DEER2017 | 2970
Appl-CW-Front-GasDHW-ElecDry-Tier3 | DEER2017 | D17 v3 |  | Any | SFm | 2007 | CZ11 | rDXGF | Household | 1 | 1948.8 | None | 242 | 0.034 | 0.55 | 222 | 0.031 | 0.72 | 242 | 0.034 | 0.55 | 222 | 0.031 | 0.72 | DEER:Res:ClothesDishWasher | Annual | 1719 |  | Appl-CW-Front-GasDHW-ElecDry-Tier3DEER2017 | Appl-CW-Front-GasDHW-ElecDry-Tier3AnySFm2007CZ11DEER2017 | 2971
Appl-CW-Front-GasDHW-ElecDry-Tier3 | DEER2017 | D17 v3 |  | Any | SFm | 2007 | CZ12 | rDXGF | Household | 1 | 1948.8 | None | 242 | 0.034 | 0.61 | 221 | 0.031 | 0.79 | 242 | 0.034 | 0.61 | 221 | 0.031 | 0.79 | DEER:Res:ClothesDishWasher | Annual | 1719 |  | Appl-CW-Front-GasDHW-ElecDry-Tier3DEER2017 | Appl-CW-Front-GasDHW-ElecDry-Tier3AnySFm2007CZ12DEER2017 | 2972
Appl-CW-Front-GasDHW-ElecDry-Tier3 | DEER2017 | D17 v3 |  | Any | SFm | 2007 | CZ13 | rDXGF | Household | 1 | 1948.8 | None | 243 | 0.035 | 0.59 | 222 | 0.032 | 0.76 | 243 | 0.035 | 0.59 | 222 | 0.032 | 0.76 | DEER:Res:ClothesDishWasher | Annual | 1719 |  | Appl-CW-Front-GasDHW-ElecDry-Tier3DEER2017 | Appl-CW-Front-GasDHW-ElecDry-Tier3AnySFm2007CZ13DEER2017 | 2973
Appl-CW-Front-GasDHW-ElecDry-Tier3 | DEER2017 | D17 v3 |  | Any | SFm | 2007 | CZ14 | rDXGF | Household | 1 | 2160.9 | None | 243 | 0.034 | 0.52 | 222 | 0.031 | 0.71 | 243 | 0.034 | 0.52 | 222 | 0.031 | 0.71 | DEER:Res:ClothesDishWasher | Annual | 1719 |  | Appl-CW-Front-GasDHW-ElecDry-Tier3DEER2017 | Appl-CW-Front-GasDHW-ElecDry-Tier3AnySFm2007CZ14DEER2017 | 2974
Appl-CW-Front-GasDHW-ElecDry-Tier3 | DEER2017 | D17 v3 |  | Any | SFm | 2007 | CZ15 | rDXGF | Household | 1 | 2160.9 | None | 243 | 0.034 | 0.62 | 223 | 0.031 | 0.73 | 243 | 0.034 | 0.62 | 223 | 0.031 | 0.73 | DEER:Res:ClothesDishWasher | Annual | 1719 |  | Appl-CW-Front-GasDHW-ElecDry-Tier3DEER2017 | Appl-CW-Front-GasDHW-ElecDry-Tier3AnySFm2007CZ15DEER2017 | 2975
Appl-CW-Front-GasDHW-ElecDry-Tier3 | DEER2017 | D17 v3 |  | Any | SFm | 2007 | CZ16 | rDXGF | Household | 1 | 2295.6 | None | 241 | 0.034 | 0.77 | 221 | 0.031 | 0.95 | 241 | 0.034 | 0.77 | 221 | 0.031 | 0.95 | DEER:Res:ClothesDishWasher | Annual | 1719 |  | Appl-CW-Front-GasDHW-ElecDry-Tier3DEER2017 | Appl-CW-Front-GasDHW-ElecDry-Tier3AnySFm2007CZ16DEER2017 | 2976
Appl-CW-Front-GasDHW-ElecDry-Tier3 | DEER2017 | D17 v3 |  | Any | SFm | 2011 | CZ01 | rDXGF | Household | 1 | 2295.6 | None | 240 | 0.033 | 0.68 | 220 | 0.03 | 0.88 | 240 | 0.033 | 0.68 | 220 | 0.03 | 0.88 | DEER:Res:ClothesDishWasher | Annual | 1719 |  | Appl-CW-Front-GasDHW-ElecDry-Tier3DEER2017 | Appl-CW-Front-GasDHW-ElecDry-Tier3AnySFm2011CZ01DEER2017 | 2977
Appl-CW-Front-GasDHW-ElecDry-Tier3 | DEER2017 | D17 v3 |  | Any | SFm | 2011 | CZ02 | rDXGF | Household | 1 | 1948.8 | None | 241 | 0.035 | 0.56 | 221 | 0.032 | 0.76 | 241 | 0.035 | 0.56 | 221 | 0.032 | 0.76 | DEER:Res:ClothesDishWasher | Annual | 1719 |  | Appl-CW-Front-GasDHW-ElecDry-Tier3DEER2017 | Appl-CW-Front-GasDHW-ElecDry-Tier3AnySFm2011CZ02DEER2017 | 2978
Appl-CW-Front-GasDHW-ElecDry-Tier3 | DEER2017 | D17 v3 |  | Any | SFm | 2011 | CZ03 | rDXGF | Household | 1 | 2295.6 | None | 240 | 0.035 | 0.58 | 220 | 0.032 | 0.78 | 240 | 0.035 | 0.58 | 220 | 0.032 | 0.78 | DEER:Res:ClothesDishWasher | Annual | 1719 |  | Appl-CW-Front-GasDHW-ElecDry-Tier3DEER2017 | Appl-CW-Front-GasDHW-ElecDry-Tier3AnySFm2011CZ03DEER2017 | 2979
Appl-CW-Front-GasDHW-ElecDry-Tier3 | DEER2017 | D17 v3 |  | Any | SFm | 2011 | CZ04 | rDXGF | Household | 1 | 2295.6 | None | 242 | 0.036 | 0.62 | 222 | 0.032 | 0.81 | 242 | 0.036 | 0.62 | 222 | 0.032 | 0.81 | DEER:Res:ClothesDishWasher | Annual | 1719 |  | Appl-CW-Front-GasDHW-ElecDry-Tier3DEER2017 | Appl-CW-Front-GasDHW-ElecDry-Tier3AnySFm2011CZ04DEER2017 | 2980
Appl-CW-Front-GasDHW-ElecDry-Tier3 | DEER2017 | D17 v3 |  | Any | SFm | 2011 | CZ05 | rDXGF | Household | 1 | 2295.6 | None | 240 | 0.035 | 0.55 | 220 | 0.031 | 0.78 | 240 | 0.035 | 0.55 | 220 | 0.031 | 0.78 | DEER:Res:ClothesDishWasher | Annual | 1719 |  | Appl-CW-Front-GasDHW-ElecDry-Tier3DEER2017 | Appl-CW-Front-GasDHW-ElecDry-Tier3AnySFm2011CZ05DEER2017 | 2981
Appl-CW-Front-GasDHW-ElecDry-Tier3 | DEER2017 | D17 v3 |  | Any | SFm | 2011 | CZ06 | rDXGF | Household | 1 | 2392.9 | None | 241 | 0.035 | 0.63 | 221 | 0.032 | 0.8 | 241 | 0.035 | 0.63 | 221 | 0.032 | 0.8 | DEER:Res:ClothesDishWasher | Annual | 1719 |  | Appl-CW-Front-GasDHW-ElecDry-Tier3DEER2017 | Appl-CW-Front-GasDHW-ElecDry-Tier3AnySFm2011CZ06DEER2017 | 2982
Appl-CW-Front-GasDHW-ElecDry-Tier3 | DEER2017 | D17 v3 |  | Any | SFm | 2011 | CZ07 | rDXGF | Household | 1 | 2392.9 | None | 242 | 0.034 | 0.75 | 222 | 0.03 | 0.89 | 242 | 0.034 | 0.75 | 222 | 0.03 | 0.89 | DEER:Res:ClothesDishWasher | Annual | 1719 |  | Appl-CW-Front-GasDHW-ElecDry-Tier3DEER2017 | Appl-CW-Front-GasDHW-ElecDry-Tier3AnySFm2011CZ07DEER2017 | 2983
Appl-CW-Front-GasDHW-ElecDry-Tier3 | DEER2017 | D17 v3 |  | Any | SFm | 2011 | CZ08 | rDXGF | Household | 1 | 2392.9 | None | 243 | 0.034 | 0.74 | 223 | 0.031 | 0.87 | 243 | 0.034 | 0.74 | 223 | 0.031 | 0.87 | DEER:Res:ClothesDishWasher | Annual | 1719 |  | Appl-CW-Front-GasDHW-ElecDry-Tier3DEER2017 | Appl-CW-Front-GasDHW-ElecDry-Tier3AnySFm2011CZ08DEER2017 | 2984
Appl-CW-Front-GasDHW-ElecDry-Tier3 | DEER2017 | D17 v3 |  | Any | SFm | 2011 | CZ09 | rDXGF | Household | 1 | 2422.9 | None | 242 | 0.034 | 0.71 | 221 | 0.031 | 0.85 | 242 | 0.034 | 0.71 | 221 | 0.031 | 0.85 | DEER:Res:ClothesDishWasher | Annual | 1719 |  | Appl-CW-Front-GasDHW-ElecDry-Tier3DEER2017 | Appl-CW-Front-GasDHW-ElecDry-Tier3AnySFm2011CZ09DEER2017 | 2985
Appl-CW-Front-GasDHW-ElecDry-Tier3 | DEER2017 | D17 v3 |  | Any | SFm | 2011 | CZ10 | rDXGF | Household | 1 | 1948.8 | None | 243 | 0.034 | 0.59 | 222 | 0.031 | 0.75 | 243 | 0.034 | 0.59 | 222 | 0.031 | 0.75 | DEER:Res:ClothesDishWasher | Annual | 1719 |  | Appl-CW-Front-GasDHW-ElecDry-Tier3DEER2017 | Appl-CW-Front-GasDHW-ElecDry-Tier3AnySFm2011CZ10DEER2017 | 2986
Appl-CW-Front-GasDHW-ElecDry-Tier3 | DEER2017 | D17 v3 |  | Any | SFm | 2011 | CZ11 | rDXGF | Household | 1 | 1948.8 | None | 242 | 0.034 | 0.55 | 222 | 0.031 | 0.74 | 242 | 0.034 | 0.55 | 222 | 0.031 | 0.74 | DEER:Res:ClothesDishWasher | Annual | 1719 |  | Appl-CW-Front-GasDHW-ElecDry-Tier3DEER2017 | Appl-CW-Front-GasDHW-ElecDry-Tier3AnySFm2011CZ11DEER2017 | 2987
Appl-CW-Front-GasDHW-ElecDry-Tier3 | DEER2017 | D17 v3 |  | Any | SFm | 2011 | CZ12 | rDXGF | Household | 1 | 1948.8 | None | 242 | 0.034 | 0.63 | 221 | 0.031 | 0.8 | 242 | 0.034 | 0.63 | 221 | 0.031 | 0.8 | DEER:Res:ClothesDishWasher | Annual | 1719 |  | Appl-CW-Front-GasDHW-ElecDry-Tier3DEER2017 | Appl-CW-Front-GasDHW-ElecDry-Tier3AnySFm2011CZ12DEER2017 | 2988
Appl-CW-Front-GasDHW-ElecDry-Tier3 | DEER2017 | D17 v3 |  | Any | SFm | 2011 | CZ13 | rDXGF | Household | 1 | 1948.8 | None | 242 | 0.035 | 0.61 | 222 | 0.032 | 0.77 | 242 | 0.035 | 0.61 | 222 | 0.032 | 0.77 | DEER:Res:ClothesDishWasher | Annual | 1719 |  | Appl-CW-Front-GasDHW-ElecDry-Tier3DEER2017 | Appl-CW-Front-GasDHW-ElecDry-Tier3AnySFm2011CZ13DEER2017 | 2989
Appl-CW-Front-GasDHW-ElecDry-Tier3 | DEER2017 | D17 v3 |  | Any | SFm | 2011 | CZ14 | rDXGF | Household | 1 | 2160.9 | None | 243 | 0.034 | 0.56 | 222 | 0.031 | 0.74 | 243 | 0.034 | 0.56 | 222 | 0.031 | 0.74 | DEER:Res:ClothesDishWasher | Annual | 1719 |  | Appl-CW-Front-GasDHW-ElecDry-Tier3DEER2017 | Appl-CW-Front-GasDHW-ElecDry-Tier3AnySFm2011CZ14DEER2017 | 2990
Appl-CW-Front-GasDHW-ElecDry-Tier3 | DEER2017 | D17 v3 |  | Any | SFm | 2011 | CZ15 | rDXGF | Household | 1 | 2160.9 | None | 243 | 0.034 | 0.61 | 222 | 0.032 | 0.73 | 243 | 0.034 | 0.61 | 222 | 0.032 | 0.73 | DEER:Res:ClothesDishWasher | Annual | 1719 |  | Appl-CW-Front-GasDHW-ElecDry-Tier3DEER2017 | Appl-CW-Front-GasDHW-ElecDry-Tier3AnySFm2011CZ15DEER2017 | 2991
Appl-CW-Front-GasDHW-ElecDry-Tier3 | DEER2017 | D17 v3 |  | Any | SFm | 2011 | CZ16 | rDXGF | Household | 1 | 2295.6 | None | 241 | 0.034 | 0.78 | 221 | 0.031 | 0.95 | 241 | 0.034 | 0.78 | 221 | 0.031 | 0.95 | DEER:Res:ClothesDishWasher | Annual | 1719 |  | Appl-CW-Front-GasDHW-ElecDry-Tier3DEER2017 | Appl-CW-Front-GasDHW-ElecDry-Tier3AnySFm2011CZ16DEER2017 | 2992
Appl-CW-Front-GasDHW-ElecDry-Tier3 | DEER2017 | D17 v3 |  | Any | SFm | 2015 | CZ01 | rDXGF | Household | 1 | 2295.6 | None | 240 | 0.033 | 0.7 | 220 | 0.03 | 0.9 | 240 | 0.033 | 0.7 | 220 | 0.03 | 0.9 | DEER:Res:ClothesDishWasher | Annual | 1719 |  | Appl-CW-Front-GasDHW-ElecDry-Tier3DEER2017 | Appl-CW-Front-GasDHW-ElecDry-Tier3AnySFm2015CZ01DEER2017 | 2993
Appl-CW-Front-GasDHW-ElecDry-Tier3 | DEER2017 | D17 v3 |  | Any | SFm | 2015 | CZ02 | rDXGF | Household | 1 | 1948.8 | None | 241 | 0.035 | 0.55 | 221 | 0.032 | 0.75 | 241 | 0.035 | 0.55 | 221 | 0.032 | 0.75 | DEER:Res:ClothesDishWasher | Annual | 1719 |  | Appl-CW-Front-GasDHW-ElecDry-Tier3DEER2017 | Appl-CW-Front-GasDHW-ElecDry-Tier3AnySFm2015CZ02DEER2017 | 2994
Appl-CW-Front-GasDHW-ElecDry-Tier3 | DEER2017 | D17 v3 |  | Any | SFm | 2015 | CZ03 | rDXGF | Household | 1 | 2295.6 | None | 240 | 0.034 | 0.65 | 220 | 0.031 | 0.83 | 240 | 0.034 | 0.65 | 220 | 0.031 | 0.83 | DEER:Res:ClothesDishWasher | Annual | 1719 |  | Appl-CW-Front-GasDHW-ElecDry-Tier3DEER2017 | Appl-CW-Front-GasDHW-ElecDry-Tier3AnySFm2015CZ03DEER2017 | 2995
Appl-CW-Front-GasDHW-ElecDry-Tier3 | DEER2017 | D17 v3 |  | Any | SFm | 2015 | CZ04 | rDXGF | Household | 1 | 2295.6 | None | 241 | 0.035 | 0.61 | 221 | 0.032 | 0.79 | 241 | 0.035 | 0.61 | 221 | 0.032 | 0.79 | DEER:Res:ClothesDishWasher | Annual | 1719 |  | Appl-CW-Front-GasDHW-ElecDry-Tier3DEER2017 | Appl-CW-Front-GasDHW-ElecDry-Tier3AnySFm2015CZ04DEER2017 | 2996
Appl-CW-Front-GasDHW-ElecDry-Tier3 | DEER2017 | D17 v3 |  | Any | SFm | 2015 | CZ05 | rDXGF | Household | 1 | 2295.6 | None | 240 | 0.034 | 0.61 | 220 | 0.031 | 0.81 | 240 | 0.034 | 0.61 | 220 | 0.031 | 0.81 | DEER:Res:ClothesDishWasher | Annual | 1719 |  | Appl-CW-Front-GasDHW-ElecDry-Tier3DEER2017 | Appl-CW-Front-GasDHW-ElecDry-Tier3AnySFm2015CZ05DEER2017 | 2997
Appl-CW-Front-GasDHW-ElecDry-Tier3 | DEER2017 | D17 v3 |  | Any | SFm | 2015 | CZ06 | rDXGF | Household | 1 | 2392.9 | None | 240 | 0.035 | 0.63 | 220 | 0.032 | 0.8 | 240 | 0.035 | 0.63 | 220 | 0.032 | 0.8 | DEER:Res:ClothesDishWasher | Annual | 1719 |  | Appl-CW-Front-GasDHW-ElecDry-Tier3DEER2017 | Appl-CW-Front-GasDHW-ElecDry-Tier3AnySFm2015CZ06DEER2017 | 2998
Appl-CW-Front-GasDHW-ElecDry-Tier3 | DEER2017 | D17 v3 |  | Any | SFm | 2015 | CZ07 | rDXGF | Household | 1 | 2392.9 | None | 242 | 0.033 | 0.7 | 221 | 0.03 | 0.84 | 242 | 0.033 | 0.7 | 221 | 0.03 | 0.84 | DEER:Res:ClothesDishWasher | Annual | 1719 |  | Appl-CW-Front-GasDHW-ElecDry-Tier3DEER2017 | Appl-CW-Front-GasDHW-ElecDry-Tier3AnySFm2015CZ07DEER2017 | 2999
Appl-CW-Front-GasDHW-ElecDry-Tier3 | DEER2017 | D17 v3 |  | Any | SFm | 2015 | CZ08 | rDXGF | Household | 1 | 2392.9 | None | 242 | 0.034 | 0.73 | 223 | 0.034 | 1 | 242 | 0.034 | 0.73 | 223 | 0.034 | 1 | DEER:Res:ClothesDishWasher | Annual | 1719 |  | Appl-CW-Front-GasDHW-ElecDry-Tier3DEER2017 | Appl-CW-Front-GasDHW-ElecDry-Tier3AnySFm2015CZ08DEER2017 | 3000
Appl-CW-Front-GasDHW-ElecDry-Tier3 | DEER2017 | D17 v3 |  | Any | SFm | 2015 | CZ09 | rDXGF | Household | 1 | 2422.9 | None | 241 | 0.034 | 0.7 | 221 | 0.031 | 0.84 | 241 | 0.034 | 0.7 | 221 | 0.031 | 0.84 | DEER:Res:ClothesDishWasher | Annual | 1719 |  | Appl-CW-Front-GasDHW-ElecDry-Tier3DEER2017 | Appl-CW-Front-GasDHW-ElecDry-Tier3AnySFm2015CZ09DEER2017 | 3001
Appl-CW-Front-GasDHW-ElecDry-Tier3 | DEER2017 | D17 v3 |  | Any | SFm | 2015 | CZ10 | rDXGF | Household | 1 | 1948.8 | None | 242 | 0.034 | 0.6 | 221 | 0.031 | 0.76 | 242 | 0.034 | 0.6 | 221 | 0.031 | 0.76 | DEER:Res:ClothesDishWasher | Annual | 1719 |  | Appl-CW-Front-GasDHW-ElecDry-Tier3DEER2017 | Appl-CW-Front-GasDHW-ElecDry-Tier3AnySFm2015CZ10DEER2017 | 3002
Appl-CW-Front-GasDHW-ElecDry-Tier3 | DEER2017 | D17 v3 |  | Any | SFm | 2015 | CZ11 | rDXGF | Household | 1 | 1948.8 | None | 242 | 0.034 | 0.55 | 221 | 0.031 | 0.73 | 242 | 0.034 | 0.55 | 221 | 0.031 | 0.73 | DEER:Res:ClothesDishWasher | Annual | 1719 |  | Appl-CW-Front-GasDHW-ElecDry-Tier3DEER2017 | Appl-CW-Front-GasDHW-ElecDry-Tier3AnySFm2015CZ11DEER2017 | 3003
Appl-CW-Front-GasDHW-ElecDry-Tier3 | DEER2017 | D17 v3 |  | Any | SFm | 2015 | CZ12 | rDXGF | Household | 1 | 1948.8 | None | 241 | 0.035 | 0.64 | 221 | 0.032 | 0.81 | 241 | 0.035 | 0.64 | 221 | 0.032 | 0.81 | DEER:Res:ClothesDishWasher | Annual | 1719 |  | Appl-CW-Front-GasDHW-ElecDry-Tier3DEER2017 | Appl-CW-Front-GasDHW-ElecDry-Tier3AnySFm2015CZ12DEER2017 | 3004
Appl-CW-Front-GasDHW-ElecDry-Tier3 | DEER2017 | D17 v3 |  | Any | SFm | 2015 | CZ13 | rDXGF | Household | 1 | 1948.8 | None | 242 | 0.035 | 0.62 | 221 | 0.032 | 0.78 | 242 | 0.035 | 0.62 | 221 | 0.032 | 0.78 | DEER:Res:ClothesDishWasher | Annual | 1719 |  | Appl-CW-Front-GasDHW-ElecDry-Tier3DEER2017 | Appl-CW-Front-GasDHW-ElecDry-Tier3AnySFm2015CZ13DEER2017 | 3005
Appl-CW-Front-GasDHW-ElecDry-Tier3 | DEER2017 | D17 v3 |  | Any | SFm | 2015 | CZ14 | rDXGF | Household | 1 | 2160.9 | None | 242 | 0.035 | 0.54 | 222 | 0.032 | 0.72 | 242 | 0.035 | 0.54 | 222 | 0.032 | 0.72 | DEER:Res:ClothesDishWasher | Annual | 1719 |  | Appl-CW-Front-GasDHW-ElecDry-Tier3DEER2017 | Appl-CW-Front-GasDHW-ElecDry-Tier3AnySFm2015CZ14DEER2017 | 3006
Appl-CW-Front-GasDHW-ElecDry-Tier3 | DEER2017 | D17 v3 |  | Any | SFm | 2015 | CZ15 | rDXGF | Household | 1 | 2160.9 | None | 243 | 0.034 | 0.61 | 222 | 0.031 | 0.72 | 243 | 0.034 | 0.61 | 222 | 0.031 | 0.72 | DEER:Res:ClothesDishWasher | Annual | 1719 |  | Appl-CW-Front-GasDHW-ElecDry-Tier3DEER2017 | Appl-CW-Front-GasDHW-ElecDry-Tier3AnySFm2015CZ15DEER2017 | 3007
Appl-CW-Front-GasDHW-ElecDry-Tier3 | DEER2017 | D17 v3 |  | Any | SFm | 2015 | CZ16 | rDXGF | Household | 1 | 2295.6 | None | 240 | 0.034 | 0.73 | 220 | 0.031 | 0.91 | 240 | 0.034 | 0.73 | 220 | 0.031 | 0.91 | DEER:Res:ClothesDishWasher | Annual | 1719 |  | Appl-CW-Front-GasDHW-ElecDry-Tier3DEER2017 | Appl-CW-Front-GasDHW-ElecDry-Tier3AnySFm2015CZ16DEER2017 | 3008
Appl-CW-Front-GasDHW-ElecDry-Tier3 | DEER2017 | D17 v3 |  | Any | SFm | 2017 | CZ01 | rDXGF | Household | 1 | 2295.6 | None | 240 | 0.033 | 0.72 | 220 | 0.031 | 0.91 | 240 | 0.033 | 0.72 | 220 | 0.031 | 0.91 | DEER:Res:ClothesDishWasher | Annual | 1719 |  | Appl-CW-Front-GasDHW-ElecDry-Tier3DEER2017 | Appl-CW-Front-GasDHW-ElecDry-Tier3AnySFm2017CZ01DEER2017 | 3009
Appl-CW-Front-GasDHW-ElecDry-Tier3 | DEER2017 | D17 v3 |  | Any | SFm | 2017 | CZ02 | rDXGF | Household | 1 | 1948.8 | None | 241 | 0.035 | 0.56 | 221 | 0.032 | 0.77 | 241 | 0.035 | 0.56 | 221 | 0.032 | 0.77 | DEER:Res:ClothesDishWasher | Annual | 1719 |  | Appl-CW-Front-GasDHW-ElecDry-Tier3DEER2017 | Appl-CW-Front-GasDHW-ElecDry-Tier3AnySFm2017CZ02DEER2017 | 3010
Appl-CW-Front-GasDHW-ElecDry-Tier3 | DEER2017 | D17 v3 |  | Any | SFm | 2017 | CZ03 | rDXGF | Household | 1 | 2295.6 | None | 240 | 0.034 | 0.66 | 220 | 0.031 | 0.84 | 240 | 0.034 | 0.66 | 220 | 0.031 | 0.84 | DEER:Res:ClothesDishWasher | Annual | 1719 |  | Appl-CW-Front-GasDHW-ElecDry-Tier3DEER2017 | Appl-CW-Front-GasDHW-ElecDry-Tier3AnySFm2017CZ03DEER2017 | 3011
Appl-CW-Front-GasDHW-ElecDry-Tier3 | DEER2017 | D17 v3 |  | Any | SFm | 2017 | CZ04 | rDXGF | Household | 1 | 2295.6 | None | 241 | 0.035 | 0.63 | 221 | 0.031 | 0.8 | 241 | 0.035 | 0.63 | 221 | 0.031 | 0.8 | DEER:Res:ClothesDishWasher | Annual | 1719 |  | Appl-CW-Front-GasDHW-ElecDry-Tier3DEER2017 | Appl-CW-Front-GasDHW-ElecDry-Tier3AnySFm2017CZ04DEER2017 | 3012
Appl-CW-Front-GasDHW-ElecDry-Tier3 | DEER2017 | D17 v3 |  | Any | SFm | 2017 | CZ05 | rDXGF | Household | 1 | 2295.6 | None | 240 | 0.034 | 0.65 | 220 | 0.031 | 0.83 | 240 | 0.034 | 0.65 | 220 | 0.031 | 0.83 | DEER:Res:ClothesDishWasher | Annual | 1719 |  | Appl-CW-Front-GasDHW-ElecDry-Tier3DEER2017 | Appl-CW-Front-GasDHW-ElecDry-Tier3AnySFm2017CZ05DEER2017 | 3013
Appl-CW-Front-GasDHW-ElecDry-Tier3 | DEER2017 | D17 v3 |  | Any | SFm | 2017 | CZ06 | rDXGF | Household | 1 | 2392.9 | None | 241 | 0.037 | 0.64 | 220 | 0.034 | 0.81 | 241 | 0.037 | 0.64 | 220 | 0.034 | 0.81 | DEER:Res:ClothesDishWasher | Annual | 1719 |  | Appl-CW-Front-GasDHW-ElecDry-Tier3DEER2017 | Appl-CW-Front-GasDHW-ElecDry-Tier3AnySFm2017CZ06DEER2017 | 3014
Appl-CW-Front-GasDHW-ElecDry-Tier3 | DEER2017 | D17 v3 |  | Any | SFm | 2017 | CZ07 | rDXGF | Household | 1 | 2392.9 | None | 242 | 0.035 | 0.71 | 221 | 0.032 | 0.86 | 242 | 0.035 | 0.71 | 221 | 0.032 | 0.86 | DEER:Res:ClothesDishWasher | Annual | 1719 |  | Appl-CW-Front-GasDHW-ElecDry-Tier3DEER2017 | Appl-CW-Front-GasDHW-ElecDry-Tier3AnySFm2017CZ07DEER2017 | 3015
Appl-CW-Front-GasDHW-ElecDry-Tier3 | DEER2017 | D17 v3 |  | Any | SFm | 2017 | CZ08 | rDXGF | Household | 1 | 2392.9 | None | 242 | 0.034 | 0.75 | 221 | 0.031 | 0.88 | 242 | 0.034 | 0.75 | 221 | 0.031 | 0.88 | DEER:Res:ClothesDishWasher | Annual | 1719 |  | Appl-CW-Front-GasDHW-ElecDry-Tier3DEER2017 | Appl-CW-Front-GasDHW-ElecDry-Tier3AnySFm2017CZ08DEER2017 | 3016
Appl-CW-Front-GasDHW-ElecDry-Tier3 | DEER2017 | D17 v3 |  | Any | SFm | 2017 | CZ09 | rDXGF | Household | 1 | 2422.9 | None | 240 | 0.034 | 0.62 | 221 | 0.031 | 0.79 | 240 | 0.034 | 0.62 | 221 | 0.031 | 0.79 | DEER:Res:ClothesDishWasher | Annual | 1719 |  | Appl-CW-Front-GasDHW-ElecDry-Tier3DEER2017 | Appl-CW-Front-GasDHW-ElecDry-Tier3AnySFm2017CZ09DEER2017 | 3017
Appl-CW-Front-GasDHW-ElecDry-Tier3 | DEER2017 | D17 v3 |  | Any | SFm | 2017 | CZ10 | rDXGF | Household | 1 | 1948.8 | None | 241 | 0.034 | 0.62 | 221 | 0.031 | 0.78 | 241 | 0.034 | 0.62 | 221 | 0.031 | 0.78 | DEER:Res:ClothesDishWasher | Annual | 1719 |  | Appl-CW-Front-GasDHW-ElecDry-Tier3DEER2017 | Appl-CW-Front-GasDHW-ElecDry-Tier3AnySFm2017CZ10DEER2017 | 3018
Appl-CW-Front-GasDHW-ElecDry-Tier3 | DEER2017 | D17 v3 |  | Any | SFm | 2017 | CZ11 | rDXGF | Household | 1 | 1948.8 | None | 242 | 0.035 | 0.57 | 221 | 0.032 | 0.74 | 242 | 0.035 | 0.57 | 221 | 0.032 | 0.74 | DEER:Res:ClothesDishWasher | Annual | 1719 |  | Appl-CW-Front-GasDHW-ElecDry-Tier3DEER2017 | Appl-CW-Front-GasDHW-ElecDry-Tier3AnySFm2017CZ11DEER2017 | 3019
Appl-CW-Front-GasDHW-ElecDry-Tier3 | DEER2017 | D17 v3 |  | Any | SFm | 2017 | CZ12 | rDXGF | Household | 1 | 1948.8 | None | 241 | 0.035 | 0.65 | 221 | 0.032 | 0.82 | 241 | 0.035 | 0.65 | 221 | 0.032 | 0.82 | DEER:Res:ClothesDishWasher | Annual | 1719 |  | Appl-CW-Front-GasDHW-ElecDry-Tier3DEER2017 | Appl-CW-Front-GasDHW-ElecDry-Tier3AnySFm2017CZ12DEER2017 | 3020
Appl-CW-Front-GasDHW-ElecDry-Tier3 | DEER2017 | D17 v3 |  | Any | SFm | 2017 | CZ13 | rDXGF | Household | 1 | 1948.8 | None | 242 | 0.035 | 0.62 | 222 | 0.032 | 0.78 | 242 | 0.035 | 0.62 | 222 | 0.032 | 0.78 | DEER:Res:ClothesDishWasher | Annual | 1719 |  | Appl-CW-Front-GasDHW-ElecDry-Tier3DEER2017 | Appl-CW-Front-GasDHW-ElecDry-Tier3AnySFm2017CZ13DEER2017 | 3021
Appl-CW-Front-GasDHW-ElecDry-Tier3 | DEER2017 | D17 v3 |  | Any | SFm | 2017 | CZ14 | rDXGF | Household | 1 | 2160.9 | None | 242 | 0.034 | 0.55 | 222 | 0.031 | 0.73 | 242 | 0.034 | 0.55 | 222 | 0.031 | 0.73 | DEER:Res:ClothesDishWasher | Annual | 1719 |  | Appl-CW-Front-GasDHW-ElecDry-Tier3DEER2017 | Appl-CW-Front-GasDHW-ElecDry-Tier3AnySFm2017CZ14DEER2017 | 3022
Appl-CW-Front-GasDHW-ElecDry-Tier3 | DEER2017 | D17 v3 |  | Any | SFm | 2017 | CZ15 | rDXGF | Household | 1 | 2160.9 | None | 243 | 0.034 | 0.61 | 223 | 0.031 | 0.72 | 243 | 0.034 | 0.61 | 223 | 0.031 | 0.72 | DEER:Res:ClothesDishWasher | Annual | 1719 |  | Appl-CW-Front-GasDHW-ElecDry-Tier3DEER2017 | Appl-CW-Front-GasDHW-ElecDry-Tier3AnySFm2017CZ15DEER2017 | 3023
Appl-CW-Front-GasDHW-ElecDry-Tier3 | DEER2017 | D17 v3 |  | Any | SFm | 2017 | CZ16 | rDXGF | Household | 1 | 2295.6 | None | 240 | 0.034 | 0.72 | 220 | 0.031 | 0.91 | 240 | 0.034 | 0.72 | 220 | 0.031 | 0.91 | DEER:Res:ClothesDishWasher | Annual | 1719 |  | Appl-CW-Front-GasDHW-ElecDry-Tier3DEER2017 | Appl-CW-Front-GasDHW-ElecDry-Tier3AnySFm2017CZ16DEER2017 | 3024
Appl-CW-Front-GasDHW-GasDry-Tier1 | DEER2017 | D17 v3 |  | Any | DMo | MH00 | CZ01 | rDXGF | Household | 1 | 1242 | None | -5.2 | -0.001 | 4.94 | -5.9 | -0.001 | 4.53 | -5.2 | -0.001 | 4.94 | -5.9 | -0.001 | 4.53 | DEER:Res:ClothesDishWasher | Annual | 1719 |  | Appl-CW-Front-GasDHW-GasDry-Tier1DEER2017 | Appl-CW-Front-GasDHW-GasDry-Tier1AnyDMoMH00CZ01DEER2017 | 3025
Appl-CW-Front-GasDHW-GasDry-Tier1 | DEER2017 | D17 v3 |  | Any | DMo | MH00 | CZ02 | rDXGF | Household | 1 | 1242 | None | -3.2 | 0.003 | 5.01 | -4.4 | 0.002 | 4.58 | -3.2 | 0.003 | 5.01 | -4.4 | 0.002 | 4.58 | DEER:Res:ClothesDishWasher | Annual | 1719 |  | Appl-CW-Front-GasDHW-GasDry-Tier1DEER2017 | Appl-CW-Front-GasDHW-GasDry-Tier1AnyDMoMH00CZ02DEER2017 | 3026
Appl-CW-Front-GasDHW-GasDry-Tier1 | DEER2017 | D17 v3 |  | Any | DMo | MH00 | CZ03 | rDXGF | Household | 1 | 1242 | None | -4.4 | 0.002 | 4.91 | -5.4 | 0.002 | 4.5 | -4.4 | 0.002 | 4.91 | -5.4 | 0.002 | 4.5 | DEER:Res:ClothesDishWasher | Annual | 1719 |  | Appl-CW-Front-GasDHW-GasDry-Tier1DEER2017 | Appl-CW-Front-GasDHW-GasDry-Tier1AnyDMoMH00CZ03DEER2017 | 3027
Appl-CW-Front-GasDHW-GasDry-Tier1 | DEER2017 | D17 v3 |  | Any | DMo | MH00 | CZ04 | rDXGF | Household | 1 | 1242 | None | -4 | 0.002 | 4.95 | -5.2 | 0.001 | 4.52 | -4 | 0.002 | 4.95 | -5.2 | 0.001 | 4.52 | DEER:Res:ClothesDishWasher | Annual | 1719 |  | Appl-CW-Front-GasDHW-GasDry-Tier1DEER2017 | Appl-CW-Front-GasDHW-GasDry-Tier1AnyDMoMH00CZ04DEER2017 | 3028
Appl-CW-Front-GasDHW-GasDry-Tier1 | DEER2017 | D17 v3 |  | Any | DMo | MH00 | CZ05 | rDXGF | Household | 1 | 1242 | None | -4.8 | 0.001 | 4.71 | -5.5 | 0.001 | 4.33 | -4.8 | 0.001 | 4.71 | -5.5 | 0.001 | 4.33 | DEER:Res:ClothesDishWasher | Annual | 1719 |  | Appl-CW-Front-GasDHW-GasDry-Tier1DEER2017 | Appl-CW-Front-GasDHW-GasDry-Tier1AnyDMoMH00CZ05DEER2017 | 3029
Appl-CW-Front-GasDHW-GasDry-Tier1 | DEER2017 | D17 v3 |  | Any | DMo | MH00 | CZ06 | rDXGF | Household | 1 | 1242 | None | -2.6 | 0.002 | 5.02 | -3.7 | 0.001 | 4.58 | -2.6 | 0.002 | 5.02 | -3.7 | 0.001 | 4.58 | DEER:Res:ClothesDishWasher | Annual | 1719 |  | Appl-CW-Front-GasDHW-GasDry-Tier1DEER2017 | Appl-CW-Front-GasDHW-GasDry-Tier1AnyDMoMH00CZ06DEER2017 | 3030
Appl-CW-Front-GasDHW-GasDry-Tier1 | DEER2017 | D17 v3 |  | Any | DMo | MH00 | CZ07 | rDXGF | Household | 1 | 1242 | None | -2.2 | 0 | 5.09 | -3.5 | 0.001 | 4.64 | -2.2 | 0 | 5.09 | -3.5 | 0.001 | 4.64 | DEER:Res:ClothesDishWasher | Annual | 1719 |  | Appl-CW-Front-GasDHW-GasDry-Tier1DEER2017 | Appl-CW-Front-GasDHW-GasDry-Tier1AnyDMoMH00CZ07DEER2017 | 3031
Appl-CW-Front-GasDHW-GasDry-Tier1 | DEER2017 | D17 v3 |  | Any | DMo | MH00 | CZ08 | rDXGF | Household | 1 | 1242 | None | -1.8 | 0.001 | 5.08 | -3.2 | 0.001 | 4.64 | -1.8 | 0.001 | 5.08 | -3.2 | 0.001 | 4.64 | DEER:Res:ClothesDishWasher | Annual | 1719 |  | Appl-CW-Front-GasDHW-GasDry-Tier1DEER2017 | Appl-CW-Front-GasDHW-GasDry-Tier1AnyDMoMH00CZ08DEER2017 | 3032
Appl-CW-Front-GasDHW-GasDry-Tier1 | DEER2017 | D17 v3 |  | Any | DMo | MH00 | CZ09 | rDXGF | Household | 1 | 1242 | None | -0.8 | 0.002 | 5.04 | -2.3 | 0.002 | 4.59 | -0.8 | 0.002 | 5.04 | -2.3 | 0.002 | 4.59 | DEER:Res:ClothesDishWasher | Annual | 1719 |  | Appl-CW-Front-GasDHW-GasDry-Tier1DEER2017 | Appl-CW-Front-GasDHW-GasDry-Tier1AnyDMoMH00CZ09DEER2017 | 3033
Appl-CW-Front-GasDHW-GasDry-Tier1 | DEER2017 | D17 v3 |  | Any | DMo | MH00 | CZ10 | rDXGF | Household | 1 | 1242 | None | -0.3 | 0.001 | 5.08 | -1.8 | 0.001 | 4.62 | -0.3 | 0.001 | 5.08 | -1.8 | 0.001 | 4.62 | DEER:Res:ClothesDishWasher | Annual | 1719 |  | Appl-CW-Front-GasDHW-GasDry-Tier1DEER2017 | Appl-CW-Front-GasDHW-GasDry-Tier1AnyDMoMH00CZ10DEER2017 | 3034
Appl-CW-Front-GasDHW-GasDry-Tier1 | DEER2017 | D17 v3 |  | Any | DMo | MH00 | CZ11 | rDXGF | Household | 1 | 1242 | None | -1.8 | 0.002 | 5.01 | -3.2 | 0.001 | 4.57 | -1.8 | 0.002 | 5.01 | -3.2 | 0.001 | 4.57 | DEER:Res:ClothesDishWasher | Annual | 1719 |  | Appl-CW-Front-GasDHW-GasDry-Tier1DEER2017 | Appl-CW-Front-GasDHW-GasDry-Tier1AnyDMoMH00CZ11DEER2017 | 3035
Appl-CW-Front-GasDHW-GasDry-Tier1 | DEER2017 | D17 v3 |  | Any | DMo | MH00 | CZ12 | rDXGF | Household | 1 | 1242 | None | -1.8 | 0.002 | 4.98 | -3.2 | 0.001 | 4.55 | -1.8 | 0.002 | 4.98 | -3.2 | 0.001 | 4.55 | DEER:Res:ClothesDishWasher | Annual | 1719 |  | Appl-CW-Front-GasDHW-GasDry-Tier1DEER2017 | Appl-CW-Front-GasDHW-GasDry-Tier1AnyDMoMH00CZ12DEER2017 | 3036
Appl-CW-Front-GasDHW-GasDry-Tier1 | DEER2017 | D17 v3 |  | Any | DMo | MH00 | CZ13 | rDXGF | Household | 1 | 1242 | None | -0.9 | 0.001 | 4.99 | -2.4 | 0.001 | 4.55 | -0.9 | 0.001 | 4.99 | -2.4 | 0.001 | 4.55 | DEER:Res:ClothesDishWasher | Annual | 1719 |  | Appl-CW-Front-GasDHW-GasDry-Tier1DEER2017 | Appl-CW-Front-GasDHW-GasDry-Tier1AnyDMoMH00CZ13DEER2017 | 3037
Appl-CW-Front-GasDHW-GasDry-Tier1 | DEER2017 | D17 v3 |  | Any | DMo | MH00 | CZ14 | rDXGF | Household | 1 | 1242 | None | -1.4 | 0.001 | 4.98 | -2.8 | 0.001 | 4.55 | -1.4 | 0.001 | 4.98 | -2.8 | 0.001 | 4.55 | DEER:Res:ClothesDishWasher | Annual | 1719 |  | Appl-CW-Front-GasDHW-GasDry-Tier1DEER2017 | Appl-CW-Front-GasDHW-GasDry-Tier1AnyDMoMH00CZ14DEER2017 | 3038
Appl-CW-Front-GasDHW-GasDry-Tier1 | DEER2017 | D17 v3 |  | Any | DMo | MH00 | CZ15 | rDXGF | Household | 1 | 1242 | None | 0.9 | 0.001 | 5.22 | -0.9 | 0.001 | 4.72 | 0.9 | 0.001 | 5.22 | -0.9 | 0.001 | 4.72 | DEER:Res:ClothesDishWasher | Annual | 1719 |  | Appl-CW-Front-GasDHW-GasDry-Tier1DEER2017 | Appl-CW-Front-GasDHW-GasDry-Tier1AnyDMoMH00CZ15DEER2017 | 3039
Appl-CW-Front-GasDHW-GasDry-Tier1 | DEER2017 | D17 v3 |  | Any | DMo | MH00 | CZ16 | rDXGF | Household | 1 | 1242 | None | -2.9 | 0.004 | 5.03 | -4 | 0.004 | 4.6 | -2.9 | 0.004 | 5.03 | -4 | 0.004 | 4.6 | DEER:Res:ClothesDishWasher | Annual | 1719 |  | Appl-CW-Front-GasDHW-GasDry-Tier1DEER2017 | Appl-CW-Front-GasDHW-GasDry-Tier1AnyDMoMH00CZ16DEER2017 | 3040
Appl-CW-Front-GasDHW-GasDry-Tier1 | DEER2017 | D17 v3 |  | Any | DMo | MH06 | CZ01 | rDXGF | Household | 1 | 1242 | None | -5.3 | -0.001 | 4.82 | -6 | -0.001 | 4.43 | -5.3 | -0.001 | 4.82 | -6 | -0.001 | 4.43 | DEER:Res:ClothesDishWasher | Annual | 1719 |  | Appl-CW-Front-GasDHW-GasDry-Tier1DEER2017 | Appl-CW-Front-GasDHW-GasDry-Tier1AnyDMoMH06CZ01DEER2017 | 3041
Appl-CW-Front-GasDHW-GasDry-Tier1 | DEER2017 | D17 v3 |  | Any | DMo | MH06 | CZ02 | rDXGF | Household | 1 | 1242 | None | -2.9 | 0.001 | 4.96 | -4.1 | 0.001 | 4.54 | -2.9 | 0.001 | 4.96 | -4.1 | 0.001 | 4.54 | DEER:Res:ClothesDishWasher | Annual | 1719 |  | Appl-CW-Front-GasDHW-GasDry-Tier1DEER2017 | Appl-CW-Front-GasDHW-GasDry-Tier1AnyDMoMH06CZ02DEER2017 | 3042
Appl-CW-Front-GasDHW-GasDry-Tier1 | DEER2017 | D17 v3 |  | Any | DMo | MH06 | CZ03 | rDXGF | Household | 1 | 1242 | None | -3.7 | 0.002 | 5.11 | -4.7 | 0.002 | 4.67 | -3.7 | 0.002 | 5.11 | -4.7 | 0.002 | 4.67 | DEER:Res:ClothesDishWasher | Annual | 1719 |  | Appl-CW-Front-GasDHW-GasDry-Tier1DEER2017 | Appl-CW-Front-GasDHW-GasDry-Tier1AnyDMoMH06CZ03DEER2017 | 3043
Appl-CW-Front-GasDHW-GasDry-Tier1 | DEER2017 | D17 v3 |  | Any | DMo | MH06 | CZ04 | rDXGF | Household | 1 | 1242 | None | -2.8 | 0.001 | 5.03 | -3.9 | 0.001 | 4.58 | -2.8 | 0.001 | 5.03 | -3.9 | 0.001 | 4.58 | DEER:Res:ClothesDishWasher | Annual | 1719 |  | Appl-CW-Front-GasDHW-GasDry-Tier1DEER2017 | Appl-CW-Front-GasDHW-GasDry-Tier1AnyDMoMH06CZ04DEER2017 | 3044
Appl-CW-Front-GasDHW-GasDry-Tier1 | DEER2017 | D17 v3 |  | Any | DMo | MH06 | CZ05 | rDXGF | Household | 1 | 1242 | None | -4.3 | 0.001 | 4.92 | -5.2 | 0.001 | 4.51 | -4.3 | 0.001 | 4.92 | -5.2 | 0.001 | 4.51 | DEER:Res:ClothesDishWasher | Annual | 1719 |  | Appl-CW-Front-GasDHW-GasDry-Tier1DEER2017 | Appl-CW-Front-GasDHW-GasDry-Tier1AnyDMoMH06CZ05DEER2017 | 3045
Appl-CW-Front-GasDHW-GasDry-Tier1 | DEER2017 | D17 v3 |  | Any | DMo | MH06 | CZ06 | rDXGF | Household | 1 | 1242 | None | -2.3 | 0.001 | 5.33 | -3.5 | 0 | 4.83 | -2.3 | 0.001 | 5.33 | -3.5 | 0 | 4.83 | DEER:Res:ClothesDishWasher | Annual | 1719 |  | Appl-CW-Front-GasDHW-GasDry-Tier1DEER2017 | Appl-CW-Front-GasDHW-GasDry-Tier1AnyDMoMH06CZ06DEER2017 | 3046
Appl-CW-Front-GasDHW-GasDry-Tier1 | DEER2017 | D17 v3 |  | Any | DMo | MH06 | CZ07 | rDXGF | Household | 1 | 1242 | None | -1.5 | 0.001 | 5.26 | -2.8 | 0.001 | 4.78 | -1.5 | 0.001 | 5.26 | -2.8 | 0.001 | 4.78 | DEER:Res:ClothesDishWasher | Annual | 1719 |  | Appl-CW-Front-GasDHW-GasDry-Tier1DEER2017 | Appl-CW-Front-GasDHW-GasDry-Tier1AnyDMoMH06CZ07DEER2017 | 3047
Appl-CW-Front-GasDHW-GasDry-Tier1 | DEER2017 | D17 v3 |  | Any | DMo | MH06 | CZ08 | rDXGF | Household | 1 | 1242 | None | -1 | 0.001 | 5.18 | -2.5 | 0 | 4.71 | -1 | 0.001 | 5.18 | -2.5 | 0 | 4.71 | DEER:Res:ClothesDishWasher | Annual | 1719 |  | Appl-CW-Front-GasDHW-GasDry-Tier1DEER2017 | Appl-CW-Front-GasDHW-GasDry-Tier1AnyDMoMH06CZ08DEER2017 | 3048
Appl-CW-Front-GasDHW-GasDry-Tier1 | DEER2017 | D17 v3 |  | Any | DMo | MH06 | CZ09 | rDXGF | Household | 1 | 1242 | None | -2.4 | 0.001 | 5.13 | -3.7 | 0.001 | 4.67 | -2.4 | 0.001 | 5.13 | -3.7 | 0.001 | 4.67 | DEER:Res:ClothesDishWasher | Annual | 1719 |  | Appl-CW-Front-GasDHW-GasDry-Tier1DEER2017 | Appl-CW-Front-GasDHW-GasDry-Tier1AnyDMoMH06CZ09DEER2017 | 3049
Appl-CW-Front-GasDHW-GasDry-Tier1 | DEER2017 | D17 v3 |  | Any | DMo | MH06 | CZ10 | rDXGF | Household | 1 | 1242 | None | -1.5 | 0.001 | 5.07 | -2.9 | 0 | 4.62 | -1.5 | 0.001 | 5.07 | -2.9 | 0 | 4.62 | DEER:Res:ClothesDishWasher | Annual | 1719 |  | Appl-CW-Front-GasDHW-GasDry-Tier1DEER2017 | Appl-CW-Front-GasDHW-GasDry-Tier1AnyDMoMH06CZ10DEER2017 | 3050
Appl-CW-Front-GasDHW-GasDry-Tier1 | DEER2017 | D17 v3 |  | Any | DMo | MH06 | CZ11 | rDXGF | Household | 1 | 1242 | None | -2.2 | 0.002 | 5.08 | -3.5 | 0.001 | 4.63 | -2.2 | 0.002 | 5.08 | -3.5 | 0.001 | 4.63 | DEER:Res:ClothesDishWasher | Annual | 1719 |  | Appl-CW-Front-GasDHW-GasDry-Tier1DEER2017 | Appl-CW-Front-GasDHW-GasDry-Tier1AnyDMoMH06CZ11DEER2017 | 3051
Appl-CW-Front-GasDHW-GasDry-Tier1 | DEER2017 | D17 v3 |  | Any | DMo | MH06 | CZ12 | rDXGF | Household | 1 | 1242 | None | -2.5 | 0.001 | 4.99 | -3.6 | 0.001 | 4.56 | -2.5 | 0.001 | 4.99 | -3.6 | 0.001 | 4.56 | DEER:Res:ClothesDishWasher | Annual | 1719 |  | Appl-CW-Front-GasDHW-GasDry-Tier1DEER2017 | Appl-CW-Front-GasDHW-GasDry-Tier1AnyDMoMH06CZ12DEER2017 | 3052
Appl-CW-Front-GasDHW-GasDry-Tier1 | DEER2017 | D17 v3 |  | Any | DMo | MH06 | CZ13 | rDXGF | Household | 1 | 1242 | None | -1.7 | 0.001 | 5.04 | -3.1 | 0 | 4.59 | -1.7 | 0.001 | 5.04 | -3.1 | 0 | 4.59 | DEER:Res:ClothesDishWasher | Annual | 1719 |  | Appl-CW-Front-GasDHW-GasDry-Tier1DEER2017 | Appl-CW-Front-GasDHW-GasDry-Tier1AnyDMoMH06CZ13DEER2017 | 3053
Appl-CW-Front-GasDHW-GasDry-Tier1 | DEER2017 | D17 v3 |  | Any | DMo | MH06 | CZ14 | rDXGF | Household | 1 | 1242 | None | -1.6 | 0 | 5.02 | -3 | 0 | 4.58 | -1.6 | 0 | 5.02 | -3 | 0 | 4.58 | DEER:Res:ClothesDishWasher | Annual | 1719 |  | Appl-CW-Front-GasDHW-GasDry-Tier1DEER2017 | Appl-CW-Front-GasDHW-GasDry-Tier1AnyDMoMH06CZ14DEER2017 | 3054
Appl-CW-Front-GasDHW-GasDry-Tier1 | DEER2017 | D17 v3 |  | Any | DMo | MH06 | CZ15 | rDXGF | Household | 1 | 1242 | None | -0.2 | 0.001 | 5.24 | -2 | 0.001 | 4.74 | -0.2 | 0.001 | 5.24 | -2 | 0.001 | 4.74 | DEER:Res:ClothesDishWasher | Annual | 1719 |  | Appl-CW-Front-GasDHW-GasDry-Tier1DEER2017 | Appl-CW-Front-GasDHW-GasDry-Tier1AnyDMoMH06CZ15DEER2017 | 3055
Appl-CW-Front-GasDHW-GasDry-Tier1 | DEER2017 | D17 v3 |  | Any | DMo | MH06 | CZ16 | rDXGF | Household | 1 | 1242 | None | -3.4 | 0.001 | 5.04 | -4.4 | 0.001 | 4.6 | -3.4 | 0.001 | 5.04 | -4.4 | 0.001 | 4.6 | DEER:Res:ClothesDishWasher | Annual | 1719 |  | Appl-CW-Front-GasDHW-GasDry-Tier1DEER2017 | Appl-CW-Front-GasDHW-GasDry-Tier1AnyDMoMH06CZ16DEER2017 | 3056
Appl-CW-Front-GasDHW-GasDry-Tier1 | DEER2017 | D17 v3 |  | Any | DMo | MH15 | CZ01 | rDXGF | Household | 1 | 1242 | None | -5.2 | -0.001 | 4.87 | -5.9 | -0.001 | 4.47 | -5.2 | -0.001 | 4.87 | -5.9 | -0.001 | 4.47 | DEER:Res:ClothesDishWasher | Annual | 1719 |  | Appl-CW-Front-GasDHW-GasDry-Tier1DEER2017 | Appl-CW-Front-GasDHW-GasDry-Tier1AnyDMoMH15CZ01DEER2017 | 3057
Appl-CW-Front-GasDHW-GasDry-Tier1 | DEER2017 | D17 v3 |  | Any | DMo | MH15 | CZ02 | rDXGF | Household | 1 | 1242 | None | -3.2 | 0.001 | 4.96 | -4.3 | 0.001 | 4.54 | -3.2 | 0.001 | 4.96 | -4.3 | 0.001 | 4.54 | DEER:Res:ClothesDishWasher | Annual | 1719 |  | Appl-CW-Front-GasDHW-GasDry-Tier1DEER2017 | Appl-CW-Front-GasDHW-GasDry-Tier1AnyDMoMH15CZ02DEER2017 | 3058
Appl-CW-Front-GasDHW-GasDry-Tier1 | DEER2017 | D17 v3 |  | Any | DMo | MH15 | CZ03 | rDXGF | Household | 1 | 1242 | None | -4.4 | 0.001 | 4.94 | -5.3 | 0.001 | 4.53 | -4.4 | 0.001 | 4.94 | -5.3 | 0.001 | 4.53 | DEER:Res:ClothesDishWasher | Annual | 1719 |  | Appl-CW-Front-GasDHW-GasDry-Tier1DEER2017 | Appl-CW-Front-GasDHW-GasDry-Tier1AnyDMoMH15CZ03DEER2017 | 3059
Appl-CW-Front-GasDHW-GasDry-Tier1 | DEER2017 | D17 v3 |  | Any | DMo | MH15 | CZ04 | rDXGF | Household | 1 | 1242 | None | -3 | 0.001 | 5.01 | -4.2 | 0.001 | 4.58 | -3 | 0.001 | 5.01 | -4.2 | 0.001 | 4.58 | DEER:Res:ClothesDishWasher | Annual | 1719 |  | Appl-CW-Front-GasDHW-GasDry-Tier1DEER2017 | Appl-CW-Front-GasDHW-GasDry-Tier1AnyDMoMH15CZ04DEER2017 | 3060
Appl-CW-Front-GasDHW-GasDry-Tier1 | DEER2017 | D17 v3 |  | Any | DMo | MH15 | CZ05 | rDXGF | Household | 1 | 1242 | None | -4.2 | 0.002 | 4.91 | -5.3 | 0.001 | 4.47 | -4.2 | 0.002 | 4.91 | -5.3 | 0.001 | 4.47 | DEER:Res:ClothesDishWasher | Annual | 1719 |  | Appl-CW-Front-GasDHW-GasDry-Tier1DEER2017 | Appl-CW-Front-GasDHW-GasDry-Tier1AnyDMoMH15CZ05DEER2017 | 3061
Appl-CW-Front-GasDHW-GasDry-Tier1 | DEER2017 | D17 v3 |  | Any | DMo | MH15 | CZ06 | rDXGF | Household | 1 | 1242 | None | -2.5 | 0.001 | 5.05 | -3.6 | 0.001 | 4.6 | -2.5 | 0.001 | 5.05 | -3.6 | 0.001 | 4.6 | DEER:Res:ClothesDishWasher | Annual | 1719 |  | Appl-CW-Front-GasDHW-GasDry-Tier1DEER2017 | Appl-CW-Front-GasDHW-GasDry-Tier1AnyDMoMH15CZ06DEER2017 | 3062
Appl-CW-Front-GasDHW-GasDry-Tier1 | DEER2017 | D17 v3 |  | Any | DMo | MH15 | CZ07 | rDXGF | Household | 1 | 1242 | None | -2 | 0.001 | 5.25 | -3.2 | 0.001 | 4.76 | -2 | 0.001 | 5.25 | -3.2 | 0.001 | 4.76 | DEER:Res:ClothesDishWasher | Annual | 1719 |  | Appl-CW-Front-GasDHW-GasDry-Tier1DEER2017 | Appl-CW-Front-GasDHW-GasDry-Tier1AnyDMoMH15CZ07DEER2017 | 3063
Appl-CW-Front-GasDHW-GasDry-Tier1 | DEER2017 | D17 v3 |  | Any | DMo | MH15 | CZ08 | rDXGF | Household | 1 | 1242 | None | -1.4 | 0.001 | 5.18 | -2.8 | 0.001 | 4.71 | -1.4 | 0.001 | 5.18 | -2.8 | 0.001 | 4.71 | DEER:Res:ClothesDishWasher | Annual | 1719 |  | Appl-CW-Front-GasDHW-GasDry-Tier1DEER2017 | Appl-CW-Front-GasDHW-GasDry-Tier1AnyDMoMH15CZ08DEER2017 | 3064
Appl-CW-Front-GasDHW-GasDry-Tier1 | DEER2017 | D17 v3 |  | Any | DMo | MH15 | CZ09 | rDXGF | Household | 1 | 1242 | None | -3.1 | 0.001 | 5.12 | -4.3 | 0 | 4.67 | -3.1 | 0.001 | 5.12 | -4.3 | 0 | 4.67 | DEER:Res:ClothesDishWasher | Annual | 1719 |  | Appl-CW-Front-GasDHW-GasDry-Tier1DEER2017 | Appl-CW-Front-GasDHW-GasDry-Tier1AnyDMoMH15CZ09DEER2017 | 3065
Appl-CW-Front-GasDHW-GasDry-Tier1 | DEER2017 | D17 v3 |  | Any | DMo | MH15 | CZ10 | rDXGF | Household | 1 | 1242 | None | -1.9 | 0 | 5.1 | -3.1 | 0 | 4.64 | -1.9 | 0 | 5.1 | -3.1 | 0 | 4.64 | DEER:Res:ClothesDishWasher | Annual | 1719 |  | Appl-CW-Front-GasDHW-GasDry-Tier1DEER2017 | Appl-CW-Front-GasDHW-GasDry-Tier1AnyDMoMH15CZ10DEER2017 | 3066
Appl-CW-Front-GasDHW-GasDry-Tier1 | DEER2017 | D17 v3 |  | Any | DMo | MH15 | CZ11 | rDXGF | Household | 1 | 1242 | None | -2.2 | 0 | 5.04 | -3.5 | 0 | 4.59 | -2.2 | 0 | 5.04 | -3.5 | 0 | 4.59 | DEER:Res:ClothesDishWasher | Annual | 1719 |  | Appl-CW-Front-GasDHW-GasDry-Tier1DEER2017 | Appl-CW-Front-GasDHW-GasDry-Tier1AnyDMoMH15CZ11DEER2017 | 3067
Appl-CW-Front-GasDHW-GasDry-Tier1 | DEER2017 | D17 v3 |  | Any | DMo | MH15 | CZ12 | rDXGF | Household | 1 | 1242 | None | -2.6 | 0.001 | 5.02 | -3.8 | 0.001 | 4.59 | -2.6 | 0.001 | 5.02 | -3.8 | 0.001 | 4.59 | DEER:Res:ClothesDishWasher | Annual | 1719 |  | Appl-CW-Front-GasDHW-GasDry-Tier1DEER2017 | Appl-CW-Front-GasDHW-GasDry-Tier1AnyDMoMH15CZ12DEER2017 | 3068
Appl-CW-Front-GasDHW-GasDry-Tier1 | DEER2017 | D17 v3 |  | Any | DMo | MH15 | CZ13 | rDXGF | Household | 1 | 1242 | None | -1.9 | 0.001 | 5.05 | -3.3 | 0 | 4.6 | -1.9 | 0.001 | 5.05 | -3.3 | 0 | 4.6 | DEER:Res:ClothesDishWasher | Annual | 1719 |  | Appl-CW-Front-GasDHW-GasDry-Tier1DEER2017 | Appl-CW-Front-GasDHW-GasDry-Tier1AnyDMoMH15CZ13DEER2017 | 3069
Appl-CW-Front-GasDHW-GasDry-Tier1 | DEER2017 | D17 v3 |  | Any | DMo | MH15 | CZ14 | rDXGF | Household | 1 | 1242 | None | -1.8 | 0.001 | 5 | -3.2 | 0.001 | 4.56 | -1.8 | 0.001 | 5 | -3.2 | 0.001 | 4.56 | DEER:Res:ClothesDishWasher | Annual | 1719 |  | Appl-CW-Front-GasDHW-GasDry-Tier1DEER2017 | Appl-CW-Front-GasDHW-GasDry-Tier1AnyDMoMH15CZ14DEER2017 | 3070
Appl-CW-Front-GasDHW-GasDry-Tier1 | DEER2017 | D17 v3 |  | Any | DMo | MH15 | CZ15 | rDXGF | Household | 1 | 1242 | None | 0.3 | 0.001 | 5.23 | -1.4 | 0.001 | 4.74 | 0.3 | 0.001 | 5.23 | -1.4 | 0.001 | 4.74 | DEER:Res:ClothesDishWasher | Annual | 1719 |  | Appl-CW-Front-GasDHW-GasDry-Tier1DEER2017 | Appl-CW-Front-GasDHW-GasDry-Tier1AnyDMoMH15CZ15DEER2017 | 3071
Appl-CW-Front-GasDHW-GasDry-Tier1 | DEER2017 | D17 v3 |  | Any | DMo | MH15 | CZ16 | rDXGF | Household | 1 | 1242 | None | -3.7 | 0.001 | 5.03 | -4.6 | 0 | 4.6 | -3.7 | 0.001 | 5.03 | -4.6 | 0 | 4.6 | DEER:Res:ClothesDishWasher | Annual | 1719 |  | Appl-CW-Front-GasDHW-GasDry-Tier1DEER2017 | Appl-CW-Front-GasDHW-GasDry-Tier1AnyDMoMH15CZ16DEER2017 | 3072
Appl-CW-Front-GasDHW-GasDry-Tier1 | DEER2017 | D17 v3 |  | Any | DMo | MH72 | CZ01 | rDXGF | Household | 1 | 1196 | None | -5.2 | -0.001 | 4.99 | -5.9 | -0.001 | 4.57 | -5.2 | -0.001 | 4.99 | -5.9 | -0.001 | 4.57 | DEER:Res:ClothesDishWasher | Annual | 1719 |  | Appl-CW-Front-GasDHW-GasDry-Tier1DEER2017 | Appl-CW-Front-GasDHW-GasDry-Tier1AnyDMoMH72CZ01DEER2017 | 3073
Appl-CW-Front-GasDHW-GasDry-Tier1 | DEER2017 | D17 v3 |  | Any | DMo | MH72 | CZ02 | rDXGF | Household | 1 | 1196 | None | -3.1 | 0.002 | 5 | -4.2 | 0.002 | 4.58 | -3.1 | 0.002 | 5 | -4.2 | 0.002 | 4.58 | DEER:Res:ClothesDishWasher | Annual | 1719 |  | Appl-CW-Front-GasDHW-GasDry-Tier1DEER2017 | Appl-CW-Front-GasDHW-GasDry-Tier1AnyDMoMH72CZ02DEER2017 | 3074
Appl-CW-Front-GasDHW-GasDry-Tier1 | DEER2017 | D17 v3 |  | Any | DMo | MH72 | CZ03 | rDXGF | Household | 1 | 1196 | None | -3.2 | 0.002 | 5 | -4.4 | 0.001 | 4.57 | -3.2 | 0.002 | 5 | -4.4 | 0.001 | 4.57 | DEER:Res:ClothesDishWasher | Annual | 1719 |  | Appl-CW-Front-GasDHW-GasDry-Tier1DEER2017 | Appl-CW-Front-GasDHW-GasDry-Tier1AnyDMoMH72CZ03DEER2017 | 3075
Appl-CW-Front-GasDHW-GasDry-Tier1 | DEER2017 | D17 v3 |  | Any | DMo | MH72 | CZ04 | rDXGF | Household | 1 | 1196 | None | -2.6 | 0.001 | 5.06 | -3.7 | 0.001 | 4.61 | -2.6 | 0.001 | 5.06 | -3.7 | 0.001 | 4.61 | DEER:Res:ClothesDishWasher | Annual | 1719 |  | Appl-CW-Front-GasDHW-GasDry-Tier1DEER2017 | Appl-CW-Front-GasDHW-GasDry-Tier1AnyDMoMH72CZ04DEER2017 | 3076
Appl-CW-Front-GasDHW-GasDry-Tier1 | DEER2017 | D17 v3 |  | Any | DMo | MH72 | CZ05 | rDXGF | Household | 1 | 1196 | None | -5.1 | 0 | 4.88 | -6 | 0 | 4.46 | -5.1 | 0 | 4.88 | -6 | 0 | 4.46 | DEER:Res:ClothesDishWasher | Annual | 1719 |  | Appl-CW-Front-GasDHW-GasDry-Tier1DEER2017 | Appl-CW-Front-GasDHW-GasDry-Tier1AnyDMoMH72CZ05DEER2017 | 3077
Appl-CW-Front-GasDHW-GasDry-Tier1 | DEER2017 | D17 v3 |  | Any | DMo | MH72 | CZ06 | rDXGF | Household | 1 | 1196 | None | -2.2 | 0.001 | 5.15 | -3.4 | 0 | 4.69 | -2.2 | 0.001 | 5.15 | -3.4 | 0 | 4.69 | DEER:Res:ClothesDishWasher | Annual | 1719 |  | Appl-CW-Front-GasDHW-GasDry-Tier1DEER2017 | Appl-CW-Front-GasDHW-GasDry-Tier1AnyDMoMH72CZ06DEER2017 | 3078
Appl-CW-Front-GasDHW-GasDry-Tier1 | DEER2017 | D17 v3 |  | Any | DMo | MH72 | CZ07 | rDXGF | Household | 1 | 1196 | None | -1.8 | 0.001 | 5.15 | -3 | 0.001 | 4.7 | -1.8 | 0.001 | 5.15 | -3 | 0.001 | 4.7 | DEER:Res:ClothesDishWasher | Annual | 1719 |  | Appl-CW-Front-GasDHW-GasDry-Tier1DEER2017 | Appl-CW-Front-GasDHW-GasDry-Tier1AnyDMoMH72CZ07DEER2017 | 3079
Appl-CW-Front-GasDHW-GasDry-Tier1 | DEER2017 | D17 v3 |  | Any | DMo | MH72 | CZ08 | rDXGF | Household | 1 | 1196 | None | -1.2 | 0.001 | 5.17 | -2.7 | 0.001 | 4.7 | -1.2 | 0.001 | 5.17 | -2.7 | 0.001 | 4.7 | DEER:Res:ClothesDishWasher | Annual | 1719 |  | Appl-CW-Front-GasDHW-GasDry-Tier1DEER2017 | Appl-CW-Front-GasDHW-GasDry-Tier1AnyDMoMH72CZ08DEER2017 | 3080
Appl-CW-Front-GasDHW-GasDry-Tier1 | DEER2017 | D17 v3 |  | Any | DMo | MH72 | CZ09 | rDXGF | Household | 1 | 1196 | None | -1.1 | 0.001 | 5.17 | -2.7 | 0 | 4.71 | -1.1 | 0.001 | 5.17 | -2.7 | 0 | 4.71 | DEER:Res:ClothesDishWasher | Annual | 1719 |  | Appl-CW-Front-GasDHW-GasDry-Tier1DEER2017 | Appl-CW-Front-GasDHW-GasDry-Tier1AnyDMoMH72CZ09DEER2017 | 3081
Appl-CW-Front-GasDHW-GasDry-Tier1 | DEER2017 | D17 v3 |  | Any | DMo | MH72 | CZ10 | rDXGF | Household | 1 | 1196 | None | -2.1 | 0.001 | 5.14 | -2.8 | 0.001 | 4.67 | -2.1 | 0.001 | 5.14 | -2.8 | 0.001 | 4.67 | DEER:Res:ClothesDishWasher | Annual | 1719 |  | Appl-CW-Front-GasDHW-GasDry-Tier1DEER2017 | Appl-CW-Front-GasDHW-GasDry-Tier1AnyDMoMH72CZ10DEER2017 | 3082
Appl-CW-Front-GasDHW-GasDry-Tier1 | DEER2017 | D17 v3 |  | Any | DMo | MH72 | CZ11 | rDXGF | Household | 1 | 1196 | None | -1.9 | 0.002 | 5.1 | -3.2 | 0.001 | 4.64 | -1.9 | 0.002 | 5.1 | -3.2 | 0.001 | 4.64 | DEER:Res:ClothesDishWasher | Annual | 1719 |  | Appl-CW-Front-GasDHW-GasDry-Tier1DEER2017 | Appl-CW-Front-GasDHW-GasDry-Tier1AnyDMoMH72CZ11DEER2017 | 3083
Appl-CW-Front-GasDHW-GasDry-Tier1 | DEER2017 | D17 v3 |  | Any | DMo | MH72 | CZ12 | rDXGF | Household | 1 | 1196 | None | -1.6 | 0.003 | 5.04 | -2.9 | 0.002 | 4.59 | -1.6 | 0.003 | 5.04 | -2.9 | 0.002 | 4.59 | DEER:Res:ClothesDishWasher | Annual | 1719 |  | Appl-CW-Front-GasDHW-GasDry-Tier1DEER2017 | Appl-CW-Front-GasDHW-GasDry-Tier1AnyDMoMH72CZ12DEER2017 | 3084
Appl-CW-Front-GasDHW-GasDry-Tier1 | DEER2017 | D17 v3 |  | Any | DMo | MH72 | CZ13 | rDXGF | Household | 1 | 1196 | None | -1.4 | 0.001 | 5.06 | -2.8 | 0.001 | 4.61 | -1.4 | 0.001 | 5.06 | -2.8 | 0.001 | 4.61 | DEER:Res:ClothesDishWasher | Annual | 1719 |  | Appl-CW-Front-GasDHW-GasDry-Tier1DEER2017 | Appl-CW-Front-GasDHW-GasDry-Tier1AnyDMoMH72CZ13DEER2017 | 3085
Appl-CW-Front-GasDHW-GasDry-Tier1 | DEER2017 | D17 v3 |  | Any | DMo | MH72 | CZ14 | rDXGF | Household | 1 | 1196 | None | -1.3 | 0.001 | 5.09 | -2.9 | 0 | 4.64 | -1.3 | 0.001 | 5.09 | -2.9 | 0 | 4.64 | DEER:Res:ClothesDishWasher | Annual | 1719 |  | Appl-CW-Front-GasDHW-GasDry-Tier1DEER2017 | Appl-CW-Front-GasDHW-GasDry-Tier1AnyDMoMH72CZ14DEER2017 | 3086
Appl-CW-Front-GasDHW-GasDry-Tier1 | DEER2017 | D17 v3 |  | Any | DMo | MH72 | CZ15 | rDXGF | Household | 1 | 1196 | None | -0.7 | 0.001 | 5.24 | -2.3 | 0 | 4.74 | -0.7 | 0.001 | 5.24 | -2.3 | 0 | 4.74 | DEER:Res:ClothesDishWasher | Annual | 1719 |  | Appl-CW-Front-GasDHW-GasDry-Tier1DEER2017 | Appl-CW-Front-GasDHW-GasDry-Tier1AnyDMoMH72CZ15DEER2017 | 3087
Appl-CW-Front-GasDHW-GasDry-Tier1 | DEER2017 | D17 v3 |  | Any | DMo | MH72 | CZ16 | rDXGF | Household | 1 | 1196 | None | -2.8 | 0.002 | 4.99 | -4 | 0.001 | 4.57 | -2.8 | 0.002 | 4.99 | -4 | 0.001 | 4.57 | DEER:Res:ClothesDishWasher | Annual | 1719 |  | Appl-CW-Front-GasDHW-GasDry-Tier1DEER2017 | Appl-CW-Front-GasDHW-GasDry-Tier1AnyDMoMH72CZ16DEER2017 | 3088
Appl-CW-Front-GasDHW-GasDry-Tier1 | DEER2017 | D17 v3 |  | Any | DMo | MH85 | CZ01 | rDXGF | Household | 1 | 1242 | None | -5.3 | -0.001 | 4.82 | -5.9 | -0.001 | 4.43 | -5.3 | -0.001 | 4.82 | -5.9 | -0.001 | 4.43 | DEER:Res:ClothesDishWasher | Annual | 1719 |  | Appl-CW-Front-GasDHW-GasDry-Tier1DEER2017 | Appl-CW-Front-GasDHW-GasDry-Tier1AnyDMoMH85CZ01DEER2017 | 3089
Appl-CW-Front-GasDHW-GasDry-Tier1 | DEER2017 | D17 v3 |  | Any | DMo | MH85 | CZ02 | rDXGF | Household | 1 | 1242 | None | -3.4 | 0.003 | 4.89 | -4.4 | 0.002 | 4.47 | -3.4 | 0.003 | 4.89 | -4.4 | 0.002 | 4.47 | DEER:Res:ClothesDishWasher | Annual | 1719 |  | Appl-CW-Front-GasDHW-GasDry-Tier1DEER2017 | Appl-CW-Front-GasDHW-GasDry-Tier1AnyDMoMH85CZ02DEER2017 | 3090
Appl-CW-Front-GasDHW-GasDry-Tier1 | DEER2017 | D17 v3 |  | Any | DMo | MH85 | CZ03 | rDXGF | Household | 1 | 1242 | None | -3.6 | 0.001 | 4.9 | -4.9 | 0.001 | 4.49 | -3.6 | 0.001 | 4.9 | -4.9 | 0.001 | 4.49 | DEER:Res:ClothesDishWasher | Annual | 1719 |  | Appl-CW-Front-GasDHW-GasDry-Tier1DEER2017 | Appl-CW-Front-GasDHW-GasDry-Tier1AnyDMoMH85CZ03DEER2017 | 3091
Appl-CW-Front-GasDHW-GasDry-Tier1 | DEER2017 | D17 v3 |  | Any | DMo | MH85 | CZ04 | rDXGF | Household | 1 | 1242 | None | -2.2 | 0.001 | 4.98 | -3.4 | 0.001 | 4.55 | -2.2 | 0.001 | 4.98 | -3.4 | 0.001 | 4.55 | DEER:Res:ClothesDishWasher | Annual | 1719 |  | Appl-CW-Front-GasDHW-GasDry-Tier1DEER2017 | Appl-CW-Front-GasDHW-GasDry-Tier1AnyDMoMH85CZ04DEER2017 | 3092
Appl-CW-Front-GasDHW-GasDry-Tier1 | DEER2017 | D17 v3 |  | Any | DMo | MH85 | CZ05 | rDXGF | Household | 1 | 1242 | None | -4.3 | 0.002 | 4.86 | -5.1 | 0.002 | 4.45 | -4.3 | 0.002 | 4.86 | -5.1 | 0.002 | 4.45 | DEER:Res:ClothesDishWasher | Annual | 1719 |  | Appl-CW-Front-GasDHW-GasDry-Tier1DEER2017 | Appl-CW-Front-GasDHW-GasDry-Tier1AnyDMoMH85CZ05DEER2017 | 3093
Appl-CW-Front-GasDHW-GasDry-Tier1 | DEER2017 | D17 v3 |  | Any | DMo | MH85 | CZ06 | rDXGF | Household | 1 | 1242 | None | -4.3 | -0.001 | 5.07 | -2.7 | 0 | 4.62 | -4.3 | -0.001 | 5.07 | -2.7 | 0 | 4.62 | DEER:Res:ClothesDishWasher | Annual | 1719 |  | Appl-CW-Front-GasDHW-GasDry-Tier1DEER2017 | Appl-CW-Front-GasDHW-GasDry-Tier1AnyDMoMH85CZ06DEER2017 | 3094
Appl-CW-Front-GasDHW-GasDry-Tier1 | DEER2017 | D17 v3 |  | Any | DMo | MH85 | CZ07 | rDXGF | Household | 1 | 1242 | None | -2.1 | 0.002 | 5.11 | -3.5 | 0.001 | 4.65 | -2.1 | 0.002 | 5.11 | -3.5 | 0.001 | 4.65 | DEER:Res:ClothesDishWasher | Annual | 1719 |  | Appl-CW-Front-GasDHW-GasDry-Tier1DEER2017 | Appl-CW-Front-GasDHW-GasDry-Tier1AnyDMoMH85CZ07DEER2017 | 3095
Appl-CW-Front-GasDHW-GasDry-Tier1 | DEER2017 | D17 v3 |  | Any | DMo | MH85 | CZ08 | rDXGF | Household | 1 | 1242 | None | -1.6 | 0.001 | 5.1 | -3 | 0 | 4.64 | -1.6 | 0.001 | 5.1 | -3 | 0 | 4.64 | DEER:Res:ClothesDishWasher | Annual | 1719 |  | Appl-CW-Front-GasDHW-GasDry-Tier1DEER2017 | Appl-CW-Front-GasDHW-GasDry-Tier1AnyDMoMH85CZ08DEER2017 | 3096
Appl-CW-Front-GasDHW-GasDry-Tier1 | DEER2017 | D17 v3 |  | Any | DMo | MH85 | CZ09 | rDXGF | Household | 1 | 1242 | None | -2.2 | 0.001 | 5.07 | -3.4 | 0 | 4.61 | -2.2 | 0.001 | 5.07 | -3.4 | 0 | 4.61 | DEER:Res:ClothesDishWasher | Annual | 1719 |  | Appl-CW-Front-GasDHW-GasDry-Tier1DEER2017 | Appl-CW-Front-GasDHW-GasDry-Tier1AnyDMoMH85CZ09DEER2017 | 3097
Appl-CW-Front-GasDHW-GasDry-Tier1 | DEER2017 | D17 v3 |  | Any | DMo | MH85 | CZ10 | rDXGF | Household | 1 | 1242 | None | -1.6 | 0.001 | 5.09 | -3 | 0.001 | 4.63 | -1.6 | 0.001 | 5.09 | -3 | 0.001 | 4.63 | DEER:Res:ClothesDishWasher | Annual | 1719 |  | Appl-CW-Front-GasDHW-GasDry-Tier1DEER2017 | Appl-CW-Front-GasDHW-GasDry-Tier1AnyDMoMH85CZ10DEER2017 | 3098
Appl-CW-Front-GasDHW-GasDry-Tier1 | DEER2017 | D17 v3 |  | Any | DMo | MH85 | CZ11 | rDXGF | Household | 1 | 1242 | None | -1.7 | 0.001 | 4.99 | -3 | 0.001 | 4.55 | -1.7 | 0.001 | 4.99 | -3 | 0.001 | 4.55 | DEER:Res:ClothesDishWasher | Annual | 1719 |  | Appl-CW-Front-GasDHW-GasDry-Tier1DEER2017 | Appl-CW-Front-GasDHW-GasDry-Tier1AnyDMoMH85CZ11DEER2017 | 3099
Appl-CW-Front-GasDHW-GasDry-Tier1 | DEER2017 | D17 v3 |  | Any | DMo | MH85 | CZ12 | rDXGF | Household | 1 | 1242 | None | -2.3 | 0.002 | 4.95 | -3.6 | 0.001 | 4.52 | -2.3 | 0.002 | 4.95 | -3.6 | 0.001 | 4.52 | DEER:Res:ClothesDishWasher | Annual | 1719 |  | Appl-CW-Front-GasDHW-GasDry-Tier1DEER2017 | Appl-CW-Front-GasDHW-GasDry-Tier1AnyDMoMH85CZ12DEER2017 | 3100
Appl-CW-Front-GasDHW-GasDry-Tier1 | DEER2017 | D17 v3 |  | Any | DMo | MH85 | CZ13 | rDXGF | Household | 1 | 1242 | None | -1.3 | 0.002 | 4.98 | -2.6 | 0.001 | 4.55 | -1.3 | 0.002 | 4.98 | -2.6 | 0.001 | 4.55 | DEER:Res:ClothesDishWasher | Annual | 1719 |  | Appl-CW-Front-GasDHW-GasDry-Tier1DEER2017 | Appl-CW-Front-GasDHW-GasDry-Tier1AnyDMoMH85CZ13DEER2017 | 3101
Appl-CW-Front-GasDHW-GasDry-Tier1 | DEER2017 | D17 v3 |  | Any | DMo | MH85 | CZ14 | rDXGF | Household | 1 | 1242 | None | -1.2 | 0.001 | 4.99 | -2.8 | 0 | 4.56 | -1.2 | 0.001 | 4.99 | -2.8 | 0 | 4.56 | DEER:Res:ClothesDishWasher | Annual | 1719 |  | Appl-CW-Front-GasDHW-GasDry-Tier1DEER2017 | Appl-CW-Front-GasDHW-GasDry-Tier1AnyDMoMH85CZ14DEER2017 | 3102
Appl-CW-Front-GasDHW-GasDry-Tier1 | DEER2017 | D17 v3 |  | Any | DMo | MH85 | CZ15 | rDXGF | Household | 1 | 1242 | None | -0.1 | 0.001 | 5.21 | -1.8 | 0 | 4.71 | -0.1 | 0.001 | 5.21 | -1.8 | 0 | 4.71 | DEER:Res:ClothesDishWasher | Annual | 1719 |  | Appl-CW-Front-GasDHW-GasDry-Tier1DEER2017 | Appl-CW-Front-GasDHW-GasDry-Tier1AnyDMoMH85CZ15DEER2017 | 3103
Appl-CW-Front-GasDHW-GasDry-Tier1 | DEER2017 | D17 v3 |  | Any | DMo | MH85 | CZ16 | rDXGF | Household | 1 | 1242 | None | -3.2 | 0.002 | 4.87 | -4.3 | 0.001 | 4.48 | -3.2 | 0.002 | 4.87 | -4.3 | 0.001 | 4.48 | DEER:Res:ClothesDishWasher | Annual | 1719 |  | Appl-CW-Front-GasDHW-GasDry-Tier1DEER2017 | Appl-CW-Front-GasDHW-GasDry-Tier1AnyDMoMH85CZ16DEER2017 | 3104
Appl-CW-Front-GasDHW-GasDry-Tier1 | DEER2017 | D17 v3 |  | Any | MFm | 1975 | CZ01 | rDXGF | Household | 1 | 1070.2 | None | -5.5 | 0 | 4.99 | -6.2 | 0 | 4.57 | -5.5 | 0 | 4.99 | -6.2 | 0 | 4.57 | DEER:Res:ClothesDishWasher | Annual | 1719 |  | Appl-CW-Front-GasDHW-GasDry-Tier1DEER2017 | Appl-CW-Front-GasDHW-GasDry-Tier1AnyMFm1975CZ01DEER2017 | 3105
Appl-CW-Front-GasDHW-GasDry-Tier1 | DEER2017 | D17 v3 |  | Any | MFm | 1975 | CZ02 | rDXGF | Household | 1 | 1070.2 | None | -4.4 | 0.002 | 5.13 | -5.3 | 0.001 | 4.69 | -4.4 | 0.002 | 5.13 | -5.3 | 0.001 | 4.69 | DEER:Res:ClothesDishWasher | Annual | 1719 |  | Appl-CW-Front-GasDHW-GasDry-Tier1DEER2017 | Appl-CW-Front-GasDHW-GasDry-Tier1AnyMFm1975CZ02DEER2017 | 3106
Appl-CW-Front-GasDHW-GasDry-Tier1 | DEER2017 | D17 v3 |  | Any | MFm | 1975 | CZ03 | rDXGF | Household | 1 | 1070.2 | None | -4.7 | 0 | 5.18 | -5.6 | 0 | 4.71 | -4.7 | 0 | 5.18 | -5.6 | 0 | 4.71 | DEER:Res:ClothesDishWasher | Annual | 1719 |  | Appl-CW-Front-GasDHW-GasDry-Tier1DEER2017 | Appl-CW-Front-GasDHW-GasDry-Tier1AnyMFm1975CZ03DEER2017 | 3107
Appl-CW-Front-GasDHW-GasDry-Tier1 | DEER2017 | D17 v3 |  | Any | MFm | 1975 | CZ04 | rDXGF | Household | 1 | 1070.2 | None | -4.3 | 0.001 | 5.18 | -5.1 | 0 | 4.72 | -4.3 | 0.001 | 5.18 | -5.1 | 0 | 4.72 | DEER:Res:ClothesDishWasher | Annual | 1719 |  | Appl-CW-Front-GasDHW-GasDry-Tier1DEER2017 | Appl-CW-Front-GasDHW-GasDry-Tier1AnyMFm1975CZ04DEER2017 | 3108
Appl-CW-Front-GasDHW-GasDry-Tier1 | DEER2017 | D17 v3 |  | Any | MFm | 1975 | CZ05 | rDXGF | Household | 1 | 1070.2 | None | -5.2 | 0 | 5.03 | -6 | -0.001 | 4.61 | -5.2 | 0 | 5.03 | -6 | -0.001 | 4.61 | DEER:Res:ClothesDishWasher | Annual | 1719 |  | Appl-CW-Front-GasDHW-GasDry-Tier1DEER2017 | Appl-CW-Front-GasDHW-GasDry-Tier1AnyMFm1975CZ05DEER2017 | 3109
Appl-CW-Front-GasDHW-GasDry-Tier1 | DEER2017 | D17 v3 |  | Any | MFm | 1975 | CZ06 | rDXGF | Household | 1 | 1047.7 | None | -3.5 | 0 | 5.21 | -4.5 | 0 | 4.74 | -3.5 | 0 | 5.21 | -4.5 | 0 | 4.74 | DEER:Res:ClothesDishWasher | Annual | 1719 |  | Appl-CW-Front-GasDHW-GasDry-Tier1DEER2017 | Appl-CW-Front-GasDHW-GasDry-Tier1AnyMFm1975CZ06DEER2017 | 3110
Appl-CW-Front-GasDHW-GasDry-Tier1 | DEER2017 | D17 v3 |  | Any | MFm | 1975 | CZ07 | rDXGF | Household | 1 | 1047.7 | None | -1.1 | 0.003 | 5.49 | -2.7 | 0.002 | 4.91 | -1.1 | 0.003 | 5.49 | -2.7 | 0.002 | 4.91 | DEER:Res:ClothesDishWasher | Annual | 1719 |  | Appl-CW-Front-GasDHW-GasDry-Tier1DEER2017 | Appl-CW-Front-GasDHW-GasDry-Tier1AnyMFm1975CZ07DEER2017 | 3111
Appl-CW-Front-GasDHW-GasDry-Tier1 | DEER2017 | D17 v3 |  | Any | MFm | 1975 | CZ08 | rDXGF | Household | 1 | 1047.7 | None | -3.3 | 0.001 | 5.26 | -4.4 | 0.001 | 4.77 | -3.3 | 0.001 | 5.26 | -4.4 | 0.001 | 4.77 | DEER:Res:ClothesDishWasher | Annual | 1719 |  | Appl-CW-Front-GasDHW-GasDry-Tier1DEER2017 | Appl-CW-Front-GasDHW-GasDry-Tier1AnyMFm1975CZ08DEER2017 | 3112
Appl-CW-Front-GasDHW-GasDry-Tier1 | DEER2017 | D17 v3 |  | Any | MFm | 1975 | CZ09 | rDXGF | Household | 1 | 1216.8 | None | -2.8 | 0 | 5.22 | -4 | 0 | 4.74 | -2.8 | 0 | 5.22 | -4 | 0 | 4.74 | DEER:Res:ClothesDishWasher | Annual | 1719 |  | Appl-CW-Front-GasDHW-GasDry-Tier1DEER2017 | Appl-CW-Front-GasDHW-GasDry-Tier1AnyMFm1975CZ09DEER2017 | 3113
Appl-CW-Front-GasDHW-GasDry-Tier1 | DEER2017 | D17 v3 |  | Any | MFm | 1975 | CZ10 | rDXGF | Household | 1 | 1216.8 | None | -3.3 | 0.002 | 5.19 | -4.3 | 0.001 | 4.72 | -3.3 | 0.002 | 5.19 | -4.3 | 0.001 | 4.72 | DEER:Res:ClothesDishWasher | Annual | 1719 |  | Appl-CW-Front-GasDHW-GasDry-Tier1DEER2017 | Appl-CW-Front-GasDHW-GasDry-Tier1AnyMFm1975CZ10DEER2017 | 3114
Appl-CW-Front-GasDHW-GasDry-Tier1 | DEER2017 | D17 v3 |  | Any | MFm | 1975 | CZ11 | rDXGF | Household | 1 | 1098.9 | None | -3.4 | 0.001 | 5.15 | -4.5 | 0.001 | 4.69 | -3.4 | 0.001 | 5.15 | -4.5 | 0.001 | 4.69 | DEER:Res:ClothesDishWasher | Annual | 1719 |  | Appl-CW-Front-GasDHW-GasDry-Tier1DEER2017 | Appl-CW-Front-GasDHW-GasDry-Tier1AnyMFm1975CZ11DEER2017 | 3115
Appl-CW-Front-GasDHW-GasDry-Tier1 | DEER2017 | D17 v3 |  | Any | MFm | 1975 | CZ12 | rDXGF | Household | 1 | 1098.9 | None | -3.7 | 0.001 | 5.13 | -4.7 | 0.001 | 4.68 | -3.7 | 0.001 | 5.13 | -4.7 | 0.001 | 4.68 | DEER:Res:ClothesDishWasher | Annual | 1719 |  | Appl-CW-Front-GasDHW-GasDry-Tier1DEER2017 | Appl-CW-Front-GasDHW-GasDry-Tier1AnyMFm1975CZ12DEER2017 | 3116
Appl-CW-Front-GasDHW-GasDry-Tier1 | DEER2017 | D17 v3 |  | Any | MFm | 1975 | CZ13 | rDXGF | Household | 1 | 1098.9 | None | -2.9 | 0.001 | 5.16 | -4.1 | 0.001 | 4.7 | -2.9 | 0.001 | 5.16 | -4.1 | 0.001 | 4.7 | DEER:Res:ClothesDishWasher | Annual | 1719 |  | Appl-CW-Front-GasDHW-GasDry-Tier1DEER2017 | Appl-CW-Front-GasDHW-GasDry-Tier1AnyMFm1975CZ13DEER2017 | 3117
Appl-CW-Front-GasDHW-GasDry-Tier1 | DEER2017 | D17 v3 |  | Any | MFm | 1975 | CZ14 | rDXGF | Household | 1 | 1409.4 | None | -1.3 | 0.002 | 5.23 | -2.5 | 0.002 | 4.76 | -1.3 | 0.002 | 5.23 | -2.5 | 0.002 | 4.76 | DEER:Res:ClothesDishWasher | Annual | 1719 |  | Appl-CW-Front-GasDHW-GasDry-Tier1DEER2017 | Appl-CW-Front-GasDHW-GasDry-Tier1AnyMFm1975CZ14DEER2017 | 3118
Appl-CW-Front-GasDHW-GasDry-Tier1 | DEER2017 | D17 v3 |  | Any | MFm | 1975 | CZ15 | rDXGF | Household | 1 | 1409.4 | None | -1.3 | 0.001 | 5.3 | -2.7 | 0.001 | 4.8 | -1.3 | 0.001 | 5.3 | -2.7 | 0.001 | 4.8 | DEER:Res:ClothesDishWasher | Annual | 1719 |  | Appl-CW-Front-GasDHW-GasDry-Tier1DEER2017 | Appl-CW-Front-GasDHW-GasDry-Tier1AnyMFm1975CZ15DEER2017 | 3119
Appl-CW-Front-GasDHW-GasDry-Tier1 | DEER2017 | D17 v3 |  | Any | MFm | 1975 | CZ16 | rDXGF | Household | 1 | 1070.2 | None | -3.9 | 0.001 | 5.15 | -4.9 | 0.001 | 4.7 | -3.9 | 0.001 | 5.15 | -4.9 | 0.001 | 4.7 | DEER:Res:ClothesDishWasher | Annual | 1719 |  | Appl-CW-Front-GasDHW-GasDry-Tier1DEER2017 | Appl-CW-Front-GasDHW-GasDry-Tier1AnyMFm1975CZ16DEER2017 | 3120
Appl-CW-Front-GasDHW-GasDry-Tier1 | DEER2017 | D17 v3 |  | Any | MFm | 1985 | CZ01 | rDXGF | Household | 1 | 1152 | None | -5.4 | -0.001 | 4.92 | -6.1 | -0.001 | 4.52 | -5.4 | -0.001 | 4.92 | -6.1 | -0.001 | 4.52 | DEER:Res:ClothesDishWasher | Annual | 1719 |  | Appl-CW-Front-GasDHW-GasDry-Tier1DEER2017 | Appl-CW-Front-GasDHW-GasDry-Tier1AnyMFm1985CZ01DEER2017 | 3121
Appl-CW-Front-GasDHW-GasDry-Tier1 | DEER2017 | D17 v3 |  | Any | MFm | 1985 | CZ02 | rDXGF | Household | 1 | 1152 | None | -6.7 | -0.006 | 4.51 | -7.6 | -0.006 | 4.06 | -6.7 | -0.006 | 4.51 | -7.6 | -0.006 | 4.06 | DEER:Res:ClothesDishWasher | Annual | 1719 |  | Appl-CW-Front-GasDHW-GasDry-Tier1DEER2017 | Appl-CW-Front-GasDHW-GasDry-Tier1AnyMFm1985CZ02DEER2017 | 3122
Appl-CW-Front-GasDHW-GasDry-Tier1 | DEER2017 | D17 v3 |  | Any | MFm | 1985 | CZ03 | rDXGF | Household | 1 | 1152 | None | -5 | 0 | 5.11 | -5.7 | 0 | 4.67 | -5 | 0 | 5.11 | -5.7 | 0 | 4.67 | DEER:Res:ClothesDishWasher | Annual | 1719 |  | Appl-CW-Front-GasDHW-GasDry-Tier1DEER2017 | Appl-CW-Front-GasDHW-GasDry-Tier1AnyMFm1985CZ03DEER2017 | 3123
Appl-CW-Front-GasDHW-GasDry-Tier1 | DEER2017 | D17 v3 |  | Any | MFm | 1985 | CZ04 | rDXGF | Household | 1 | 1152 | None | -4.5 | 0.001 | 5.2 | -5.4 | 0 | 4.73 | -4.5 | 0.001 | 5.2 | -5.4 | 0 | 4.73 | DEER:Res:ClothesDishWasher | Annual | 1719 |  | Appl-CW-Front-GasDHW-GasDry-Tier1DEER2017 | Appl-CW-Front-GasDHW-GasDry-Tier1AnyMFm1985CZ04DEER2017 | 3124
Appl-CW-Front-GasDHW-GasDry-Tier1 | DEER2017 | D17 v3 |  | Any | MFm | 1985 | CZ05 | rDXGF | Household | 1 | 1152 | None | -5 | 0 | 5.05 | -5.8 | 0 | 4.62 | -5 | 0 | 5.05 | -5.8 | 0 | 4.62 | DEER:Res:ClothesDishWasher | Annual | 1719 |  | Appl-CW-Front-GasDHW-GasDry-Tier1DEER2017 | Appl-CW-Front-GasDHW-GasDry-Tier1AnyMFm1985CZ05DEER2017 | 3125
Appl-CW-Front-GasDHW-GasDry-Tier1 | DEER2017 | D17 v3 |  | Any | MFm | 1985 | CZ06 | rDXGF | Household | 1 | 1295.2 | None | -4.9 | -0.002 | 4.96 | -5.9 | -0.002 | 4.49 | -4.9 | -0.002 | 4.96 | -5.9 | -0.002 | 4.49 | DEER:Res:ClothesDishWasher | Annual | 1719 |  | Appl-CW-Front-GasDHW-GasDry-Tier1DEER2017 | Appl-CW-Front-GasDHW-GasDry-Tier1AnyMFm1985CZ06DEER2017 | 3126
Appl-CW-Front-GasDHW-GasDry-Tier1 | DEER2017 | D17 v3 |  | Any | MFm | 1985 | CZ07 | rDXGF | Household | 1 | 1295.2 | None | -3.8 | 0 | 5.27 | -4.8 | 0 | 4.79 | -3.8 | 0 | 5.27 | -4.8 | 0 | 4.79 | DEER:Res:ClothesDishWasher | Annual | 1719 |  | Appl-CW-Front-GasDHW-GasDry-Tier1DEER2017 | Appl-CW-Front-GasDHW-GasDry-Tier1AnyMFm1985CZ07DEER2017 | 3127
Appl-CW-Front-GasDHW-GasDry-Tier1 | DEER2017 | D17 v3 |  | Any | MFm | 1985 | CZ08 | rDXGF | Household | 1 | 1295.2 | None | -2.5 | 0.001 | 5.33 | -4.3 | 0 | 4.76 | -2.5 | 0.001 | 5.33 | -4.3 | 0 | 4.76 | DEER:Res:ClothesDishWasher | Annual | 1719 |  | Appl-CW-Front-GasDHW-GasDry-Tier1DEER2017 | Appl-CW-Front-GasDHW-GasDry-Tier1AnyMFm1985CZ08DEER2017 | 3128
Appl-CW-Front-GasDHW-GasDry-Tier1 | DEER2017 | D17 v3 |  | Any | MFm | 1985 | CZ09 | rDXGF | Household | 1 | 1438.9 | None | -2.9 | 0 | 5.21 | -4 | 0 | 4.74 | -2.9 | 0 | 5.21 | -4 | 0 | 4.74 | DEER:Res:ClothesDishWasher | Annual | 1719 |  | Appl-CW-Front-GasDHW-GasDry-Tier1DEER2017 | Appl-CW-Front-GasDHW-GasDry-Tier1AnyMFm1985CZ09DEER2017 | 3129
Appl-CW-Front-GasDHW-GasDry-Tier1 | DEER2017 | D17 v3 |  | Any | MFm | 1985 | CZ10 | rDXGF | Household | 1 | 1438.9 | None | -5.9 | -0.005 | 4.79 | -3.5 | 0.002 | 4.81 | -5.9 | -0.005 | 4.79 | -3.5 | 0.002 | 4.81 | DEER:Res:ClothesDishWasher | Annual | 1719 |  | Appl-CW-Front-GasDHW-GasDry-Tier1DEER2017 | Appl-CW-Front-GasDHW-GasDry-Tier1AnyMFm1985CZ10DEER2017 | 3130
Appl-CW-Front-GasDHW-GasDry-Tier1 | DEER2017 | D17 v3 |  | Any | MFm | 1985 | CZ11 | rDXGF | Household | 1 | 1150 | None | -3.4 | 0.001 | 5.14 | -4.4 | 0 | 4.69 | -3.4 | 0.001 | 5.14 | -4.4 | 0 | 4.69 | DEER:Res:ClothesDishWasher | Annual | 1719 |  | Appl-CW-Front-GasDHW-GasDry-Tier1DEER2017 | Appl-CW-Front-GasDHW-GasDry-Tier1AnyMFm1985CZ11DEER2017 | 3131
Appl-CW-Front-GasDHW-GasDry-Tier1 | DEER2017 | D17 v3 |  | Any | MFm | 1985 | CZ12 | rDXGF | Household | 1 | 1150 | None | -4.1 | 0.001 | 5.14 | -5.1 | 0.001 | 4.69 | -4.1 | 0.001 | 5.14 | -5.1 | 0.001 | 4.69 | DEER:Res:ClothesDishWasher | Annual | 1719 |  | Appl-CW-Front-GasDHW-GasDry-Tier1DEER2017 | Appl-CW-Front-GasDHW-GasDry-Tier1AnyMFm1985CZ12DEER2017 | 3132
Appl-CW-Front-GasDHW-GasDry-Tier1 | DEER2017 | D17 v3 |  | Any | MFm | 1985 | CZ13 | rDXGF | Household | 1 | 1150 | None | -2.9 | 0.001 | 5.13 | -4.1 | 0.001 | 4.67 | -2.9 | 0.001 | 5.13 | -4.1 | 0.001 | 4.67 | DEER:Res:ClothesDishWasher | Annual | 1719 |  | Appl-CW-Front-GasDHW-GasDry-Tier1DEER2017 | Appl-CW-Front-GasDHW-GasDry-Tier1AnyMFm1985CZ13DEER2017 | 3133
Appl-CW-Front-GasDHW-GasDry-Tier1 | DEER2017 | D17 v3 |  | Any | MFm | 1985 | CZ14 | rDXGF | Household | 1 | 1407.2 | None | -2.9 | 0 | 5.19 | -4.1 | 0 | 4.72 | -2.9 | 0 | 5.19 | -4.1 | 0 | 4.72 | DEER:Res:ClothesDishWasher | Annual | 1719 |  | Appl-CW-Front-GasDHW-GasDry-Tier1DEER2017 | Appl-CW-Front-GasDHW-GasDry-Tier1AnyMFm1985CZ14DEER2017 | 3134
Appl-CW-Front-GasDHW-GasDry-Tier1 | DEER2017 | D17 v3 |  | Any | MFm | 1985 | CZ15 | rDXGF | Household | 1 | 1407.2 | None | -1.6 | 0.001 | 5.3 | -3 | 0 | 4.79 | -1.6 | 0.001 | 5.3 | -3 | 0 | 4.79 | DEER:Res:ClothesDishWasher | Annual | 1719 |  | Appl-CW-Front-GasDHW-GasDry-Tier1DEER2017 | Appl-CW-Front-GasDHW-GasDry-Tier1AnyMFm1985CZ15DEER2017 | 3135
Appl-CW-Front-GasDHW-GasDry-Tier1 | DEER2017 | D17 v3 |  | Any | MFm | 1985 | CZ16 | rDXGF | Household | 1 | 1152 | None | -3.5 | 0.001 | 5.13 | -4.5 | 0 | 4.69 | -3.5 | 0.001 | 5.13 | -4.5 | 0 | 4.69 | DEER:Res:ClothesDishWasher | Annual | 1719 |  | Appl-CW-Front-GasDHW-GasDry-Tier1DEER2017 | Appl-CW-Front-GasDHW-GasDry-Tier1AnyMFm1985CZ16DEER2017 | 3136
Appl-CW-Front-GasDHW-GasDry-Tier1 | DEER2017 | D17 v3 |  | Any | MFm | 1996 | CZ01 | rDXGF | Household | 1 | 981.6 | None | -5.8 | 0 | 4.84 | -6.1 | 0 | 4.64 | -5.8 | 0 | 4.84 | -6.1 | 0 | 4.64 | DEER:Res:ClothesDishWasher | Annual | 1719 |  | Appl-CW-Front-GasDHW-GasDry-Tier1DEER2017 | Appl-CW-Front-GasDHW-GasDry-Tier1AnyMFm1996CZ01DEER2017 | 3137
Appl-CW-Front-GasDHW-GasDry-Tier1 | DEER2017 | D17 v3 |  | Any | MFm | 1996 | CZ02 | rDXGF | Household | 1 | 981.6 | None | -4.2 | 0.001 | 5.19 | -5.1 | 0.001 | 4.73 | -4.2 | 0.001 | 5.19 | -5.1 | 0.001 | 4.73 | DEER:Res:ClothesDishWasher | Annual | 1719 |  | Appl-CW-Front-GasDHW-GasDry-Tier1DEER2017 | Appl-CW-Front-GasDHW-GasDry-Tier1AnyMFm1996CZ02DEER2017 | 3138
Appl-CW-Front-GasDHW-GasDry-Tier1 | DEER2017 | D17 v3 |  | Any | MFm | 1996 | CZ03 | rDXGF | Household | 1 | 981.6 | None | -4.8 | 0 | 5.14 | -5.6 | 0 | 4.69 | -4.8 | 0 | 5.14 | -5.6 | 0 | 4.69 | DEER:Res:ClothesDishWasher | Annual | 1719 |  | Appl-CW-Front-GasDHW-GasDry-Tier1DEER2017 | Appl-CW-Front-GasDHW-GasDry-Tier1AnyMFm1996CZ03DEER2017 | 3139
Appl-CW-Front-GasDHW-GasDry-Tier1 | DEER2017 | D17 v3 |  | Any | MFm | 1996 | CZ04 | rDXGF | Household | 1 | 981.6 | None | -4.4 | 0 | 5.24 | -5.2 | 0 | 4.8 | -4.4 | 0 | 5.24 | -5.2 | 0 | 4.8 | DEER:Res:ClothesDishWasher | Annual | 1719 |  | Appl-CW-Front-GasDHW-GasDry-Tier1DEER2017 | Appl-CW-Front-GasDHW-GasDry-Tier1AnyMFm1996CZ04DEER2017 | 3140
Appl-CW-Front-GasDHW-GasDry-Tier1 | DEER2017 | D17 v3 |  | Any | MFm | 1996 | CZ05 | rDXGF | Household | 1 | 981.6 | None | -4.9 | -0.001 | 5.13 | -5.7 | -0.001 | 4.68 | -4.9 | -0.001 | 5.13 | -5.7 | -0.001 | 4.68 | DEER:Res:ClothesDishWasher | Annual | 1719 |  | Appl-CW-Front-GasDHW-GasDry-Tier1DEER2017 | Appl-CW-Front-GasDHW-GasDry-Tier1AnyMFm1996CZ05DEER2017 | 3141
Appl-CW-Front-GasDHW-GasDry-Tier1 | DEER2017 | D17 v3 |  | Any | MFm | 1996 | CZ06 | rDXGF | Household | 1 | 1169.1 | None | -3.5 | 0.001 | 5.2 | -4.4 | 0.001 | 4.74 | -3.5 | 0.001 | 5.2 | -4.4 | 0.001 | 4.74 | DEER:Res:ClothesDishWasher | Annual | 1719 |  | Appl-CW-Front-GasDHW-GasDry-Tier1DEER2017 | Appl-CW-Front-GasDHW-GasDry-Tier1AnyMFm1996CZ06DEER2017 | 3142
Appl-CW-Front-GasDHW-GasDry-Tier1 | DEER2017 | D17 v3 |  | Any | MFm | 1996 | CZ07 | rDXGF | Household | 1 | 1169.1 | None | -3.4 | 0.001 | 5.34 | -4.5 | 0 | 4.84 | -3.4 | 0.001 | 5.34 | -4.5 | 0 | 4.84 | DEER:Res:ClothesDishWasher | Annual | 1719 |  | Appl-CW-Front-GasDHW-GasDry-Tier1DEER2017 | Appl-CW-Front-GasDHW-GasDry-Tier1AnyMFm1996CZ07DEER2017 | 3143
Appl-CW-Front-GasDHW-GasDry-Tier1 | DEER2017 | D17 v3 |  | Any | MFm | 1996 | CZ08 | rDXGF | Household | 1 | 1169.1 | None | -3.2 | 0.001 | 5.27 | -4.3 | 0.001 | 4.78 | -3.2 | 0.001 | 5.27 | -4.3 | 0.001 | 4.78 | DEER:Res:ClothesDishWasher | Annual | 1719 |  | Appl-CW-Front-GasDHW-GasDry-Tier1DEER2017 | Appl-CW-Front-GasDHW-GasDry-Tier1AnyMFm1996CZ08DEER2017 | 3144
Appl-CW-Front-GasDHW-GasDry-Tier1 | DEER2017 | D17 v3 |  | Any | MFm | 1996 | CZ09 | rDXGF | Household | 1 | 1093.6 | None | -2.5 | 0 | 5.27 | -3.7 | 0 | 4.78 | -2.5 | 0 | 5.27 | -3.7 | 0 | 4.78 | DEER:Res:ClothesDishWasher | Annual | 1719 |  | Appl-CW-Front-GasDHW-GasDry-Tier1DEER2017 | Appl-CW-Front-GasDHW-GasDry-Tier1AnyMFm1996CZ09DEER2017 | 3145
Appl-CW-Front-GasDHW-GasDry-Tier1 | DEER2017 | D17 v3 |  | Any | MFm | 1996 | CZ10 | rDXGF | Household | 1 | 1093.6 | None | -3.9 | 0.002 | 5.17 | -5 | 0.002 | 4.71 | -3.9 | 0.002 | 5.17 | -5 | 0.002 | 4.71 | DEER:Res:ClothesDishWasher | Annual | 1719 |  | Appl-CW-Front-GasDHW-GasDry-Tier1DEER2017 | Appl-CW-Front-GasDHW-GasDry-Tier1AnyMFm1996CZ10DEER2017 | 3146
Appl-CW-Front-GasDHW-GasDry-Tier1 | DEER2017 | D17 v3 |  | Any | MFm | 1996 | CZ11 | rDXGF | Household | 1 | 1031.9 | None | -2.7 | 0.001 | 5.23 | -5.3 | -0.001 | 4.72 | -2.7 | 0.001 | 5.23 | -5.3 | -0.001 | 4.72 | DEER:Res:ClothesDishWasher | Annual | 1719 |  | Appl-CW-Front-GasDHW-GasDry-Tier1DEER2017 | Appl-CW-Front-GasDHW-GasDry-Tier1AnyMFm1996CZ11DEER2017 | 3147
Appl-CW-Front-GasDHW-GasDry-Tier1 | DEER2017 | D17 v3 |  | Any | MFm | 1996 | CZ12 | rDXGF | Household | 1 | 1031.9 | None | -3.6 | 0.002 | 5.16 | -4.6 | 0.001 | 4.7 | -3.6 | 0.002 | 5.16 | -4.6 | 0.001 | 4.7 | DEER:Res:ClothesDishWasher | Annual | 1719 |  | Appl-CW-Front-GasDHW-GasDry-Tier1DEER2017 | Appl-CW-Front-GasDHW-GasDry-Tier1AnyMFm1996CZ12DEER2017 | 3148
Appl-CW-Front-GasDHW-GasDry-Tier1 | DEER2017 | D17 v3 |  | Any | MFm | 1996 | CZ13 | rDXGF | Household | 1 | 1031.9 | None | -2.8 | 0.002 | 5.19 | -3.9 | 0.001 | 4.72 | -2.8 | 0.002 | 5.19 | -3.9 | 0.001 | 4.72 | DEER:Res:ClothesDishWasher | Annual | 1719 |  | Appl-CW-Front-GasDHW-GasDry-Tier1DEER2017 | Appl-CW-Front-GasDHW-GasDry-Tier1AnyMFm1996CZ13DEER2017 | 3149
Appl-CW-Front-GasDHW-GasDry-Tier1 | DEER2017 | D17 v3 |  | Any | MFm | 1996 | CZ14 | rDXGF | Household | 1 | 1086 | None | -2.3 | 0 | 5.21 | -3.6 | 0 | 4.74 | -2.3 | 0 | 5.21 | -3.6 | 0 | 4.74 | DEER:Res:ClothesDishWasher | Annual | 1719 |  | Appl-CW-Front-GasDHW-GasDry-Tier1DEER2017 | Appl-CW-Front-GasDHW-GasDry-Tier1AnyMFm1996CZ14DEER2017 | 3150
Appl-CW-Front-GasDHW-GasDry-Tier1 | DEER2017 | D17 v3 |  | Any | MFm | 1996 | CZ15 | rDXGF | Household | 1 | 1086 | None | -1.7 | 0.001 | 5.31 | -3.1 | 0 | 4.8 | -1.7 | 0.001 | 5.31 | -3.1 | 0 | 4.8 | DEER:Res:ClothesDishWasher | Annual | 1719 |  | Appl-CW-Front-GasDHW-GasDry-Tier1DEER2017 | Appl-CW-Front-GasDHW-GasDry-Tier1AnyMFm1996CZ15DEER2017 | 3151
Appl-CW-Front-GasDHW-GasDry-Tier1 | DEER2017 | D17 v3 |  | Any | MFm | 1996 | CZ16 | rDXGF | Household | 1 | 981.6 | None | -3.5 | 0.001 | 5.12 | -4.5 | 0 | 4.68 | -3.5 | 0.001 | 5.12 | -4.5 | 0 | 4.68 | DEER:Res:ClothesDishWasher | Annual | 1719 |  | Appl-CW-Front-GasDHW-GasDry-Tier1DEER2017 | Appl-CW-Front-GasDHW-GasDry-Tier1AnyMFm1996CZ16DEER2017 | 3152
Appl-CW-Front-GasDHW-GasDry-Tier1 | DEER2017 | D17 v3 |  | Any | MFm | 2003 | CZ01 | rDXGF | Household | 1 | 998.7 | None | -5.2 | -0.001 | 5.12 | -5.9 | -0.001 | 4.7 | -5.2 | -0.001 | 5.12 | -5.9 | -0.001 | 4.7 | DEER:Res:ClothesDishWasher | Annual | 1719 |  | Appl-CW-Front-GasDHW-GasDry-Tier1DEER2017 | Appl-CW-Front-GasDHW-GasDry-Tier1AnyMFm2003CZ01DEER2017 | 3153
Appl-CW-Front-GasDHW-GasDry-Tier1 | DEER2017 | D17 v3 |  | Any | MFm | 2003 | CZ02 | rDXGF | Household | 1 | 1073.2 | None | -4.1 | 0.001 | 5.24 | -4.8 | 0.001 | 4.83 | -4.1 | 0.001 | 5.24 | -4.8 | 0.001 | 4.83 | DEER:Res:ClothesDishWasher | Annual | 1719 |  | Appl-CW-Front-GasDHW-GasDry-Tier1DEER2017 | Appl-CW-Front-GasDHW-GasDry-Tier1AnyMFm2003CZ02DEER2017 | 3154
Appl-CW-Front-GasDHW-GasDry-Tier1 | DEER2017 | D17 v3 |  | Any | MFm | 2003 | CZ03 | rDXGF | Household | 1 | 998.7 | None | -5.1 | 0 | 5.11 | -5.8 | -0.001 | 4.67 | -5.1 | 0 | 5.11 | -5.8 | -0.001 | 4.67 | DEER:Res:ClothesDishWasher | Annual | 1719 |  | Appl-CW-Front-GasDHW-GasDry-Tier1DEER2017 | Appl-CW-Front-GasDHW-GasDry-Tier1AnyMFm2003CZ03DEER2017 | 3155
Appl-CW-Front-GasDHW-GasDry-Tier1 | DEER2017 | D17 v3 |  | Any | MFm | 2003 | CZ04 | rDXGF | Household | 1 | 998.7 | None | -3.4 | 0 | 5.23 | -4.5 | 0 | 4.76 | -3.4 | 0 | 5.23 | -4.5 | 0 | 4.76 | DEER:Res:ClothesDishWasher | Annual | 1719 |  | Appl-CW-Front-GasDHW-GasDry-Tier1DEER2017 | Appl-CW-Front-GasDHW-GasDry-Tier1AnyMFm2003CZ04DEER2017 | 3156
Appl-CW-Front-GasDHW-GasDry-Tier1 | DEER2017 | D17 v3 |  | Any | MFm | 2003 | CZ05 | rDXGF | Household | 1 | 998.7 | None | -4.9 | -0.001 | 5.1 | -5.7 | -0.001 | 4.66 | -4.9 | -0.001 | 5.1 | -5.7 | -0.001 | 4.66 | DEER:Res:ClothesDishWasher | Annual | 1719 |  | Appl-CW-Front-GasDHW-GasDry-Tier1DEER2017 | Appl-CW-Front-GasDHW-GasDry-Tier1AnyMFm2003CZ05DEER2017 | 3157
Appl-CW-Front-GasDHW-GasDry-Tier1 | DEER2017 | D17 v3 |  | Any | MFm | 2003 | CZ06 | rDXGF | Household | 1 | 1206 | None | -3.9 | 0.001 | 5.24 | -4.9 | 0.001 | 4.77 | -3.9 | 0.001 | 5.24 | -4.9 | 0.001 | 4.77 | DEER:Res:ClothesDishWasher | Annual | 1719 |  | Appl-CW-Front-GasDHW-GasDry-Tier1DEER2017 | Appl-CW-Front-GasDHW-GasDry-Tier1AnyMFm2003CZ06DEER2017 | 3158
Appl-CW-Front-GasDHW-GasDry-Tier1 | DEER2017 | D17 v3 |  | Any | MFm | 2003 | CZ07 | rDXGF | Household | 1 | 1206 | None | -3.3 | 0 | 5.24 | -4.4 | 0 | 4.77 | -3.3 | 0 | 5.24 | -4.4 | 0 | 4.77 | DEER:Res:ClothesDishWasher | Annual | 1719 |  | Appl-CW-Front-GasDHW-GasDry-Tier1DEER2017 | Appl-CW-Front-GasDHW-GasDry-Tier1AnyMFm2003CZ07DEER2017 | 3159
Appl-CW-Front-GasDHW-GasDry-Tier1 | DEER2017 | D17 v3 |  | Any | MFm | 2003 | CZ08 | rDXGF | Household | 1 | 1206 | None | -3.2 | 0.001 | 5.26 | -4.3 | 0 | 4.78 | -3.2 | 0.001 | 5.26 | -4.3 | 0 | 4.78 | DEER:Res:ClothesDishWasher | Annual | 1719 |  | Appl-CW-Front-GasDHW-GasDry-Tier1DEER2017 | Appl-CW-Front-GasDHW-GasDry-Tier1AnyMFm2003CZ08DEER2017 | 3160
Appl-CW-Front-GasDHW-GasDry-Tier1 | DEER2017 | D17 v3 |  | Any | MFm | 2003 | CZ09 | rDXGF | Household | 1 | 1126.6 | None | -8 | -0.005 | 4.93 | -9 | -0.006 | 4.45 | -8 | -0.005 | 4.93 | -9 | -0.006 | 4.45 | DEER:Res:ClothesDishWasher | Annual | 1719 |  | Appl-CW-Front-GasDHW-GasDry-Tier1DEER2017 | Appl-CW-Front-GasDHW-GasDry-Tier1AnyMFm2003CZ09DEER2017 | 3161
Appl-CW-Front-GasDHW-GasDry-Tier1 | DEER2017 | D17 v3 |  | Any | MFm | 2003 | CZ10 | rDXGF | Household | 1 | 1073.2 | None | -2.6 | 0.003 | 5.32 | -4.6 | 0.001 | 4.79 | -2.6 | 0.003 | 5.32 | -4.6 | 0.001 | 4.79 | DEER:Res:ClothesDishWasher | Annual | 1719 |  | Appl-CW-Front-GasDHW-GasDry-Tier1DEER2017 | Appl-CW-Front-GasDHW-GasDry-Tier1AnyMFm2003CZ10DEER2017 | 3162
Appl-CW-Front-GasDHW-GasDry-Tier1 | DEER2017 | D17 v3 |  | Any | MFm | 2003 | CZ11 | rDXGF | Household | 1 | 1073.2 | None | -2.8 | 0.001 | 5.19 | -3.9 | 0.001 | 4.72 | -2.8 | 0.001 | 5.19 | -3.9 | 0.001 | 4.72 | DEER:Res:ClothesDishWasher | Annual | 1719 |  | Appl-CW-Front-GasDHW-GasDry-Tier1DEER2017 | Appl-CW-Front-GasDHW-GasDry-Tier1AnyMFm2003CZ11DEER2017 | 3163
Appl-CW-Front-GasDHW-GasDry-Tier1 | DEER2017 | D17 v3 |  | Any | MFm | 2003 | CZ12 | rDXGF | Household | 1 | 1073.2 | None | -2.9 | 0.001 | 5.2 | -4.1 | 0.001 | 4.74 | -2.9 | 0.001 | 5.2 | -4.1 | 0.001 | 4.74 | DEER:Res:ClothesDishWasher | Annual | 1719 |  | Appl-CW-Front-GasDHW-GasDry-Tier1DEER2017 | Appl-CW-Front-GasDHW-GasDry-Tier1AnyMFm2003CZ12DEER2017 | 3164
Appl-CW-Front-GasDHW-GasDry-Tier1 | DEER2017 | D17 v3 |  | Any | MFm | 2003 | CZ13 | rDXGF | Household | 1 | 1073.2 | None | -2.7 | 0.001 | 5.22 | -3.9 | 0 | 4.74 | -2.7 | 0.001 | 5.22 | -3.9 | 0 | 4.74 | DEER:Res:ClothesDishWasher | Annual | 1719 |  | Appl-CW-Front-GasDHW-GasDry-Tier1DEER2017 | Appl-CW-Front-GasDHW-GasDry-Tier1AnyMFm2003CZ13DEER2017 | 3165
Appl-CW-Front-GasDHW-GasDry-Tier1 | DEER2017 | D17 v3 |  | Any | MFm | 2003 | CZ14 | rDXGF | Household | 1 | 1094.6 | None | -2.5 | 0.001 | 5.2 | -3.7 | 0 | 4.73 | -2.5 | 0.001 | 5.2 | -3.7 | 0 | 4.73 | DEER:Res:ClothesDishWasher | Annual | 1719 |  | Appl-CW-Front-GasDHW-GasDry-Tier1DEER2017 | Appl-CW-Front-GasDHW-GasDry-Tier1AnyMFm2003CZ14DEER2017 | 3166
Appl-CW-Front-GasDHW-GasDry-Tier1 | DEER2017 | D17 v3 |  | Any | MFm | 2003 | CZ15 | rDXGF | Household | 1 | 1094.6 | None | -1.7 | 0 | 5.31 | -3.1 | 0 | 4.8 | -1.7 | 0 | 5.31 | -3.1 | 0 | 4.8 | DEER:Res:ClothesDishWasher | Annual | 1719 |  | Appl-CW-Front-GasDHW-GasDry-Tier1DEER2017 | Appl-CW-Front-GasDHW-GasDry-Tier1AnyMFm2003CZ15DEER2017 | 3167
Appl-CW-Front-GasDHW-GasDry-Tier1 | DEER2017 | D17 v3 |  | Any | MFm | 2003 | CZ16 | rDXGF | Household | 1 | 998.7 | None | -3.4 | 0 | 5.15 | -4.5 | 0 | 4.7 | -3.4 | 0 | 5.15 | -4.5 | 0 | 4.7 | DEER:Res:ClothesDishWasher | Annual | 1719 |  | Appl-CW-Front-GasDHW-GasDry-Tier1DEER2017 | Appl-CW-Front-GasDHW-GasDry-Tier1AnyMFm2003CZ16DEER2017 | 3168
Appl-CW-Front-GasDHW-GasDry-Tier1 | DEER2017 | D17 v3 |  | Any | MFm | 2007 | CZ01 | rDXGF | Household | 1 | 998.7 | None | -5.5 | 0 | 4.99 | -6.2 | -0.001 | 4.6 | -5.5 | 0 | 4.99 | -6.2 | -0.001 | 4.6 | DEER:Res:ClothesDishWasher | Annual | 1719 |  | Appl-CW-Front-GasDHW-GasDry-Tier1DEER2017 | Appl-CW-Front-GasDHW-GasDry-Tier1AnyMFm2007CZ01DEER2017 | 3169
Appl-CW-Front-GasDHW-GasDry-Tier1 | DEER2017 | D17 v3 |  | Any | MFm | 2007 | CZ02 | rDXGF | Household | 1 | 1073.2 | None | -4.2 | 0.001 | 5.2 | -5.8 | 0 | 4.61 | -4.2 | 0.001 | 5.2 | -5.8 | 0 | 4.61 | DEER:Res:ClothesDishWasher | Annual | 1719 |  | Appl-CW-Front-GasDHW-GasDry-Tier1DEER2017 | Appl-CW-Front-GasDHW-GasDry-Tier1AnyMFm2007CZ02DEER2017 | 3170
Appl-CW-Front-GasDHW-GasDry-Tier1 | DEER2017 | D17 v3 |  | Any | MFm | 2007 | CZ03 | rDXGF | Household | 1 | 998.7 | None | -5.1 | -0.001 | 5.14 | -5.9 | -0.001 | 4.67 | -5.1 | -0.001 | 5.14 | -5.9 | -0.001 | 4.67 | DEER:Res:ClothesDishWasher | Annual | 1719 |  | Appl-CW-Front-GasDHW-GasDry-Tier1DEER2017 | Appl-CW-Front-GasDHW-GasDry-Tier1AnyMFm2007CZ03DEER2017 | 3171
Appl-CW-Front-GasDHW-GasDry-Tier1 | DEER2017 | D17 v3 |  | Any | MFm | 2007 | CZ04 | rDXGF | Household | 1 | 998.7 | None | -4.4 | -0.001 | 5.23 | -5.4 | -0.001 | 4.76 | -4.4 | -0.001 | 5.23 | -5.4 | -0.001 | 4.76 | DEER:Res:ClothesDishWasher | Annual | 1719 |  | Appl-CW-Front-GasDHW-GasDry-Tier1DEER2017 | Appl-CW-Front-GasDHW-GasDry-Tier1AnyMFm2007CZ04DEER2017 | 3172
Appl-CW-Front-GasDHW-GasDry-Tier1 | DEER2017 | D17 v3 |  | Any | MFm | 2007 | CZ05 | rDXGF | Household | 1 | 998.7 | None | -4.9 | 0 | 5.16 | -5.7 | 0 | 4.71 | -4.9 | 0 | 5.16 | -5.7 | 0 | 4.71 | DEER:Res:ClothesDishWasher | Annual | 1719 |  | Appl-CW-Front-GasDHW-GasDry-Tier1DEER2017 | Appl-CW-Front-GasDHW-GasDry-Tier1AnyMFm2007CZ05DEER2017 | 3173
Appl-CW-Front-GasDHW-GasDry-Tier1 | DEER2017 | D17 v3 |  | Any | MFm | 2007 | CZ06 | rDXGF | Household | 1 | 1206 | None | -3.8 | 0.001 | 5.22 | -4.8 | 0 | 4.75 | -3.8 | 0.001 | 5.22 | -4.8 | 0 | 4.75 | DEER:Res:ClothesDishWasher | Annual | 1719 |  | Appl-CW-Front-GasDHW-GasDry-Tier1DEER2017 | Appl-CW-Front-GasDHW-GasDry-Tier1AnyMFm2007CZ06DEER2017 | 3174
Appl-CW-Front-GasDHW-GasDry-Tier1 | DEER2017 | D17 v3 |  | Any | MFm | 2007 | CZ07 | rDXGF | Household | 1 | 1206 | None | -4.9 | -0.001 | 5.03 | -3.3 | 0.002 | 4.9 | -4.9 | -0.001 | 5.03 | -3.3 | 0.002 | 4.9 | DEER:Res:ClothesDishWasher | Annual | 1719 |  | Appl-CW-Front-GasDHW-GasDry-Tier1DEER2017 | Appl-CW-Front-GasDHW-GasDry-Tier1AnyMFm2007CZ07DEER2017 | 3175
Appl-CW-Front-GasDHW-GasDry-Tier1 | DEER2017 | D17 v3 |  | Any | MFm | 2007 | CZ08 | rDXGF | Household | 1 | 1206 | None | -7.6 | -0.006 | 5.1 | -8.7 | -0.006 | 4.62 | -7.6 | -0.006 | 5.1 | -8.7 | -0.006 | 4.62 | DEER:Res:ClothesDishWasher | Annual | 1719 |  | Appl-CW-Front-GasDHW-GasDry-Tier1DEER2017 | Appl-CW-Front-GasDHW-GasDry-Tier1AnyMFm2007CZ08DEER2017 | 3176
Appl-CW-Front-GasDHW-GasDry-Tier1 | DEER2017 | D17 v3 |  | Any | MFm | 2007 | CZ09 | rDXGF | Household | 1 | 1126.6 | None | -3.5 | 0 | 5.24 | -4.6 | 0 | 4.77 | -3.5 | 0 | 5.24 | -4.6 | 0 | 4.77 | DEER:Res:ClothesDishWasher | Annual | 1719 |  | Appl-CW-Front-GasDHW-GasDry-Tier1DEER2017 | Appl-CW-Front-GasDHW-GasDry-Tier1AnyMFm2007CZ09DEER2017 | 3177
Appl-CW-Front-GasDHW-GasDry-Tier1 | DEER2017 | D17 v3 |  | Any | MFm | 2007 | CZ10 | rDXGF | Household | 1 | 1073.2 | None | -4.3 | -0.001 | 5.24 | -7 | -0.004 | 4.67 | -4.3 | -0.001 | 5.24 | -7 | -0.004 | 4.67 | DEER:Res:ClothesDishWasher | Annual | 1719 |  | Appl-CW-Front-GasDHW-GasDry-Tier1DEER2017 | Appl-CW-Front-GasDHW-GasDry-Tier1AnyMFm2007CZ10DEER2017 | 3178
Appl-CW-Front-GasDHW-GasDry-Tier1 | DEER2017 | D17 v3 |  | Any | MFm | 2007 | CZ11 | rDXGF | Household | 1 | 1073.2 | None | -3 | 0 | 5.19 | -4.2 | 0 | 4.72 | -3 | 0 | 5.19 | -4.2 | 0 | 4.72 | DEER:Res:ClothesDishWasher | Annual | 1719 |  | Appl-CW-Front-GasDHW-GasDry-Tier1DEER2017 | Appl-CW-Front-GasDHW-GasDry-Tier1AnyMFm2007CZ11DEER2017 | 3179
Appl-CW-Front-GasDHW-GasDry-Tier1 | DEER2017 | D17 v3 |  | Any | MFm | 2007 | CZ12 | rDXGF | Household | 1 | 1073.2 | None | -3.3 | 0 | 5.21 | -4.4 | 0 | 4.74 | -3.3 | 0 | 5.21 | -4.4 | 0 | 4.74 | DEER:Res:ClothesDishWasher | Annual | 1719 |  | Appl-CW-Front-GasDHW-GasDry-Tier1DEER2017 | Appl-CW-Front-GasDHW-GasDry-Tier1AnyMFm2007CZ12DEER2017 | 3180
Appl-CW-Front-GasDHW-GasDry-Tier1 | DEER2017 | D17 v3 |  | Any | MFm | 2007 | CZ13 | rDXGF | Household | 1 | 1073.2 | None | -3 | 0 | 5.2 | -4 | 0 | 4.73 | -3 | 0 | 5.2 | -4 | 0 | 4.73 | DEER:Res:ClothesDishWasher | Annual | 1719 |  | Appl-CW-Front-GasDHW-GasDry-Tier1DEER2017 | Appl-CW-Front-GasDHW-GasDry-Tier1AnyMFm2007CZ13DEER2017 | 3181
Appl-CW-Front-GasDHW-GasDry-Tier1 | DEER2017 | D17 v3 |  | Any | MFm | 2007 | CZ14 | rDXGF | Household | 1 | 1094.6 | None | -2.7 | 0 | 5.21 | -3.8 | 0 | 4.74 | -2.7 | 0 | 5.21 | -3.8 | 0 | 4.74 | DEER:Res:ClothesDishWasher | Annual | 1719 |  | Appl-CW-Front-GasDHW-GasDry-Tier1DEER2017 | Appl-CW-Front-GasDHW-GasDry-Tier1AnyMFm2007CZ14DEER2017 | 3182
Appl-CW-Front-GasDHW-GasDry-Tier1 | DEER2017 | D17 v3 |  | Any | MFm | 2007 | CZ15 | rDXGF | Household | 1 | 1094.6 | None | -2.3 | 0 | 5.31 | -3.6 | 0 | 4.8 | -2.3 | 0 | 5.31 | -3.6 | 0 | 4.8 | DEER:Res:ClothesDishWasher | Annual | 1719 |  | Appl-CW-Front-GasDHW-GasDry-Tier1DEER2017 | Appl-CW-Front-GasDHW-GasDry-Tier1AnyMFm2007CZ15DEER2017 | 3183
Appl-CW-Front-GasDHW-GasDry-Tier1 | DEER2017 | D17 v3 |  | Any | MFm | 2007 | CZ16 | rDXGF | Household | 1 | 998.7 | None | -3.9 | 0 | 5.14 | -4.8 | 0 | 4.7 | -3.9 | 0 | 5.14 | -4.8 | 0 | 4.7 | DEER:Res:ClothesDishWasher | Annual | 1719 |  | Appl-CW-Front-GasDHW-GasDry-Tier1DEER2017 | Appl-CW-Front-GasDHW-GasDry-Tier1AnyMFm2007CZ16DEER2017 | 3184
Appl-CW-Front-GasDHW-GasDry-Tier1 | DEER2017 | D17 v3 |  | Any | MFm | 2011 | CZ01 | rDXGF | Household | 1 | 998.7 | None | -5.4 | -0.001 | 4.98 | -6 | -0.001 | 4.62 | -5.4 | -0.001 | 4.98 | -6 | -0.001 | 4.62 | DEER:Res:ClothesDishWasher | Annual | 1719 |  | Appl-CW-Front-GasDHW-GasDry-Tier1DEER2017 | Appl-CW-Front-GasDHW-GasDry-Tier1AnyMFm2011CZ01DEER2017 | 3185
Appl-CW-Front-GasDHW-GasDry-Tier1 | DEER2017 | D17 v3 |  | Any | MFm | 2011 | CZ02 | rDXGF | Household | 1 | 1073.2 | None | -4 | 0.001 | 5.23 | -4.9 | 0.001 | 4.76 | -4 | 0.001 | 5.23 | -4.9 | 0.001 | 4.76 | DEER:Res:ClothesDishWasher | Annual | 1719 |  | Appl-CW-Front-GasDHW-GasDry-Tier1DEER2017 | Appl-CW-Front-GasDHW-GasDry-Tier1AnyMFm2011CZ02DEER2017 | 3186
Appl-CW-Front-GasDHW-GasDry-Tier1 | DEER2017 | D17 v3 |  | Any | MFm | 2011 | CZ03 | rDXGF | Household | 1 | 998.7 | None | -5 | -0.001 | 5.14 | -5.8 | -0.001 | 4.69 | -5 | -0.001 | 5.14 | -5.8 | -0.001 | 4.69 | DEER:Res:ClothesDishWasher | Annual | 1719 |  | Appl-CW-Front-GasDHW-GasDry-Tier1DEER2017 | Appl-CW-Front-GasDHW-GasDry-Tier1AnyMFm2011CZ03DEER2017 | 3187
Appl-CW-Front-GasDHW-GasDry-Tier1 | DEER2017 | D17 v3 |  | Any | MFm | 2011 | CZ04 | rDXGF | Household | 1 | 998.7 | None | -5.2 | -0.003 | 5.24 | -6.2 | -0.003 | 4.76 | -5.2 | -0.003 | 5.24 | -6.2 | -0.003 | 4.76 | DEER:Res:ClothesDishWasher | Annual | 1719 |  | Appl-CW-Front-GasDHW-GasDry-Tier1DEER2017 | Appl-CW-Front-GasDHW-GasDry-Tier1AnyMFm2011CZ04DEER2017 | 3188
Appl-CW-Front-GasDHW-GasDry-Tier1 | DEER2017 | D17 v3 |  | Any | MFm | 2011 | CZ05 | rDXGF | Household | 1 | 998.7 | None | -4.9 | 0 | 5.17 | -5.7 | 0 | 4.71 | -4.9 | 0 | 5.17 | -5.7 | 0 | 4.71 | DEER:Res:ClothesDishWasher | Annual | 1719 |  | Appl-CW-Front-GasDHW-GasDry-Tier1DEER2017 | Appl-CW-Front-GasDHW-GasDry-Tier1AnyMFm2011CZ05DEER2017 | 3189
Appl-CW-Front-GasDHW-GasDry-Tier1 | DEER2017 | D17 v3 |  | Any | MFm | 2011 | CZ06 | rDXGF | Household | 1 | 1206 | None | -3.8 | 0 | 5.21 | -4.8 | 0 | 4.74 | -3.8 | 0 | 5.21 | -4.8 | 0 | 4.74 | DEER:Res:ClothesDishWasher | Annual | 1719 |  | Appl-CW-Front-GasDHW-GasDry-Tier1DEER2017 | Appl-CW-Front-GasDHW-GasDry-Tier1AnyMFm2011CZ06DEER2017 | 3190
Appl-CW-Front-GasDHW-GasDry-Tier1 | DEER2017 | D17 v3 |  | Any | MFm | 2011 | CZ07 | rDXGF | Household | 1 | 1206 | None | -2.4 | 0 | 5.27 | -3.8 | 0 | 4.79 | -2.4 | 0 | 5.27 | -3.8 | 0 | 4.79 | DEER:Res:ClothesDishWasher | Annual | 1719 |  | Appl-CW-Front-GasDHW-GasDry-Tier1DEER2017 | Appl-CW-Front-GasDHW-GasDry-Tier1AnyMFm2011CZ07DEER2017 | 3191
Appl-CW-Front-GasDHW-GasDry-Tier1 | DEER2017 | D17 v3 |  | Any | MFm | 2011 | CZ08 | rDXGF | Household | 1 | 1206 | None | -2.5 | 0.001 | 5.3 | -6.2 | -0.003 | 4.73 | -2.5 | 0.001 | 5.3 | -6.2 | -0.003 | 4.73 | DEER:Res:ClothesDishWasher | Annual | 1719 |  | Appl-CW-Front-GasDHW-GasDry-Tier1DEER2017 | Appl-CW-Front-GasDHW-GasDry-Tier1AnyMFm2011CZ08DEER2017 | 3192
Appl-CW-Front-GasDHW-GasDry-Tier1 | DEER2017 | D17 v3 |  | Any | MFm | 2011 | CZ09 | rDXGF | Household | 1 | 1126.6 | None | -3.2 | 0.001 | 5.27 | -4.3 | 0 | 4.79 | -3.2 | 0.001 | 5.27 | -4.3 | 0 | 4.79 | DEER:Res:ClothesDishWasher | Annual | 1719 |  | Appl-CW-Front-GasDHW-GasDry-Tier1DEER2017 | Appl-CW-Front-GasDHW-GasDry-Tier1AnyMFm2011CZ09DEER2017 | 3193
Appl-CW-Front-GasDHW-GasDry-Tier1 | DEER2017 | D17 v3 |  | Any | MFm | 2011 | CZ10 | rDXGF | Household | 1 | 1073.2 | None | -3.2 | 0.001 | 5.29 | -4.3 | 0 | 4.8 | -3.2 | 0.001 | 5.29 | -4.3 | 0 | 4.8 | DEER:Res:ClothesDishWasher | Annual | 1719 |  | Appl-CW-Front-GasDHW-GasDry-Tier1DEER2017 | Appl-CW-Front-GasDHW-GasDry-Tier1AnyMFm2011CZ10DEER2017 | 3194
Appl-CW-Front-GasDHW-GasDry-Tier1 | DEER2017 | D17 v3 |  | Any | MFm | 2011 | CZ11 | rDXGF | Household | 1 | 1073.2 | None | -3.3 | 0 | 5.19 | -4.5 | -0.001 | 4.72 | -3.3 | 0 | 5.19 | -4.5 | -0.001 | 4.72 | DEER:Res:ClothesDishWasher | Annual | 1719 |  | Appl-CW-Front-GasDHW-GasDry-Tier1DEER2017 | Appl-CW-Front-GasDHW-GasDry-Tier1AnyMFm2011CZ11DEER2017 | 3195
Appl-CW-Front-GasDHW-GasDry-Tier1 | DEER2017 | D17 v3 |  | Any | MFm | 2011 | CZ12 | rDXGF | Household | 1 | 1073.2 | None | -3.3 | 0 | 5.23 | -4.4 | 0 | 4.76 | -3.3 | 0 | 5.23 | -4.4 | 0 | 4.76 | DEER:Res:ClothesDishWasher | Annual | 1719 |  | Appl-CW-Front-GasDHW-GasDry-Tier1DEER2017 | Appl-CW-Front-GasDHW-GasDry-Tier1AnyMFm2011CZ12DEER2017 | 3196
Appl-CW-Front-GasDHW-GasDry-Tier1 | DEER2017 | D17 v3 |  | Any | MFm | 2011 | CZ13 | rDXGF | Household | 1 | 1073.2 | None | -2.8 | 0.001 | 5.21 | -3.9 | 0 | 4.74 | -2.8 | 0.001 | 5.21 | -3.9 | 0 | 4.74 | DEER:Res:ClothesDishWasher | Annual | 1719 |  | Appl-CW-Front-GasDHW-GasDry-Tier1DEER2017 | Appl-CW-Front-GasDHW-GasDry-Tier1AnyMFm2011CZ13DEER2017 | 3197
Appl-CW-Front-GasDHW-GasDry-Tier1 | DEER2017 | D17 v3 |  | Any | MFm | 2011 | CZ14 | rDXGF | Household | 1 | 1094.6 | None | -2.9 | 0 | 5.2 | -4 | 0 | 4.73 | -2.9 | 0 | 5.2 | -4 | 0 | 4.73 | DEER:Res:ClothesDishWasher | Annual | 1719 |  | Appl-CW-Front-GasDHW-GasDry-Tier1DEER2017 | Appl-CW-Front-GasDHW-GasDry-Tier1AnyMFm2011CZ14DEER2017 | 3198
Appl-CW-Front-GasDHW-GasDry-Tier1 | DEER2017 | D17 v3 |  | Any | MFm | 2011 | CZ15 | rDXGF | Household | 1 | 1094.6 | None | -2.1 | 0 | 5.32 | -3.3 | 0 | 4.81 | -2.1 | 0 | 5.32 | -3.3 | 0 | 4.81 | DEER:Res:ClothesDishWasher | Annual | 1719 |  | Appl-CW-Front-GasDHW-GasDry-Tier1DEER2017 | Appl-CW-Front-GasDHW-GasDry-Tier1AnyMFm2011CZ15DEER2017 | 3199
Appl-CW-Front-GasDHW-GasDry-Tier1 | DEER2017 | D17 v3 |  | Any | MFm | 2011 | CZ16 | rDXGF | Household | 1 | 998.7 | None | -3.7 | 0 | 5.14 | -4.7 | 0 | 4.7 | -3.7 | 0 | 5.14 | -4.7 | 0 | 4.7 | DEER:Res:ClothesDishWasher | Annual | 1719 |  | Appl-CW-Front-GasDHW-GasDry-Tier1DEER2017 | Appl-CW-Front-GasDHW-GasDry-Tier1AnyMFm2011CZ16DEER2017 | 3200
Appl-CW-Front-GasDHW-GasDry-Tier1 | DEER2017 | D17 v3 |  | Any | MFm | 2015 | CZ01 | rDXGF | Household | 1 | 998.7 | None | -5.2 | 0 | 5.08 | -5.9 | 0 | 4.64 | -5.2 | 0 | 5.08 | -5.9 | 0 | 4.64 | DEER:Res:ClothesDishWasher | Annual | 1719 |  | Appl-CW-Front-GasDHW-GasDry-Tier1DEER2017 | Appl-CW-Front-GasDHW-GasDry-Tier1AnyMFm2015CZ01DEER2017 | 3201
Appl-CW-Front-GasDHW-GasDry-Tier1 | DEER2017 | D17 v3 |  | Any | MFm | 2015 | CZ02 | rDXGF | Household | 1 | 1073.2 | None | -4 | 0 | 5.21 | -4.9 | 0 | 4.75 | -4 | 0 | 5.21 | -4.9 | 0 | 4.75 | DEER:Res:ClothesDishWasher | Annual | 1719 |  | Appl-CW-Front-GasDHW-GasDry-Tier1DEER2017 | Appl-CW-Front-GasDHW-GasDry-Tier1AnyMFm2015CZ02DEER2017 | 3202
Appl-CW-Front-GasDHW-GasDry-Tier1 | DEER2017 | D17 v3 |  | Any | MFm | 2015 | CZ03 | rDXGF | Household | 1 | 998.7 | None | -5 | 0 | 5.2 | -5.8 | -0.001 | 4.73 | -5 | 0 | 5.2 | -5.8 | -0.001 | 4.73 | DEER:Res:ClothesDishWasher | Annual | 1719 |  | Appl-CW-Front-GasDHW-GasDry-Tier1DEER2017 | Appl-CW-Front-GasDHW-GasDry-Tier1AnyMFm2015CZ03DEER2017 | 3203
Appl-CW-Front-GasDHW-GasDry-Tier1 | DEER2017 | D17 v3 |  | Any | MFm | 2015 | CZ04 | rDXGF | Household | 1 | 998.7 | None | -3 | 0.001 | 5.28 | -4 | 0.001 | 4.8 | -3 | 0.001 | 5.28 | -4 | 0.001 | 4.8 | DEER:Res:ClothesDishWasher | Annual | 1719 |  | Appl-CW-Front-GasDHW-GasDry-Tier1DEER2017 | Appl-CW-Front-GasDHW-GasDry-Tier1AnyMFm2015CZ04DEER2017 | 3204
Appl-CW-Front-GasDHW-GasDry-Tier1 | DEER2017 | D17 v3 |  | Any | MFm | 2015 | CZ05 | rDXGF | Household | 1 | 998.7 | None | -4.5 | 0 | 5.26 | -5.3 | -0.001 | 4.79 | -4.5 | 0 | 5.26 | -5.3 | -0.001 | 4.79 | DEER:Res:ClothesDishWasher | Annual | 1719 |  | Appl-CW-Front-GasDHW-GasDry-Tier1DEER2017 | Appl-CW-Front-GasDHW-GasDry-Tier1AnyMFm2015CZ05DEER2017 | 3205
Appl-CW-Front-GasDHW-GasDry-Tier1 | DEER2017 | D17 v3 |  | Any | MFm | 2015 | CZ06 | rDXGF | Household | 1 | 1206 | None | -3.8 | 0.001 | 5.21 | -4.8 | 0 | 4.74 | -3.8 | 0.001 | 5.21 | -4.8 | 0 | 4.74 | DEER:Res:ClothesDishWasher | Annual | 1719 |  | Appl-CW-Front-GasDHW-GasDry-Tier1DEER2017 | Appl-CW-Front-GasDHW-GasDry-Tier1AnyMFm2015CZ06DEER2017 | 3206
Appl-CW-Front-GasDHW-GasDry-Tier1 | DEER2017 | D17 v3 |  | Any | MFm | 2015 | CZ07 | rDXGF | Household | 1 | 1206 | None | -3.4 | 0 | 5.26 | -4.5 | 0 | 4.78 | -3.4 | 0 | 5.26 | -4.5 | 0 | 4.78 | DEER:Res:ClothesDishWasher | Annual | 1719 |  | Appl-CW-Front-GasDHW-GasDry-Tier1DEER2017 | Appl-CW-Front-GasDHW-GasDry-Tier1AnyMFm2015CZ07DEER2017 | 3207
Appl-CW-Front-GasDHW-GasDry-Tier1 | DEER2017 | D17 v3 |  | Any | MFm | 2015 | CZ08 | rDXGF | Household | 1 | 1206 | None | -3.1 | 0.001 | 5.28 | -4.1 | 0 | 4.79 | -3.1 | 0.001 | 5.28 | -4.1 | 0 | 4.79 | DEER:Res:ClothesDishWasher | Annual | 1719 |  | Appl-CW-Front-GasDHW-GasDry-Tier1DEER2017 | Appl-CW-Front-GasDHW-GasDry-Tier1AnyMFm2015CZ08DEER2017 | 3208
Appl-CW-Front-GasDHW-GasDry-Tier1 | DEER2017 | D17 v3 |  | Any | MFm | 2015 | CZ09 | rDXGF | Household | 1 | 1126.6 | None | -3.4 | 0 | 5.27 | -4.6 | 0 | 4.78 | -3.4 | 0 | 5.27 | -4.6 | 0 | 4.78 | DEER:Res:ClothesDishWasher | Annual | 1719 |  | Appl-CW-Front-GasDHW-GasDry-Tier1DEER2017 | Appl-CW-Front-GasDHW-GasDry-Tier1AnyMFm2015CZ09DEER2017 | 3209
Appl-CW-Front-GasDHW-GasDry-Tier1 | DEER2017 | D17 v3 |  | Any | MFm | 2015 | CZ10 | rDXGF | Household | 1 | 1073.2 | None | -4.6 | -0.001 | 5.25 | -5.6 | -0.002 | 4.76 | -4.6 | -0.001 | 5.25 | -5.6 | -0.002 | 4.76 | DEER:Res:ClothesDishWasher | Annual | 1719 |  | Appl-CW-Front-GasDHW-GasDry-Tier1DEER2017 | Appl-CW-Front-GasDHW-GasDry-Tier1AnyMFm2015CZ10DEER2017 | 3210
Appl-CW-Front-GasDHW-GasDry-Tier1 | DEER2017 | D17 v3 |  | Any | MFm | 2015 | CZ11 | rDXGF | Household | 1 | 1073.2 | None | -3.2 | 0 | 5.2 | -4.3 | -0.001 | 4.73 | -3.2 | 0 | 5.2 | -4.3 | -0.001 | 4.73 | DEER:Res:ClothesDishWasher | Annual | 1719 |  | Appl-CW-Front-GasDHW-GasDry-Tier1DEER2017 | Appl-CW-Front-GasDHW-GasDry-Tier1AnyMFm2015CZ11DEER2017 | 3211
Appl-CW-Front-GasDHW-GasDry-Tier1 | DEER2017 | D17 v3 |  | Any | MFm | 2015 | CZ12 | rDXGF | Household | 1 | 1073.2 | None | -3.6 | 0 | 5.23 | -4.6 | 0 | 4.76 | -3.6 | 0 | 5.23 | -4.6 | 0 | 4.76 | DEER:Res:ClothesDishWasher | Annual | 1719 |  | Appl-CW-Front-GasDHW-GasDry-Tier1DEER2017 | Appl-CW-Front-GasDHW-GasDry-Tier1AnyMFm2015CZ12DEER2017 | 3212
Appl-CW-Front-GasDHW-GasDry-Tier1 | DEER2017 | D17 v3 |  | Any | MFm | 2015 | CZ13 | rDXGF | Household | 1 | 1073.2 | None | -3 | 0.001 | 5.21 | -4.1 | 0 | 4.74 | -3 | 0.001 | 5.21 | -4.1 | 0 | 4.74 | DEER:Res:ClothesDishWasher | Annual | 1719 |  | Appl-CW-Front-GasDHW-GasDry-Tier1DEER2017 | Appl-CW-Front-GasDHW-GasDry-Tier1AnyMFm2015CZ13DEER2017 | 3213
Appl-CW-Front-GasDHW-GasDry-Tier1 | DEER2017 | D17 v3 |  | Any | MFm | 2015 | CZ14 | rDXGF | Household | 1 | 1094.6 | None | -3 | 0.001 | 5.2 | -4.1 | 0 | 4.73 | -3 | 0.001 | 5.2 | -4.1 | 0 | 4.73 | DEER:Res:ClothesDishWasher | Annual | 1719 |  | Appl-CW-Front-GasDHW-GasDry-Tier1DEER2017 | Appl-CW-Front-GasDHW-GasDry-Tier1AnyMFm2015CZ14DEER2017 | 3214
Appl-CW-Front-GasDHW-GasDry-Tier1 | DEER2017 | D17 v3 |  | Any | MFm | 2015 | CZ15 | rDXGF | Household | 1 | 1094.6 | None | -2.3 | 0 | 5.32 | -3.6 | 0 | 4.81 | -2.3 | 0 | 5.32 | -3.6 | 0 | 4.81 | DEER:Res:ClothesDishWasher | Annual | 1719 |  | Appl-CW-Front-GasDHW-GasDry-Tier1DEER2017 | Appl-CW-Front-GasDHW-GasDry-Tier1AnyMFm2015CZ15DEER2017 | 3215
Appl-CW-Front-GasDHW-GasDry-Tier1 | DEER2017 | D17 v3 |  | Any | MFm | 2015 | CZ16 | rDXGF | Household | 1 | 998.7 | None | -4 | 0 | 5.12 | -4.9 | 0 | 4.68 | -4 | 0 | 5.12 | -4.9 | 0 | 4.68 | DEER:Res:ClothesDishWasher | Annual | 1719 |  | Appl-CW-Front-GasDHW-GasDry-Tier1DEER2017 | Appl-CW-Front-GasDHW-GasDry-Tier1AnyMFm2015CZ16DEER2017 | 3216
Appl-CW-Front-GasDHW-GasDry-Tier1 | DEER2017 | D17 v3 |  | Any | MFm | 2017 | CZ01 | rDXGF | Household | 1 | 998.7 | None | -5.3 | -0.001 | 4.98 | -5.8 | -0.001 | 4.74 | -5.3 | -0.001 | 4.98 | -5.8 | -0.001 | 4.74 | DEER:Res:ClothesDishWasher | Annual | 1719 |  | Appl-CW-Front-GasDHW-GasDry-Tier1DEER2017 | Appl-CW-Front-GasDHW-GasDry-Tier1AnyMFm2017CZ01DEER2017 | 3217
Appl-CW-Front-GasDHW-GasDry-Tier1 | DEER2017 | D17 v3 |  | Any | MFm | 2017 | CZ02 | rDXGF | Household | 1 | 1073.2 | None | -4 | 0.001 | 5.22 | -4.9 | 0 | 4.75 | -4 | 0.001 | 5.22 | -4.9 | 0 | 4.75 | DEER:Res:ClothesDishWasher | Annual | 1719 |  | Appl-CW-Front-GasDHW-GasDry-Tier1DEER2017 | Appl-CW-Front-GasDHW-GasDry-Tier1AnyMFm2017CZ02DEER2017 | 3218
Appl-CW-Front-GasDHW-GasDry-Tier1 | DEER2017 | D17 v3 |  | Any | MFm | 2017 | CZ03 | rDXGF | Household | 1 | 998.7 | None | -5.5 | 0 | 5.07 | -6.4 | 0 | 4.5 | -5.5 | 0 | 5.07 | -6.4 | 0 | 4.5 | DEER:Res:ClothesDishWasher | Annual | 1719 |  | Appl-CW-Front-GasDHW-GasDry-Tier1DEER2017 | Appl-CW-Front-GasDHW-GasDry-Tier1AnyMFm2017CZ03DEER2017 | 3219
Appl-CW-Front-GasDHW-GasDry-Tier1 | DEER2017 | D17 v3 |  | Any | MFm | 2017 | CZ04 | rDXGF | Household | 1 | 998.7 | None | -3.7 | 0 | 5.29 | -4.7 | 0 | 4.81 | -3.7 | 0 | 5.29 | -4.7 | 0 | 4.81 | DEER:Res:ClothesDishWasher | Annual | 1719 |  | Appl-CW-Front-GasDHW-GasDry-Tier1DEER2017 | Appl-CW-Front-GasDHW-GasDry-Tier1AnyMFm2017CZ04DEER2017 | 3220
Appl-CW-Front-GasDHW-GasDry-Tier1 | DEER2017 | D17 v3 |  | Any | MFm | 2017 | CZ05 | rDXGF | Household | 1 | 998.7 | None | -4.5 | 0 | 5.27 | -5.2 | 0 | 4.81 | -4.5 | 0 | 5.27 | -5.2 | 0 | 4.81 | DEER:Res:ClothesDishWasher | Annual | 1719 |  | Appl-CW-Front-GasDHW-GasDry-Tier1DEER2017 | Appl-CW-Front-GasDHW-GasDry-Tier1AnyMFm2017CZ05DEER2017 | 3221
Appl-CW-Front-GasDHW-GasDry-Tier1 | DEER2017 | D17 v3 |  | Any | MFm | 2017 | CZ06 | rDXGF | Household | 1 | 1206 | None | -3.8 | 0.001 | 5.23 | -4.8 | 0 | 4.76 | -3.8 | 0.001 | 5.23 | -4.8 | 0 | 4.76 | DEER:Res:ClothesDishWasher | Annual | 1719 |  | Appl-CW-Front-GasDHW-GasDry-Tier1DEER2017 | Appl-CW-Front-GasDHW-GasDry-Tier1AnyMFm2017CZ06DEER2017 | 3222
Appl-CW-Front-GasDHW-GasDry-Tier1 | DEER2017 | D17 v3 |  | Any | MFm | 2017 | CZ07 | rDXGF | Household | 1 | 1206 | None | -3.2 | 0 | 5.26 | -4.3 | 0 | 4.78 | -3.2 | 0 | 5.26 | -4.3 | 0 | 4.78 | DEER:Res:ClothesDishWasher | Annual | 1719 |  | Appl-CW-Front-GasDHW-GasDry-Tier1DEER2017 | Appl-CW-Front-GasDHW-GasDry-Tier1AnyMFm2017CZ07DEER2017 | 3223
Appl-CW-Front-GasDHW-GasDry-Tier1 | DEER2017 | D17 v3 |  | Any | MFm | 2017 | CZ08 | rDXGF | Household | 1 | 1206 | None | -3.1 | -0.001 | 5.29 | -4.3 | -0.001 | 4.8 | -3.1 | -0.001 | 5.29 | -4.3 | -0.001 | 4.8 | DEER:Res:ClothesDishWasher | Annual | 1719 |  | Appl-CW-Front-GasDHW-GasDry-Tier1DEER2017 | Appl-CW-Front-GasDHW-GasDry-Tier1AnyMFm2017CZ08DEER2017 | 3224
Appl-CW-Front-GasDHW-GasDry-Tier1 | DEER2017 | D17 v3 |  | Any | MFm | 2017 | CZ09 | rDXGF | Household | 1 | 1126.6 | None | -3.4 | 0 | 5.26 | -4.5 | 0 | 4.78 | -3.4 | 0 | 5.26 | -4.5 | 0 | 4.78 | DEER:Res:ClothesDishWasher | Annual | 1719 |  | Appl-CW-Front-GasDHW-GasDry-Tier1DEER2017 | Appl-CW-Front-GasDHW-GasDry-Tier1AnyMFm2017CZ09DEER2017 | 3225
Appl-CW-Front-GasDHW-GasDry-Tier1 | DEER2017 | D17 v3 |  | Any | MFm | 2017 | CZ10 | rDXGF | Household | 1 | 1073.2 | None | -3.3 | 0 | 5.31 | -4.4 | 0 | 4.82 | -3.3 | 0 | 5.31 | -4.4 | 0 | 4.82 | DEER:Res:ClothesDishWasher | Annual | 1719 |  | Appl-CW-Front-GasDHW-GasDry-Tier1DEER2017 | Appl-CW-Front-GasDHW-GasDry-Tier1AnyMFm2017CZ10DEER2017 | 3226
Appl-CW-Front-GasDHW-GasDry-Tier1 | DEER2017 | D17 v3 |  | Any | MFm | 2017 | CZ11 | rDXGF | Household | 1 | 1073.2 | None | -4.2 | -0.001 | 5.18 | -5.3 | -0.001 | 4.7 | -4.2 | -0.001 | 5.18 | -5.3 | -0.001 | 4.7 | DEER:Res:ClothesDishWasher | Annual | 1719 |  | Appl-CW-Front-GasDHW-GasDry-Tier1DEER2017 | Appl-CW-Front-GasDHW-GasDry-Tier1AnyMFm2017CZ11DEER2017 | 3227
Appl-CW-Front-GasDHW-GasDry-Tier1 | DEER2017 | D17 v3 |  | Any | MFm | 2017 | CZ12 | rDXGF | Household | 1 | 1073.2 | None | -2.8 | 0.001 | 5.27 | -4 | 0.001 | 4.79 | -2.8 | 0.001 | 5.27 | -4 | 0.001 | 4.79 | DEER:Res:ClothesDishWasher | Annual | 1719 |  | Appl-CW-Front-GasDHW-GasDry-Tier1DEER2017 | Appl-CW-Front-GasDHW-GasDry-Tier1AnyMFm2017CZ12DEER2017 | 3228
Appl-CW-Front-GasDHW-GasDry-Tier1 | DEER2017 | D17 v3 |  | Any | MFm | 2017 | CZ13 | rDXGF | Household | 1 | 1073.2 | None | -3.1 | 0 | 5.23 | -4.2 | 0 | 4.75 | -3.1 | 0 | 5.23 | -4.2 | 0 | 4.75 | DEER:Res:ClothesDishWasher | Annual | 1719 |  | Appl-CW-Front-GasDHW-GasDry-Tier1DEER2017 | Appl-CW-Front-GasDHW-GasDry-Tier1AnyMFm2017CZ13DEER2017 | 3229
Appl-CW-Front-GasDHW-GasDry-Tier1 | DEER2017 | D17 v3 |  | Any | MFm | 2017 | CZ14 | rDXGF | Household | 1 | 1094.6 | None | -2.4 | 0 | 5.23 | -3.6 | 0 | 4.76 | -2.4 | 0 | 5.23 | -3.6 | 0 | 4.76 | DEER:Res:ClothesDishWasher | Annual | 1719 |  | Appl-CW-Front-GasDHW-GasDry-Tier1DEER2017 | Appl-CW-Front-GasDHW-GasDry-Tier1AnyMFm2017CZ14DEER2017 | 3230
Appl-CW-Front-GasDHW-GasDry-Tier1 | DEER2017 | D17 v3 |  | Any | MFm | 2017 | CZ15 | rDXGF | Household | 1 | 1094.6 | None | -1.3 | 0.001 | 5.33 | 19.2 | 0.011 | 5 | -1.3 | 0.001 | 5.33 | 19.2 | 0.011 | 5 | DEER:Res:ClothesDishWasher | Annual | 1719 |  | Appl-CW-Front-GasDHW-GasDry-Tier1DEER2017 | Appl-CW-Front-GasDHW-GasDry-Tier1AnyMFm2017CZ15DEER2017 | 3231
Appl-CW-Front-GasDHW-GasDry-Tier1 | DEER2017 | D17 v3 |  | Any | MFm | 2017 | CZ16 | rDXGF | Household | 1 | 998.7 | None | -4 | 0 | 5.13 | -4.9 | 0 | 4.69 | -4 | 0 | 5.13 | -4.9 | 0 | 4.69 | DEER:Res:ClothesDishWasher | Annual | 1719 |  | Appl-CW-Front-GasDHW-GasDry-Tier1DEER2017 | Appl-CW-Front-GasDHW-GasDry-Tier1AnyMFm2017CZ16DEER2017 | 3232
Appl-CW-Front-GasDHW-GasDry-Tier1 | DEER2017 | D17 v3 |  | Any | SFm | 1975 | CZ01 | rDXGF | Household | 1 | 1591 | None | -6.7 | -0.001 | 6.13 | -7.6 | -0.001 | 5.64 | -6.7 | -0.001 | 6.13 | -7.6 | -0.001 | 5.64 | DEER:Res:ClothesDishWasher | Annual | 1719 |  | Appl-CW-Front-GasDHW-GasDry-Tier1DEER2017 | Appl-CW-Front-GasDHW-GasDry-Tier1AnySFm1975CZ01DEER2017 | 3233
Appl-CW-Front-GasDHW-GasDry-Tier1 | DEER2017 | D17 v3 |  | Any | SFm | 1975 | CZ02 | rDXGF | Household | 1 | 1591 | None | -5.1 | 0.003 | 6.16 | -6.2 | 0.002 | 5.65 | -5.1 | 0.003 | 6.16 | -6.2 | 0.002 | 5.65 | DEER:Res:ClothesDishWasher | Annual | 1719 |  | Appl-CW-Front-GasDHW-GasDry-Tier1DEER2017 | Appl-CW-Front-GasDHW-GasDry-Tier1AnySFm1975CZ02DEER2017 | 3234
Appl-CW-Front-GasDHW-GasDry-Tier1 | DEER2017 | D17 v3 |  | Any | SFm | 1975 | CZ03 | rDXGF | Household | 1 | 1591 | None | -6.3 | 0.003 | 6.19 | -7.3 | 0.002 | 5.66 | -6.3 | 0.003 | 6.19 | -7.3 | 0.002 | 5.66 | DEER:Res:ClothesDishWasher | Annual | 1719 |  | Appl-CW-Front-GasDHW-GasDry-Tier1DEER2017 | Appl-CW-Front-GasDHW-GasDry-Tier1AnySFm1975CZ03DEER2017 | 3235
Appl-CW-Front-GasDHW-GasDry-Tier1 | DEER2017 | D17 v3 |  | Any | SFm | 1975 | CZ04 | rDXGF | Household | 1 | 1591 | None | -4.3 | 0.003 | 6.31 | -5.6 | 0.002 | 5.76 | -4.3 | 0.003 | 6.31 | -5.6 | 0.002 | 5.76 | DEER:Res:ClothesDishWasher | Annual | 1719 |  | Appl-CW-Front-GasDHW-GasDry-Tier1DEER2017 | Appl-CW-Front-GasDHW-GasDry-Tier1AnySFm1975CZ04DEER2017 | 3236
Appl-CW-Front-GasDHW-GasDry-Tier1 | DEER2017 | D17 v3 |  | Any | SFm | 1975 | CZ05 | rDXGF | Household | 1 | 1591 | None | -6.2 | 0.002 | 6.08 | -7.1 | 0.002 | 5.59 | -6.2 | 0.002 | 6.08 | -7.1 | 0.002 | 5.59 | DEER:Res:ClothesDishWasher | Annual | 1719 |  | Appl-CW-Front-GasDHW-GasDry-Tier1DEER2017 | Appl-CW-Front-GasDHW-GasDry-Tier1AnySFm1975CZ05DEER2017 | 3237
Appl-CW-Front-GasDHW-GasDry-Tier1 | DEER2017 | D17 v3 |  | Any | SFm | 1975 | CZ06 | rDXGF | Household | 1 | 1528 | None | -4.2 | 0.002 | 6.41 | -5.6 | 0.001 | 5.84 | -4.2 | 0.002 | 6.41 | -5.6 | 0.001 | 5.84 | DEER:Res:ClothesDishWasher | Annual | 1719 |  | Appl-CW-Front-GasDHW-GasDry-Tier1DEER2017 | Appl-CW-Front-GasDHW-GasDry-Tier1AnySFm1975CZ06DEER2017 | 3238
Appl-CW-Front-GasDHW-GasDry-Tier1 | DEER2017 | D17 v3 |  | Any | SFm | 1975 | CZ07 | rDXGF | Household | 1 | 1528 | None | -4.7 | 0.001 | 6.36 | -6 | 0.001 | 5.8 | -4.7 | 0.001 | 6.36 | -6 | 0.001 | 5.8 | DEER:Res:ClothesDishWasher | Annual | 1719 |  | Appl-CW-Front-GasDHW-GasDry-Tier1DEER2017 | Appl-CW-Front-GasDHW-GasDry-Tier1AnySFm1975CZ07DEER2017 | 3239
Appl-CW-Front-GasDHW-GasDry-Tier1 | DEER2017 | D17 v3 |  | Any | SFm | 1975 | CZ08 | rDXGF | Household | 1 | 1528 | None | -3.5 | 0.002 | 6.39 | -4.9 | 0.001 | 5.82 | -3.5 | 0.002 | 6.39 | -4.9 | 0.001 | 5.82 | DEER:Res:ClothesDishWasher | Annual | 1719 |  | Appl-CW-Front-GasDHW-GasDry-Tier1DEER2017 | Appl-CW-Front-GasDHW-GasDry-Tier1AnySFm1975CZ08DEER2017 | 3240
Appl-CW-Front-GasDHW-GasDry-Tier1 | DEER2017 | D17 v3 |  | Any | SFm | 1975 | CZ09 | rDXGF | Household | 1 | 1636 | None | -2.9 | 0.001 | 6.35 | -4.3 | 0.001 | 5.78 | -2.9 | 0.001 | 6.35 | -4.3 | 0.001 | 5.78 | DEER:Res:ClothesDishWasher | Annual | 1719 |  | Appl-CW-Front-GasDHW-GasDry-Tier1DEER2017 | Appl-CW-Front-GasDHW-GasDry-Tier1AnySFm1975CZ09DEER2017 | 3241
Appl-CW-Front-GasDHW-GasDry-Tier1 | DEER2017 | D17 v3 |  | Any | SFm | 1975 | CZ10 | rDXGF | Household | 1 | 1636 | None | -3.8 | 0.002 | 6.26 | -5.2 | 0.001 | 5.71 | -3.8 | 0.002 | 6.26 | -5.2 | 0.001 | 5.71 | DEER:Res:ClothesDishWasher | Annual | 1719 |  | Appl-CW-Front-GasDHW-GasDry-Tier1DEER2017 | Appl-CW-Front-GasDHW-GasDry-Tier1AnySFm1975CZ10DEER2017 | 3242
Appl-CW-Front-GasDHW-GasDry-Tier1 | DEER2017 | D17 v3 |  | Any | SFm | 1975 | CZ11 | rDXGF | Household | 1 | 1528 | None | -2.7 | 0.003 | 6.25 | -4.2 | 0.002 | 5.71 | -2.7 | 0.003 | 6.25 | -4.2 | 0.002 | 5.71 | DEER:Res:ClothesDishWasher | Annual | 1719 |  | Appl-CW-Front-GasDHW-GasDry-Tier1DEER2017 | Appl-CW-Front-GasDHW-GasDry-Tier1AnySFm1975CZ11DEER2017 | 3243
Appl-CW-Front-GasDHW-GasDry-Tier1 | DEER2017 | D17 v3 |  | Any | SFm | 1975 | CZ12 | rDXGF | Household | 1 | 1528 | None | -4 | 0.003 | 6.24 | -5.4 | 0.002 | 5.7 | -4 | 0.003 | 6.24 | -5.4 | 0.002 | 5.7 | DEER:Res:ClothesDishWasher | Annual | 1719 |  | Appl-CW-Front-GasDHW-GasDry-Tier1DEER2017 | Appl-CW-Front-GasDHW-GasDry-Tier1AnySFm1975CZ12DEER2017 | 3244
Appl-CW-Front-GasDHW-GasDry-Tier1 | DEER2017 | D17 v3 |  | Any | SFm | 1975 | CZ13 | rDXGF | Household | 1 | 1528 | None | -2.9 | 0.002 | 6.22 | -4.5 | 0.001 | 5.68 | -2.9 | 0.002 | 6.22 | -4.5 | 0.001 | 5.68 | DEER:Res:ClothesDishWasher | Annual | 1719 |  | Appl-CW-Front-GasDHW-GasDry-Tier1DEER2017 | Appl-CW-Front-GasDHW-GasDry-Tier1AnySFm1975CZ13DEER2017 | 3245
Appl-CW-Front-GasDHW-GasDry-Tier1 | DEER2017 | D17 v3 |  | Any | SFm | 1975 | CZ14 | rDXGF | Household | 1 | 1555 | None | -2.3 | 0.001 | 6.28 | -4.1 | 0.001 | 5.73 | -2.3 | 0.001 | 6.28 | -4.1 | 0.001 | 5.73 | DEER:Res:ClothesDishWasher | Annual | 1719 |  | Appl-CW-Front-GasDHW-GasDry-Tier1DEER2017 | Appl-CW-Front-GasDHW-GasDry-Tier1AnySFm1975CZ14DEER2017 | 3246
Appl-CW-Front-GasDHW-GasDry-Tier1 | DEER2017 | D17 v3 |  | Any | SFm | 1975 | CZ15 | rDXGF | Household | 1 | 1555 | None | -1.6 | 0 | 6.49 | -3.4 | 0 | 5.88 | -1.6 | 0 | 6.49 | -3.4 | 0 | 5.88 | DEER:Res:ClothesDishWasher | Annual | 1719 |  | Appl-CW-Front-GasDHW-GasDry-Tier1DEER2017 | Appl-CW-Front-GasDHW-GasDry-Tier1AnySFm1975CZ15DEER2017 | 3247
Appl-CW-Front-GasDHW-GasDry-Tier1 | DEER2017 | D17 v3 |  | Any | SFm | 1975 | CZ16 | rDXGF | Household | 1 | 1591 | None | -4 | 0.001 | 6.23 | -5.5 | 0.001 | 5.72 | -4 | 0.001 | 6.23 | -5.5 | 0.001 | 5.72 | DEER:Res:ClothesDishWasher | Annual | 1719 |  | Appl-CW-Front-GasDHW-GasDry-Tier1DEER2017 | Appl-CW-Front-GasDHW-GasDry-Tier1AnySFm1975CZ16DEER2017 | 3248
Appl-CW-Front-GasDHW-GasDry-Tier1 | DEER2017 | D17 v3 |  | Any | SFm | 1985 | CZ01 | rDXGF | Household | 1 | 1904 | None | -6.9 | 0 | 5.93 | -7.7 | -0.001 | 5.47 | -6.9 | 0 | 5.93 | -7.7 | -0.001 | 5.47 | DEER:Res:ClothesDishWasher | Annual | 1719 |  | Appl-CW-Front-GasDHW-GasDry-Tier1DEER2017 | Appl-CW-Front-GasDHW-GasDry-Tier1AnySFm1985CZ01DEER2017 | 3249
Appl-CW-Front-GasDHW-GasDry-Tier1 | DEER2017 | D17 v3 |  | Any | SFm | 1985 | CZ02 | rDXGF | Household | 1 | 1904 | None | -5.4 | 0.002 | 6.05 | -6.5 | 0.001 | 5.56 | -5.4 | 0.002 | 6.05 | -6.5 | 0.001 | 5.56 | DEER:Res:ClothesDishWasher | Annual | 1719 |  | Appl-CW-Front-GasDHW-GasDry-Tier1DEER2017 | Appl-CW-Front-GasDHW-GasDry-Tier1AnySFm1985CZ02DEER2017 | 3250
Appl-CW-Front-GasDHW-GasDry-Tier1 | DEER2017 | D17 v3 |  | Any | SFm | 1985 | CZ03 | rDXGF | Household | 1 | 1904 | None | -5.9 | 0.002 | 5.99 | -7 | 0.001 | 5.51 | -5.9 | 0.002 | 5.99 | -7 | 0.001 | 5.51 | DEER:Res:ClothesDishWasher | Annual | 1719 |  | Appl-CW-Front-GasDHW-GasDry-Tier1DEER2017 | Appl-CW-Front-GasDHW-GasDry-Tier1AnySFm1985CZ03DEER2017 | 3251
Appl-CW-Front-GasDHW-GasDry-Tier1 | DEER2017 | D17 v3 |  | Any | SFm | 1985 | CZ04 | rDXGF | Household | 1 | 1904 | None | -4.4 | 0.003 | 6.16 | -5.7 | 0.002 | 5.64 | -4.4 | 0.003 | 6.16 | -5.7 | 0.002 | 5.64 | DEER:Res:ClothesDishWasher | Annual | 1719 |  | Appl-CW-Front-GasDHW-GasDry-Tier1DEER2017 | Appl-CW-Front-GasDHW-GasDry-Tier1AnySFm1985CZ04DEER2017 | 3252
Appl-CW-Front-GasDHW-GasDry-Tier1 | DEER2017 | D17 v3 |  | Any | SFm | 1985 | CZ05 | rDXGF | Household | 1 | 1904 | None | -6.1 | 0.003 | 5.94 | -6.9 | 0.002 | 5.47 | -6.1 | 0.003 | 5.94 | -6.9 | 0.002 | 5.47 | DEER:Res:ClothesDishWasher | Annual | 1719 |  | Appl-CW-Front-GasDHW-GasDry-Tier1DEER2017 | Appl-CW-Front-GasDHW-GasDry-Tier1AnySFm1985CZ05DEER2017 | 3253
Appl-CW-Front-GasDHW-GasDry-Tier1 | DEER2017 | D17 v3 |  | Any | SFm | 1985 | CZ06 | rDXGF | Household | 1 | 2064 | None | -4.6 | 0.002 | 6.31 | -5.9 | 0.001 | 5.76 | -4.6 | 0.002 | 6.31 | -5.9 | 0.001 | 5.76 | DEER:Res:ClothesDishWasher | Annual | 1719 |  | Appl-CW-Front-GasDHW-GasDry-Tier1DEER2017 | Appl-CW-Front-GasDHW-GasDry-Tier1AnySFm1985CZ06DEER2017 | 3254
Appl-CW-Front-GasDHW-GasDry-Tier1 | DEER2017 | D17 v3 |  | Any | SFm | 1985 | CZ07 | rDXGF | Household | 1 | 2064 | None | -4.2 | 0.001 | 6.35 | -5.4 | 0.001 | 5.8 | -4.2 | 0.001 | 6.35 | -5.4 | 0.001 | 5.8 | DEER:Res:ClothesDishWasher | Annual | 1719 |  | Appl-CW-Front-GasDHW-GasDry-Tier1DEER2017 | Appl-CW-Front-GasDHW-GasDry-Tier1AnySFm1985CZ07DEER2017 | 3255
Appl-CW-Front-GasDHW-GasDry-Tier1 | DEER2017 | D17 v3 |  | Any | SFm | 1985 | CZ08 | rDXGF | Household | 1 | 2064 | None | -3.1 | 0.001 | 6.32 | -4.7 | 0 | 5.76 | -3.1 | 0.001 | 6.32 | -4.7 | 0 | 5.76 | DEER:Res:ClothesDishWasher | Annual | 1719 |  | Appl-CW-Front-GasDHW-GasDry-Tier1DEER2017 | Appl-CW-Front-GasDHW-GasDry-Tier1AnySFm1985CZ08DEER2017 | 3256
Appl-CW-Front-GasDHW-GasDry-Tier1 | DEER2017 | D17 v3 |  | Any | SFm | 1985 | CZ09 | rDXGF | Household | 1 | 1811 | None | -3.1 | 0.002 | 6.35 | -4.7 | 0.002 | 5.8 | -3.1 | 0.002 | 6.35 | -4.7 | 0.002 | 5.8 | DEER:Res:ClothesDishWasher | Annual | 1719 |  | Appl-CW-Front-GasDHW-GasDry-Tier1DEER2017 | Appl-CW-Front-GasDHW-GasDry-Tier1AnySFm1985CZ09DEER2017 | 3257
Appl-CW-Front-GasDHW-GasDry-Tier1 | DEER2017 | D17 v3 |  | Any | SFm | 1985 | CZ10 | rDXGF | Household | 1 | 1811 | None | -3.5 | 0.002 | 6.25 | -4.9 | 0.002 | 5.7 | -3.5 | 0.002 | 6.25 | -4.9 | 0.002 | 5.7 | DEER:Res:ClothesDishWasher | Annual | 1719 |  | Appl-CW-Front-GasDHW-GasDry-Tier1DEER2017 | Appl-CW-Front-GasDHW-GasDry-Tier1AnySFm1985CZ10DEER2017 | 3258
Appl-CW-Front-GasDHW-GasDry-Tier1 | DEER2017 | D17 v3 |  | Any | SFm | 1985 | CZ11 | rDXGF | Household | 1 | 1704 | None | -2.8 | 0.001 | 6.13 | -4.3 | 0.001 | 5.61 | -2.8 | 0.001 | 6.13 | -4.3 | 0.001 | 5.61 | DEER:Res:ClothesDishWasher | Annual | 1719 |  | Appl-CW-Front-GasDHW-GasDry-Tier1DEER2017 | Appl-CW-Front-GasDHW-GasDry-Tier1AnySFm1985CZ11DEER2017 | 3259
Appl-CW-Front-GasDHW-GasDry-Tier1 | DEER2017 | D17 v3 |  | Any | SFm | 1985 | CZ12 | rDXGF | Household | 1 | 1704 | None | -4.3 | 0.002 | 6.14 | -5.5 | 0.001 | 5.63 | -4.3 | 0.002 | 6.14 | -5.5 | 0.001 | 5.63 | DEER:Res:ClothesDishWasher | Annual | 1719 |  | Appl-CW-Front-GasDHW-GasDry-Tier1DEER2017 | Appl-CW-Front-GasDHW-GasDry-Tier1AnySFm1985CZ12DEER2017 | 3260
Appl-CW-Front-GasDHW-GasDry-Tier1 | DEER2017 | D17 v3 |  | Any | SFm | 1985 | CZ13 | rDXGF | Household | 1 | 1704 | None | -2.6 | 0.002 | 6.15 | -4.4 | 0.002 | 5.63 | -2.6 | 0.002 | 6.15 | -4.4 | 0.002 | 5.63 | DEER:Res:ClothesDishWasher | Annual | 1719 |  | Appl-CW-Front-GasDHW-GasDry-Tier1DEER2017 | Appl-CW-Front-GasDHW-GasDry-Tier1AnySFm1985CZ13DEER2017 | 3261
Appl-CW-Front-GasDHW-GasDry-Tier1 | DEER2017 | D17 v3 |  | Any | SFm | 1985 | CZ14 | rDXGF | Household | 1 | 1741 | None | -2.6 | 0.001 | 6.15 | -4.2 | 0.001 | 5.63 | -2.6 | 0.001 | 6.15 | -4.2 | 0.001 | 5.63 | DEER:Res:ClothesDishWasher | Annual | 1719 |  | Appl-CW-Front-GasDHW-GasDry-Tier1DEER2017 | Appl-CW-Front-GasDHW-GasDry-Tier1AnySFm1985CZ14DEER2017 | 3262
Appl-CW-Front-GasDHW-GasDry-Tier1 | DEER2017 | D17 v3 |  | Any | SFm | 1985 | CZ15 | rDXGF | Household | 1 | 1741 | None | -0.8 | 0.001 | 6.46 | -2.6 | 0.001 | 5.87 | -0.8 | 0.001 | 6.46 | -2.6 | 0.001 | 5.87 | DEER:Res:ClothesDishWasher | Annual | 1719 |  | Appl-CW-Front-GasDHW-GasDry-Tier1DEER2017 | Appl-CW-Front-GasDHW-GasDry-Tier1AnySFm1985CZ15DEER2017 | 3263
Appl-CW-Front-GasDHW-GasDry-Tier1 | DEER2017 | D17 v3 |  | Any | SFm | 1985 | CZ16 | rDXGF | Household | 1 | 1904 | None | -4.4 | 0.001 | 6.1 | -5.7 | 0.001 | 5.61 | -4.4 | 0.001 | 6.1 | -5.7 | 0.001 | 5.61 | DEER:Res:ClothesDishWasher | Annual | 1719 |  | Appl-CW-Front-GasDHW-GasDry-Tier1DEER2017 | Appl-CW-Front-GasDHW-GasDry-Tier1AnySFm1985CZ16DEER2017 | 3264
Appl-CW-Front-GasDHW-GasDry-Tier1 | DEER2017 | D17 v3 |  | Any | SFm | 1996 | CZ01 | rDXGF | Household | 1 | 2193 | None | -6.6 | -0.001 | 6.24 | -7.5 | -0.001 | 5.72 | -6.6 | -0.001 | 6.24 | -7.5 | -0.001 | -0.0541 | DEER:Res:ClothesDishWasher | Annual | 2 |  | Appl-CW-Front-GasDHW-GasDry-Tier1DEER2017 | Appl-CW-Front-GasDHW-GasDry-Tier1AnySFm1996CZ01DEER2017 | 3265
Appl-CW-Front-GasDHW-GasDry-Tier1 | DEER2017 | D17 v3 |  | Any | SFm | 1996 | CZ02 | rDXGF | Household | 1 | 2193 | None | -5.7 | 0.001 | 6.2 | -6.5 | 0.001 | 5.66 | -5.7 | 0.001 | 6.2 | -6.5 | 0.001 | -0.0636 | DEER:Res:ClothesDishWasher | Annual | 2 |  | Appl-CW-Front-GasDHW-GasDry-Tier1DEER2017 | Appl-CW-Front-GasDHW-GasDry-Tier1AnySFm1996CZ02DEER2017 | 3266
Appl-CW-Front-GasDHW-GasDry-Tier1 | DEER2017 | D17 v3 |  | Any | SFm | 1996 | CZ03 | rDXGF | Household | 1 | 2193 | None | -5.9 | 0.002 | 6.21 | -7.1 | 0.001 | 5.69 | -5.9 | 0.002 | 6.21 | -7.1 | 0.001 | -0.055 | DEER:Res:ClothesDishWasher | Annual | 2 |  | Appl-CW-Front-GasDHW-GasDry-Tier1DEER2017 | Appl-CW-Front-GasDHW-GasDry-Tier1AnySFm1996CZ03DEER2017 | 3267
Appl-CW-Front-GasDHW-GasDry-Tier1 | DEER2017 | D17 v3 |  | Any | SFm | 1996 | CZ04 | rDXGF | Household | 1 | 2193 | None | -4.5 | 0.002 | 6.26 | -5.9 | 0.002 | 5.72 | -4.5 | 0.002 | 6.26 | -5.9 | 0.002 | -0.0132 | DEER:Res:ClothesDishWasher | Annual | 2 |  | Appl-CW-Front-GasDHW-GasDry-Tier1DEER2017 | Appl-CW-Front-GasDHW-GasDry-Tier1AnySFm1996CZ04DEER2017 | 3268
Appl-CW-Front-GasDHW-GasDry-Tier1 | DEER2017 | D17 v3 |  | Any | SFm | 1996 | CZ05 | rDXGF | Household | 1 | 2193 | None | -6.3 | 0.002 | 5.98 | -7.2 | 0.001 | 5.5 | -6.3 | 0.002 | 5.98 | -7.2 | 0.001 | -0.104 | DEER:Res:ClothesDishWasher | Annual | 2 |  | Appl-CW-Front-GasDHW-GasDry-Tier1DEER2017 | Appl-CW-Front-GasDHW-GasDry-Tier1AnySFm1996CZ05DEER2017 | 3269
Appl-CW-Front-GasDHW-GasDry-Tier1 | DEER2017 | D17 v3 |  | Any | SFm | 1996 | CZ06 | rDXGF | Household | 1 | 2297 | None | -8.8 | 0.005 | 6.38 | -6.1 | 0 | 5.81 | -8.8 | 0.005 | 6.38 | -6.1 | 0 | -0.0306 | DEER:Res:ClothesDishWasher | Annual | 2 |  | Appl-CW-Front-GasDHW-GasDry-Tier1DEER2017 | Appl-CW-Front-GasDHW-GasDry-Tier1AnySFm1996CZ06DEER2017 | 3270
Appl-CW-Front-GasDHW-GasDry-Tier1 | DEER2017 | D17 v3 |  | Any | SFm | 1996 | CZ07 | rDXGF | Household | 1 | 2297 | None | -4.1 | 0.001 | 6.44 | -5.4 | 0 | 5.86 | -4.1 | 0.001 | 6.44 | -5.4 | 0 | -0.03 | DEER:Res:ClothesDishWasher | Annual | 2 |  | Appl-CW-Front-GasDHW-GasDry-Tier1DEER2017 | Appl-CW-Front-GasDHW-GasDry-Tier1AnySFm1996CZ07DEER2017 | 3271
Appl-CW-Front-GasDHW-GasDry-Tier1 | DEER2017 | D17 v3 |  | Any | SFm | 1996 | CZ08 | rDXGF | Household | 1 | 2297 | None | -6.1 | -0.001 | 6.43 | -4.7 | 0 | 5.84 | -6.1 | -0.001 | 6.43 | -4.7 | 0 | -0.0275 | DEER:Res:ClothesDishWasher | Annual | 2 |  | Appl-CW-Front-GasDHW-GasDry-Tier1DEER2017 | Appl-CW-Front-GasDHW-GasDry-Tier1AnySFm1996CZ08DEER2017 | 3272
Appl-CW-Front-GasDHW-GasDry-Tier1 | DEER2017 | D17 v3 |  | Any | SFm | 1996 | CZ09 | rDXGF | Household | 1 | 2186 | None | -3.3 | 0.001 | 6.39 | -4.8 | 0.001 | 5.82 | -3.3 | 0.001 | 6.39 | -4.8 | 0.001 | -0.0782 | DEER:Res:ClothesDishWasher | Annual | 2 |  | Appl-CW-Front-GasDHW-GasDry-Tier1DEER2017 | Appl-CW-Front-GasDHW-GasDry-Tier1AnySFm1996CZ09DEER2017 | 3273
Appl-CW-Front-GasDHW-GasDry-Tier1 | DEER2017 | D17 v3 |  | Any | SFm | 1996 | CZ10 | rDXGF | Household | 1 | 2186 | None | -3 | 0.002 | 6.3 | -4.4 | 0.001 | 5.75 | -3 | 0.002 | 6.3 | -4.4 | 0.001 | -0.0417 | DEER:Res:ClothesDishWasher | Annual | 2 |  | Appl-CW-Front-GasDHW-GasDry-Tier1DEER2017 | Appl-CW-Front-GasDHW-GasDry-Tier1AnySFm1996CZ10DEER2017 | 3274
Appl-CW-Front-GasDHW-GasDry-Tier1 | DEER2017 | D17 v3 |  | Any | SFm | 1996 | CZ11 | rDXGF | Household | 1 | 2032 | None | -2.8 | 0.002 | 6.22 | -4.3 | 0.001 | 5.68 | -2.8 | 0.002 | 6.22 | -4.3 | 0.001 | -0.0736 | DEER:Res:ClothesDishWasher | Annual | 2 |  | Appl-CW-Front-GasDHW-GasDry-Tier1DEER2017 | Appl-CW-Front-GasDHW-GasDry-Tier1AnySFm1996CZ11DEER2017 | 3275
Appl-CW-Front-GasDHW-GasDry-Tier1 | DEER2017 | D17 v3 |  | Any | SFm | 1996 | CZ12 | rDXGF | Household | 1 | 2032 | None | -3.8 | 0.002 | 6.24 | -5.2 | 0.001 | 5.7 | -3.8 | 0.002 | 6.24 | -5.2 | 0.001 | -0.124 | DEER:Res:ClothesDishWasher | Annual | 2 |  | Appl-CW-Front-GasDHW-GasDry-Tier1DEER2017 | Appl-CW-Front-GasDHW-GasDry-Tier1AnySFm1996CZ12DEER2017 | 3276
Appl-CW-Front-GasDHW-GasDry-Tier1 | DEER2017 | D17 v3 |  | Any | SFm | 1996 | CZ13 | rDXGF | Household | 1 | 2032 | None | -2.5 | 0.002 | 6.19 | -3.9 | 0.001 | 5.66 | -2.5 | 0.002 | 6.19 | -3.9 | 0.001 | -0.00384 | DEER:Res:ClothesDishWasher | Annual | 2 |  | Appl-CW-Front-GasDHW-GasDry-Tier1DEER2017 | Appl-CW-Front-GasDHW-GasDry-Tier1AnySFm1996CZ13DEER2017 | 3277
Appl-CW-Front-GasDHW-GasDry-Tier1 | DEER2017 | D17 v3 |  | Any | SFm | 1996 | CZ14 | rDXGF | Household | 1 | 1758 | None | -2.7 | 0 | 6.21 | -4.4 | 0 | 5.68 | -2.7 | 0 | 6.21 | -4.4 | 0 | 0.0265 | DEER:Res:ClothesDishWasher | Annual | 2 |  | Appl-CW-Front-GasDHW-GasDry-Tier1DEER2017 | Appl-CW-Front-GasDHW-GasDry-Tier1AnySFm1996CZ14DEER2017 | 3278
Appl-CW-Front-GasDHW-GasDry-Tier1 | DEER2017 | D17 v3 |  | Any | SFm | 1996 | CZ15 | rDXGF | Household | 1 | 1758 | None | -0.6 | 0.001 | 6.46 | -2.6 | 0.001 | 5.85 | -0.6 | 0.001 | 6.46 | -2.6 | 0.001 | -0.0145 | DEER:Res:ClothesDishWasher | Annual | 2 |  | Appl-CW-Front-GasDHW-GasDry-Tier1DEER2017 | Appl-CW-Front-GasDHW-GasDry-Tier1AnySFm1996CZ15DEER2017 | 3279
Appl-CW-Front-GasDHW-GasDry-Tier1 | DEER2017 | D17 v3 |  | Any | SFm | 1996 | CZ16 | rDXGF | Household | 1 | 2193 | None | -4.3 | 0 | 6.35 | -5.7 | 0.001 | 5.81 | -4.3 | 0 | 6.35 | -5.7 | 0.001 | 0.00169 | DEER:Res:ClothesDishWasher | Annual | 2 |  | Appl-CW-Front-GasDHW-GasDry-Tier1DEER2017 | Appl-CW-Front-GasDHW-GasDry-Tier1AnySFm1996CZ16DEER2017 | 3280
Appl-CW-Front-GasDHW-GasDry-Tier1 | DEER2017 | D17 v3 |  | Any | SFm | 2003 | CZ01 | rDXGF | Household | 1 | 2295.6 | None | -6.6 | -0.001 | 6.2 | -7.5 | -0.001 | 5.69 | -6.6 | -0.001 | 6.2 | -7.5 | -0.001 | 0.00112 | DEER:Res:ClothesDishWasher | Annual | 2 |  | Appl-CW-Front-GasDHW-GasDry-Tier1DEER2017 | Appl-CW-Front-GasDHW-GasDry-Tier1AnySFm2003CZ01DEER2017 | 3281
Appl-CW-Front-GasDHW-GasDry-Tier1 | DEER2017 | D17 v3 |  | Any | SFm | 2003 | CZ02 | rDXGF | Household | 1 | 1948.8 | None | -4.9 | 0.002 | 6.23 | -6.1 | 0.001 | 5.71 | -4.9 | 0.002 | 6.23 | -6.1 | 0.001 | 0.00498 | DEER:Res:ClothesDishWasher | Annual | 2 |  | Appl-CW-Front-GasDHW-GasDry-Tier1DEER2017 | Appl-CW-Front-GasDHW-GasDry-Tier1AnySFm2003CZ02DEER2017 | 3282
Appl-CW-Front-GasDHW-GasDry-Tier1 | DEER2017 | D17 v3 |  | Any | SFm | 2003 | CZ03 | rDXGF | Household | 1 | 2295.6 | None | -6 | 0.002 | 6.18 | -6.9 | 0.001 | 5.67 | -6 | 0.002 | 6.18 | -6.9 | 0.001 | 0.00293 | DEER:Res:ClothesDishWasher | Annual | 2 |  | Appl-CW-Front-GasDHW-GasDry-Tier1DEER2017 | Appl-CW-Front-GasDHW-GasDry-Tier1AnySFm2003CZ03DEER2017 | 3283
Appl-CW-Front-GasDHW-GasDry-Tier1 | DEER2017 | D17 v3 |  | Any | SFm | 2003 | CZ04 | rDXGF | Household | 1 | 2295.6 | None | -3.9 | 0.001 | 6.3 | -5.4 | 0.001 | 5.76 | -3.9 | 0.001 | 6.3 | -5.4 | 0.001 | -0.00332 | DEER:Res:ClothesDishWasher | Annual | 2 |  | Appl-CW-Front-GasDHW-GasDry-Tier1DEER2017 | Appl-CW-Front-GasDHW-GasDry-Tier1AnySFm2003CZ04DEER2017 | 3284
Appl-CW-Front-GasDHW-GasDry-Tier1 | DEER2017 | D17 v3 |  | Any | SFm | 2003 | CZ05 | rDXGF | Household | 1 | 2295.6 | None | -6.2 | 0.002 | 6.04 | -7.2 | 0.001 | 5.55 | -6.2 | 0.002 | 6.04 | -7.2 | 0.001 | -0.102 | DEER:Res:ClothesDishWasher | Annual | 2 |  | Appl-CW-Front-GasDHW-GasDry-Tier1DEER2017 | Appl-CW-Front-GasDHW-GasDry-Tier1AnySFm2003CZ05DEER2017 | 3285
Appl-CW-Front-GasDHW-GasDry-Tier1 | DEER2017 | D17 v3 |  | Any | SFm | 2003 | CZ06 | rDXGF | Household | 1 | 2392.9 | None | -3.5 | -0.001 | 6.44 | -4.4 | 0.001 | 5.87 | -3.5 | -0.001 | 6.44 | -4.4 | 0.001 | -0.116 | DEER:Res:ClothesDishWasher | Annual | 2 |  | Appl-CW-Front-GasDHW-GasDry-Tier1DEER2017 | Appl-CW-Front-GasDHW-GasDry-Tier1AnySFm2003CZ06DEER2017 | 3286
Appl-CW-Front-GasDHW-GasDry-Tier1 | DEER2017 | D17 v3 |  | Any | SFm | 2003 | CZ07 | rDXGF | Household | 1 | 2392.9 | None | -3.5 | 0.002 | 6.36 | -5 | 0.001 | 5.8 | -3.5 | 0.002 | 6.36 | -5 | 0.001 | -0.0584 | DEER:Res:ClothesDishWasher | Annual | 2 |  | Appl-CW-Front-GasDHW-GasDry-Tier1DEER2017 | Appl-CW-Front-GasDHW-GasDry-Tier1AnySFm2003CZ07DEER2017 | 3287
Appl-CW-Front-GasDHW-GasDry-Tier1 | DEER2017 | D17 v3 |  | Any | SFm | 2003 | CZ08 | rDXGF | Household | 1 | 2392.9 | None | -1.3 | 0.001 | 6.43 | -3 | 0.001 | 5.86 | -1.3 | 0.001 | 6.43 | -3 | 0.001 | -0.0443 | DEER:Res:ClothesDishWasher | Annual | 2 |  | Appl-CW-Front-GasDHW-GasDry-Tier1DEER2017 | Appl-CW-Front-GasDHW-GasDry-Tier1AnySFm2003CZ08DEER2017 | 3288
Appl-CW-Front-GasDHW-GasDry-Tier1 | DEER2017 | D17 v3 |  | Any | SFm | 2003 | CZ09 | rDXGF | Household | 1 | 2422.9 | None | -3.3 | 0 | 6.38 | -4.9 | 0 | 5.81 | -3.3 | 0 | 6.38 | -4.9 | 0 | -0.124 | DEER:Res:ClothesDishWasher | Annual | 2 |  | Appl-CW-Front-GasDHW-GasDry-Tier1DEER2017 | Appl-CW-Front-GasDHW-GasDry-Tier1AnySFm2003CZ09DEER2017 | 3289
Appl-CW-Front-GasDHW-GasDry-Tier1 | DEER2017 | D17 v3 |  | Any | SFm | 2003 | CZ10 | rDXGF | Household | 1 | 1948.8 | None | -2.9 | 0 | 6.3 | -4.4 | 0 | 5.74 | -2.9 | 0 | 6.3 | -4.4 | 0 | -0.0622 | DEER:Res:ClothesDishWasher | Annual | 2 |  | Appl-CW-Front-GasDHW-GasDry-Tier1DEER2017 | Appl-CW-Front-GasDHW-GasDry-Tier1AnySFm2003CZ10DEER2017 | 3290
Appl-CW-Front-GasDHW-GasDry-Tier1 | DEER2017 | D17 v3 |  | Any | SFm | 2003 | CZ11 | rDXGF | Household | 1 | 1948.8 | None | -3.1 | 0.002 | 6.24 | -4.8 | 0.001 | 5.7 | -3.1 | 0.002 | 6.24 | -4.8 | 0.001 | -0.0566 | DEER:Res:ClothesDishWasher | Annual | 2 |  | Appl-CW-Front-GasDHW-GasDry-Tier1DEER2017 | Appl-CW-Front-GasDHW-GasDry-Tier1AnySFm2003CZ11DEER2017 | 3291
Appl-CW-Front-GasDHW-GasDry-Tier1 | DEER2017 | D17 v3 |  | Any | SFm | 2003 | CZ12 | rDXGF | Household | 1 | 1948.8 | None | -4.2 | 0.002 | 6.26 | -5.5 | 0.002 | 5.72 | -4.2 | 0.002 | 6.26 | -5.5 | 0.002 | -0.0719 | DEER:Res:ClothesDishWasher | Annual | 2 |  | Appl-CW-Front-GasDHW-GasDry-Tier1DEER2017 | Appl-CW-Front-GasDHW-GasDry-Tier1AnySFm2003CZ12DEER2017 | 3292
Appl-CW-Front-GasDHW-GasDry-Tier1 | DEER2017 | D17 v3 |  | Any | SFm | 2003 | CZ13 | rDXGF | Household | 1 | 1948.8 | None | -3.3 | 0.002 | 6.24 | -4.8 | 0.001 | 5.7 | -3.3 | 0.002 | 6.24 | -4.8 | 0.001 | -0.0778 | DEER:Res:ClothesDishWasher | Annual | 2 |  | Appl-CW-Front-GasDHW-GasDry-Tier1DEER2017 | Appl-CW-Front-GasDHW-GasDry-Tier1AnySFm2003CZ13DEER2017 | 3293
Appl-CW-Front-GasDHW-GasDry-Tier1 | DEER2017 | D17 v3 |  | Any | SFm | 2003 | CZ14 | rDXGF | Household | 1 | 2160.9 | None | -2.6 | 0.001 | 6.24 | -4.3 | 0 | 5.7 | -2.6 | 0.001 | 6.24 | -4.3 | 0 | -0.0642 | DEER:Res:ClothesDishWasher | Annual | 2 |  | Appl-CW-Front-GasDHW-GasDry-Tier1DEER2017 | Appl-CW-Front-GasDHW-GasDry-Tier1AnySFm2003CZ14DEER2017 | 3294
Appl-CW-Front-GasDHW-GasDry-Tier1 | DEER2017 | D17 v3 |  | Any | SFm | 2003 | CZ15 | rDXGF | Household | 1 | 2160.9 | None | -1.2 | 0.001 | 6.47 | -3 | 0 | 5.86 | -1.2 | 0.001 | 6.47 | -3 | 0 | -0.114 | DEER:Res:ClothesDishWasher | Annual | 2 |  | Appl-CW-Front-GasDHW-GasDry-Tier1DEER2017 | Appl-CW-Front-GasDHW-GasDry-Tier1AnySFm2003CZ15DEER2017 | 3295
Appl-CW-Front-GasDHW-GasDry-Tier1 | DEER2017 | D17 v3 |  | Any | SFm | 2003 | CZ16 | rDXGF | Household | 1 | 2295.6 | None | -4.6 | 0.002 | 6.37 | -5.7 | 0.001 | 5.82 | -4.6 | 0.002 | 6.37 | -5.7 | 0.001 | -0.118 | DEER:Res:ClothesDishWasher | Annual | 2 |  | Appl-CW-Front-GasDHW-GasDry-Tier1DEER2017 | Appl-CW-Front-GasDHW-GasDry-Tier1AnySFm2003CZ16DEER2017 | 3296
Appl-CW-Front-GasDHW-GasDry-Tier1 | DEER2017 | D17 v3 |  | Any | SFm | 2007 | CZ01 | rDXGF | Household | 1 | 2295.6 | None | -6.6 | 0 | 6.2 | -7.5 | -0.001 | 5.69 | -6.6 | 0 | 6.2 | -7.5 | -0.001 | -0.103 | DEER:Res:ClothesDishWasher | Annual | 2 |  | Appl-CW-Front-GasDHW-GasDry-Tier1DEER2017 | Appl-CW-Front-GasDHW-GasDry-Tier1AnySFm2007CZ01DEER2017 | 3297
Appl-CW-Front-GasDHW-GasDry-Tier1 | DEER2017 | D17 v3 |  | Any | SFm | 2007 | CZ02 | rDXGF | Household | 1 | 1948.8 | None | -5.2 | 0.001 | 6.13 | -6.3 | 0 | 5.62 | -5.2 | 0.001 | 6.13 | -6.3 | 0 | -0.0868 | DEER:Res:ClothesDishWasher | Annual | 2 |  | Appl-CW-Front-GasDHW-GasDry-Tier1DEER2017 | Appl-CW-Front-GasDHW-GasDry-Tier1AnySFm2007CZ02DEER2017 | 3298
Appl-CW-Front-GasDHW-GasDry-Tier1 | DEER2017 | D17 v3 |  | Any | SFm | 2007 | CZ03 | rDXGF | Household | 1 | 2295.6 | None | -6 | 0.001 | 6.19 | -7 | 0.001 | 5.67 | -6 | 0.001 | 6.19 | -7 | 0.001 | -0.158 | DEER:Res:ClothesDishWasher | Annual | 2 |  | Appl-CW-Front-GasDHW-GasDry-Tier1DEER2017 | Appl-CW-Front-GasDHW-GasDry-Tier1AnySFm2007CZ03DEER2017 | 3299
Appl-CW-Front-GasDHW-GasDry-Tier1 | DEER2017 | D17 v3 |  | Any | SFm | 2007 | CZ04 | rDXGF | Household | 1 | 2295.6 | None | -4.6 | 0.002 | 6.27 | -5.9 | 0.001 | 5.73 | -4.6 | 0.002 | 6.27 | -5.9 | 0.001 | -0.0825 | DEER:Res:ClothesDishWasher | Annual | 2 |  | Appl-CW-Front-GasDHW-GasDry-Tier1DEER2017 | Appl-CW-Front-GasDHW-GasDry-Tier1AnySFm2007CZ04DEER2017 | 3300
Appl-CW-Front-GasDHW-GasDry-Tier1 | DEER2017 | D17 v3 |  | Any | SFm | 2007 | CZ05 | rDXGF | Household | 1 | 2295.6 | None | -6.3 | 0.001 | 6.08 | -7.3 | 0 | 5.57 | -6.3 | 0.001 | 6.08 | -7.3 | 0 | -0.0774 | DEER:Res:ClothesDishWasher | Annual | 2 |  | Appl-CW-Front-GasDHW-GasDry-Tier1DEER2017 | Appl-CW-Front-GasDHW-GasDry-Tier1AnySFm2007CZ05DEER2017 | 3301
Appl-CW-Front-GasDHW-GasDry-Tier1 | DEER2017 | D17 v3 |  | Any | SFm | 2007 | CZ06 | rDXGF | Household | 1 | 2392.9 | None | -3.8 | 0.001 | 6.37 | -5 | 0 | 5.81 | -3.8 | 0.001 | 6.37 | -5 | 0 | -0.101 | DEER:Res:ClothesDishWasher | Annual | 2 |  | Appl-CW-Front-GasDHW-GasDry-Tier1DEER2017 | Appl-CW-Front-GasDHW-GasDry-Tier1AnySFm2007CZ06DEER2017 | 3302
Appl-CW-Front-GasDHW-GasDry-Tier1 | DEER2017 | D17 v3 |  | Any | SFm | 2007 | CZ07 | rDXGF | Household | 1 | 2392.9 | None | -3 | 0.002 | 6.42 | -4.4 | 0.002 | 5.85 | -3 | 0.002 | 6.42 | -4.4 | 0.002 | -0.0783 | DEER:Res:ClothesDishWasher | Annual | 2 |  | Appl-CW-Front-GasDHW-GasDry-Tier1DEER2017 | Appl-CW-Front-GasDHW-GasDry-Tier1AnySFm2007CZ07DEER2017 | 3303
Appl-CW-Front-GasDHW-GasDry-Tier1 | DEER2017 | D17 v3 |  | Any | SFm | 2007 | CZ08 | rDXGF | Household | 1 | 2392.9 | None | -3.1 | 0 | 6.44 | -4.6 | 0 | 5.86 | -3.1 | 0 | 6.44 | -4.6 | 0 | -0.0943 | DEER:Res:ClothesDishWasher | Annual | 2 |  | Appl-CW-Front-GasDHW-GasDry-Tier1DEER2017 | Appl-CW-Front-GasDHW-GasDry-Tier1AnySFm2007CZ08DEER2017 | 3304
Appl-CW-Front-GasDHW-GasDry-Tier1 | DEER2017 | D17 v3 |  | Any | SFm | 2007 | CZ09 | rDXGF | Household | 1 | 2422.9 | None | -3.8 | 0 | 6.4 | -5.3 | 0 | 5.83 | -3.8 | 0 | 6.4 | -5.3 | 0 | 0.0298 | DEER:Res:ClothesDishWasher | Annual | 2 |  | Appl-CW-Front-GasDHW-GasDry-Tier1DEER2017 | Appl-CW-Front-GasDHW-GasDry-Tier1AnySFm2007CZ09DEER2017 | 3305
Appl-CW-Front-GasDHW-GasDry-Tier1 | DEER2017 | D17 v3 |  | Any | SFm | 2007 | CZ10 | rDXGF | Household | 1 | 1948.8 | None | -3.2 | 0 | 6.29 | -4.8 | -0.001 | 5.74 | -3.2 | 0 | 6.29 | -4.8 | -0.001 | 0.0291 | DEER:Res:ClothesDishWasher | Annual | 2 |  | Appl-CW-Front-GasDHW-GasDry-Tier1DEER2017 | Appl-CW-Front-GasDHW-GasDry-Tier1AnySFm2007CZ10DEER2017 | 3306
Appl-CW-Front-GasDHW-GasDry-Tier1 | DEER2017 | D17 v3 |  | Any | SFm | 2007 | CZ11 | rDXGF | Household | 1 | 1948.8 | None | -3.9 | 0.001 | 6.23 | -5.3 | 0 | 5.69 | -3.9 | 0.001 | 6.23 | -5.3 | 0 | 0.0137 | DEER:Res:ClothesDishWasher | Annual | 2 |  | Appl-CW-Front-GasDHW-GasDry-Tier1DEER2017 | Appl-CW-Front-GasDHW-GasDry-Tier1AnySFm2007CZ11DEER2017 | 3307
Appl-CW-Front-GasDHW-GasDry-Tier1 | DEER2017 | D17 v3 |  | Any | SFm | 2007 | CZ12 | rDXGF | Household | 1 | 1948.8 | None | -4.2 | 0.001 | 6.29 | -5.5 | 0 | 5.74 | -4.2 | 0.001 | 6.29 | -5.5 | 0 | 0.0192 | DEER:Res:ClothesDishWasher | Annual | 2 |  | Appl-CW-Front-GasDHW-GasDry-Tier1DEER2017 | Appl-CW-Front-GasDHW-GasDry-Tier1AnySFm2007CZ12DEER2017 | 3308
Appl-CW-Front-GasDHW-GasDry-Tier1 | DEER2017 | D17 v3 |  | Any | SFm | 2007 | CZ13 | rDXGF | Household | 1 | 1948.8 | None | -3.2 | 0 | 6.31 | -4.6 | 0 | 5.75 | -3.2 | 0 | 6.31 | -4.6 | 0 | -0.0282 | DEER:Res:ClothesDishWasher | Annual | 2 |  | Appl-CW-Front-GasDHW-GasDry-Tier1DEER2017 | Appl-CW-Front-GasDHW-GasDry-Tier1AnySFm2007CZ13DEER2017 | 3309
Appl-CW-Front-GasDHW-GasDry-Tier1 | DEER2017 | D17 v3 |  | Any | SFm | 2007 | CZ14 | rDXGF | Household | 1 | 2160.9 | None | -3.2 | 0 | 6.21 | -4.7 | 0 | 5.67 | -3.2 | 0 | 6.21 | -4.7 | 0 | -0.0224 | DEER:Res:ClothesDishWasher | Annual | 2 |  | Appl-CW-Front-GasDHW-GasDry-Tier1DEER2017 | Appl-CW-Front-GasDHW-GasDry-Tier1AnySFm2007CZ14DEER2017 | 3310
Appl-CW-Front-GasDHW-GasDry-Tier1 | DEER2017 | D17 v3 |  | Any | SFm | 2007 | CZ15 | rDXGF | Household | 1 | 2160.9 | None | -2 | 0.001 | 6.5 | -3.8 | 0 | 5.88 | -2 | 0.001 | 6.5 | -3.8 | 0 | 0.0639 | DEER:Res:ClothesDishWasher | Annual | 2 |  | Appl-CW-Front-GasDHW-GasDry-Tier1DEER2017 | Appl-CW-Front-GasDHW-GasDry-Tier1AnySFm2007CZ15DEER2017 | 3311
Appl-CW-Front-GasDHW-GasDry-Tier1 | DEER2017 | D17 v3 |  | Any | SFm | 2007 | CZ16 | rDXGF | Household | 1 | 2295.6 | None | -5.3 | 0.001 | 6.37 | -6.4 | 0.001 | 5.82 | -5.3 | 0.001 | 6.37 | -6.4 | 0.001 | -0.0781 | DEER:Res:ClothesDishWasher | Annual | 2 |  | Appl-CW-Front-GasDHW-GasDry-Tier1DEER2017 | Appl-CW-Front-GasDHW-GasDry-Tier1AnySFm2007CZ16DEER2017 | 3312
Appl-CW-Front-GasDHW-GasDry-Tier1 | DEER2017 | D17 v3 |  | Any | SFm | 2011 | CZ01 | rDXGF | Household | 1 | 2295.6 | None | -6.7 | -0.001 | 6.23 | -7.5 | -0.001 | 5.72 | -6.7 | -0.001 | 6.23 | -7.5 | -0.001 | 0.00867 | DEER:Res:ClothesDishWasher | Annual | 2 |  | Appl-CW-Front-GasDHW-GasDry-Tier1DEER2017 | Appl-CW-Front-GasDHW-GasDry-Tier1AnySFm2011CZ01DEER2017 | 3313
Appl-CW-Front-GasDHW-GasDry-Tier1 | DEER2017 | D17 v3 |  | Any | SFm | 2011 | CZ02 | rDXGF | Household | 1 | 1948.8 | None | -5 | 0.001 | 6.14 | -6.2 | 0 | 5.64 | -5 | 0.001 | 6.14 | -6.2 | 0 | -0.0494 | DEER:Res:ClothesDishWasher | Annual | 2 |  | Appl-CW-Front-GasDHW-GasDry-Tier1DEER2017 | Appl-CW-Front-GasDHW-GasDry-Tier1AnySFm2011CZ02DEER2017 | 3314
Appl-CW-Front-GasDHW-GasDry-Tier1 | DEER2017 | D17 v3 |  | Any | SFm | 2011 | CZ03 | rDXGF | Household | 1 | 2295.6 | None | -6 | 0.001 | 6.2 | -6.9 | 0 | 5.67 | -6 | 0.001 | 6.2 | -6.9 | 0 | 0.105 | DEER:Res:ClothesDishWasher | Annual | 2 |  | Appl-CW-Front-GasDHW-GasDry-Tier1DEER2017 | Appl-CW-Front-GasDHW-GasDry-Tier1AnySFm2011CZ03DEER2017 | 3315
Appl-CW-Front-GasDHW-GasDry-Tier1 | DEER2017 | D17 v3 |  | Any | SFm | 2011 | CZ04 | rDXGF | Household | 1 | 2295.6 | None | -4.1 | 0.002 | 6.28 | -5.3 | 0.001 | 5.74 | -4.1 | 0.002 | 6.28 | -5.3 | 0.001 | 0.0494 | DEER:Res:ClothesDishWasher | Annual | 2 |  | Appl-CW-Front-GasDHW-GasDry-Tier1DEER2017 | Appl-CW-Front-GasDHW-GasDry-Tier1AnySFm2011CZ04DEER2017 | 3316
Appl-CW-Front-GasDHW-GasDry-Tier1 | DEER2017 | D17 v3 |  | Any | SFm | 2011 | CZ05 | rDXGF | Household | 1 | 2295.6 | None | -6.4 | 0.001 | 6.11 | -7.3 | 0.001 | 5.62 | -6.4 | 0.001 | 6.11 | -7.3 | 0.001 | 0.0346 | DEER:Res:ClothesDishWasher | Annual | 2 |  | Appl-CW-Front-GasDHW-GasDry-Tier1DEER2017 | Appl-CW-Front-GasDHW-GasDry-Tier1AnySFm2011CZ05DEER2017 | 3317
Appl-CW-Front-GasDHW-GasDry-Tier1 | DEER2017 | D17 v3 |  | Any | SFm | 2011 | CZ06 | rDXGF | Household | 1 | 2392.9 | None | -4.7 | 0.001 | 6.33 | -5.9 | 0.001 | 5.77 | -4.7 | 0.001 | 6.33 | -5.9 | 0.001 | 0.194 | DEER:Res:ClothesDishWasher | Annual | 2 |  | Appl-CW-Front-GasDHW-GasDry-Tier1DEER2017 | Appl-CW-Front-GasDHW-GasDry-Tier1AnySFm2011CZ06DEER2017 | 3318
Appl-CW-Front-GasDHW-GasDry-Tier1 | DEER2017 | D17 v3 |  | Any | SFm | 2011 | CZ07 | rDXGF | Household | 1 | 2392.9 | None | -3.1 | 0 | 6.49 | -4.7 | 0 | 5.9 | -3.1 | 0 | 6.49 | -4.7 | 0 | 0.00763 | DEER:Res:ClothesDishWasher | Annual | 2 |  | Appl-CW-Front-GasDHW-GasDry-Tier1DEER2017 | Appl-CW-Front-GasDHW-GasDry-Tier1AnySFm2011CZ07DEER2017 | 3319
Appl-CW-Front-GasDHW-GasDry-Tier1 | DEER2017 | D17 v3 |  | Any | SFm | 2011 | CZ08 | rDXGF | Household | 1 | 2392.9 | None | -2.8 | 0.001 | 6.49 | -4.4 | 0.001 | 5.89 | -2.8 | 0.001 | 6.49 | -4.4 | 0.001 | -0.0112 | DEER:Res:ClothesDishWasher | Annual | 2 |  | Appl-CW-Front-GasDHW-GasDry-Tier1DEER2017 | Appl-CW-Front-GasDHW-GasDry-Tier1AnySFm2011CZ08DEER2017 | 3320
Appl-CW-Front-GasDHW-GasDry-Tier1 | DEER2017 | D17 v3 |  | Any | SFm | 2011 | CZ09 | rDXGF | Household | 1 | 2422.9 | None | -3.7 | 0 | 6.42 | -5.2 | -0.001 | 5.84 | -3.7 | 0 | 6.42 | -5.2 | -0.001 | 0.06 | DEER:Res:ClothesDishWasher | Annual | 2 |  | Appl-CW-Front-GasDHW-GasDry-Tier1DEER2017 | Appl-CW-Front-GasDHW-GasDry-Tier1AnySFm2011CZ09DEER2017 | 3321
Appl-CW-Front-GasDHW-GasDry-Tier1 | DEER2017 | D17 v3 |  | Any | SFm | 2011 | CZ10 | rDXGF | Household | 1 | 1948.8 | None | -3.4 | 0 | 6.3 | -4.9 | 0 | 5.75 | -3.4 | 0 | 6.3 | -4.9 | 0 | 0.00465 | DEER:Res:ClothesDishWasher | Annual | 2 |  | Appl-CW-Front-GasDHW-GasDry-Tier1DEER2017 | Appl-CW-Front-GasDHW-GasDry-Tier1AnySFm2011CZ10DEER2017 | 3322
Appl-CW-Front-GasDHW-GasDry-Tier1 | DEER2017 | D17 v3 |  | Any | SFm | 2011 | CZ11 | rDXGF | Household | 1 | 1948.8 | None | -3.4 | 0 | 6.25 | -4.9 | -0.001 | 5.71 | -3.4 | 0 | 6.25 | -4.9 | -0.001 | 0.0742 | DEER:Res:ClothesDishWasher | Annual | 2 |  | Appl-CW-Front-GasDHW-GasDry-Tier1DEER2017 | Appl-CW-Front-GasDHW-GasDry-Tier1AnySFm2011CZ11DEER2017 | 3323
Appl-CW-Front-GasDHW-GasDry-Tier1 | DEER2017 | D17 v3 |  | Any | SFm | 2011 | CZ12 | rDXGF | Household | 1 | 1948.8 | None | -4.2 | 0.001 | 6.31 | -5.5 | 0 | 5.76 | -4.2 | 0.001 | 6.31 | -5.5 | 0 | -0.117 | DEER:Res:ClothesDishWasher | Annual | 2 |  | Appl-CW-Front-GasDHW-GasDry-Tier1DEER2017 | Appl-CW-Front-GasDHW-GasDry-Tier1AnySFm2011CZ12DEER2017 | 3324
Appl-CW-Front-GasDHW-GasDry-Tier1 | DEER2017 | D17 v3 |  | Any | SFm | 2011 | CZ13 | rDXGF | Household | 1 | 1948.8 | None | -3.4 | 0 | 6.32 | -4.8 | 0 | 5.76 | -3.4 | 0 | 6.32 | -4.8 | 0 | 0.0505 | DEER:Res:ClothesDishWasher | Annual | 2 |  | Appl-CW-Front-GasDHW-GasDry-Tier1DEER2017 | Appl-CW-Front-GasDHW-GasDry-Tier1AnySFm2011CZ13DEER2017 | 3325
Appl-CW-Front-GasDHW-GasDry-Tier1 | DEER2017 | D17 v3 |  | Any | SFm | 2011 | CZ14 | rDXGF | Household | 1 | 2160.9 | None | -3.1 | 0 | 6.25 | -4.7 | 0 | 5.7 | -3.1 | 0 | 6.25 | -4.7 | 0 | 0.0163 | DEER:Res:ClothesDishWasher | Annual | 2 |  | Appl-CW-Front-GasDHW-GasDry-Tier1DEER2017 | Appl-CW-Front-GasDHW-GasDry-Tier1AnySFm2011CZ14DEER2017 | 3326
Appl-CW-Front-GasDHW-GasDry-Tier1 | DEER2017 | D17 v3 |  | Any | SFm | 2011 | CZ15 | rDXGF | Household | 1 | 2160.9 | None | -1.9 | 0 | 6.49 | -3.9 | 0 | 5.89 | -1.9 | 0 | 6.49 | -3.9 | 0 | -0.00864 | DEER:Res:ClothesDishWasher | Annual | 2 |  | Appl-CW-Front-GasDHW-GasDry-Tier1DEER2017 | Appl-CW-Front-GasDHW-GasDry-Tier1AnySFm2011CZ15DEER2017 | 3327
Appl-CW-Front-GasDHW-GasDry-Tier1 | DEER2017 | D17 v3 |  | Any | SFm | 2011 | CZ16 | rDXGF | Household | 1 | 2295.6 | None | -5.1 | 0.001 | 6.38 | -6.2 | 0 | 5.83 | -5.1 | 0.001 | 6.38 | -6.2 | 0 | -0.0241 | DEER:Res:ClothesDishWasher | Annual | 2 |  | Appl-CW-Front-GasDHW-GasDry-Tier1DEER2017 | Appl-CW-Front-GasDHW-GasDry-Tier1AnySFm2011CZ16DEER2017 | 3328
Appl-CW-Front-GasDHW-GasDry-Tier1 | DEER2017 | D17 v3 |  | Any | SFm | 2015 | CZ01 | rDXGF | Household | 1 | 2295.6 | None | -6.5 | -0.001 | 6.26 | -7.4 | -0.001 | 5.74 | -6.5 | -0.001 | 6.26 | -7.4 | -0.001 | -0.0869 | DEER:Res:ClothesDishWasher | Annual | 2 |  | Appl-CW-Front-GasDHW-GasDry-Tier1DEER2017 | Appl-CW-Front-GasDHW-GasDry-Tier1AnySFm2015CZ01DEER2017 | 3329
Appl-CW-Front-GasDHW-GasDry-Tier1 | DEER2017 | D17 v3 |  | Any | SFm | 2015 | CZ02 | rDXGF | Household | 1 | 1948.8 | None | -5.1 | 0.001 | 6.15 | -6.2 | 0.001 | 5.63 | -5.1 | 0.001 | 6.15 | -6.2 | 0.001 | -0.0823 | DEER:Res:ClothesDishWasher | Annual | 2 |  | Appl-CW-Front-GasDHW-GasDry-Tier1DEER2017 | Appl-CW-Front-GasDHW-GasDry-Tier1AnySFm2015CZ02DEER2017 | 3330
Appl-CW-Front-GasDHW-GasDry-Tier1 | DEER2017 | D17 v3 |  | Any | SFm | 2015 | CZ03 | rDXGF | Household | 1 | 2295.6 | None | -5.7 | 0.001 | 6.29 | -6.9 | 0 | 5.75 | -5.7 | 0.001 | 6.29 | -6.9 | 0 | 0.0476 | DEER:Res:ClothesDishWasher | Annual | 2 |  | Appl-CW-Front-GasDHW-GasDry-Tier1DEER2017 | Appl-CW-Front-GasDHW-GasDry-Tier1AnySFm2015CZ03DEER2017 | 3331
Appl-CW-Front-GasDHW-GasDry-Tier1 | DEER2017 | D17 v3 |  | Any | SFm | 2015 | CZ04 | rDXGF | Household | 1 | 2295.6 | None | -4.9 | 0.002 | 6.27 | -6 | 0.001 | 5.73 | -4.9 | 0.002 | 6.27 | -6 | 0.001 | -0.0635 | DEER:Res:ClothesDishWasher | Annual | 2 |  | Appl-CW-Front-GasDHW-GasDry-Tier1DEER2017 | Appl-CW-Front-GasDHW-GasDry-Tier1AnySFm2015CZ04DEER2017 | 3332
Appl-CW-Front-GasDHW-GasDry-Tier1 | DEER2017 | D17 v3 |  | Any | SFm | 2015 | CZ05 | rDXGF | Household | 1 | 2295.6 | None | -5.8 | 0.001 | 6.2 | -6.8 | 0.001 | 5.69 | -5.8 | 0.001 | 6.2 | -6.8 | 0.001 | -0.00134 | DEER:Res:ClothesDishWasher | Annual | 2 |  | Appl-CW-Front-GasDHW-GasDry-Tier1DEER2017 | Appl-CW-Front-GasDHW-GasDry-Tier1AnySFm2015CZ05DEER2017 | 3333
Appl-CW-Front-GasDHW-GasDry-Tier1 | DEER2017 | D17 v3 |  | Any | SFm | 2015 | CZ06 | rDXGF | Household | 1 | 2392.9 | None | -5.6 | 0.001 | 6.32 | -6.8 | 0 | 5.76 | -5.6 | 0.001 | 6.32 | -6.8 | 0 | -0.141 | DEER:Res:ClothesDishWasher | Annual | 2 |  | Appl-CW-Front-GasDHW-GasDry-Tier1DEER2017 | Appl-CW-Front-GasDHW-GasDry-Tier1AnySFm2015CZ06DEER2017 | 3334
Appl-CW-Front-GasDHW-GasDry-Tier1 | DEER2017 | D17 v3 |  | Any | SFm | 2015 | CZ07 | rDXGF | Household | 1 | 2392.9 | None | -1.6 | 0.002 | 6.57 | -3.9 | 0 | 5.9 | -1.6 | 0.002 | 6.57 | -3.9 | 0 | 0.00294 | DEER:Res:ClothesDishWasher | Annual | 2 |  | Appl-CW-Front-GasDHW-GasDry-Tier1DEER2017 | Appl-CW-Front-GasDHW-GasDry-Tier1AnySFm2015CZ07DEER2017 | 3335
Appl-CW-Front-GasDHW-GasDry-Tier1 | DEER2017 | D17 v3 |  | Any | SFm | 2015 | CZ08 | rDXGF | Household | 1 | 2392.9 | None | -4 | 0.001 | 6.47 | -5.5 | 0 | 5.89 | -4 | 0.001 | 6.47 | -5.5 | 0 | -0.000866 | DEER:Res:ClothesDishWasher | Annual | 2 |  | Appl-CW-Front-GasDHW-GasDry-Tier1DEER2017 | Appl-CW-Front-GasDHW-GasDry-Tier1AnySFm2015CZ08DEER2017 | 3336
Appl-CW-Front-GasDHW-GasDry-Tier1 | DEER2017 | D17 v3 |  | Any | SFm | 2015 | CZ09 | rDXGF | Household | 1 | 2422.9 | None | -4.5 | 0 | 6.41 | -5.8 | 0 | 5.85 | -4.5 | 0 | 6.41 | -5.8 | 0 | -0.0277 | DEER:Res:ClothesDishWasher | Annual | 2 |  | Appl-CW-Front-GasDHW-GasDry-Tier1DEER2017 | Appl-CW-Front-GasDHW-GasDry-Tier1AnySFm2015CZ09DEER2017 | 3337
Appl-CW-Front-GasDHW-GasDry-Tier1 | DEER2017 | D17 v3 |  | Any | SFm | 2015 | CZ10 | rDXGF | Household | 1 | 1948.8 | None | -4.1 | 0.001 | 6.31 | -5.4 | 0.001 | 5.76 | -4.1 | 0.001 | 6.31 | -5.4 | 0.001 | -0.057 | DEER:Res:ClothesDishWasher | Annual | 2 |  | Appl-CW-Front-GasDHW-GasDry-Tier1DEER2017 | Appl-CW-Front-GasDHW-GasDry-Tier1AnySFm2015CZ10DEER2017 | 3338
Appl-CW-Front-GasDHW-GasDry-Tier1 | DEER2017 | D17 v3 |  | Any | SFm | 2015 | CZ11 | rDXGF | Household | 1 | 1948.8 | None | -4.3 | 0.001 | 6.26 | -5.5 | 0 | 5.71 | -4.3 | 0.001 | 6.26 | -5.5 | 0 | -0.0984 | DEER:Res:ClothesDishWasher | Annual | 2 |  | Appl-CW-Front-GasDHW-GasDry-Tier1DEER2017 | Appl-CW-Front-GasDHW-GasDry-Tier1AnySFm2015CZ11DEER2017 | 3339
Appl-CW-Front-GasDHW-GasDry-Tier1 | DEER2017 | D17 v3 |  | Any | SFm | 2015 | CZ12 | rDXGF | Household | 1 | 1948.8 | None | -4.8 | 0.001 | 6.32 | -6.1 | 0 | 5.76 | -4.8 | 0.001 | 6.32 | -6.1 | 0 | -0.0942 | DEER:Res:ClothesDishWasher | Annual | 2 |  | Appl-CW-Front-GasDHW-GasDry-Tier1DEER2017 | Appl-CW-Front-GasDHW-GasDry-Tier1AnySFm2015CZ12DEER2017 | 3340
Appl-CW-Front-GasDHW-GasDry-Tier1 | DEER2017 | D17 v3 |  | Any | SFm | 2015 | CZ13 | rDXGF | Household | 1 | 1948.8 | None | -3.9 | 0.001 | 6.34 | -5.3 | 0.001 | 5.78 | -3.9 | 0.001 | 6.34 | -5.3 | 0.001 | 0.0343 | DEER:Res:ClothesDishWasher | Annual | 2 |  | Appl-CW-Front-GasDHW-GasDry-Tier1DEER2017 | Appl-CW-Front-GasDHW-GasDry-Tier1AnySFm2015CZ13DEER2017 | 3341
Appl-CW-Front-GasDHW-GasDry-Tier1 | DEER2017 | D17 v3 |  | Any | SFm | 2015 | CZ14 | rDXGF | Household | 1 | 2160.9 | None | -3.5 | 0.001 | 6.24 | -4.9 | 0.001 | 5.68 | -3.5 | 0.001 | 6.24 | -4.9 | 0.001 | -0.071 | DEER:Res:ClothesDishWasher | Annual | 2 |  | Appl-CW-Front-GasDHW-GasDry-Tier1DEER2017 | Appl-CW-Front-GasDHW-GasDry-Tier1AnySFm2015CZ14DEER2017 | 3342
Appl-CW-Front-GasDHW-GasDry-Tier1 | DEER2017 | D17 v3 |  | Any | SFm | 2015 | CZ15 | rDXGF | Household | 1 | 2160.9 | None | -2.3 | 0 | 6.49 | -3.9 | 0 | 5.88 | -2.3 | 0 | 6.49 | -3.9 | 0 | -0.0327 | DEER:Res:ClothesDishWasher | Annual | 2 |  | Appl-CW-Front-GasDHW-GasDry-Tier1DEER2017 | Appl-CW-Front-GasDHW-GasDry-Tier1AnySFm2015CZ15DEER2017 | 3343
Appl-CW-Front-GasDHW-GasDry-Tier1 | DEER2017 | D17 v3 |  | Any | SFm | 2015 | CZ16 | rDXGF | Household | 1 | 2295.6 | None | -5.7 | 0.001 | 6.3 | -6.7 | 0.001 | 5.77 | -5.7 | 0.001 | 6.3 | -6.7 | 0.001 | -0.04 | DEER:Res:ClothesDishWasher | Annual | 2 |  | Appl-CW-Front-GasDHW-GasDry-Tier1DEER2017 | Appl-CW-Front-GasDHW-GasDry-Tier1AnySFm2015CZ16DEER2017 | 3344
Appl-CW-Front-GasDHW-GasDry-Tier1 | DEER2017 | D17 v3 |  | Any | SFm | 2017 | CZ01 | rDXGF | Household | 1 | 2295.6 | None | -6.5 | -0.001 | 6.3 | -7.3 | -0.001 | 5.76 | -6.5 | -0.001 | 6.3 | -7.3 | -0.001 | -0.118 | DEER:Res:ClothesDishWasher | Annual | 2 |  | Appl-CW-Front-GasDHW-GasDry-Tier1DEER2017 | Appl-CW-Front-GasDHW-GasDry-Tier1AnySFm2017CZ01DEER2017 | 3345
Appl-CW-Front-GasDHW-GasDry-Tier1 | DEER2017 | D17 v3 |  | Any | SFm | 2017 | CZ02 | rDXGF | Household | 1 | 1948.8 | None | -5.2 | 0.002 | 6.17 | -6.3 | 0.001 | 5.65 | -5.2 | 0.002 | 6.17 | -6.3 | 0.001 | 0.0283 | DEER:Res:ClothesDishWasher | Annual | 2 |  | Appl-CW-Front-GasDHW-GasDry-Tier1DEER2017 | Appl-CW-Front-GasDHW-GasDry-Tier1AnySFm2017CZ02DEER2017 | 3346
Appl-CW-Front-GasDHW-GasDry-Tier1 | DEER2017 | D17 v3 |  | Any | SFm | 2017 | CZ03 | rDXGF | Household | 1 | 2295.6 | None | -5.8 | 0.001 | 6.28 | -6.8 | 0.001 | 5.74 | -5.8 | 0.001 | 6.28 | -6.8 | 0.001 | 0.0249 | DEER:Res:ClothesDishWasher | Annual | 2 |  | Appl-CW-Front-GasDHW-GasDry-Tier1DEER2017 | Appl-CW-Front-GasDHW-GasDry-Tier1AnySFm2017CZ03DEER2017 | 3347
Appl-CW-Front-GasDHW-GasDry-Tier1 | DEER2017 | D17 v3 |  | Any | SFm | 2017 | CZ04 | rDXGF | Household | 1 | 2295.6 | None | -4.9 | 0.001 | 6.28 | -6.1 | 0.001 | 5.74 | -4.9 | 0.001 | 6.28 | -6.1 | 0.001 | 0.0111 | DEER:Res:ClothesDishWasher | Annual | 2 |  | Appl-CW-Front-GasDHW-GasDry-Tier1DEER2017 | Appl-CW-Front-GasDHW-GasDry-Tier1AnySFm2017CZ04DEER2017 | 3348
Appl-CW-Front-GasDHW-GasDry-Tier1 | DEER2017 | D17 v3 |  | Any | SFm | 2017 | CZ05 | rDXGF | Household | 1 | 2295.6 | None | -6.1 | 0.001 | 6.25 | -7 | 0 | 5.73 | -6.1 | 0.001 | 6.25 | -7 | 0 | 0.0189 | DEER:Res:ClothesDishWasher | Annual | 2 |  | Appl-CW-Front-GasDHW-GasDry-Tier1DEER2017 | Appl-CW-Front-GasDHW-GasDry-Tier1AnySFm2017CZ05DEER2017 | 3349
Appl-CW-Front-GasDHW-GasDry-Tier1 | DEER2017 | D17 v3 |  | Any | SFm | 2017 | CZ06 | rDXGF | Household | 1 | 2392.9 | None | -5.4 | 0.004 | 6.33 | -6.5 | 0.003 | 5.77 | -5.4 | 0.004 | 6.33 | -6.5 | 0.003 | -0.0286 | DEER:Res:ClothesDishWasher | Annual | 2 |  | Appl-CW-Front-GasDHW-GasDry-Tier1DEER2017 | Appl-CW-Front-GasDHW-GasDry-Tier1AnySFm2017CZ06DEER2017 | 3350
Appl-CW-Front-GasDHW-GasDry-Tier1 | DEER2017 | D17 v3 |  | Any | SFm | 2017 | CZ07 | rDXGF | Household | 1 | 2392.9 | None | -4.3 | -0.001 | 6.45 | -5.3 | -0.001 | 5.87 | -4.3 | -0.001 | 6.45 | -5.3 | -0.001 | -0.0413 | DEER:Res:ClothesDishWasher | Annual | 2 |  | Appl-CW-Front-GasDHW-GasDry-Tier1DEER2017 | Appl-CW-Front-GasDHW-GasDry-Tier1AnySFm2017CZ07DEER2017 | 3351
Appl-CW-Front-GasDHW-GasDry-Tier1 | DEER2017 | D17 v3 |  | Any | SFm | 2017 | CZ08 | rDXGF | Household | 1 | 2392.9 | None | -4.2 | 0 | 6.49 | -5.5 | 0 | 5.9 | -4.2 | 0 | 6.49 | -5.5 | 0 | 0.0626 | DEER:Res:ClothesDishWasher | Annual | 2 |  | Appl-CW-Front-GasDHW-GasDry-Tier1DEER2017 | Appl-CW-Front-GasDHW-GasDry-Tier1AnySFm2017CZ08DEER2017 | 3352
Appl-CW-Front-GasDHW-GasDry-Tier1 | DEER2017 | D17 v3 |  | Any | SFm | 2017 | CZ09 | rDXGF | Household | 1 | 2422.9 | None | -6.3 | 0.001 | 6.36 | -7.5 | 0.001 | 5.78 | -6.3 | 0.001 | 6.36 | -7.5 | 0.001 | -0.0333 | DEER:Res:ClothesDishWasher | Annual | 2 |  | Appl-CW-Front-GasDHW-GasDry-Tier1DEER2017 | Appl-CW-Front-GasDHW-GasDry-Tier1AnySFm2017CZ09DEER2017 | 3353
Appl-CW-Front-GasDHW-GasDry-Tier1 | DEER2017 | D17 v3 |  | Any | SFm | 2017 | CZ10 | rDXGF | Household | 1 | 1948.8 | None | -4.7 | 0.001 | 6.33 | -5.9 | 0 | 5.77 | -4.7 | 0.001 | 6.33 | -5.9 | 0 | 0.0115 | DEER:Res:ClothesDishWasher | Annual | 2 |  | Appl-CW-Front-GasDHW-GasDry-Tier1DEER2017 | Appl-CW-Front-GasDHW-GasDry-Tier1AnySFm2017CZ10DEER2017 | 3354
Appl-CW-Front-GasDHW-GasDry-Tier1 | DEER2017 | D17 v3 |  | Any | SFm | 2017 | CZ11 | rDXGF | Household | 1 | 1948.8 | None | -4.2 | 0.001 | 6.26 | -5.5 | 0.001 | 5.71 | -4.2 | 0.001 | 6.26 | -5.5 | 0.001 | 0.028 | DEER:Res:ClothesDishWasher | Annual | 2 |  | Appl-CW-Front-GasDHW-GasDry-Tier1DEER2017 | Appl-CW-Front-GasDHW-GasDry-Tier1AnySFm2017CZ11DEER2017 | 3355
Appl-CW-Front-GasDHW-GasDry-Tier1 | DEER2017 | D17 v3 |  | Any | SFm | 2017 | CZ12 | rDXGF | Household | 1 | 1948.8 | None | -4.9 | 0.001 | 6.34 | -6.2 | 0.001 | 5.78 | -4.9 | 0.001 | 6.34 | -6.2 | 0.001 | -0.0111 | DEER:Res:ClothesDishWasher | Annual | 2 |  | Appl-CW-Front-GasDHW-GasDry-Tier1DEER2017 | Appl-CW-Front-GasDHW-GasDry-Tier1AnySFm2017CZ12DEER2017 | 3356
Appl-CW-Front-GasDHW-GasDry-Tier1 | DEER2017 | D17 v3 |  | Any | SFm | 2017 | CZ13 | rDXGF | Household | 1 | 1948.8 | None | -3.9 | 0 | 6.33 | -5.3 | 0 | 5.77 | -3.9 | 0 | 6.33 | -5.3 | 0 | 0.116 | DEER:Res:ClothesDishWasher | Annual | 2 |  | Appl-CW-Front-GasDHW-GasDry-Tier1DEER2017 | Appl-CW-Front-GasDHW-GasDry-Tier1AnySFm2017CZ13DEER2017 | 3357
Appl-CW-Front-GasDHW-GasDry-Tier1 | DEER2017 | D17 v3 |  | Any | SFm | 2017 | CZ14 | rDXGF | Household | 1 | 2160.9 | None | -3.6 | 0.001 | 6.23 | -5 | 0 | 5.71 | -3.6 | 0.001 | 6.23 | -5 | 0 | 0.0651 | DEER:Res:ClothesDishWasher | Annual | 2 |  | Appl-CW-Front-GasDHW-GasDry-Tier1DEER2017 | Appl-CW-Front-GasDHW-GasDry-Tier1AnySFm2017CZ14DEER2017 | 3358
Appl-CW-Front-GasDHW-GasDry-Tier1 | DEER2017 | D17 v3 |  | Any | SFm | 2017 | CZ15 | rDXGF | Household | 1 | 2160.9 | None | -2 | 0.001 | 6.5 | -3.5 | 0.001 | 5.88 | -2 | 0.001 | 6.5 | -3.5 | 0.001 | 0.0497 | DEER:Res:ClothesDishWasher | Annual | 2 |  | Appl-CW-Front-GasDHW-GasDry-Tier1DEER2017 | Appl-CW-Front-GasDHW-GasDry-Tier1AnySFm2017CZ15DEER2017 | 3359
Appl-CW-Front-GasDHW-GasDry-Tier1 | DEER2017 | D17 v3 |  | Any | SFm | 2017 | CZ16 | rDXGF | Household | 1 | 2295.6 | None | -6.3 | 0 | 6.3 | -6.8 | 0 | 5.76 | -6.3 | 0 | 6.3 | -6.8 | 0 | 0.0323 | DEER:Res:ClothesDishWasher | Annual | 2 |  | Appl-CW-Front-GasDHW-GasDry-Tier1DEER2017 | Appl-CW-Front-GasDHW-GasDry-Tier1AnySFm2017CZ16DEER2017 | 3360
Appl-CW-Front-GasDHW-GasDry-Tier2 | DEER2017 | D17 v3 |  | Any | DMo | MH00 | CZ01 | rDXGF | Household | 1 | 1242 | None | 3.3 | 0 | 6.18 | 2.6 | 0 | 5.77 | 3.3 | 0 | 6.18 | 2.6 | 0 | 0.204 | DEER:Res:ClothesDishWasher | Annual | 2 |  | Appl-CW-Front-GasDHW-GasDry-Tier2DEER2017 | Appl-CW-Front-GasDHW-GasDry-Tier2AnyDMoMH00CZ01DEER2017 | 3361
Appl-CW-Front-GasDHW-GasDry-Tier2 | DEER2017 | D17 v3 |  | Any | DMo | MH00 | CZ02 | rDXGF | Household | 1 | 1242 | None | 7.4 | 0 | 6.32 | 6.2 | -0.001 | 5.89 | 7.4 | 0 | 6.32 | 6.2 | -0.001 | 0.00944 | DEER:Res:ClothesDishWasher | Annual | 2 |  | Appl-CW-Front-GasDHW-GasDry-Tier2DEER2017 | Appl-CW-Front-GasDHW-GasDry-Tier2AnyDMoMH00CZ02DEER2017 | 3362
Appl-CW-Front-GasDHW-GasDry-Tier2 | DEER2017 | D17 v3 |  | Any | DMo | MH00 | CZ03 | rDXGF | Household | 1 | 1242 | None | 5.1 | 0.006 | 6.16 | 4.1 | 0.006 | 5.75 | 5.1 | 0.006 | 6.16 | 4.1 | 0.006 | -0.017 | DEER:Res:ClothesDishWasher | Annual | 2 |  | Appl-CW-Front-GasDHW-GasDry-Tier2DEER2017 | Appl-CW-Front-GasDHW-GasDry-Tier2AnyDMoMH00CZ03DEER2017 | 3363
Appl-CW-Front-GasDHW-GasDry-Tier2 | DEER2017 | D17 v3 |  | Any | DMo | MH00 | CZ04 | rDXGF | Household | 1 | 1242 | None | 8.7 | 0.011 | 6.26 | 7.5 | 0.01 | 5.83 | 8.7 | 0.011 | 6.26 | 7.5 | 0.01 | 0.06 | DEER:Res:ClothesDishWasher | Annual | 2 |  | Appl-CW-Front-GasDHW-GasDry-Tier2DEER2017 | Appl-CW-Front-GasDHW-GasDry-Tier2AnyDMoMH00CZ04DEER2017 | 3364
Appl-CW-Front-GasDHW-GasDry-Tier2 | DEER2017 | D17 v3 |  | Any | DMo | MH00 | CZ05 | rDXGF | Household | 1 | 1242 | None | 4.2 | 0.004 | 5.74 | 3.5 | 0.004 | 5.36 | 4.2 | 0.004 | 5.74 | 3.5 | 0.004 | 0.00213 | DEER:Res:ClothesDishWasher | Annual | 2 |  | Appl-CW-Front-GasDHW-GasDry-Tier2DEER2017 | Appl-CW-Front-GasDHW-GasDry-Tier2AnyDMoMH00CZ05DEER2017 | 3365
Appl-CW-Front-GasDHW-GasDry-Tier2 | DEER2017 | D17 v3 |  | Any | DMo | MH00 | CZ06 | rDXGF | Household | 1 | 1242 | None | 7.9 | 0.004 | 6.39 | 6.8 | 0.003 | 5.95 | 7.9 | 0.004 | 6.39 | 6.8 | 0.003 | 0.0588 | DEER:Res:ClothesDishWasher | Annual | 2 |  | Appl-CW-Front-GasDHW-GasDry-Tier2DEER2017 | Appl-CW-Front-GasDHW-GasDry-Tier2AnyDMoMH00CZ06DEER2017 | 3366
Appl-CW-Front-GasDHW-GasDry-Tier2 | DEER2017 | D17 v3 |  | Any | DMo | MH00 | CZ07 | rDXGF | Household | 1 | 1242 | None | 8.7 | 0.004 | 6.54 | 7.4 | 0.005 | 6.09 | 8.7 | 0.004 | 6.54 | 7.4 | 0.005 | -0.0534 | DEER:Res:ClothesDishWasher | Annual | 2 |  | Appl-CW-Front-GasDHW-GasDry-Tier2DEER2017 | Appl-CW-Front-GasDHW-GasDry-Tier2AnyDMoMH00CZ07DEER2017 | 3367
Appl-CW-Front-GasDHW-GasDry-Tier2 | DEER2017 | D17 v3 |  | Any | DMo | MH00 | CZ08 | rDXGF | Household | 1 | 1242 | None | 9.9 | 0.004 | 6.52 | 8.5 | 0.004 | 6.08 | 9.9 | 0.004 | 6.52 | 8.5 | 0.004 | -0.127 | DEER:Res:ClothesDishWasher | Annual | 2 |  | Appl-CW-Front-GasDHW-GasDry-Tier2DEER2017 | Appl-CW-Front-GasDHW-GasDry-Tier2AnyDMoMH00CZ08DEER2017 | 3368
Appl-CW-Front-GasDHW-GasDry-Tier2 | DEER2017 | D17 v3 |  | Any | DMo | MH00 | CZ09 | rDXGF | Household | 1 | 1242 | None | 9.2 | 0.005 | 6.44 | 7.7 | 0.005 | 5.99 | 9.2 | 0.005 | 6.44 | 7.7 | 0.005 | 0.0432 | DEER:Res:ClothesDishWasher | Annual | 2 |  | Appl-CW-Front-GasDHW-GasDry-Tier2DEER2017 | Appl-CW-Front-GasDHW-GasDry-Tier2AnyDMoMH00CZ09DEER2017 | 3369
Appl-CW-Front-GasDHW-GasDry-Tier2 | DEER2017 | D17 v3 |  | Any | DMo | MH00 | CZ10 | rDXGF | Household | 1 | 1242 | None | 12.3 | 0.004 | 6.51 | 10.8 | 0.004 | 6.05 | 12.3 | 0.004 | 6.51 | 10.8 | 0.004 | 0.046 | DEER:Res:ClothesDishWasher | Annual | 2 |  | Appl-CW-Front-GasDHW-GasDry-Tier2DEER2017 | Appl-CW-Front-GasDHW-GasDry-Tier2AnyDMoMH00CZ10DEER2017 | 3370
Appl-CW-Front-GasDHW-GasDry-Tier2 | DEER2017 | D17 v3 |  | Any | DMo | MH00 | CZ11 | rDXGF | Household | 1 | 1242 | None | 10.1 | 0.005 | 6.35 | 8.7 | 0.004 | 5.91 | 10.1 | 0.005 | 6.35 | 8.7 | 0.004 | 0.0169 | DEER:Res:ClothesDishWasher | Annual | 2 |  | Appl-CW-Front-GasDHW-GasDry-Tier2DEER2017 | Appl-CW-Front-GasDHW-GasDry-Tier2AnyDMoMH00CZ11DEER2017 | 3371
Appl-CW-Front-GasDHW-GasDry-Tier2 | DEER2017 | D17 v3 |  | Any | DMo | MH00 | CZ12 | rDXGF | Household | 1 | 1242 | None | 10 | 0.006 | 6.29 | 8.6 | 0.005 | 5.86 | 10 | 0.006 | 6.29 | 8.6 | 0.005 | 0.000674 | DEER:Res:ClothesDishWasher | Annual | 2 |  | Appl-CW-Front-GasDHW-GasDry-Tier2DEER2017 | Appl-CW-Front-GasDHW-GasDry-Tier2AnyDMoMH00CZ12DEER2017 | 3372
Appl-CW-Front-GasDHW-GasDry-Tier2 | DEER2017 | D17 v3 |  | Any | DMo | MH00 | CZ13 | rDXGF | Household | 1 | 1242 | None | 11.3 | 0.005 | 6.31 | 9.8 | 0.005 | 5.87 | 11.3 | 0.005 | 6.31 | 9.8 | 0.005 | -0.0304 | DEER:Res:ClothesDishWasher | Annual | 2 |  | Appl-CW-Front-GasDHW-GasDry-Tier2DEER2017 | Appl-CW-Front-GasDHW-GasDry-Tier2AnyDMoMH00CZ13DEER2017 | 3373
Appl-CW-Front-GasDHW-GasDry-Tier2 | DEER2017 | D17 v3 |  | Any | DMo | MH00 | CZ14 | rDXGF | Household | 1 | 1242 | None | 10.8 | 0.004 | 6.31 | 9.4 | 0.004 | 5.88 | 10.8 | 0.004 | 6.31 | 9.4 | 0.004 | -0.0786 | DEER:Res:ClothesDishWasher | Annual | 2 |  | Appl-CW-Front-GasDHW-GasDry-Tier2DEER2017 | Appl-CW-Front-GasDHW-GasDry-Tier2AnyDMoMH00CZ14DEER2017 | 3374
Appl-CW-Front-GasDHW-GasDry-Tier2 | DEER2017 | D17 v3 |  | Any | DMo | MH00 | CZ15 | rDXGF | Household | 1 | 1242 | None | 14.9 | 0.004 | 6.81 | 13.1 | 0.004 | 6.31 | 14.9 | 0.004 | 6.81 | 13.1 | 0.004 | -0.0879 | DEER:Res:ClothesDishWasher | Annual | 2 |  | Appl-CW-Front-GasDHW-GasDry-Tier2DEER2017 | Appl-CW-Front-GasDHW-GasDry-Tier2AnyDMoMH00CZ15DEER2017 | 3375
Appl-CW-Front-GasDHW-GasDry-Tier2 | DEER2017 | D17 v3 |  | Any | DMo | MH00 | CZ16 | rDXGF | Household | 1 | 1242 | None | 7.8 | 0.008 | 6.37 | 6.7 | 0.008 | 5.94 | 7.8 | 0.008 | 6.37 | 6.7 | 0.008 | 0.0527 | DEER:Res:ClothesDishWasher | Annual | 2 |  | Appl-CW-Front-GasDHW-GasDry-Tier2DEER2017 | Appl-CW-Front-GasDHW-GasDry-Tier2AnyDMoMH00CZ16DEER2017 | 3376
Appl-CW-Front-GasDHW-GasDry-Tier2 | DEER2017 | D17 v3 |  | Any | DMo | MH06 | CZ01 | rDXGF | Household | 1 | 1242 | None | 3.2 | 0 | 5.96 | 2.5 | 0 | 5.57 | 3.2 | 0 | 5.96 | 2.5 | 0 | -0.0591 | DEER:Res:ClothesDishWasher | Annual | 2 |  | Appl-CW-Front-GasDHW-GasDry-Tier2DEER2017 | Appl-CW-Front-GasDHW-GasDry-Tier2AnyDMoMH06CZ01DEER2017 | 3377
Appl-CW-Front-GasDHW-GasDry-Tier2 | DEER2017 | D17 v3 |  | Any | DMo | MH06 | CZ02 | rDXGF | Household | 1 | 1242 | None | 7.7 | 0.004 | 6.21 | 6.5 | 0.004 | 5.79 | 7.7 | 0.004 | 6.21 | 6.5 | 0.004 | 0.000443 | DEER:Res:ClothesDishWasher | Annual | 2 |  | Appl-CW-Front-GasDHW-GasDry-Tier2DEER2017 | Appl-CW-Front-GasDHW-GasDry-Tier2AnyDMoMH06CZ02DEER2017 | 3378
Appl-CW-Front-GasDHW-GasDry-Tier2 | DEER2017 | D17 v3 |  | Any | DMo | MH06 | CZ03 | rDXGF | Household | 1 | 1242 | None | 5.9 | 0.004 | 6.55 | 4.9 | 0.004 | 6.11 | 5.9 | 0.004 | 6.55 | 4.9 | 0.004 | -0.0661 | DEER:Res:ClothesDishWasher | Annual | 2 |  | Appl-CW-Front-GasDHW-GasDry-Tier2DEER2017 | Appl-CW-Front-GasDHW-GasDry-Tier2AnyDMoMH06CZ03DEER2017 | 3379
Appl-CW-Front-GasDHW-GasDry-Tier2 | DEER2017 | D17 v3 |  | Any | DMo | MH06 | CZ04 | rDXGF | Household | 1 | 1242 | None | 8.1 | 0.003 | 6.41 | 7 | 0.003 | 5.96 | 8.1 | 0.003 | 6.41 | 7 | 0.003 | -0.158 | DEER:Res:ClothesDishWasher | Annual | 2 |  | Appl-CW-Front-GasDHW-GasDry-Tier2DEER2017 | Appl-CW-Front-GasDHW-GasDry-Tier2AnyDMoMH06CZ04DEER2017 | 3380
Appl-CW-Front-GasDHW-GasDry-Tier2 | DEER2017 | D17 v3 |  | Any | DMo | MH06 | CZ05 | rDXGF | Household | 1 | 1242 | None | 5.8 | 0.004 | 6.17 | 4.9 | 0.004 | 5.76 | 5.8 | 0.004 | 6.17 | 4.9 | 0.004 | -0.000693 | DEER:Res:ClothesDishWasher | Annual | 2 |  | Appl-CW-Front-GasDHW-GasDry-Tier2DEER2017 | Appl-CW-Front-GasDHW-GasDry-Tier2AnyDMoMH06CZ05DEER2017 | 3381
Appl-CW-Front-GasDHW-GasDry-Tier2 | DEER2017 | D17 v3 |  | Any | DMo | MH06 | CZ06 | rDXGF | Household | 1 | 1242 | None | 8.4 | 0.003 | 7.02 | 7.2 | 0.002 | 6.52 | 8.4 | 0.003 | 7.02 | 7.2 | 0.002 | 0.0262 | DEER:Res:ClothesDishWasher | Annual | 2 |  | Appl-CW-Front-GasDHW-GasDry-Tier2DEER2017 | Appl-CW-Front-GasDHW-GasDry-Tier2AnyDMoMH06CZ06DEER2017 | 3382
Appl-CW-Front-GasDHW-GasDry-Tier2 | DEER2017 | D17 v3 |  | Any | DMo | MH06 | CZ07 | rDXGF | Household | 1 | 1242 | None | 11 | 0.003 | 6.86 | 9.7 | 0.003 | 6.38 | 11 | 0.003 | 6.86 | 9.7 | 0.003 | -0.000676 | DEER:Res:ClothesDishWasher | Annual | 2 |  | Appl-CW-Front-GasDHW-GasDry-Tier2DEER2017 | Appl-CW-Front-GasDHW-GasDry-Tier2AnyDMoMH06CZ07DEER2017 | 3383
Appl-CW-Front-GasDHW-GasDry-Tier2 | DEER2017 | D17 v3 |  | Any | DMo | MH06 | CZ08 | rDXGF | Household | 1 | 1242 | None | 10.5 | 0.004 | 6.7 | 9 | 0.003 | 6.23 | 10.5 | 0.004 | 6.7 | 9 | 0.003 | -0.0278 | DEER:Res:ClothesDishWasher | Annual | 2 |  | Appl-CW-Front-GasDHW-GasDry-Tier2DEER2017 | Appl-CW-Front-GasDHW-GasDry-Tier2AnyDMoMH06CZ08DEER2017 | 3384
Appl-CW-Front-GasDHW-GasDry-Tier2 | DEER2017 | D17 v3 |  | Any | DMo | MH06 | CZ09 | rDXGF | Household | 1 | 1242 | None | 9.7 | 0.003 | 6.62 | 8.4 | 0.003 | 6.16 | 9.7 | 0.003 | 6.62 | 8.4 | 0.003 | -0.0563 | DEER:Res:ClothesDishWasher | Annual | 2 |  | Appl-CW-Front-GasDHW-GasDry-Tier2DEER2017 | Appl-CW-Front-GasDHW-GasDry-Tier2AnyDMoMH06CZ09DEER2017 | 3385
Appl-CW-Front-GasDHW-GasDry-Tier2 | DEER2017 | D17 v3 |  | Any | DMo | MH06 | CZ10 | rDXGF | Household | 1 | 1242 | None | 10.4 | 0.003 | 6.49 | 9 | 0.002 | 6.04 | 10.4 | 0.003 | 6.49 | 9 | 0.002 | -0.0973 | DEER:Res:ClothesDishWasher | Annual | 2 |  | Appl-CW-Front-GasDHW-GasDry-Tier2DEER2017 | Appl-CW-Front-GasDHW-GasDry-Tier2AnyDMoMH06CZ10DEER2017 | 3386
Appl-CW-Front-GasDHW-GasDry-Tier2 | DEER2017 | D17 v3 |  | Any | DMo | MH06 | CZ11 | rDXGF | Household | 1 | 1242 | None | 9.5 | 0.005 | 6.48 | 8.2 | 0.004 | 6.03 | 9.5 | 0.005 | 6.48 | 8.2 | 0.004 | -0.0998 | DEER:Res:ClothesDishWasher | Annual | 2 |  | Appl-CW-Front-GasDHW-GasDry-Tier2DEER2017 | Appl-CW-Front-GasDHW-GasDry-Tier2AnyDMoMH06CZ11DEER2017 | 3387
Appl-CW-Front-GasDHW-GasDry-Tier2 | DEER2017 | D17 v3 |  | Any | DMo | MH06 | CZ12 | rDXGF | Household | 1 | 1242 | None | 8.4 | 0.004 | 6.31 | 7.3 | 0.004 | 5.88 | 8.4 | 0.004 | 6.31 | 7.3 | 0.004 | 0.0404 | DEER:Res:ClothesDishWasher | Annual | 2 |  | Appl-CW-Front-GasDHW-GasDry-Tier2DEER2017 | Appl-CW-Front-GasDHW-GasDry-Tier2AnyDMoMH06CZ12DEER2017 | 3388
Appl-CW-Front-GasDHW-GasDry-Tier2 | DEER2017 | D17 v3 |  | Any | DMo | MH06 | CZ13 | rDXGF | Household | 1 | 1242 | None | 10.6 | 0.004 | 6.43 | 9.2 | 0.003 | 5.98 | 10.6 | 0.004 | 6.43 | 9.2 | 0.003 | -0.0762 | DEER:Res:ClothesDishWasher | Annual | 2 |  | Appl-CW-Front-GasDHW-GasDry-Tier2DEER2017 | Appl-CW-Front-GasDHW-GasDry-Tier2AnyDMoMH06CZ13DEER2017 | 3389
Appl-CW-Front-GasDHW-GasDry-Tier2 | DEER2017 | D17 v3 |  | Any | DMo | MH06 | CZ14 | rDXGF | Household | 1 | 1242 | None | 10.2 | 0.003 | 6.39 | 8.8 | 0.003 | 5.95 | 10.2 | 0.003 | 6.39 | 8.8 | 0.003 | -0.031 | DEER:Res:ClothesDishWasher | Annual | 2 |  | Appl-CW-Front-GasDHW-GasDry-Tier2DEER2017 | Appl-CW-Front-GasDHW-GasDry-Tier2AnyDMoMH06CZ14DEER2017 | 3390
Appl-CW-Front-GasDHW-GasDry-Tier2 | DEER2017 | D17 v3 |  | Any | DMo | MH06 | CZ15 | rDXGF | Household | 1 | 1242 | None | 12.8 | 0.003 | 6.84 | 11 | 0.003 | 6.34 | 12.8 | 0.003 | 6.84 | 11 | 0.003 | 0.0228 | DEER:Res:ClothesDishWasher | Annual | 2 |  | Appl-CW-Front-GasDHW-GasDry-Tier2DEER2017 | Appl-CW-Front-GasDHW-GasDry-Tier2AnyDMoMH06CZ15DEER2017 | 3391
Appl-CW-Front-GasDHW-GasDry-Tier2 | DEER2017 | D17 v3 |  | Any | DMo | MH06 | CZ16 | rDXGF | Household | 1 | 1242 | None | 6.5 | 0.003 | 6.39 | 5.5 | 0.003 | 5.95 | 6.5 | 0.003 | 6.39 | 5.5 | 0.003 | 0.04 | DEER:Res:ClothesDishWasher | Annual | 2 |  | Appl-CW-Front-GasDHW-GasDry-Tier2DEER2017 | Appl-CW-Front-GasDHW-GasDry-Tier2AnyDMoMH06CZ16DEER2017 | 3392
Appl-CW-Front-GasDHW-GasDry-Tier2 | DEER2017 | D17 v3 |  | Any | DMo | MH15 | CZ01 | rDXGF | Household | 1 | 1242 | None | 3.3 | 0 | 6.06 | 2.6 | 0 | 5.66 | 3.3 | 0 | 6.06 | 2.6 | 0 | 0.0184 | DEER:Res:ClothesDishWasher | Annual | 2 |  | Appl-CW-Front-GasDHW-GasDry-Tier2DEER2017 | Appl-CW-Front-GasDHW-GasDry-Tier2AnyDMoMH15CZ01DEER2017 | 3393
Appl-CW-Front-GasDHW-GasDry-Tier2 | DEER2017 | D17 v3 |  | Any | DMo | MH15 | CZ02 | rDXGF | Household | 1 | 1242 | None | 7.4 | 0.001 | 6.22 | 6.3 | 0.001 | 5.8 | 7.4 | 0.001 | 6.22 | 6.3 | 0.001 | -0.0157 | DEER:Res:ClothesDishWasher | Annual | 2 |  | Appl-CW-Front-GasDHW-GasDry-Tier2DEER2017 | Appl-CW-Front-GasDHW-GasDry-Tier2AnyDMoMH15CZ02DEER2017 | 3394
Appl-CW-Front-GasDHW-GasDry-Tier2 | DEER2017 | D17 v3 |  | Any | DMo | MH15 | CZ03 | rDXGF | Household | 1 | 1242 | None | 5.1 | 0.004 | 6.24 | 4.2 | 0.004 | 5.83 | 5.1 | 0.004 | 6.24 | 4.2 | 0.004 | 0.0208 | DEER:Res:ClothesDishWasher | Annual | 2 |  | Appl-CW-Front-GasDHW-GasDry-Tier2DEER2017 | Appl-CW-Front-GasDHW-GasDry-Tier2AnyDMoMH15CZ03DEER2017 | 3395
Appl-CW-Front-GasDHW-GasDry-Tier2 | DEER2017 | D17 v3 |  | Any | DMo | MH15 | CZ04 | rDXGF | Household | 1 | 1242 | None | 7.9 | 0.004 | 6.36 | 6.7 | 0.004 | 5.93 | 7.9 | 0.004 | 6.36 | 6.7 | 0.004 | 0.165 | DEER:Res:ClothesDishWasher | Annual | 2 |  | Appl-CW-Front-GasDHW-GasDry-Tier2DEER2017 | Appl-CW-Front-GasDHW-GasDry-Tier2AnyDMoMH15CZ04DEER2017 | 3396
Appl-CW-Front-GasDHW-GasDry-Tier2 | DEER2017 | D17 v3 |  | Any | DMo | MH15 | CZ05 | rDXGF | Household | 1 | 1242 | None | 5 | 0.005 | 6.1 | 3.9 | 0.004 | 5.66 | 5 | 0.005 | 6.1 | 3.9 | 0.004 | 0.0667 | DEER:Res:ClothesDishWasher | Annual | 2 |  | Appl-CW-Front-GasDHW-GasDry-Tier2DEER2017 | Appl-CW-Front-GasDHW-GasDry-Tier2AnyDMoMH15CZ05DEER2017 | 3397
Appl-CW-Front-GasDHW-GasDry-Tier2 | DEER2017 | D17 v3 |  | Any | DMo | MH15 | CZ06 | rDXGF | Household | 1 | 1242 | None | 8.9 | 0.003 | 6.47 | 7.8 | 0.003 | 6.02 | 8.9 | 0.003 | 6.47 | 7.8 | 0.003 | 0.0571 | DEER:Res:ClothesDishWasher | Annual | 2 |  | Appl-CW-Front-GasDHW-GasDry-Tier2DEER2017 | Appl-CW-Front-GasDHW-GasDry-Tier2AnyDMoMH15CZ06DEER2017 | 3398
Appl-CW-Front-GasDHW-GasDry-Tier2 | DEER2017 | D17 v3 |  | Any | DMo | MH15 | CZ07 | rDXGF | Household | 1 | 1242 | None | 9.5 | 0.003 | 6.81 | 8.3 | 0.003 | 6.32 | 9.5 | 0.003 | 6.81 | 8.3 | 0.003 | 0.199 | DEER:Res:ClothesDishWasher | Annual | 2 |  | Appl-CW-Front-GasDHW-GasDry-Tier2DEER2017 | Appl-CW-Front-GasDHW-GasDry-Tier2AnyDMoMH15CZ07DEER2017 | 3399
Appl-CW-Front-GasDHW-GasDry-Tier2 | DEER2017 | D17 v3 |  | Any | DMo | MH15 | CZ08 | rDXGF | Household | 1 | 1242 | None | 10.2 | 0.003 | 6.69 | 8.8 | 0.003 | 6.22 | 10.2 | 0.003 | 6.69 | 8.8 | 0.003 | -0.0576 | DEER:Res:ClothesDishWasher | Annual | 2 |  | Appl-CW-Front-GasDHW-GasDry-Tier2DEER2017 | Appl-CW-Front-GasDHW-GasDry-Tier2AnyDMoMH15CZ08DEER2017 | 3400
Appl-CW-Front-GasDHW-GasDry-Tier2 | DEER2017 | D17 v3 |  | Any | DMo | MH15 | CZ09 | rDXGF | Household | 1 | 1242 | None | 9.4 | 0.003 | 6.59 | 8.2 | 0.002 | 6.14 | 9.4 | 0.003 | 6.59 | 8.2 | 0.002 | 0.0604 | DEER:Res:ClothesDishWasher | Annual | 2 |  | Appl-CW-Front-GasDHW-GasDry-Tier2DEER2017 | Appl-CW-Front-GasDHW-GasDry-Tier2AnyDMoMH15CZ09DEER2017 | 3401
Appl-CW-Front-GasDHW-GasDry-Tier2 | DEER2017 | D17 v3 |  | Any | DMo | MH15 | CZ10 | rDXGF | Household | 1 | 1242 | None | 9.8 | 0.003 | 6.55 | 8.6 | 0.003 | 6.09 | 9.8 | 0.003 | 6.55 | 8.6 | 0.003 | 0.0983 | DEER:Res:ClothesDishWasher | Annual | 2 |  | Appl-CW-Front-GasDHW-GasDry-Tier2DEER2017 | Appl-CW-Front-GasDHW-GasDry-Tier2AnyDMoMH15CZ10DEER2017 | 3402
Appl-CW-Front-GasDHW-GasDry-Tier2 | DEER2017 | D17 v3 |  | Any | DMo | MH15 | CZ11 | rDXGF | Household | 1 | 1242 | None | 9 | 0.003 | 6.41 | 7.7 | 0.003 | 5.96 | 9 | 0.003 | 6.41 | 7.7 | 0.003 | 0.0225 | DEER:Res:ClothesDishWasher | Annual | 2 |  | Appl-CW-Front-GasDHW-GasDry-Tier2DEER2017 | Appl-CW-Front-GasDHW-GasDry-Tier2AnyDMoMH15CZ11DEER2017 | 3403
Appl-CW-Front-GasDHW-GasDry-Tier2 | DEER2017 | D17 v3 |  | Any | DMo | MH15 | CZ12 | rDXGF | Household | 1 | 1242 | None | 8.3 | 0.004 | 6.38 | 7.1 | 0.004 | 5.95 | 8.3 | 0.004 | 6.38 | 7.1 | 0.004 | 0.0628 | DEER:Res:ClothesDishWasher | Annual | 2 |  | Appl-CW-Front-GasDHW-GasDry-Tier2DEER2017 | Appl-CW-Front-GasDHW-GasDry-Tier2AnyDMoMH15CZ12DEER2017 | 3404
Appl-CW-Front-GasDHW-GasDry-Tier2 | DEER2017 | D17 v3 |  | Any | DMo | MH15 | CZ13 | rDXGF | Household | 1 | 1242 | None | 10.4 | 0.004 | 6.46 | 9 | 0.003 | 6.01 | 10.4 | 0.004 | 6.46 | 9 | 0.003 | 0.0361 | DEER:Res:ClothesDishWasher | Annual | 2 |  | Appl-CW-Front-GasDHW-GasDry-Tier2DEER2017 | Appl-CW-Front-GasDHW-GasDry-Tier2AnyDMoMH15CZ13DEER2017 | 3405
Appl-CW-Front-GasDHW-GasDry-Tier2 | DEER2017 | D17 v3 |  | Any | DMo | MH15 | CZ14 | rDXGF | Household | 1 | 1242 | None | 9.8 | 0.003 | 6.37 | 8.4 | 0.003 | 5.93 | 9.8 | 0.003 | 6.37 | 8.4 | 0.003 | 0.0115 | DEER:Res:ClothesDishWasher | Annual | 2 |  | Appl-CW-Front-GasDHW-GasDry-Tier2DEER2017 | Appl-CW-Front-GasDHW-GasDry-Tier2AnyDMoMH15CZ14DEER2017 | 3406
Appl-CW-Front-GasDHW-GasDry-Tier2 | DEER2017 | D17 v3 |  | Any | DMo | MH15 | CZ15 | rDXGF | Household | 1 | 1242 | None | 13 | 0.003 | 6.83 | 11.3 | 0.003 | 6.34 | 13 | 0.003 | 6.83 | 11.3 | 0.003 | -0.067 | DEER:Res:ClothesDishWasher | Annual | 2 |  | Appl-CW-Front-GasDHW-GasDry-Tier2DEER2017 | Appl-CW-Front-GasDHW-GasDry-Tier2AnyDMoMH15CZ15DEER2017 | 3407
Appl-CW-Front-GasDHW-GasDry-Tier2 | DEER2017 | D17 v3 |  | Any | DMo | MH15 | CZ16 | rDXGF | Household | 1 | 1242 | None | 6.3 | 0.002 | 6.37 | 5.4 | 0.001 | 5.94 | 6.3 | 0.002 | 6.37 | 5.4 | 0.001 | 0.0445 | DEER:Res:ClothesDishWasher | Annual | 2 |  | Appl-CW-Front-GasDHW-GasDry-Tier2DEER2017 | Appl-CW-Front-GasDHW-GasDry-Tier2AnyDMoMH15CZ16DEER2017 | 3408
Appl-CW-Front-GasDHW-GasDry-Tier2 | DEER2017 | D17 v3 |  | Any | DMo | MH72 | CZ01 | rDXGF | Household | 1 | 1196 | None | 3.4 | 0 | 6.3 | 2.7 | 0 | 5.88 | 3.4 | 0 | 6.3 | 2.7 | 0 | 0.0444 | DEER:Res:ClothesDishWasher | Annual | 2 |  | Appl-CW-Front-GasDHW-GasDry-Tier2DEER2017 | Appl-CW-Front-GasDHW-GasDry-Tier2AnyDMoMH72CZ01DEER2017 | 3409
Appl-CW-Front-GasDHW-GasDry-Tier2 | DEER2017 | D17 v3 |  | Any | DMo | MH72 | CZ02 | rDXGF | Household | 1 | 1196 | None | 7.3 | 0.006 | 6.33 | 6.2 | 0.006 | 5.91 | 7.3 | 0.006 | 6.33 | 6.2 | 0.006 | -0.0142 | DEER:Res:ClothesDishWasher | Annual | 2 |  | Appl-CW-Front-GasDHW-GasDry-Tier2DEER2017 | Appl-CW-Front-GasDHW-GasDry-Tier2AnyDMoMH72CZ02DEER2017 | 3410
Appl-CW-Front-GasDHW-GasDry-Tier2 | DEER2017 | D17 v3 |  | Any | DMo | MH72 | CZ03 | rDXGF | Household | 1 | 1196 | None | 6.9 | 0.005 | 6.35 | 5.7 | 0.004 | 5.92 | 6.9 | 0.005 | 6.35 | 5.7 | 0.004 | 0.0631 | DEER:Res:ClothesDishWasher | Annual | 2 |  | Appl-CW-Front-GasDHW-GasDry-Tier2DEER2017 | Appl-CW-Front-GasDHW-GasDry-Tier2AnyDMoMH72CZ03DEER2017 | 3411
Appl-CW-Front-GasDHW-GasDry-Tier2 | DEER2017 | D17 v3 |  | Any | DMo | MH72 | CZ04 | rDXGF | Household | 1 | 1196 | None | 7.9 | 0.005 | 6.47 | 6.8 | 0.005 | 6.02 | 7.9 | 0.005 | 6.47 | 6.8 | 0.005 | -0.00122 | DEER:Res:ClothesDishWasher | Annual | 2 |  | Appl-CW-Front-GasDHW-GasDry-Tier2DEER2017 | Appl-CW-Front-GasDHW-GasDry-Tier2AnyDMoMH72CZ04DEER2017 | 3412
Appl-CW-Front-GasDHW-GasDry-Tier2 | DEER2017 | D17 v3 |  | Any | DMo | MH72 | CZ05 | rDXGF | Household | 1 | 1196 | None | 4.5 | 0.003 | 6.14 | 3.6 | 0.003 | 5.72 | 4.5 | 0.003 | 6.14 | 3.6 | 0.003 | -0.0558 | DEER:Res:ClothesDishWasher | Annual | 2 |  | Appl-CW-Front-GasDHW-GasDry-Tier2DEER2017 | Appl-CW-Front-GasDHW-GasDry-Tier2AnyDMoMH72CZ05DEER2017 | 3413
Appl-CW-Front-GasDHW-GasDry-Tier2 | DEER2017 | D17 v3 |  | Any | DMo | MH72 | CZ06 | rDXGF | Household | 1 | 1196 | None | 9.3 | 0.004 | 6.65 | 8.1 | 0.003 | 6.19 | 9.3 | 0.004 | 6.65 | 8.1 | 0.003 | -0.074 | DEER:Res:ClothesDishWasher | Annual | 2 |  | Appl-CW-Front-GasDHW-GasDry-Tier2DEER2017 | Appl-CW-Front-GasDHW-GasDry-Tier2AnyDMoMH72CZ06DEER2017 | 3414
Appl-CW-Front-GasDHW-GasDry-Tier2 | DEER2017 | D17 v3 |  | Any | DMo | MH72 | CZ07 | rDXGF | Household | 1 | 1196 | None | 9.7 | 0.003 | 6.62 | 8.5 | 0.003 | 6.17 | 9.7 | 0.003 | 6.62 | 8.5 | 0.003 | 0.0434 | DEER:Res:ClothesDishWasher | Annual | 2 |  | Appl-CW-Front-GasDHW-GasDry-Tier2DEER2017 | Appl-CW-Front-GasDHW-GasDry-Tier2AnyDMoMH72CZ07DEER2017 | 3415
Appl-CW-Front-GasDHW-GasDry-Tier2 | DEER2017 | D17 v3 |  | Any | DMo | MH72 | CZ08 | rDXGF | Household | 1 | 1196 | None | 10.6 | 0.004 | 6.68 | 9.1 | 0.004 | 6.21 | 10.6 | 0.004 | 6.68 | 9.1 | 0.004 | 0.0203 | DEER:Res:ClothesDishWasher | Annual | 2 |  | Appl-CW-Front-GasDHW-GasDry-Tier2DEER2017 | Appl-CW-Front-GasDHW-GasDry-Tier2AnyDMoMH72CZ08DEER2017 | 3416
Appl-CW-Front-GasDHW-GasDry-Tier2 | DEER2017 | D17 v3 |  | Any | DMo | MH72 | CZ09 | rDXGF | Household | 1 | 1196 | None | 11.3 | 0.004 | 6.65 | 9.7 | 0.003 | 6.19 | 11.3 | 0.004 | 6.65 | 9.7 | 0.003 | 6.19 | DEER:Res:ClothesDishWasher | Annual | 1719 |  | Appl-CW-Front-GasDHW-GasDry-Tier2DEER2017 | Appl-CW-Front-GasDHW-GasDry-Tier2AnyDMoMH72CZ09DEER2017 | 3417
Appl-CW-Front-GasDHW-GasDry-Tier2 | DEER2017 | D17 v3 |  | Any | DMo | MH72 | CZ10 | rDXGF | Household | 1 | 1196 | None | 10.1 | 0.005 | 6.63 | 9.4 | 0.005 | 6.16 | 10.1 | 0.005 | 6.63 | 9.4 | 0.005 | 6.16 | DEER:Res:ClothesDishWasher | Annual | 1719 |  | Appl-CW-Front-GasDHW-GasDry-Tier2DEER2017 | Appl-CW-Front-GasDHW-GasDry-Tier2AnyDMoMH72CZ10DEER2017 | 3418
Appl-CW-Front-GasDHW-GasDry-Tier2 | DEER2017 | D17 v3 |  | Any | DMo | MH72 | CZ11 | rDXGF | Household | 1 | 1196 | None | 10.1 | 0.005 | 6.51 | 8.8 | 0.004 | 6.05 | 10.1 | 0.005 | 6.51 | 8.8 | 0.004 | 6.05 | DEER:Res:ClothesDishWasher | Annual | 1719 |  | Appl-CW-Front-GasDHW-GasDry-Tier2DEER2017 | Appl-CW-Front-GasDHW-GasDry-Tier2AnyDMoMH72CZ11DEER2017 | 3419
Appl-CW-Front-GasDHW-GasDry-Tier2 | DEER2017 | D17 v3 |  | Any | DMo | MH72 | CZ12 | rDXGF | Household | 1 | 1196 | None | 9.7 | 0.007 | 6.41 | 8.4 | 0.006 | 5.96 | 9.7 | 0.007 | 6.41 | 8.4 | 0.006 | 5.96 | DEER:Res:ClothesDishWasher | Annual | 1719 |  | Appl-CW-Front-GasDHW-GasDry-Tier2DEER2017 | Appl-CW-Front-GasDHW-GasDry-Tier2AnyDMoMH72CZ12DEER2017 | 3420
Appl-CW-Front-GasDHW-GasDry-Tier2 | DEER2017 | D17 v3 |  | Any | DMo | MH72 | CZ13 | rDXGF | Household | 1 | 1196 | None | 11 | 0.004 | 6.45 | 9.6 | 0.004 | 6 | 11 | 0.004 | 6.45 | 9.6 | 0.004 | 6 | DEER:Res:ClothesDishWasher | Annual | 1719 |  | Appl-CW-Front-GasDHW-GasDry-Tier2DEER2017 | Appl-CW-Front-GasDHW-GasDry-Tier2AnyDMoMH72CZ13DEER2017 | 3421
Appl-CW-Front-GasDHW-GasDry-Tier2 | DEER2017 | D17 v3 |  | Any | DMo | MH72 | CZ14 | rDXGF | Household | 1 | 1196 | None | 11.1 | 0.004 | 6.51 | 9.5 | 0.003 | 6.06 | 11.1 | 0.004 | 6.51 | 9.5 | 0.003 | 6.06 | DEER:Res:ClothesDishWasher | Annual | 1719 |  | Appl-CW-Front-GasDHW-GasDry-Tier2DEER2017 | Appl-CW-Front-GasDHW-GasDry-Tier2AnyDMoMH72CZ14DEER2017 | 3422
Appl-CW-Front-GasDHW-GasDry-Tier2 | DEER2017 | D17 v3 |  | Any | DMo | MH72 | CZ15 | rDXGF | Household | 1 | 1196 | None | 12.6 | 0.004 | 6.86 | 11 | 0.003 | 6.36 | 12.6 | 0.004 | 6.86 | 11 | 0.003 | 6.36 | DEER:Res:ClothesDishWasher | Annual | 1719 |  | Appl-CW-Front-GasDHW-GasDry-Tier2DEER2017 | Appl-CW-Front-GasDHW-GasDry-Tier2AnyDMoMH72CZ15DEER2017 | 3423
Appl-CW-Front-GasDHW-GasDry-Tier2 | DEER2017 | D17 v3 |  | Any | DMo | MH72 | CZ16 | rDXGF | Household | 1 | 1196 | None | 7.9 | 0.004 | 6.27 | 6.7 | 0.003 | 5.85 | 7.9 | 0.004 | 6.27 | 6.7 | 0.003 | 5.85 | DEER:Res:ClothesDishWasher | Annual | 1719 |  | Appl-CW-Front-GasDHW-GasDry-Tier2DEER2017 | Appl-CW-Front-GasDHW-GasDry-Tier2AnyDMoMH72CZ16DEER2017 | 3424
Appl-CW-Front-GasDHW-GasDry-Tier2 | DEER2017 | D17 v3 |  | Any | DMo | MH85 | CZ01 | rDXGF | Household | 1 | 1242 | None | 3.1 | 0 | 5.96 | 2.5 | 0 | 5.57 | 3.1 | 0 | 5.96 | 2.5 | 0 | 5.57 | DEER:Res:ClothesDishWasher | Annual | 1719 |  | Appl-CW-Front-GasDHW-GasDry-Tier2DEER2017 | Appl-CW-Front-GasDHW-GasDry-Tier2AnyDMoMH85CZ01DEER2017 | 3425
Appl-CW-Front-GasDHW-GasDry-Tier2 | DEER2017 | D17 v3 |  | Any | DMo | MH85 | CZ02 | rDXGF | Household | 1 | 1242 | None | 7.2 | 0.008 | 6.11 | 6.2 | 0.007 | 5.69 | 7.2 | 0.008 | 6.11 | 6.2 | 0.007 | 5.69 | DEER:Res:ClothesDishWasher | Annual | 1719 |  | Appl-CW-Front-GasDHW-GasDry-Tier2DEER2017 | Appl-CW-Front-GasDHW-GasDry-Tier2AnyDMoMH85CZ02DEER2017 | 3426
Appl-CW-Front-GasDHW-GasDry-Tier2 | DEER2017 | D17 v3 |  | Any | DMo | MH85 | CZ03 | rDXGF | Household | 1 | 1242 | None | 6 | 0.005 | 6.11 | 4.7 | 0.005 | 5.7 | 6 | 0.005 | 6.11 | 4.7 | 0.005 | 5.7 | DEER:Res:ClothesDishWasher | Annual | 1719 |  | Appl-CW-Front-GasDHW-GasDry-Tier2DEER2017 | Appl-CW-Front-GasDHW-GasDry-Tier2AnyDMoMH85CZ03DEER2017 | 3427
Appl-CW-Front-GasDHW-GasDry-Tier2 | DEER2017 | D17 v3 |  | Any | DMo | MH85 | CZ04 | rDXGF | Household | 1 | 1242 | None | 8.3 | 0.004 | 6.31 | 7.1 | 0.004 | 5.88 | 8.3 | 0.004 | 6.31 | 7.1 | 0.004 | 5.88 | DEER:Res:ClothesDishWasher | Annual | 1719 |  | Appl-CW-Front-GasDHW-GasDry-Tier2DEER2017 | Appl-CW-Front-GasDHW-GasDry-Tier2AnyDMoMH85CZ04DEER2017 | 3428
Appl-CW-Front-GasDHW-GasDry-Tier2 | DEER2017 | D17 v3 |  | Any | DMo | MH85 | CZ05 | rDXGF | Household | 1 | 1242 | None | 4.5 | 0.008 | 6.01 | 3.7 | 0.008 | 5.6 | 4.5 | 0.008 | 6.01 | 3.7 | 0.008 | 5.6 | DEER:Res:ClothesDishWasher | Annual | 1719 |  | Appl-CW-Front-GasDHW-GasDry-Tier2DEER2017 | Appl-CW-Front-GasDHW-GasDry-Tier2AnyDMoMH85CZ05DEER2017 | 3429
Appl-CW-Front-GasDHW-GasDry-Tier2 | DEER2017 | D17 v3 |  | Any | DMo | MH85 | CZ06 | rDXGF | Household | 1 | 1242 | None | 8.4 | 0.002 | 6.47 | 10 | 0.003 | 6.02 | 8.4 | 0.002 | 6.47 | 10 | 0.003 | 6.02 | DEER:Res:ClothesDishWasher | Annual | 1719 |  | Appl-CW-Front-GasDHW-GasDry-Tier2DEER2017 | Appl-CW-Front-GasDHW-GasDry-Tier2AnyDMoMH85CZ06DEER2017 | 3430
Appl-CW-Front-GasDHW-GasDry-Tier2 | DEER2017 | D17 v3 |  | Any | DMo | MH85 | CZ07 | rDXGF | Household | 1 | 1242 | None | 9.8 | 0.004 | 6.57 | 8.4 | 0.003 | 6.11 | 9.8 | 0.004 | 6.57 | 8.4 | 0.003 | 6.11 | DEER:Res:ClothesDishWasher | Annual | 1719 |  | Appl-CW-Front-GasDHW-GasDry-Tier2DEER2017 | Appl-CW-Front-GasDHW-GasDry-Tier2AnyDMoMH85CZ07DEER2017 | 3431
Appl-CW-Front-GasDHW-GasDry-Tier2 | DEER2017 | D17 v3 |  | Any | DMo | MH85 | CZ08 | rDXGF | Household | 1 | 1242 | None | 10.1 | 0.004 | 6.56 | 8.7 | 0.003 | 6.1 | 10.1 | 0.004 | 6.56 | 8.7 | 0.003 | 6.1 | DEER:Res:ClothesDishWasher | Annual | 1719 |  | Appl-CW-Front-GasDHW-GasDry-Tier2DEER2017 | Appl-CW-Front-GasDHW-GasDry-Tier2AnyDMoMH85CZ08DEER2017 | 3432
Appl-CW-Front-GasDHW-GasDry-Tier2 | DEER2017 | D17 v3 |  | Any | DMo | MH85 | CZ09 | rDXGF | Household | 1 | 1242 | None | 9.9 | 0.004 | 6.48 | 8.7 | 0.003 | 6.02 | 9.9 | 0.004 | 6.48 | 8.7 | 0.003 | 6.02 | DEER:Res:ClothesDishWasher | Annual | 1719 |  | Appl-CW-Front-GasDHW-GasDry-Tier2DEER2017 | Appl-CW-Front-GasDHW-GasDry-Tier2AnyDMoMH85CZ09DEER2017 | 3433
Appl-CW-Front-GasDHW-GasDry-Tier2 | DEER2017 | D17 v3 |  | Any | DMo | MH85 | CZ10 | rDXGF | Household | 1 | 1242 | None | 10.8 | 0.004 | 6.52 | 9.4 | 0.004 | 6.06 | 10.8 | 0.004 | 6.52 | 9.4 | 0.004 | 6.06 | DEER:Res:ClothesDishWasher | Annual | 1719 |  | Appl-CW-Front-GasDHW-GasDry-Tier2DEER2017 | Appl-CW-Front-GasDHW-GasDry-Tier2AnyDMoMH85CZ10DEER2017 | 3434
Appl-CW-Front-GasDHW-GasDry-Tier2 | DEER2017 | D17 v3 |  | Any | DMo | MH85 | CZ11 | rDXGF | Household | 1 | 1242 | None | 9.9 | 0.004 | 6.31 | 8.6 | 0.004 | 5.87 | 9.9 | 0.004 | 6.31 | 8.6 | 0.004 | 5.87 | DEER:Res:ClothesDishWasher | Annual | 1719 |  | Appl-CW-Front-GasDHW-GasDry-Tier2DEER2017 | Appl-CW-Front-GasDHW-GasDry-Tier2AnyDMoMH85CZ11DEER2017 | 3435
Appl-CW-Front-GasDHW-GasDry-Tier2 | DEER2017 | D17 v3 |  | Any | DMo | MH85 | CZ12 | rDXGF | Household | 1 | 1242 | None | 9.2 | 0.006 | 6.23 | 7.9 | 0.005 | 5.8 | 9.2 | 0.006 | 6.23 | 7.9 | 0.005 | 5.8 | DEER:Res:ClothesDishWasher | Annual | 1719 |  | Appl-CW-Front-GasDHW-GasDry-Tier2DEER2017 | Appl-CW-Front-GasDHW-GasDry-Tier2AnyDMoMH85CZ12DEER2017 | 3436
Appl-CW-Front-GasDHW-GasDry-Tier2 | DEER2017 | D17 v3 |  | Any | DMo | MH85 | CZ13 | rDXGF | Household | 1 | 1242 | None | 10.8 | 0.005 | 6.33 | 9.5 | 0.004 | 5.9 | 10.8 | 0.005 | 6.33 | 9.5 | 0.004 | 5.9 | DEER:Res:ClothesDishWasher | Annual | 1719 |  | Appl-CW-Front-GasDHW-GasDry-Tier2DEER2017 | Appl-CW-Front-GasDHW-GasDry-Tier2AnyDMoMH85CZ13DEER2017 | 3437
Appl-CW-Front-GasDHW-GasDry-Tier2 | DEER2017 | D17 v3 |  | Any | DMo | MH85 | CZ14 | rDXGF | Household | 1 | 1242 | None | 11.2 | 0.004 | 6.3 | 9.6 | 0.003 | 5.87 | 11.2 | 0.004 | 6.3 | 9.6 | 0.003 | 5.87 | DEER:Res:ClothesDishWasher | Annual | 1719 |  | Appl-CW-Front-GasDHW-GasDry-Tier2DEER2017 | Appl-CW-Front-GasDHW-GasDry-Tier2AnyDMoMH85CZ14DEER2017 | 3438
Appl-CW-Front-GasDHW-GasDry-Tier2 | DEER2017 | D17 v3 |  | Any | DMo | MH85 | CZ15 | rDXGF | Household | 1 | 1242 | None | 13.3 | 0.004 | 6.79 | 11.6 | 0.003 | 6.29 | 13.3 | 0.004 | 6.79 | 11.6 | 0.003 | 6.29 | DEER:Res:ClothesDishWasher | Annual | 1719 |  | Appl-CW-Front-GasDHW-GasDry-Tier2DEER2017 | Appl-CW-Front-GasDHW-GasDry-Tier2AnyDMoMH85CZ15DEER2017 | 3439
Appl-CW-Front-GasDHW-GasDry-Tier2 | DEER2017 | D17 v3 |  | Any | DMo | MH85 | CZ16 | rDXGF | Household | 1 | 1242 | None | 7.1 | 0.005 | 6.07 | 6 | 0.004 | 5.68 | 7.1 | 0.005 | 6.07 | 6 | 0.004 | 5.68 | DEER:Res:ClothesDishWasher | Annual | 1719 |  | Appl-CW-Front-GasDHW-GasDry-Tier2DEER2017 | Appl-CW-Front-GasDHW-GasDry-Tier2AnyDMoMH85CZ16DEER2017 | 3440
Appl-CW-Front-GasDHW-GasDry-Tier2 | DEER2017 | D17 v3 |  | Any | MFm | 1975 | CZ01 | rDXGF | Household | 1 | 1070.2 | None | 3.1 | 0.001 | 6.23 | 2.4 | 0.001 | 5.81 | 3.1 | 0.001 | 6.23 | 2.4 | 0.001 | 5.81 | DEER:Res:ClothesDishWasher | Annual | 1719 |  | Appl-CW-Front-GasDHW-GasDry-Tier2DEER2017 | Appl-CW-Front-GasDHW-GasDry-Tier2AnyMFm1975CZ01DEER2017 | 3441
Appl-CW-Front-GasDHW-GasDry-Tier2 | DEER2017 | D17 v3 |  | Any | MFm | 1975 | CZ02 | rDXGF | Household | 1 | 1070.2 | None | 5.1 | 0.005 | 6.55 | 4.2 | 0.004 | 6.11 | 5.1 | 0.005 | 6.55 | 4.2 | 0.004 | 6.11 | DEER:Res:ClothesDishWasher | Annual | 1719 |  | Appl-CW-Front-GasDHW-GasDry-Tier2DEER2017 | Appl-CW-Front-GasDHW-GasDry-Tier2AnyMFm1975CZ02DEER2017 | 3442
Appl-CW-Front-GasDHW-GasDry-Tier2 | DEER2017 | D17 v3 |  | Any | MFm | 1975 | CZ03 | rDXGF | Household | 1 | 1070.2 | None | 4.3 | 0.002 | 6.58 | 3.4 | 0.002 | 6.11 | 4.3 | 0.002 | 6.58 | 3.4 | 0.002 | 6.11 | DEER:Res:ClothesDishWasher | Annual | 1719 |  | Appl-CW-Front-GasDHW-GasDry-Tier2DEER2017 | Appl-CW-Front-GasDHW-GasDry-Tier2AnyMFm1975CZ03DEER2017 | 3443
Appl-CW-Front-GasDHW-GasDry-Tier2 | DEER2017 | D17 v3 |  | Any | MFm | 1975 | CZ04 | rDXGF | Household | 1 | 1070.2 | None | 5.3 | 0.004 | 6.64 | 4.5 | 0.003 | 6.18 | 5.3 | 0.004 | 6.64 | 4.5 | 0.003 | 6.18 | DEER:Res:ClothesDishWasher | Annual | 1719 |  | Appl-CW-Front-GasDHW-GasDry-Tier2DEER2017 | Appl-CW-Front-GasDHW-GasDry-Tier2AnyMFm1975CZ04DEER2017 | 3444
Appl-CW-Front-GasDHW-GasDry-Tier2 | DEER2017 | D17 v3 |  | Any | MFm | 1975 | CZ05 | rDXGF | Household | 1 | 1070.2 | None | 3.5 | 0.001 | 6.34 | 2.7 | 0 | 5.92 | 3.5 | 0.001 | 6.34 | 2.7 | 0 | 5.92 | DEER:Res:ClothesDishWasher | Annual | 1719 |  | Appl-CW-Front-GasDHW-GasDry-Tier2DEER2017 | Appl-CW-Front-GasDHW-GasDry-Tier2AnyMFm1975CZ05DEER2017 | 3445
Appl-CW-Front-GasDHW-GasDry-Tier2 | DEER2017 | D17 v3 |  | Any | MFm | 1975 | CZ06 | rDXGF | Household | 1 | 1047.7 | None | 6.6 | 0.003 | 6.71 | 5.6 | 0.003 | 6.24 | 6.6 | 0.003 | 6.71 | 5.6 | 0.003 | 6.24 | DEER:Res:ClothesDishWasher | Annual | 1719 |  | Appl-CW-Front-GasDHW-GasDry-Tier2DEER2017 | Appl-CW-Front-GasDHW-GasDry-Tier2AnyMFm1975CZ06DEER2017 | 3446
Appl-CW-Front-GasDHW-GasDry-Tier2 | DEER2017 | D17 v3 |  | Any | MFm | 1975 | CZ07 | rDXGF | Household | 1 | 1047.7 | None | 6.7 | 0.004 | 6.7 | 5.1 | 0.003 | 6.12 | 6.7 | 0.004 | 6.7 | 5.1 | 0.003 | 6.12 | DEER:Res:ClothesDishWasher | Annual | 1719 |  | Appl-CW-Front-GasDHW-GasDry-Tier2DEER2017 | Appl-CW-Front-GasDHW-GasDry-Tier2AnyMFm1975CZ07DEER2017 | 3447
Appl-CW-Front-GasDHW-GasDry-Tier2 | DEER2017 | D17 v3 |  | Any | MFm | 1975 | CZ08 | rDXGF | Household | 1 | 1047.7 | None | 7.2 | 0.004 | 6.82 | 6.1 | 0.004 | 6.33 | 7.2 | 0.004 | 6.82 | 6.1 | 0.004 | 6.33 | DEER:Res:ClothesDishWasher | Annual | 1719 |  | Appl-CW-Front-GasDHW-GasDry-Tier2DEER2017 | Appl-CW-Front-GasDHW-GasDry-Tier2AnyMFm1975CZ08DEER2017 | 3448
Appl-CW-Front-GasDHW-GasDry-Tier2 | DEER2017 | D17 v3 |  | Any | MFm | 1975 | CZ09 | rDXGF | Household | 1 | 1216.8 | None | 8.1 | 0.003 | 6.74 | 6.9 | 0.003 | 6.26 | 8.1 | 0.003 | 6.74 | 6.9 | 0.003 | 6.26 | DEER:Res:ClothesDishWasher | Annual | 1719 |  | Appl-CW-Front-GasDHW-GasDry-Tier2DEER2017 | Appl-CW-Front-GasDHW-GasDry-Tier2AnyMFm1975CZ09DEER2017 | 3449
Appl-CW-Front-GasDHW-GasDry-Tier2 | DEER2017 | D17 v3 |  | Any | MFm | 1975 | CZ10 | rDXGF | Household | 1 | 1216.8 | None | 7.2 | 0.005 | 6.68 | 6.2 | 0.004 | 6.21 | 7.2 | 0.005 | 6.68 | 6.2 | 0.004 | 6.21 | DEER:Res:ClothesDishWasher | Annual | 1719 |  | Appl-CW-Front-GasDHW-GasDry-Tier2DEER2017 | Appl-CW-Front-GasDHW-GasDry-Tier2AnyMFm1975CZ10DEER2017 | 3450
Appl-CW-Front-GasDHW-GasDry-Tier2 | DEER2017 | D17 v3 |  | Any | MFm | 1975 | CZ11 | rDXGF | Household | 1 | 1098.9 | None | 7 | 0.004 | 6.58 | 5.9 | 0.004 | 6.12 | 7 | 0.004 | 6.58 | 5.9 | 0.004 | 6.12 | DEER:Res:ClothesDishWasher | Annual | 1719 |  | Appl-CW-Front-GasDHW-GasDry-Tier2DEER2017 | Appl-CW-Front-GasDHW-GasDry-Tier2AnyMFm1975CZ11DEER2017 | 3451
Appl-CW-Front-GasDHW-GasDry-Tier2 | DEER2017 | D17 v3 |  | Any | MFm | 1975 | CZ12 | rDXGF | Household | 1 | 1098.9 | None | 6.2 | 0.004 | 6.55 | 5.2 | 0.004 | 6.1 | 6.2 | 0.004 | 6.55 | 5.2 | 0.004 | 6.1 | DEER:Res:ClothesDishWasher | Annual | 1719 |  | Appl-CW-Front-GasDHW-GasDry-Tier2DEER2017 | Appl-CW-Front-GasDHW-GasDry-Tier2AnyMFm1975CZ12DEER2017 | 3452
Appl-CW-Front-GasDHW-GasDry-Tier2 | DEER2017 | D17 v3 |  | Any | MFm | 1975 | CZ13 | rDXGF | Household | 1 | 1098.9 | None | 8 | 0.004 | 6.63 | 6.8 | 0.004 | 6.17 | 8 | 0.004 | 6.63 | 6.8 | 0.004 | 6.17 | DEER:Res:ClothesDishWasher | Annual | 1719 |  | Appl-CW-Front-GasDHW-GasDry-Tier2DEER2017 | Appl-CW-Front-GasDHW-GasDry-Tier2AnyMFm1975CZ13DEER2017 | 3453
Appl-CW-Front-GasDHW-GasDry-Tier2 | DEER2017 | D17 v3 |  | Any | MFm | 1975 | CZ14 | rDXGF | Household | 1 | 1409.4 | None | 8.5 | 0.002 | 6.61 | 7.3 | 0.002 | 6.14 | 8.5 | 0.002 | 6.61 | 7.3 | 0.002 | 6.14 | DEER:Res:ClothesDishWasher | Annual | 1719 |  | Appl-CW-Front-GasDHW-GasDry-Tier2DEER2017 | Appl-CW-Front-GasDHW-GasDry-Tier2AnyMFm1975CZ14DEER2017 | 3454
Appl-CW-Front-GasDHW-GasDry-Tier2 | DEER2017 | D17 v3 |  | Any | MFm | 1975 | CZ15 | rDXGF | Household | 1 | 1409.4 | None | 11 | 0.003 | 6.92 | 9.6 | 0.003 | 6.42 | 11 | 0.003 | 6.92 | 9.6 | 0.003 | 6.42 | DEER:Res:ClothesDishWasher | Annual | 1719 |  | Appl-CW-Front-GasDHW-GasDry-Tier2DEER2017 | Appl-CW-Front-GasDHW-GasDry-Tier2AnyMFm1975CZ15DEER2017 | 3455
Appl-CW-Front-GasDHW-GasDry-Tier2 | DEER2017 | D17 v3 |  | Any | MFm | 1975 | CZ16 | rDXGF | Household | 1 | 1070.2 | None | 6.1 | 0.003 | 6.55 | 5.1 | 0.003 | 6.1 | 6.1 | 0.003 | 6.55 | 5.1 | 0.003 | 6.1 | DEER:Res:ClothesDishWasher | Annual | 1719 |  | Appl-CW-Front-GasDHW-GasDry-Tier2DEER2017 | Appl-CW-Front-GasDHW-GasDry-Tier2AnyMFm1975CZ16DEER2017 | 3456
Appl-CW-Front-GasDHW-GasDry-Tier2 | DEER2017 | D17 v3 |  | Any | MFm | 1985 | CZ01 | rDXGF | Household | 1 | 1152 | None | 3 | 0 | 6.11 | 2.3 | 0 | 5.71 | 3 | 0 | 6.11 | 2.3 | 0 | 5.71 | DEER:Res:ClothesDishWasher | Annual | 1719 |  | Appl-CW-Front-GasDHW-GasDry-Tier2DEER2017 | Appl-CW-Front-GasDHW-GasDry-Tier2AnyMFm1985CZ01DEER2017 | 3457
Appl-CW-Front-GasDHW-GasDry-Tier2 | DEER2017 | D17 v3 |  | Any | MFm | 1985 | CZ02 | rDXGF | Household | 1 | 1152 | None | 3.3 | -0.002 | 6.04 | 2.4 | -0.002 | 5.59 | 3.3 | -0.002 | 6.04 | 2.4 | -0.002 | 5.59 | DEER:Res:ClothesDishWasher | Annual | 1719 |  | Appl-CW-Front-GasDHW-GasDry-Tier2DEER2017 | Appl-CW-Front-GasDHW-GasDry-Tier2AnyMFm1985CZ02DEER2017 | 3458
Appl-CW-Front-GasDHW-GasDry-Tier2 | DEER2017 | D17 v3 |  | Any | MFm | 1985 | CZ03 | rDXGF | Household | 1 | 1152 | None | 4 | 0.002 | 6.5 | 3.3 | 0.002 | 6.06 | 4 | 0.002 | 6.5 | 3.3 | 0.002 | 6.06 | DEER:Res:ClothesDishWasher | Annual | 1719 |  | Appl-CW-Front-GasDHW-GasDry-Tier2DEER2017 | Appl-CW-Front-GasDHW-GasDry-Tier2AnyMFm1985CZ03DEER2017 | 3459
Appl-CW-Front-GasDHW-GasDry-Tier2 | DEER2017 | D17 v3 |  | Any | MFm | 1985 | CZ04 | rDXGF | Household | 1 | 1152 | None | 4.9 | 0.003 | 6.67 | 4 | 0.002 | 6.2 | 4.9 | 0.003 | 6.67 | 4 | 0.002 | 6.2 | DEER:Res:ClothesDishWasher | Annual | 1719 |  | Appl-CW-Front-GasDHW-GasDry-Tier2DEER2017 | Appl-CW-Front-GasDHW-GasDry-Tier2AnyMFm1985CZ04DEER2017 | 3460
Appl-CW-Front-GasDHW-GasDry-Tier2 | DEER2017 | D17 v3 |  | Any | MFm | 1985 | CZ05 | rDXGF | Household | 1 | 1152 | None | 4.1 | 0.002 | 6.56 | 3.3 | 0.002 | 6.13 | 4.1 | 0.002 | 6.56 | 3.3 | 0.002 | 6.13 | DEER:Res:ClothesDishWasher | Annual | 1719 |  | Appl-CW-Front-GasDHW-GasDry-Tier2DEER2017 | Appl-CW-Front-GasDHW-GasDry-Tier2AnyMFm1985CZ05DEER2017 | 3461
Appl-CW-Front-GasDHW-GasDry-Tier2 | DEER2017 | D17 v3 |  | Any | MFm | 1985 | CZ06 | rDXGF | Household | 1 | 1295.2 | None | 6 | 0.004 | 6.78 | 5 | 0.004 | 6.31 | 6 | 0.004 | 6.78 | 5 | 0.004 | 6.31 | DEER:Res:ClothesDishWasher | Annual | 1719 |  | Appl-CW-Front-GasDHW-GasDry-Tier2DEER2017 | Appl-CW-Front-GasDHW-GasDry-Tier2AnyMFm1985CZ06DEER2017 | 3462
Appl-CW-Front-GasDHW-GasDry-Tier2 | DEER2017 | D17 v3 |  | Any | MFm | 1985 | CZ07 | rDXGF | Household | 1 | 1295.2 | None | 6 | 0.002 | 6.81 | 5 | 0.002 | 6.33 | 6 | 0.002 | 6.81 | 5 | 0.002 | 6.33 | DEER:Res:ClothesDishWasher | Annual | 1719 |  | Appl-CW-Front-GasDHW-GasDry-Tier2DEER2017 | Appl-CW-Front-GasDHW-GasDry-Tier2AnyMFm1985CZ07DEER2017 | 3463
Appl-CW-Front-GasDHW-GasDry-Tier2 | DEER2017 | D17 v3 |  | Any | MFm | 1985 | CZ08 | rDXGF | Household | 1 | 1295.2 | None | 8.1 | 0.004 | 6.86 | 6.3 | 0.003 | 6.29 | 8.1 | 0.004 | 6.86 | 6.3 | 0.003 | 6.29 | DEER:Res:ClothesDishWasher | Annual | 1719 |  | Appl-CW-Front-GasDHW-GasDry-Tier2DEER2017 | Appl-CW-Front-GasDHW-GasDry-Tier2AnyMFm1985CZ08DEER2017 | 3464
Appl-CW-Front-GasDHW-GasDry-Tier2 | DEER2017 | D17 v3 |  | Any | MFm | 1985 | CZ09 | rDXGF | Household | 1 | 1438.9 | None | 8 | 0.003 | 6.7 | 6.9 | 0.003 | 6.23 | 8 | 0.003 | 6.7 | 6.9 | 0.003 | 6.23 | DEER:Res:ClothesDishWasher | Annual | 1719 |  | Appl-CW-Front-GasDHW-GasDry-Tier2DEER2017 | Appl-CW-Front-GasDHW-GasDry-Tier2AnyMFm1985CZ09DEER2017 | 3465
Appl-CW-Front-GasDHW-GasDry-Tier2 | DEER2017 | D17 v3 |  | Any | MFm | 1985 | CZ10 | rDXGF | Household | 1 | 1438.9 | None | 5 | -0.002 | 6.32 | 7.4 | 0.005 | 6.34 | 5 | -0.002 | 6.32 | 7.4 | 0.005 | 6.34 | DEER:Res:ClothesDishWasher | Annual | 1719 |  | Appl-CW-Front-GasDHW-GasDry-Tier2DEER2017 | Appl-CW-Front-GasDHW-GasDry-Tier2AnyMFm1985CZ10DEER2017 | 3466
Appl-CW-Front-GasDHW-GasDry-Tier2 | DEER2017 | D17 v3 |  | Any | MFm | 1985 | CZ11 | rDXGF | Household | 1 | 1150 | None | 7 | 0.004 | 6.58 | 6 | 0.003 | 6.13 | 7 | 0.004 | 6.58 | 6 | 0.003 | 6.13 | DEER:Res:ClothesDishWasher | Annual | 1719 |  | Appl-CW-Front-GasDHW-GasDry-Tier2DEER2017 | Appl-CW-Front-GasDHW-GasDry-Tier2AnyMFm1985CZ11DEER2017 | 3467
Appl-CW-Front-GasDHW-GasDry-Tier2 | DEER2017 | D17 v3 |  | Any | MFm | 1985 | CZ12 | rDXGF | Household | 1 | 1150 | None | 5.8 | 0.003 | 6.57 | 4.8 | 0.003 | 6.12 | 5.8 | 0.003 | 6.57 | 4.8 | 0.003 | 6.12 | DEER:Res:ClothesDishWasher | Annual | 1719 |  | Appl-CW-Front-GasDHW-GasDry-Tier2DEER2017 | Appl-CW-Front-GasDHW-GasDry-Tier2AnyMFm1985CZ12DEER2017 | 3468
Appl-CW-Front-GasDHW-GasDry-Tier2 | DEER2017 | D17 v3 |  | Any | MFm | 1985 | CZ13 | rDXGF | Household | 1 | 1150 | None | 7.9 | 0.004 | 6.56 | 6.7 | 0.004 | 6.1 | 7.9 | 0.004 | 6.56 | 6.7 | 0.004 | 6.1 | DEER:Res:ClothesDishWasher | Annual | 1719 |  | Appl-CW-Front-GasDHW-GasDry-Tier2DEER2017 | Appl-CW-Front-GasDHW-GasDry-Tier2AnyMFm1985CZ13DEER2017 | 3469
Appl-CW-Front-GasDHW-GasDry-Tier2 | DEER2017 | D17 v3 |  | Any | MFm | 1985 | CZ14 | rDXGF | Household | 1 | 1407.2 | None | 8.1 | 0.003 | 6.67 | 6.9 | 0.003 | 6.2 | 8.1 | 0.003 | 6.67 | 6.9 | 0.003 | 6.2 | DEER:Res:ClothesDishWasher | Annual | 1719 |  | Appl-CW-Front-GasDHW-GasDry-Tier2DEER2017 | Appl-CW-Front-GasDHW-GasDry-Tier2AnyMFm1985CZ14DEER2017 | 3470
Appl-CW-Front-GasDHW-GasDry-Tier2 | DEER2017 | D17 v3 |  | Any | MFm | 1985 | CZ15 | rDXGF | Household | 1 | 1407.2 | None | 10.6 | 0.003 | 6.92 | 9.2 | 0.002 | 6.41 | 10.6 | 0.003 | 6.92 | 9.2 | 0.002 | 6.41 | DEER:Res:ClothesDishWasher | Annual | 1719 |  | Appl-CW-Front-GasDHW-GasDry-Tier2DEER2017 | Appl-CW-Front-GasDHW-GasDry-Tier2AnyMFm1985CZ15DEER2017 | 3471
Appl-CW-Front-GasDHW-GasDry-Tier2 | DEER2017 | D17 v3 |  | Any | MFm | 1985 | CZ16 | rDXGF | Household | 1 | 1152 | None | 6.7 | 0.003 | 6.52 | 5.7 | 0.002 | 6.08 | 6.7 | 0.003 | 6.52 | 5.7 | 0.002 | 6.08 | DEER:Res:ClothesDishWasher | Annual | 1719 |  | Appl-CW-Front-GasDHW-GasDry-Tier2DEER2017 | Appl-CW-Front-GasDHW-GasDry-Tier2AnyMFm1985CZ16DEER2017 | 3472
Appl-CW-Front-GasDHW-GasDry-Tier2 | DEER2017 | D17 v3 |  | Any | MFm | 1996 | CZ01 | rDXGF | Household | 1 | 981.6 | None | 2.8 | 0.001 | 6.2 | 2.5 | 0.001 | 6 | 2.8 | 0.001 | 6.2 | 2.5 | 0.001 | 6 | DEER:Res:ClothesDishWasher | Annual | 1719 |  | Appl-CW-Front-GasDHW-GasDry-Tier2DEER2017 | Appl-CW-Front-GasDHW-GasDry-Tier2AnyMFm1996CZ01DEER2017 | 3473
Appl-CW-Front-GasDHW-GasDry-Tier2 | DEER2017 | D17 v3 |  | Any | MFm | 1996 | CZ02 | rDXGF | Household | 1 | 981.6 | None | 5.5 | 0.004 | 6.67 | 4.6 | 0.004 | 6.21 | 5.5 | 0.004 | 6.67 | 4.6 | 0.004 | 6.21 | DEER:Res:ClothesDishWasher | Annual | 1719 |  | Appl-CW-Front-GasDHW-GasDry-Tier2DEER2017 | Appl-CW-Front-GasDHW-GasDry-Tier2AnyMFm1996CZ02DEER2017 | 3474
Appl-CW-Front-GasDHW-GasDry-Tier2 | DEER2017 | D17 v3 |  | Any | MFm | 1996 | CZ03 | rDXGF | Household | 1 | 981.6 | None | 4.7 | 0.002 | 6.7 | 3.9 | 0.002 | 6.25 | 4.7 | 0.002 | 6.7 | 3.9 | 0.002 | 6.25 | DEER:Res:ClothesDishWasher | Annual | 1719 |  | Appl-CW-Front-GasDHW-GasDry-Tier2DEER2017 | Appl-CW-Front-GasDHW-GasDry-Tier2AnyMFm1996CZ03DEER2017 | 3475
Appl-CW-Front-GasDHW-GasDry-Tier2 | DEER2017 | D17 v3 |  | Any | MFm | 1996 | CZ04 | rDXGF | Household | 1 | 981.6 | None | 5.2 | 0.002 | 6.74 | 4.4 | 0.002 | 6.3 | 5.2 | 0.002 | 6.74 | 4.4 | 0.002 | 6.3 | DEER:Res:ClothesDishWasher | Annual | 1719 |  | Appl-CW-Front-GasDHW-GasDry-Tier2DEER2017 | Appl-CW-Front-GasDHW-GasDry-Tier2AnyMFm1996CZ04DEER2017 | 3476
Appl-CW-Front-GasDHW-GasDry-Tier2 | DEER2017 | D17 v3 |  | Any | MFm | 1996 | CZ05 | rDXGF | Household | 1 | 981.6 | None | 4.1 | 0 | 6.53 | 3.3 | 0 | 6.08 | 4.1 | 0 | 6.53 | 3.3 | 0 | 6.08 | DEER:Res:ClothesDishWasher | Annual | 1719 |  | Appl-CW-Front-GasDHW-GasDry-Tier2DEER2017 | Appl-CW-Front-GasDHW-GasDry-Tier2AnyMFm1996CZ05DEER2017 | 3477
Appl-CW-Front-GasDHW-GasDry-Tier2 | DEER2017 | D17 v3 |  | Any | MFm | 1996 | CZ06 | rDXGF | Household | 1 | 1169.1 | None | 6.8 | 0.004 | 6.7 | 5.9 | 0.004 | 6.24 | 6.8 | 0.004 | 6.7 | 5.9 | 0.004 | 6.24 | DEER:Res:ClothesDishWasher | Annual | 1719 |  | Appl-CW-Front-GasDHW-GasDry-Tier2DEER2017 | Appl-CW-Front-GasDHW-GasDry-Tier2AnyMFm1996CZ06DEER2017 | 3478
Appl-CW-Front-GasDHW-GasDry-Tier2 | DEER2017 | D17 v3 |  | Any | MFm | 1996 | CZ07 | rDXGF | Household | 1 | 1169.1 | None | 6.9 | 0.003 | 6.97 | 5.8 | 0.002 | 6.47 | 6.9 | 0.003 | 6.97 | 5.8 | 0.002 | 6.47 | DEER:Res:ClothesDishWasher | Annual | 1719 |  | Appl-CW-Front-GasDHW-GasDry-Tier2DEER2017 | Appl-CW-Front-GasDHW-GasDry-Tier2AnyMFm1996CZ07DEER2017 | 3479
Appl-CW-Front-GasDHW-GasDry-Tier2 | DEER2017 | D17 v3 |  | Any | MFm | 1996 | CZ08 | rDXGF | Household | 1 | 1169.1 | None | 7.3 | 0.003 | 6.82 | 6.2 | 0.003 | 6.33 | 7.3 | 0.003 | 6.82 | 6.2 | 0.003 | 6.33 | DEER:Res:ClothesDishWasher | Annual | 1719 |  | Appl-CW-Front-GasDHW-GasDry-Tier2DEER2017 | Appl-CW-Front-GasDHW-GasDry-Tier2AnyMFm1996CZ08DEER2017 | 3480
Appl-CW-Front-GasDHW-GasDry-Tier2 | DEER2017 | D17 v3 |  | Any | MFm | 1996 | CZ09 | rDXGF | Household | 1 | 1093.6 | None | 8.8 | 0.003 | 6.84 | 7.6 | 0.003 | 6.35 | 8.8 | 0.003 | 6.84 | 7.6 | 0.003 | 6.35 | DEER:Res:ClothesDishWasher | Annual | 1719 |  | Appl-CW-Front-GasDHW-GasDry-Tier2DEER2017 | Appl-CW-Front-GasDHW-GasDry-Tier2AnyMFm1996CZ09DEER2017 | 3481
Appl-CW-Front-GasDHW-GasDry-Tier2 | DEER2017 | D17 v3 |  | Any | MFm | 1996 | CZ10 | rDXGF | Household | 1 | 1093.6 | None | 6.1 | 0.005 | 6.65 | 5 | 0.005 | 6.19 | 6.1 | 0.005 | 6.65 | 5 | 0.005 | 6.19 | DEER:Res:ClothesDishWasher | Annual | 1719 |  | Appl-CW-Front-GasDHW-GasDry-Tier2DEER2017 | Appl-CW-Front-GasDHW-GasDry-Tier2AnyMFm1996CZ10DEER2017 | 3482
Appl-CW-Front-GasDHW-GasDry-Tier2 | DEER2017 | D17 v3 |  | Any | MFm | 1996 | CZ11 | rDXGF | Household | 1 | 1031.9 | None | 8.6 | 0.004 | 6.76 | 6 | 0.002 | 6.25 | 8.6 | 0.004 | 6.76 | 6 | 0.002 | 6.25 | DEER:Res:ClothesDishWasher | Annual | 1719 |  | Appl-CW-Front-GasDHW-GasDry-Tier2DEER2017 | Appl-CW-Front-GasDHW-GasDry-Tier2AnyMFm1996CZ11DEER2017 | 3483
Appl-CW-Front-GasDHW-GasDry-Tier2 | DEER2017 | D17 v3 |  | Any | MFm | 1996 | CZ12 | rDXGF | Household | 1 | 1031.9 | None | 6.8 | 0.005 | 6.61 | 5.8 | 0.004 | 6.15 | 6.8 | 0.005 | 6.61 | 5.8 | 0.004 | 6.15 | DEER:Res:ClothesDishWasher | Annual | 1719 |  | Appl-CW-Front-GasDHW-GasDry-Tier2DEER2017 | Appl-CW-Front-GasDHW-GasDry-Tier2AnyMFm1996CZ12DEER2017 | 3484
Appl-CW-Front-GasDHW-GasDry-Tier2 | DEER2017 | D17 v3 |  | Any | MFm | 1996 | CZ13 | rDXGF | Household | 1 | 1031.9 | None | 8.3 | 0.005 | 6.68 | 7.2 | 0.004 | 6.21 | 8.3 | 0.005 | 6.68 | 7.2 | 0.004 | 6.21 | DEER:Res:ClothesDishWasher | Annual | 1719 |  | Appl-CW-Front-GasDHW-GasDry-Tier2DEER2017 | Appl-CW-Front-GasDHW-GasDry-Tier2AnyMFm1996CZ13DEER2017 | 3485
Appl-CW-Front-GasDHW-GasDry-Tier2 | DEER2017 | D17 v3 |  | Any | MFm | 1996 | CZ14 | rDXGF | Household | 1 | 1086 | None | 9.1 | 0.002 | 6.72 | 7.8 | 0.002 | 6.25 | 9.1 | 0.002 | 6.72 | 7.8 | 0.002 | 6.25 | DEER:Res:ClothesDishWasher | Annual | 1719 |  | Appl-CW-Front-GasDHW-GasDry-Tier2DEER2017 | Appl-CW-Front-GasDHW-GasDry-Tier2AnyMFm1996CZ14DEER2017 | 3486
Appl-CW-Front-GasDHW-GasDry-Tier2 | DEER2017 | D17 v3 |  | Any | MFm | 1996 | CZ15 | rDXGF | Household | 1 | 1086 | None | 10.2 | 0.003 | 6.94 | 8.8 | 0.002 | 6.43 | 10.2 | 0.003 | 6.94 | 8.8 | 0.002 | 6.43 | DEER:Res:ClothesDishWasher | Annual | 1719 |  | Appl-CW-Front-GasDHW-GasDry-Tier2DEER2017 | Appl-CW-Front-GasDHW-GasDry-Tier2AnyMFm1996CZ15DEER2017 | 3487
Appl-CW-Front-GasDHW-GasDry-Tier2 | DEER2017 | D17 v3 |  | Any | MFm | 1996 | CZ16 | rDXGF | Household | 1 | 981.6 | None | 6.9 | 0.004 | 6.52 | 5.9 | 0.003 | 6.08 | 6.9 | 0.004 | 6.52 | 5.9 | 0.003 | 6.08 | DEER:Res:ClothesDishWasher | Annual | 1719 |  | Appl-CW-Front-GasDHW-GasDry-Tier2DEER2017 | Appl-CW-Front-GasDHW-GasDry-Tier2AnyMFm1996CZ16DEER2017 | 3488
Appl-CW-Front-GasDHW-GasDry-Tier2 | DEER2017 | D17 v3 |  | Any | MFm | 2003 | CZ01 | rDXGF | Household | 1 | 998.7 | None | 3.3 | 0.001 | 6.4 | 2.6 | 0.001 | 5.98 | 3.3 | 0.001 | 6.4 | 2.6 | 0.001 | 5.98 | DEER:Res:ClothesDishWasher | Annual | 1719 |  | Appl-CW-Front-GasDHW-GasDry-Tier2DEER2017 | Appl-CW-Front-GasDHW-GasDry-Tier2AnyMFm2003CZ01DEER2017 | 3489
Appl-CW-Front-GasDHW-GasDry-Tier2 | DEER2017 | D17 v3 |  | Any | MFm | 2003 | CZ02 | rDXGF | Household | 1 | 1073.2 | None | 5.6 | 0.004 | 6.75 | 4.9 | 0.004 | 6.34 | 5.6 | 0.004 | 6.75 | 4.9 | 0.004 | 6.34 | DEER:Res:ClothesDishWasher | Annual | 1719 |  | Appl-CW-Front-GasDHW-GasDry-Tier2DEER2017 | Appl-CW-Front-GasDHW-GasDry-Tier2AnyMFm2003CZ02DEER2017 | 3490
Appl-CW-Front-GasDHW-GasDry-Tier2 | DEER2017 | D17 v3 |  | Any | MFm | 2003 | CZ03 | rDXGF | Household | 1 | 998.7 | None | 3.7 | 0.002 | 6.49 | 3 | 0.001 | 6.05 | 3.7 | 0.002 | 6.49 | 3 | 0.001 | 6.05 | DEER:Res:ClothesDishWasher | Annual | 1719 |  | Appl-CW-Front-GasDHW-GasDry-Tier2DEER2017 | Appl-CW-Front-GasDHW-GasDry-Tier2AnyMFm2003CZ03DEER2017 | 3491
Appl-CW-Front-GasDHW-GasDry-Tier2 | DEER2017 | D17 v3 |  | Any | MFm | 2003 | CZ04 | rDXGF | Household | 1 | 998.7 | None | 6.7 | 0.003 | 6.75 | 5.6 | 0.003 | 6.28 | 6.7 | 0.003 | 6.75 | 5.6 | 0.003 | 6.28 | DEER:Res:ClothesDishWasher | Annual | 1719 |  | Appl-CW-Front-GasDHW-GasDry-Tier2DEER2017 | Appl-CW-Front-GasDHW-GasDry-Tier2AnyMFm2003CZ04DEER2017 | 3492
Appl-CW-Front-GasDHW-GasDry-Tier2 | DEER2017 | D17 v3 |  | Any | MFm | 2003 | CZ05 | rDXGF | Household | 1 | 998.7 | None | 4.1 | 0.001 | 6.48 | 3.3 | 0.001 | 6.04 | 4.1 | 0.001 | 6.48 | 3.3 | 0.001 | 6.04 | DEER:Res:ClothesDishWasher | Annual | 1719 |  | Appl-CW-Front-GasDHW-GasDry-Tier2DEER2017 | Appl-CW-Front-GasDHW-GasDry-Tier2AnyMFm2003CZ05DEER2017 | 3493
Appl-CW-Front-GasDHW-GasDry-Tier2 | DEER2017 | D17 v3 |  | Any | MFm | 2003 | CZ06 | rDXGF | Household | 1 | 1206 | None | 6 | 0.004 | 6.77 | 5 | 0.004 | 6.3 | 6 | 0.004 | 6.77 | 5 | 0.004 | 6.3 | DEER:Res:ClothesDishWasher | Annual | 1719 |  | Appl-CW-Front-GasDHW-GasDry-Tier2DEER2017 | Appl-CW-Front-GasDHW-GasDry-Tier2AnyMFm2003CZ06DEER2017 | 3494
Appl-CW-Front-GasDHW-GasDry-Tier2 | DEER2017 | D17 v3 |  | Any | MFm | 2003 | CZ07 | rDXGF | Household | 1 | 1206 | None | 7.3 | 0.002 | 6.79 | 6.2 | 0.002 | 6.32 | 7.3 | 0.002 | 6.79 | 6.2 | 0.002 | 6.32 | DEER:Res:ClothesDishWasher | Annual | 1719 |  | Appl-CW-Front-GasDHW-GasDry-Tier2DEER2017 | Appl-CW-Front-GasDHW-GasDry-Tier2AnyMFm2003CZ07DEER2017 | 3495
Appl-CW-Front-GasDHW-GasDry-Tier2 | DEER2017 | D17 v3 |  | Any | MFm | 2003 | CZ08 | rDXGF | Household | 1 | 1206 | None | 7.4 | 0.004 | 6.82 | 6.3 | 0.003 | 6.34 | 7.4 | 0.004 | 6.82 | 6.3 | 0.003 | 6.34 | DEER:Res:ClothesDishWasher | Annual | 1719 |  | Appl-CW-Front-GasDHW-GasDry-Tier2DEER2017 | Appl-CW-Front-GasDHW-GasDry-Tier2AnyMFm2003CZ08DEER2017 | 3496
Appl-CW-Front-GasDHW-GasDry-Tier2 | DEER2017 | D17 v3 |  | Any | MFm | 2003 | CZ09 | rDXGF | Household | 1 | 1126.6 | None | 7.1 | 0.004 | 6.76 | 6.1 | 0.003 | 6.28 | 7.1 | 0.004 | 6.76 | 6.1 | 0.003 | 6.28 | DEER:Res:ClothesDishWasher | Annual | 1719 |  | Appl-CW-Front-GasDHW-GasDry-Tier2DEER2017 | Appl-CW-Front-GasDHW-GasDry-Tier2AnyMFm2003CZ09DEER2017 | 3497
Appl-CW-Front-GasDHW-GasDry-Tier2 | DEER2017 | D17 v3 |  | Any | MFm | 2003 | CZ10 | rDXGF | Household | 1 | 1073.2 | None | 7.1 | 0.005 | 6.87 | 5.1 | 0.003 | 6.34 | 7.1 | 0.005 | 6.87 | 5.1 | 0.003 | 6.34 | DEER:Res:ClothesDishWasher | Annual | 1719 |  | Appl-CW-Front-GasDHW-GasDry-Tier2DEER2017 | Appl-CW-Front-GasDHW-GasDry-Tier2AnyMFm2003CZ10DEER2017 | 3498
Appl-CW-Front-GasDHW-GasDry-Tier2 | DEER2017 | D17 v3 |  | Any | MFm | 2003 | CZ11 | rDXGF | Household | 1 | 1073.2 | None | 8.1 | 0.003 | 6.67 | 7 | 0.003 | 6.2 | 8.1 | 0.003 | 6.67 | 7 | 0.003 | 6.2 | DEER:Res:ClothesDishWasher | Annual | 1719 |  | Appl-CW-Front-GasDHW-GasDry-Tier2DEER2017 | Appl-CW-Front-GasDHW-GasDry-Tier2AnyMFm2003CZ11DEER2017 | 3499
Appl-CW-Front-GasDHW-GasDry-Tier2 | DEER2017 | D17 v3 |  | Any | MFm | 2003 | CZ12 | rDXGF | Household | 1 | 1073.2 | None | 7.5 | 0.003 | 6.7 | 6.3 | 0.003 | 6.24 | 7.5 | 0.003 | 6.7 | 6.3 | 0.003 | 6.24 | DEER:Res:ClothesDishWasher | Annual | 1719 |  | Appl-CW-Front-GasDHW-GasDry-Tier2DEER2017 | Appl-CW-Front-GasDHW-GasDry-Tier2AnyMFm2003CZ12DEER2017 | 3500
Appl-CW-Front-GasDHW-GasDry-Tier2 | DEER2017 | D17 v3 |  | Any | MFm | 2003 | CZ13 | rDXGF | Household | 1 | 1073.2 | None | 8.3 | 0.004 | 6.73 | 7.1 | 0.003 | 6.25 | 8.3 | 0.004 | 6.73 | 7.1 | 0.003 | 6.25 | DEER:Res:ClothesDishWasher | Annual | 1719 |  | Appl-CW-Front-GasDHW-GasDry-Tier2DEER2017 | Appl-CW-Front-GasDHW-GasDry-Tier2AnyMFm2003CZ13DEER2017 | 3501
Appl-CW-Front-GasDHW-GasDry-Tier2 | DEER2017 | D17 v3 |  | Any | MFm | 2003 | CZ14 | rDXGF | Household | 1 | 1094.6 | None | 8.8 | 0.003 | 6.69 | 7.6 | 0.002 | 6.22 | 8.8 | 0.003 | 6.69 | 7.6 | 0.002 | 6.22 | DEER:Res:ClothesDishWasher | Annual | 1719 |  | Appl-CW-Front-GasDHW-GasDry-Tier2DEER2017 | Appl-CW-Front-GasDHW-GasDry-Tier2AnyMFm2003CZ14DEER2017 | 3502
Appl-CW-Front-GasDHW-GasDry-Tier2 | DEER2017 | D17 v3 |  | Any | MFm | 2003 | CZ15 | rDXGF | Household | 1 | 1094.6 | None | 10.3 | 0.003 | 6.94 | 8.9 | 0.003 | 6.43 | 10.3 | 0.003 | 6.94 | 8.9 | 0.003 | 6.43 | DEER:Res:ClothesDishWasher | Annual | 1719 |  | Appl-CW-Front-GasDHW-GasDry-Tier2DEER2017 | Appl-CW-Front-GasDHW-GasDry-Tier2AnyMFm2003CZ15DEER2017 | 3503
Appl-CW-Front-GasDHW-GasDry-Tier2 | DEER2017 | D17 v3 |  | Any | MFm | 2003 | CZ16 | rDXGF | Household | 1 | 998.7 | None | 6.9 | 0.003 | 6.56 | 5.8 | 0.003 | 6.11 | 6.9 | 0.003 | 6.56 | 5.8 | 0.003 | 6.11 | DEER:Res:ClothesDishWasher | Annual | 1719 |  | Appl-CW-Front-GasDHW-GasDry-Tier2DEER2017 | Appl-CW-Front-GasDHW-GasDry-Tier2AnyMFm2003CZ16DEER2017 | 3504
Appl-CW-Front-GasDHW-GasDry-Tier2 | DEER2017 | D17 v3 |  | Any | MFm | 2007 | CZ01 | rDXGF | Household | 1 | 998.7 | None | 3.1 | 0.001 | 6.28 | 2.4 | 0 | 5.89 | 3.1 | 0.001 | 6.28 | 2.4 | 0 | 5.89 | DEER:Res:ClothesDishWasher | Annual | 1719 |  | Appl-CW-Front-GasDHW-GasDry-Tier2DEER2017 | Appl-CW-Front-GasDHW-GasDry-Tier2AnyMFm2007CZ01DEER2017 | 3505
Appl-CW-Front-GasDHW-GasDry-Tier2 | DEER2017 | D17 v3 |  | Any | MFm | 2007 | CZ02 | rDXGF | Household | 1 | 1073.2 | None | 5.9 | 0.003 | 6.74 | 4.3 | 0.002 | 6.15 | 5.9 | 0.003 | 6.74 | 4.3 | 0.002 | 6.15 | DEER:Res:ClothesDishWasher | Annual | 1719 |  | Appl-CW-Front-GasDHW-GasDry-Tier2DEER2017 | Appl-CW-Front-GasDHW-GasDry-Tier2AnyMFm2007CZ02DEER2017 | 3506
Appl-CW-Front-GasDHW-GasDry-Tier2 | DEER2017 | D17 v3 |  | Any | MFm | 2007 | CZ03 | rDXGF | Household | 1 | 998.7 | None | 3.6 | 0.001 | 6.52 | 2.8 | 0.001 | 6.05 | 3.6 | 0.001 | 6.52 | 2.8 | 0.001 | 6.05 | DEER:Res:ClothesDishWasher | Annual | 1719 |  | Appl-CW-Front-GasDHW-GasDry-Tier2DEER2017 | Appl-CW-Front-GasDHW-GasDry-Tier2AnyMFm2007CZ03DEER2017 | 3507
Appl-CW-Front-GasDHW-GasDry-Tier2 | DEER2017 | D17 v3 |  | Any | MFm | 2007 | CZ04 | rDXGF | Household | 1 | 998.7 | None | 5.8 | 0.001 | 6.76 | 4.8 | 0.001 | 6.29 | 5.8 | 0.001 | 6.76 | 4.8 | 0.001 | 6.29 | DEER:Res:ClothesDishWasher | Annual | 1719 |  | Appl-CW-Front-GasDHW-GasDry-Tier2DEER2017 | Appl-CW-Front-GasDHW-GasDry-Tier2AnyMFm2007CZ04DEER2017 | 3508
Appl-CW-Front-GasDHW-GasDry-Tier2 | DEER2017 | D17 v3 |  | Any | MFm | 2007 | CZ05 | rDXGF | Household | 1 | 998.7 | None | 4.1 | 0.001 | 6.6 | 3.3 | 0.001 | 6.15 | 4.1 | 0.001 | 6.6 | 3.3 | 0.001 | 6.15 | DEER:Res:ClothesDishWasher | Annual | 1719 |  | Appl-CW-Front-GasDHW-GasDry-Tier2DEER2017 | Appl-CW-Front-GasDHW-GasDry-Tier2AnyMFm2007CZ05DEER2017 | 3509
Appl-CW-Front-GasDHW-GasDry-Tier2 | DEER2017 | D17 v3 |  | Any | MFm | 2007 | CZ06 | rDXGF | Household | 1 | 1206 | None | 6.1 | 0.003 | 6.73 | 5.1 | 0.002 | 6.26 | 6.1 | 0.003 | 6.73 | 5.1 | 0.002 | 6.26 | DEER:Res:ClothesDishWasher | Annual | 1719 |  | Appl-CW-Front-GasDHW-GasDry-Tier2DEER2017 | Appl-CW-Front-GasDHW-GasDry-Tier2AnyMFm2007CZ06DEER2017 | 3510
Appl-CW-Front-GasDHW-GasDry-Tier2 | DEER2017 | D17 v3 |  | Any | MFm | 2007 | CZ07 | rDXGF | Household | 1 | 1206 | None | 2.9 | -0.002 | 6.48 | 4.5 | 0.001 | 6.35 | 2.9 | -0.002 | 6.48 | 4.5 | 0.001 | 6.35 | DEER:Res:ClothesDishWasher | Annual | 1719 |  | Appl-CW-Front-GasDHW-GasDry-Tier2DEER2017 | Appl-CW-Front-GasDHW-GasDry-Tier2AnyMFm2007CZ07DEER2017 | 3511
Appl-CW-Front-GasDHW-GasDry-Tier2 | DEER2017 | D17 v3 |  | Any | MFm | 2007 | CZ08 | rDXGF | Household | 1 | 1206 | None | 7.5 | 0.002 | 6.82 | 6.4 | 0.002 | 6.34 | 7.5 | 0.002 | 6.82 | 6.4 | 0.002 | 6.34 | DEER:Res:ClothesDishWasher | Annual | 1719 |  | Appl-CW-Front-GasDHW-GasDry-Tier2DEER2017 | Appl-CW-Front-GasDHW-GasDry-Tier2AnyMFm2007CZ08DEER2017 | 3512
Appl-CW-Front-GasDHW-GasDry-Tier2 | DEER2017 | D17 v3 |  | Any | MFm | 2007 | CZ09 | rDXGF | Household | 1 | 1126.6 | None | 6.7 | 0.003 | 6.78 | 5.6 | 0.003 | 6.31 | 6.7 | 0.003 | 6.78 | 5.6 | 0.003 | 6.31 | DEER:Res:ClothesDishWasher | Annual | 1719 |  | Appl-CW-Front-GasDHW-GasDry-Tier2DEER2017 | Appl-CW-Front-GasDHW-GasDry-Tier2AnyMFm2007CZ09DEER2017 | 3513
Appl-CW-Front-GasDHW-GasDry-Tier2 | DEER2017 | D17 v3 |  | Any | MFm | 2007 | CZ10 | rDXGF | Household | 1 | 1073.2 | None | 7.9 | 0.004 | 6.88 | 5.2 | 0.001 | 6.31 | 7.9 | 0.004 | 6.88 | 5.2 | 0.001 | 6.31 | DEER:Res:ClothesDishWasher | Annual | 1719 |  | Appl-CW-Front-GasDHW-GasDry-Tier2DEER2017 | Appl-CW-Front-GasDHW-GasDry-Tier2AnyMFm2007CZ10DEER2017 | 3514
Appl-CW-Front-GasDHW-GasDry-Tier2 | DEER2017 | D17 v3 |  | Any | MFm | 2007 | CZ11 | rDXGF | Household | 1 | 1073.2 | None | 7.4 | 0.002 | 6.66 | 6.2 | 0.002 | 6.19 | 7.4 | 0.002 | 6.66 | 6.2 | 0.002 | 6.19 | DEER:Res:ClothesDishWasher | Annual | 1719 |  | Appl-CW-Front-GasDHW-GasDry-Tier2DEER2017 | Appl-CW-Front-GasDHW-GasDry-Tier2AnyMFm2007CZ11DEER2017 | 3515
Appl-CW-Front-GasDHW-GasDry-Tier2 | DEER2017 | D17 v3 |  | Any | MFm | 2007 | CZ12 | rDXGF | Household | 1 | 1073.2 | None | 7.2 | 0.002 | 6.71 | 6.1 | 0.002 | 6.24 | 7.2 | 0.002 | 6.71 | 6.1 | 0.002 | 6.24 | DEER:Res:ClothesDishWasher | Annual | 1719 |  | Appl-CW-Front-GasDHW-GasDry-Tier2DEER2017 | Appl-CW-Front-GasDHW-GasDry-Tier2AnyMFm2007CZ12DEER2017 | 3516
Appl-CW-Front-GasDHW-GasDry-Tier2 | DEER2017 | D17 v3 |  | Any | MFm | 2007 | CZ13 | rDXGF | Household | 1 | 1073.2 | None | 7.7 | 0.002 | 6.7 | 6.7 | 0.002 | 6.23 | 7.7 | 0.002 | 6.7 | 6.7 | 0.002 | 6.23 | DEER:Res:ClothesDishWasher | Annual | 1719 |  | Appl-CW-Front-GasDHW-GasDry-Tier2DEER2017 | Appl-CW-Front-GasDHW-GasDry-Tier2AnyMFm2007CZ13DEER2017 | 3517
Appl-CW-Front-GasDHW-GasDry-Tier2 | DEER2017 | D17 v3 |  | Any | MFm | 2007 | CZ14 | rDXGF | Household | 1 | 1094.6 | None | 8.2 | 0.002 | 6.7 | 7.1 | 0.002 | 6.23 | 8.2 | 0.002 | 6.7 | 7.1 | 0.002 | 6.23 | DEER:Res:ClothesDishWasher | Annual | 1719 |  | Appl-CW-Front-GasDHW-GasDry-Tier2DEER2017 | Appl-CW-Front-GasDHW-GasDry-Tier2AnyMFm2007CZ14DEER2017 | 3518
Appl-CW-Front-GasDHW-GasDry-Tier2 | DEER2017 | D17 v3 |  | Any | MFm | 2007 | CZ15 | rDXGF | Household | 1 | 1094.6 | None | 9 | 0.002 | 6.94 | 7.7 | 0.002 | 6.43 | 9 | 0.002 | 6.94 | 7.7 | 0.002 | 6.43 | DEER:Res:ClothesDishWasher | Annual | 1719 |  | Appl-CW-Front-GasDHW-GasDry-Tier2DEER2017 | Appl-CW-Front-GasDHW-GasDry-Tier2AnyMFm2007CZ15DEER2017 | 3519
Appl-CW-Front-GasDHW-GasDry-Tier2 | DEER2017 | D17 v3 |  | Any | MFm | 2007 | CZ16 | rDXGF | Household | 1 | 998.7 | None | 6.1 | 0.002 | 6.55 | 5.2 | 0.002 | 6.11 | 6.1 | 0.002 | 6.55 | 5.2 | 0.002 | 6.11 | DEER:Res:ClothesDishWasher | Annual | 1719 |  | Appl-CW-Front-GasDHW-GasDry-Tier2DEER2017 | Appl-CW-Front-GasDHW-GasDry-Tier2AnyMFm2007CZ16DEER2017 | 3520
Appl-CW-Front-GasDHW-GasDry-Tier2 | DEER2017 | D17 v3 |  | Any | MFm | 2011 | CZ01 | rDXGF | Household | 1 | 998.7 | None | 3.2 | 0 | 6.3 | 2.6 | 0 | 5.94 | 3.2 | 0 | 6.3 | 2.6 | 0 | 5.94 | DEER:Res:ClothesDishWasher | Annual | 1719 |  | Appl-CW-Front-GasDHW-GasDry-Tier2DEER2017 | Appl-CW-Front-GasDHW-GasDry-Tier2AnyMFm2011CZ01DEER2017 | 3521
Appl-CW-Front-GasDHW-GasDry-Tier2 | DEER2017 | D17 v3 |  | Any | MFm | 2011 | CZ02 | rDXGF | Household | 1 | 1073.2 | None | 6.2 | 0.003 | 6.75 | 5.3 | 0.003 | 6.28 | 6.2 | 0.003 | 6.75 | 5.3 | 0.003 | 6.28 | DEER:Res:ClothesDishWasher | Annual | 1719 |  | Appl-CW-Front-GasDHW-GasDry-Tier2DEER2017 | Appl-CW-Front-GasDHW-GasDry-Tier2AnyMFm2011CZ02DEER2017 | 3522
Appl-CW-Front-GasDHW-GasDry-Tier2 | DEER2017 | D17 v3 |  | Any | MFm | 2011 | CZ03 | rDXGF | Household | 1 | 998.7 | None | 3.9 | 0.001 | 6.6 | 3.1 | 0.001 | 6.15 | 3.9 | 0.001 | 6.6 | 3.1 | 0.001 | 6.15 | DEER:Res:ClothesDishWasher | Annual | 1719 |  | Appl-CW-Front-GasDHW-GasDry-Tier2DEER2017 | Appl-CW-Front-GasDHW-GasDry-Tier2AnyMFm2011CZ03DEER2017 | 3523
Appl-CW-Front-GasDHW-GasDry-Tier2 | DEER2017 | D17 v3 |  | Any | MFm | 2011 | CZ04 | rDXGF | Household | 1 | 998.7 | None | 5.7 | 0 | 6.81 | 4.7 | 0 | 6.33 | 5.7 | 0 | 6.81 | 4.7 | 0 | 6.33 | DEER:Res:ClothesDishWasher | Annual | 1719 |  | Appl-CW-Front-GasDHW-GasDry-Tier2DEER2017 | Appl-CW-Front-GasDHW-GasDry-Tier2AnyMFm2011CZ04DEER2017 | 3524
Appl-CW-Front-GasDHW-GasDry-Tier2 | DEER2017 | D17 v3 |  | Any | MFm | 2011 | CZ05 | rDXGF | Household | 1 | 998.7 | None | 4.2 | 0.002 | 6.6 | 3.4 | 0.002 | 6.14 | 4.2 | 0.002 | 6.6 | 3.4 | 0.002 | 6.14 | DEER:Res:ClothesDishWasher | Annual | 1719 |  | Appl-CW-Front-GasDHW-GasDry-Tier2DEER2017 | Appl-CW-Front-GasDHW-GasDry-Tier2AnyMFm2011CZ05DEER2017 | 3525
Appl-CW-Front-GasDHW-GasDry-Tier2 | DEER2017 | D17 v3 |  | Any | MFm | 2011 | CZ06 | rDXGF | Household | 1 | 1206 | None | 6.3 | 0.002 | 6.72 | 5.3 | 0.002 | 6.25 | 6.3 | 0.002 | 6.72 | 5.3 | 0.002 | 6.25 | DEER:Res:ClothesDishWasher | Annual | 1719 |  | Appl-CW-Front-GasDHW-GasDry-Tier2DEER2017 | Appl-CW-Front-GasDHW-GasDry-Tier2AnyMFm2011CZ06DEER2017 | 3526
Appl-CW-Front-GasDHW-GasDry-Tier2 | DEER2017 | D17 v3 |  | Any | MFm | 2011 | CZ07 | rDXGF | Household | 1 | 1206 | None | 8.3 | 0.002 | 6.83 | 6.9 | 0.002 | 6.35 | 8.3 | 0.002 | 6.83 | 6.9 | 0.002 | 6.35 | DEER:Res:ClothesDishWasher | Annual | 1719 |  | Appl-CW-Front-GasDHW-GasDry-Tier2DEER2017 | Appl-CW-Front-GasDHW-GasDry-Tier2AnyMFm2011CZ07DEER2017 | 3527
Appl-CW-Front-GasDHW-GasDry-Tier2 | DEER2017 | D17 v3 |  | Any | MFm | 2011 | CZ08 | rDXGF | Household | 1 | 1206 | None | 8.8 | 0.003 | 6.89 | 5.1 | -0.001 | 6.32 | 8.8 | 0.003 | 6.89 | 5.1 | -0.001 | 6.32 | DEER:Res:ClothesDishWasher | Annual | 1719 |  | Appl-CW-Front-GasDHW-GasDry-Tier2DEER2017 | Appl-CW-Front-GasDHW-GasDry-Tier2AnyMFm2011CZ08DEER2017 | 3528
Appl-CW-Front-GasDHW-GasDry-Tier2 | DEER2017 | D17 v3 |  | Any | MFm | 2011 | CZ09 | rDXGF | Household | 1 | 1126.6 | None | 7.4 | 0.003 | 6.83 | 6.3 | 0.002 | 6.35 | 7.4 | 0.003 | 6.83 | 6.3 | 0.002 | 6.35 | DEER:Res:ClothesDishWasher | Annual | 1719 |  | Appl-CW-Front-GasDHW-GasDry-Tier2DEER2017 | Appl-CW-Front-GasDHW-GasDry-Tier2AnyMFm2011CZ09DEER2017 | 3529
Appl-CW-Front-GasDHW-GasDry-Tier2 | DEER2017 | D17 v3 |  | Any | MFm | 2011 | CZ10 | rDXGF | Household | 1 | 1073.2 | None | 7.4 | 0.003 | 6.88 | 6.3 | 0.002 | 6.39 | 7.4 | 0.003 | 6.88 | 6.3 | 0.002 | 6.39 | DEER:Res:ClothesDishWasher | Annual | 1719 |  | Appl-CW-Front-GasDHW-GasDry-Tier2DEER2017 | Appl-CW-Front-GasDHW-GasDry-Tier2AnyMFm2011CZ10DEER2017 | 3530
Appl-CW-Front-GasDHW-GasDry-Tier2 | DEER2017 | D17 v3 |  | Any | MFm | 2011 | CZ11 | rDXGF | Household | 1 | 1073.2 | None | 7.6 | 0.002 | 6.7 | 6.4 | 0.001 | 6.23 | 7.6 | 0.002 | 6.7 | 6.4 | 0.001 | 6.23 | DEER:Res:ClothesDishWasher | Annual | 1719 |  | Appl-CW-Front-GasDHW-GasDry-Tier2DEER2017 | Appl-CW-Front-GasDHW-GasDry-Tier2AnyMFm2011CZ11DEER2017 | 3531
Appl-CW-Front-GasDHW-GasDry-Tier2 | DEER2017 | D17 v3 |  | Any | MFm | 2011 | CZ12 | rDXGF | Household | 1 | 1073.2 | None | 7.3 | 0.003 | 6.75 | 6.2 | 0.003 | 6.28 | 7.3 | 0.003 | 6.75 | 6.2 | 0.003 | 6.28 | DEER:Res:ClothesDishWasher | Annual | 1719 |  | Appl-CW-Front-GasDHW-GasDry-Tier2DEER2017 | Appl-CW-Front-GasDHW-GasDry-Tier2AnyMFm2011CZ12DEER2017 | 3532
Appl-CW-Front-GasDHW-GasDry-Tier2 | DEER2017 | D17 v3 |  | Any | MFm | 2011 | CZ13 | rDXGF | Household | 1 | 1073.2 | None | 8.1 | 0.003 | 6.72 | 7 | 0.002 | 6.25 | 8.1 | 0.003 | 6.72 | 7 | 0.002 | 6.25 | DEER:Res:ClothesDishWasher | Annual | 1719 |  | Appl-CW-Front-GasDHW-GasDry-Tier2DEER2017 | Appl-CW-Front-GasDHW-GasDry-Tier2AnyMFm2011CZ13DEER2017 | 3533
Appl-CW-Front-GasDHW-GasDry-Tier2 | DEER2017 | D17 v3 |  | Any | MFm | 2011 | CZ14 | rDXGF | Household | 1 | 1094.6 | None | 8.1 | 0.002 | 6.71 | 7 | 0.002 | 6.24 | 8.1 | 0.002 | 6.71 | 7 | 0.002 | 6.24 | DEER:Res:ClothesDishWasher | Annual | 1719 |  | Appl-CW-Front-GasDHW-GasDry-Tier2DEER2017 | Appl-CW-Front-GasDHW-GasDry-Tier2AnyMFm2011CZ14DEER2017 | 3534
Appl-CW-Front-GasDHW-GasDry-Tier2 | DEER2017 | D17 v3 |  | Any | MFm | 2011 | CZ15 | rDXGF | Household | 1 | 1094.6 | None | 9.2 | 0.002 | 6.96 | 8 | 0.002 | 6.45 | 9.2 | 0.002 | 6.96 | 8 | 0.002 | 6.45 | DEER:Res:ClothesDishWasher | Annual | 1719 |  | Appl-CW-Front-GasDHW-GasDry-Tier2DEER2017 | Appl-CW-Front-GasDHW-GasDry-Tier2AnyMFm2011CZ15DEER2017 | 3535
Appl-CW-Front-GasDHW-GasDry-Tier2 | DEER2017 | D17 v3 |  | Any | MFm | 2011 | CZ16 | rDXGF | Household | 1 | 998.7 | None | 6.3 | 0.002 | 6.56 | 5.3 | 0.002 | 6.12 | 6.3 | 0.002 | 6.56 | 5.3 | 0.002 | 6.12 | DEER:Res:ClothesDishWasher | Annual | 1719 |  | Appl-CW-Front-GasDHW-GasDry-Tier2DEER2017 | Appl-CW-Front-GasDHW-GasDry-Tier2AnyMFm2011CZ16DEER2017 | 3536
Appl-CW-Front-GasDHW-GasDry-Tier2 | DEER2017 | D17 v3 |  | Any | MFm | 2015 | CZ01 | rDXGF | Household | 1 | 998.7 | None | 3.5 | 0.001 | 6.48 | 2.8 | 0.001 | 6.04 | 3.5 | 0.001 | 6.48 | 2.8 | 0.001 | 6.04 | DEER:Res:ClothesDishWasher | Annual | 1719 |  | Appl-CW-Front-GasDHW-GasDry-Tier2DEER2017 | Appl-CW-Front-GasDHW-GasDry-Tier2AnyMFm2015CZ01DEER2017 | 3537
Appl-CW-Front-GasDHW-GasDry-Tier2 | DEER2017 | D17 v3 |  | Any | MFm | 2015 | CZ02 | rDXGF | Household | 1 | 1073.2 | None | 5.7 | 0.002 | 6.7 | 4.8 | 0.002 | 6.24 | 5.7 | 0.002 | 6.7 | 4.8 | 0.002 | 6.24 | DEER:Res:ClothesDishWasher | Annual | 1719 |  | Appl-CW-Front-GasDHW-GasDry-Tier2DEER2017 | Appl-CW-Front-GasDHW-GasDry-Tier2AnyMFm2015CZ02DEER2017 | 3538
Appl-CW-Front-GasDHW-GasDry-Tier2 | DEER2017 | D17 v3 |  | Any | MFm | 2015 | CZ03 | rDXGF | Household | 1 | 998.7 | None | 4.1 | 0.002 | 6.73 | 3.3 | 0.001 | 6.26 | 4.1 | 0.002 | 6.73 | 3.3 | 0.001 | 6.26 | DEER:Res:ClothesDishWasher | Annual | 1719 |  | Appl-CW-Front-GasDHW-GasDry-Tier2DEER2017 | Appl-CW-Front-GasDHW-GasDry-Tier2AnyMFm2015CZ03DEER2017 | 3539
Appl-CW-Front-GasDHW-GasDry-Tier2 | DEER2017 | D17 v3 |  | Any | MFm | 2015 | CZ04 | rDXGF | Household | 1 | 998.7 | None | 7.4 | 0.003 | 6.84 | 6.4 | 0.003 | 6.36 | 7.4 | 0.003 | 6.84 | 6.4 | 0.003 | 6.36 | DEER:Res:ClothesDishWasher | Annual | 1719 |  | Appl-CW-Front-GasDHW-GasDry-Tier2DEER2017 | Appl-CW-Front-GasDHW-GasDry-Tier2AnyMFm2015CZ04DEER2017 | 3540
Appl-CW-Front-GasDHW-GasDry-Tier2 | DEER2017 | D17 v3 |  | Any | MFm | 2015 | CZ05 | rDXGF | Household | 1 | 998.7 | None | 4.9 | 0.002 | 6.8 | 4.1 | 0.001 | 6.33 | 4.9 | 0.002 | 6.8 | 4.1 | 0.001 | 6.33 | DEER:Res:ClothesDishWasher | Annual | 1719 |  | Appl-CW-Front-GasDHW-GasDry-Tier2DEER2017 | Appl-CW-Front-GasDHW-GasDry-Tier2AnyMFm2015CZ05DEER2017 | 3541
Appl-CW-Front-GasDHW-GasDry-Tier2 | DEER2017 | D17 v3 |  | Any | MFm | 2015 | CZ06 | rDXGF | Household | 1 | 1206 | None | 6 | 0.003 | 6.72 | 5 | 0.002 | 6.25 | 6 | 0.003 | 6.72 | 5 | 0.002 | 6.25 | DEER:Res:ClothesDishWasher | Annual | 1719 |  | Appl-CW-Front-GasDHW-GasDry-Tier2DEER2017 | Appl-CW-Front-GasDHW-GasDry-Tier2AnyMFm2015CZ06DEER2017 | 3542
Appl-CW-Front-GasDHW-GasDry-Tier2 | DEER2017 | D17 v3 |  | Any | MFm | 2015 | CZ07 | rDXGF | Household | 1 | 1206 | None | 7.4 | 0.002 | 6.81 | 6.3 | 0.002 | 6.33 | 7.4 | 0.002 | 6.81 | 6.3 | 0.002 | 6.33 | DEER:Res:ClothesDishWasher | Annual | 1719 |  | Appl-CW-Front-GasDHW-GasDry-Tier2DEER2017 | Appl-CW-Front-GasDHW-GasDry-Tier2AnyMFm2015CZ07DEER2017 | 3543
Appl-CW-Front-GasDHW-GasDry-Tier2 | DEER2017 | D17 v3 |  | Any | MFm | 2015 | CZ08 | rDXGF | Household | 1 | 1206 | None | 8.3 | 0.004 | 6.88 | 7.3 | 0.003 | 6.39 | 8.3 | 0.004 | 6.88 | 7.3 | 0.003 | 6.39 | DEER:Res:ClothesDishWasher | Annual | 1719 |  | Appl-CW-Front-GasDHW-GasDry-Tier2DEER2017 | Appl-CW-Front-GasDHW-GasDry-Tier2AnyMFm2015CZ08DEER2017 | 3544
Appl-CW-Front-GasDHW-GasDry-Tier2 | DEER2017 | D17 v3 |  | Any | MFm | 2015 | CZ09 | rDXGF | Household | 1 | 1126.6 | None | 7.4 | 0.003 | 6.83 | 6.2 | 0.003 | 6.34 | 7.4 | 0.003 | 6.83 | 6.2 | 0.003 | 6.34 | DEER:Res:ClothesDishWasher | Annual | 1719 |  | Appl-CW-Front-GasDHW-GasDry-Tier2DEER2017 | Appl-CW-Front-GasDHW-GasDry-Tier2AnyMFm2015CZ09DEER2017 | 3545
Appl-CW-Front-GasDHW-GasDry-Tier2 | DEER2017 | D17 v3 |  | Any | MFm | 2015 | CZ10 | rDXGF | Household | 1 | 1073.2 | None | 6.6 | 0.002 | 6.87 | 5.6 | 0.001 | 6.38 | 6.6 | 0.002 | 6.87 | 5.6 | 0.001 | 6.38 | DEER:Res:ClothesDishWasher | Annual | 1719 |  | Appl-CW-Front-GasDHW-GasDry-Tier2DEER2017 | Appl-CW-Front-GasDHW-GasDry-Tier2AnyMFm2015CZ10DEER2017 | 3546
Appl-CW-Front-GasDHW-GasDry-Tier2 | DEER2017 | D17 v3 |  | Any | MFm | 2015 | CZ11 | rDXGF | Household | 1 | 1073.2 | None | 7.3 | 0.003 | 6.7 | 6.2 | 0.002 | 6.23 | 7.3 | 0.003 | 6.7 | 6.2 | 0.002 | 6.23 | DEER:Res:ClothesDishWasher | Annual | 1719 |  | Appl-CW-Front-GasDHW-GasDry-Tier2DEER2017 | Appl-CW-Front-GasDHW-GasDry-Tier2AnyMFm2015CZ11DEER2017 | 3547
Appl-CW-Front-GasDHW-GasDry-Tier2 | DEER2017 | D17 v3 |  | Any | MFm | 2015 | CZ12 | rDXGF | Household | 1 | 1073.2 | None | 6.6 | 0.003 | 6.75 | 5.6 | 0.003 | 6.28 | 6.6 | 0.003 | 6.75 | 5.6 | 0.003 | 6.28 | DEER:Res:ClothesDishWasher | Annual | 1719 |  | Appl-CW-Front-GasDHW-GasDry-Tier2DEER2017 | Appl-CW-Front-GasDHW-GasDry-Tier2AnyMFm2015CZ12DEER2017 | 3548
Appl-CW-Front-GasDHW-GasDry-Tier2 | DEER2017 | D17 v3 |  | Any | MFm | 2015 | CZ13 | rDXGF | Household | 1 | 1073.2 | None | 7.5 | 0.003 | 6.73 | 6.4 | 0.002 | 6.26 | 7.5 | 0.003 | 6.73 | 6.4 | 0.002 | 6.26 | DEER:Res:ClothesDishWasher | Annual | 1719 |  | Appl-CW-Front-GasDHW-GasDry-Tier2DEER2017 | Appl-CW-Front-GasDHW-GasDry-Tier2AnyMFm2015CZ13DEER2017 | 3549
Appl-CW-Front-GasDHW-GasDry-Tier2 | DEER2017 | D17 v3 |  | Any | MFm | 2015 | CZ14 | rDXGF | Household | 1 | 1094.6 | None | 8.3 | 0.003 | 6.71 | 7.2 | 0.002 | 6.24 | 8.3 | 0.003 | 6.71 | 7.2 | 0.002 | 6.24 | DEER:Res:ClothesDishWasher | Annual | 1719 |  | Appl-CW-Front-GasDHW-GasDry-Tier2DEER2017 | Appl-CW-Front-GasDHW-GasDry-Tier2AnyMFm2015CZ14DEER2017 | 3550
Appl-CW-Front-GasDHW-GasDry-Tier2 | DEER2017 | D17 v3 |  | Any | MFm | 2015 | CZ15 | rDXGF | Household | 1 | 1094.6 | None | 8.9 | 0.002 | 6.96 | 7.6 | 0.002 | 6.45 | 8.9 | 0.002 | 6.96 | 7.6 | 0.002 | 6.45 | DEER:Res:ClothesDishWasher | Annual | 1719 |  | Appl-CW-Front-GasDHW-GasDry-Tier2DEER2017 | Appl-CW-Front-GasDHW-GasDry-Tier2AnyMFm2015CZ15DEER2017 | 3551
Appl-CW-Front-GasDHW-GasDry-Tier2 | DEER2017 | D17 v3 |  | Any | MFm | 2015 | CZ16 | rDXGF | Household | 1 | 998.7 | None | 5.9 | 0.002 | 6.51 | 5 | 0.002 | 6.07 | 5.9 | 0.002 | 6.51 | 5 | 0.002 | 6.07 | DEER:Res:ClothesDishWasher | Annual | 1719 |  | Appl-CW-Front-GasDHW-GasDry-Tier2DEER2017 | Appl-CW-Front-GasDHW-GasDry-Tier2AnyMFm2015CZ16DEER2017 | 3552
Appl-CW-Front-GasDHW-GasDry-Tier2 | DEER2017 | D17 v3 |  | Any | MFm | 2017 | CZ01 | rDXGF | Household | 1 | 998.7 | None | 3.5 | 0.001 | 6.4 | 3 | 0.001 | 6.16 | 3.5 | 0.001 | 6.4 | 3 | 0.001 | 6.16 | DEER:Res:ClothesDishWasher | Annual | 1719 |  | Appl-CW-Front-GasDHW-GasDry-Tier2DEER2017 | Appl-CW-Front-GasDHW-GasDry-Tier2AnyMFm2017CZ01DEER2017 | 3553
Appl-CW-Front-GasDHW-GasDry-Tier2 | DEER2017 | D17 v3 |  | Any | MFm | 2017 | CZ02 | rDXGF | Household | 1 | 1073.2 | None | 5.8 | 0.003 | 6.73 | 4.9 | 0.002 | 6.26 | 5.8 | 0.003 | 6.73 | 4.9 | 0.002 | 6.26 | DEER:Res:ClothesDishWasher | Annual | 1719 |  | Appl-CW-Front-GasDHW-GasDry-Tier2DEER2017 | Appl-CW-Front-GasDHW-GasDry-Tier2AnyMFm2017CZ02DEER2017 | 3554
Appl-CW-Front-GasDHW-GasDry-Tier2 | DEER2017 | D17 v3 |  | Any | MFm | 2017 | CZ03 | rDXGF | Household | 1 | 998.7 | None | 4.1 | 0.001 | 6.72 | 3.2 | 0.001 | 6.15 | 4.1 | 0.001 | 6.72 | 3.2 | 0.001 | 6.15 | DEER:Res:ClothesDishWasher | Annual | 1719 |  | Appl-CW-Front-GasDHW-GasDry-Tier2DEER2017 | Appl-CW-Front-GasDHW-GasDry-Tier2AnyMFm2017CZ03DEER2017 | 3555
Appl-CW-Front-GasDHW-GasDry-Tier2 | DEER2017 | D17 v3 |  | Any | MFm | 2017 | CZ04 | rDXGF | Household | 1 | 998.7 | None | 6.4 | 0.002 | 6.87 | 5.4 | 0.002 | 6.39 | 6.4 | 0.002 | 6.87 | 5.4 | 0.002 | 6.39 | DEER:Res:ClothesDishWasher | Annual | 1719 |  | Appl-CW-Front-GasDHW-GasDry-Tier2DEER2017 | Appl-CW-Front-GasDHW-GasDry-Tier2AnyMFm2017CZ04DEER2017 | 3556
Appl-CW-Front-GasDHW-GasDry-Tier2 | DEER2017 | D17 v3 |  | Any | MFm | 2017 | CZ05 | rDXGF | Household | 1 | 998.7 | None | 4.9 | 0.002 | 6.81 | 4.2 | 0.002 | 6.35 | 4.9 | 0.002 | 6.81 | 4.2 | 0.002 | 6.35 | DEER:Res:ClothesDishWasher | Annual | 1719 |  | Appl-CW-Front-GasDHW-GasDry-Tier2DEER2017 | Appl-CW-Front-GasDHW-GasDry-Tier2AnyMFm2017CZ05DEER2017 | 3557
Appl-CW-Front-GasDHW-GasDry-Tier2 | DEER2017 | D17 v3 |  | Any | MFm | 2017 | CZ06 | rDXGF | Household | 1 | 1206 | None | 6 | 0.003 | 6.74 | 5 | 0.002 | 6.27 | 6 | 0.003 | 6.74 | 5 | 0.002 | 6.27 | DEER:Res:ClothesDishWasher | Annual | 1719 |  | Appl-CW-Front-GasDHW-GasDry-Tier2DEER2017 | Appl-CW-Front-GasDHW-GasDry-Tier2AnyMFm2017CZ06DEER2017 | 3558
Appl-CW-Front-GasDHW-GasDry-Tier2 | DEER2017 | D17 v3 |  | Any | MFm | 2017 | CZ07 | rDXGF | Household | 1 | 1206 | None | 7.5 | 0.002 | 6.82 | 6.4 | 0.002 | 6.34 | 7.5 | 0.002 | 6.82 | 6.4 | 0.002 | 6.34 | DEER:Res:ClothesDishWasher | Annual | 1719 |  | Appl-CW-Front-GasDHW-GasDry-Tier2DEER2017 | Appl-CW-Front-GasDHW-GasDry-Tier2AnyMFm2017CZ07DEER2017 | 3559
Appl-CW-Front-GasDHW-GasDry-Tier2 | DEER2017 | D17 v3 |  | Any | MFm | 2017 | CZ08 | rDXGF | Household | 1 | 1206 | None | 7.5 | 0.001 | 6.88 | 6.3 | 0.001 | 6.39 | 7.5 | 0.001 | 6.88 | 6.3 | 0.001 | 6.39 | DEER:Res:ClothesDishWasher | Annual | 1719 |  | Appl-CW-Front-GasDHW-GasDry-Tier2DEER2017 | Appl-CW-Front-GasDHW-GasDry-Tier2AnyMFm2017CZ08DEER2017 | 3560
Appl-CW-Front-GasDHW-GasDry-Tier2 | DEER2017 | D17 v3 |  | Any | MFm | 2017 | CZ09 | rDXGF | Household | 1 | 1126.6 | None | 6.9 | 0.002 | 6.83 | 5.8 | 0.002 | 6.35 | 6.9 | 0.002 | 6.83 | 5.8 | 0.002 | 6.35 | DEER:Res:ClothesDishWasher | Annual | 1719 |  | Appl-CW-Front-GasDHW-GasDry-Tier2DEER2017 | Appl-CW-Front-GasDHW-GasDry-Tier2AnyMFm2017CZ09DEER2017 | 3561
Appl-CW-Front-GasDHW-GasDry-Tier2 | DEER2017 | D17 v3 |  | Any | MFm | 2017 | CZ10 | rDXGF | Household | 1 | 1073.2 | None | 7.3 | 0.002 | 6.91 | 6.2 | 0.002 | 6.42 | 7.3 | 0.002 | 6.91 | 6.2 | 0.002 | 6.42 | DEER:Res:ClothesDishWasher | Annual | 1719 |  | Appl-CW-Front-GasDHW-GasDry-Tier2DEER2017 | Appl-CW-Front-GasDHW-GasDry-Tier2AnyMFm2017CZ10DEER2017 | 3562
Appl-CW-Front-GasDHW-GasDry-Tier2 | DEER2017 | D17 v3 |  | Any | MFm | 2017 | CZ11 | rDXGF | Household | 1 | 1073.2 | None | 7 | 0.002 | 6.71 | 5.9 | 0.002 | 6.23 | 7 | 0.002 | 6.71 | 5.9 | 0.002 | 6.23 | DEER:Res:ClothesDishWasher | Annual | 1719 |  | Appl-CW-Front-GasDHW-GasDry-Tier2DEER2017 | Appl-CW-Front-GasDHW-GasDry-Tier2AnyMFm2017CZ11DEER2017 | 3563
Appl-CW-Front-GasDHW-GasDry-Tier2 | DEER2017 | D17 v3 |  | Any | MFm | 2017 | CZ12 | rDXGF | Household | 1 | 1073.2 | None | 7.7 | 0.003 | 6.82 | 6.5 | 0.003 | 6.34 | 7.7 | 0.003 | 6.82 | 6.5 | 0.003 | 6.34 | DEER:Res:ClothesDishWasher | Annual | 1719 |  | Appl-CW-Front-GasDHW-GasDry-Tier2DEER2017 | Appl-CW-Front-GasDHW-GasDry-Tier2AnyMFm2017CZ12DEER2017 | 3564
Appl-CW-Front-GasDHW-GasDry-Tier2 | DEER2017 | D17 v3 |  | Any | MFm | 2017 | CZ13 | rDXGF | Household | 1 | 1073.2 | None | 7.5 | 0.002 | 6.75 | 6.4 | 0.002 | 6.27 | 7.5 | 0.002 | 6.75 | 6.4 | 0.002 | 6.27 | DEER:Res:ClothesDishWasher | Annual | 1719 |  | Appl-CW-Front-GasDHW-GasDry-Tier2DEER2017 | Appl-CW-Front-GasDHW-GasDry-Tier2AnyMFm2017CZ13DEER2017 | 3565
Appl-CW-Front-GasDHW-GasDry-Tier2 | DEER2017 | D17 v3 |  | Any | MFm | 2017 | CZ14 | rDXGF | Household | 1 | 1094.6 | None | 8.4 | 0.002 | 6.73 | 7.2 | 0.002 | 6.26 | 8.4 | 0.002 | 6.73 | 7.2 | 0.002 | 6.26 | DEER:Res:ClothesDishWasher | Annual | 1719 |  | Appl-CW-Front-GasDHW-GasDry-Tier2DEER2017 | Appl-CW-Front-GasDHW-GasDry-Tier2AnyMFm2017CZ14DEER2017 | 3566
Appl-CW-Front-GasDHW-GasDry-Tier2 | DEER2017 | D17 v3 |  | Any | MFm | 2017 | CZ15 | rDXGF | Household | 1 | 1094.6 | None | 10.1 | 0.003 | 6.98 | 30.6 | 0.013 | 6.65 | 10.1 | 0.003 | 6.98 | 30.6 | 0.013 | 6.65 | DEER:Res:ClothesDishWasher | Annual | 1719 |  | Appl-CW-Front-GasDHW-GasDry-Tier2DEER2017 | Appl-CW-Front-GasDHW-GasDry-Tier2AnyMFm2017CZ15DEER2017 | 3567
Appl-CW-Front-GasDHW-GasDry-Tier2 | DEER2017 | D17 v3 |  | Any | MFm | 2017 | CZ16 | rDXGF | Household | 1 | 998.7 | None | 5.8 | 0.002 | 6.53 | 4.9 | 0.002 | 6.09 | 5.8 | 0.002 | 6.53 | 4.9 | 0.002 | 6.09 | DEER:Res:ClothesDishWasher | Annual | 1719 |  | Appl-CW-Front-GasDHW-GasDry-Tier2DEER2017 | Appl-CW-Front-GasDHW-GasDry-Tier2AnyMFm2017CZ16DEER2017 | 3568
Appl-CW-Front-GasDHW-GasDry-Tier2 | DEER2017 | D17 v3 |  | Any | SFm | 1975 | CZ01 | rDXGF | Household | 1 | 1591 | None | 3.9 | 0.001 | 7.64 | 3 | 0.001 | 7.15 | 3.9 | 0.001 | 7.64 | 3 | 0.001 | 7.15 | DEER:Res:ClothesDishWasher | Annual | 1719 |  | Appl-CW-Front-GasDHW-GasDry-Tier2DEER2017 | Appl-CW-Front-GasDHW-GasDry-Tier2AnySFm1975CZ01DEER2017 | 3569
Appl-CW-Front-GasDHW-GasDry-Tier2 | DEER2017 | D17 v3 |  | Any | SFm | 1975 | CZ02 | rDXGF | Household | 1 | 1591 | None | 6.6 | 0.008 | 7.71 | 5.5 | 0.007 | 7.2 | 6.6 | 0.008 | 7.71 | 5.5 | 0.007 | 7.2 | DEER:Res:ClothesDishWasher | Annual | 1719 |  | Appl-CW-Front-GasDHW-GasDry-Tier2DEER2017 | Appl-CW-Front-GasDHW-GasDry-Tier2AnySFm1975CZ02DEER2017 | 3570
Appl-CW-Front-GasDHW-GasDry-Tier2 | DEER2017 | D17 v3 |  | Any | SFm | 1975 | CZ03 | rDXGF | Household | 1 | 1591 | None | 5.3 | 0.007 | 7.77 | 4.3 | 0.006 | 7.24 | 5.3 | 0.007 | 7.77 | 4.3 | 0.006 | 7.24 | DEER:Res:ClothesDishWasher | Annual | 1719 |  | Appl-CW-Front-GasDHW-GasDry-Tier2DEER2017 | Appl-CW-Front-GasDHW-GasDry-Tier2AnySFm1975CZ03DEER2017 | 3571
Appl-CW-Front-GasDHW-GasDry-Tier2 | DEER2017 | D17 v3 |  | Any | SFm | 1975 | CZ04 | rDXGF | Household | 1 | 1591 | None | 8.1 | 0.007 | 7.95 | 6.8 | 0.006 | 7.4 | 8.1 | 0.007 | 7.95 | 6.8 | 0.006 | 7.4 | DEER:Res:ClothesDishWasher | Annual | 1719 |  | Appl-CW-Front-GasDHW-GasDry-Tier2DEER2017 | Appl-CW-Front-GasDHW-GasDry-Tier2AnySFm1975CZ04DEER2017 | 3572
Appl-CW-Front-GasDHW-GasDry-Tier2 | DEER2017 | D17 v3 |  | Any | SFm | 1975 | CZ05 | rDXGF | Household | 1 | 1591 | None | 4.7 | 0.006 | 7.55 | 3.8 | 0.006 | 7.06 | 4.7 | 0.006 | 7.55 | 3.8 | 0.006 | 7.06 | DEER:Res:ClothesDishWasher | Annual | 1719 |  | Appl-CW-Front-GasDHW-GasDry-Tier2DEER2017 | Appl-CW-Front-GasDHW-GasDry-Tier2AnySFm1975CZ05DEER2017 | 3573
Appl-CW-Front-GasDHW-GasDry-Tier2 | DEER2017 | D17 v3 |  | Any | SFm | 1975 | CZ06 | rDXGF | Household | 1 | 1528 | None | 9.2 | 0.006 | 8.2 | 7.8 | 0.005 | 7.63 | 9.2 | 0.006 | 8.2 | 7.8 | 0.005 | 7.63 | DEER:Res:ClothesDishWasher | Annual | 1719 |  | Appl-CW-Front-GasDHW-GasDry-Tier2DEER2017 | Appl-CW-Front-GasDHW-GasDry-Tier2AnySFm1975CZ06DEER2017 | 3574
Appl-CW-Front-GasDHW-GasDry-Tier2 | DEER2017 | D17 v3 |  | Any | SFm | 1975 | CZ07 | rDXGF | Household | 1 | 1528 | None | 8 | 0.005 | 8.1 | 6.7 | 0.005 | 7.54 | 8 | 0.005 | 8.1 | 6.7 | 0.005 | 7.54 | DEER:Res:ClothesDishWasher | Annual | 1719 |  | Appl-CW-Front-GasDHW-GasDry-Tier2DEER2017 | Appl-CW-Front-GasDHW-GasDry-Tier2AnySFm1975CZ07DEER2017 | 3575
Appl-CW-Front-GasDHW-GasDry-Tier2 | DEER2017 | D17 v3 |  | Any | SFm | 1975 | CZ08 | rDXGF | Household | 1 | 1528 | None | 10 | 0.006 | 8.2 | 8.6 | 0.005 | 7.63 | 10 | 0.006 | 8.2 | 8.6 | 0.005 | 7.63 | DEER:Res:ClothesDishWasher | Annual | 1719 |  | Appl-CW-Front-GasDHW-GasDry-Tier2DEER2017 | Appl-CW-Front-GasDHW-GasDry-Tier2AnySFm1975CZ08DEER2017 | 3576
Appl-CW-Front-GasDHW-GasDry-Tier2 | DEER2017 | D17 v3 |  | Any | SFm | 1975 | CZ09 | rDXGF | Household | 1 | 1636 | None | 11.1 | 0.004 | 8.09 | 9.7 | 0.004 | 7.52 | 11.1 | 0.004 | 8.09 | 9.7 | 0.004 | 7.52 | DEER:Res:ClothesDishWasher | Annual | 1719 |  | Appl-CW-Front-GasDHW-GasDry-Tier2DEER2017 | Appl-CW-Front-GasDHW-GasDry-Tier2AnySFm1975CZ09DEER2017 | 3577
Appl-CW-Front-GasDHW-GasDry-Tier2 | DEER2017 | D17 v3 |  | Any | SFm | 1975 | CZ10 | rDXGF | Household | 1 | 1636 | None | 9.7 | 0.007 | 7.94 | 8.3 | 0.006 | 7.39 | 9.7 | 0.007 | 7.94 | 8.3 | 0.006 | 7.39 | DEER:Res:ClothesDishWasher | Annual | 1719 |  | Appl-CW-Front-GasDHW-GasDry-Tier2DEER2017 | Appl-CW-Front-GasDHW-GasDry-Tier2AnySFm1975CZ10DEER2017 | 3578
Appl-CW-Front-GasDHW-GasDry-Tier2 | DEER2017 | D17 v3 |  | Any | SFm | 1975 | CZ11 | rDXGF | Household | 1 | 1528 | None | 11.1 | 0.007 | 7.93 | 9.6 | 0.006 | 7.39 | 11.1 | 0.007 | 7.93 | 9.6 | 0.006 | 7.39 | DEER:Res:ClothesDishWasher | Annual | 1719 |  | Appl-CW-Front-GasDHW-GasDry-Tier2DEER2017 | Appl-CW-Front-GasDHW-GasDry-Tier2AnySFm1975CZ11DEER2017 | 3579
Appl-CW-Front-GasDHW-GasDry-Tier2 | DEER2017 | D17 v3 |  | Any | SFm | 1975 | CZ12 | rDXGF | Household | 1 | 1528 | None | 9.1 | 0.007 | 7.9 | 7.7 | 0.006 | 7.36 | 9.1 | 0.007 | 7.9 | 7.7 | 0.006 | 7.36 | DEER:Res:ClothesDishWasher | Annual | 1719 |  | Appl-CW-Front-GasDHW-GasDry-Tier2DEER2017 | Appl-CW-Front-GasDHW-GasDry-Tier2AnySFm1975CZ12DEER2017 | 3580
Appl-CW-Front-GasDHW-GasDry-Tier2 | DEER2017 | D17 v3 |  | Any | SFm | 1975 | CZ13 | rDXGF | Household | 1 | 1528 | None | 11.1 | 0.006 | 7.84 | 9.5 | 0.005 | 7.3 | 11.1 | 0.006 | 7.84 | 9.5 | 0.005 | 7.3 | DEER:Res:ClothesDishWasher | Annual | 1719 |  | Appl-CW-Front-GasDHW-GasDry-Tier2DEER2017 | Appl-CW-Front-GasDHW-GasDry-Tier2AnySFm1975CZ13DEER2017 | 3581
Appl-CW-Front-GasDHW-GasDry-Tier2 | DEER2017 | D17 v3 |  | Any | SFm | 1975 | CZ14 | rDXGF | Household | 1 | 1555 | None | 12.4 | 0.004 | 7.97 | 10.6 | 0.004 | 7.42 | 12.4 | 0.004 | 7.97 | 10.6 | 0.004 | 7.42 | DEER:Res:ClothesDishWasher | Annual | 1719 |  | Appl-CW-Front-GasDHW-GasDry-Tier2DEER2017 | Appl-CW-Front-GasDHW-GasDry-Tier2AnySFm1975CZ14DEER2017 | 3582
Appl-CW-Front-GasDHW-GasDry-Tier2 | DEER2017 | D17 v3 |  | Any | SFm | 1975 | CZ15 | rDXGF | Household | 1 | 1555 | None | 14.6 | 0.004 | 8.44 | 12.8 | 0.004 | 7.83 | 14.6 | 0.004 | 8.44 | 12.8 | 0.004 | 7.83 | DEER:Res:ClothesDishWasher | Annual | 1719 |  | Appl-CW-Front-GasDHW-GasDry-Tier2DEER2017 | Appl-CW-Front-GasDHW-GasDry-Tier2AnySFm1975CZ15DEER2017 | 3583
Appl-CW-Front-GasDHW-GasDry-Tier2 | DEER2017 | D17 v3 |  | Any | SFm | 1975 | CZ16 | rDXGF | Household | 1 | 1591 | None | 9 | 0.004 | 7.82 | 7.5 | 0.004 | 7.31 | 9 | 0.004 | 7.82 | 7.5 | 0.004 | 7.31 | DEER:Res:ClothesDishWasher | Annual | 1719 |  | Appl-CW-Front-GasDHW-GasDry-Tier2DEER2017 | Appl-CW-Front-GasDHW-GasDry-Tier2AnySFm1975CZ16DEER2017 | 3584
Appl-CW-Front-GasDHW-GasDry-Tier2 | DEER2017 | D17 v3 |  | Any | SFm | 1985 | CZ01 | rDXGF | Household | 1 | 1904 | None | 3.4 | 0.001 | 7.24 | 2.6 | 0 | 6.78 | 3.4 | 0.001 | 7.24 | 2.6 | 0 | 6.78 | DEER:Res:ClothesDishWasher | Annual | 1719 |  | Appl-CW-Front-GasDHW-GasDry-Tier2DEER2017 | Appl-CW-Front-GasDHW-GasDry-Tier2AnySFm1985CZ01DEER2017 | 3585
Appl-CW-Front-GasDHW-GasDry-Tier2 | DEER2017 | D17 v3 |  | Any | SFm | 1985 | CZ02 | rDXGF | Household | 1 | 1904 | None | 5.7 | 0.006 | 7.45 | 4.6 | 0.005 | 6.96 | 5.7 | 0.006 | 7.45 | 4.6 | 0.005 | 6.96 | DEER:Res:ClothesDishWasher | Annual | 1719 |  | Appl-CW-Front-GasDHW-GasDry-Tier2DEER2017 | Appl-CW-Front-GasDHW-GasDry-Tier2AnySFm1985CZ02DEER2017 | 3586
Appl-CW-Front-GasDHW-GasDry-Tier2 | DEER2017 | D17 v3 |  | Any | SFm | 1985 | CZ03 | rDXGF | Household | 1 | 1904 | None | 5.1 | 0.006 | 7.37 | 4 | 0.005 | 6.89 | 5.1 | 0.006 | 7.37 | 4 | 0.005 | 6.89 | DEER:Res:ClothesDishWasher | Annual | 1719 |  | Appl-CW-Front-GasDHW-GasDry-Tier2DEER2017 | Appl-CW-Front-GasDHW-GasDry-Tier2AnySFm1985CZ03DEER2017 | 3587
Appl-CW-Front-GasDHW-GasDry-Tier2 | DEER2017 | D17 v3 |  | Any | SFm | 1985 | CZ04 | rDXGF | Household | 1 | 1904 | None | 8.6 | 0.008 | 7.73 | 7.3 | 0.007 | 7.21 | 8.6 | 0.008 | 7.73 | 7.3 | 0.007 | 7.21 | DEER:Res:ClothesDishWasher | Annual | 1719 |  | Appl-CW-Front-GasDHW-GasDry-Tier2DEER2017 | Appl-CW-Front-GasDHW-GasDry-Tier2AnySFm1985CZ04DEER2017 | 3588
Appl-CW-Front-GasDHW-GasDry-Tier2 | DEER2017 | D17 v3 |  | Any | SFm | 1985 | CZ05 | rDXGF | Household | 1 | 1904 | None | 4.9 | 0.008 | 7.25 | 4.1 | 0.007 | 6.78 | 4.9 | 0.008 | 7.25 | 4.1 | 0.007 | 6.78 | DEER:Res:ClothesDishWasher | Annual | 1719 |  | Appl-CW-Front-GasDHW-GasDry-Tier2DEER2017 | Appl-CW-Front-GasDHW-GasDry-Tier2AnySFm1985CZ05DEER2017 | 3589
Appl-CW-Front-GasDHW-GasDry-Tier2 | DEER2017 | D17 v3 |  | Any | SFm | 1985 | CZ06 | rDXGF | Household | 1 | 2064 | None | 7.8 | 0.006 | 8.02 | 6.5 | 0.005 | 7.47 | 7.8 | 0.006 | 8.02 | 6.5 | 0.005 | 7.47 | DEER:Res:ClothesDishWasher | Annual | 1719 |  | Appl-CW-Front-GasDHW-GasDry-Tier2DEER2017 | Appl-CW-Front-GasDHW-GasDry-Tier2AnySFm1985CZ06DEER2017 | 3590
Appl-CW-Front-GasDHW-GasDry-Tier2 | DEER2017 | D17 v3 |  | Any | SFm | 1985 | CZ07 | rDXGF | Household | 1 | 2064 | None | 8.2 | 0.005 | 8.09 | 7 | 0.005 | 7.54 | 8.2 | 0.005 | 8.09 | 7 | 0.005 | 7.54 | DEER:Res:ClothesDishWasher | Annual | 1719 |  | Appl-CW-Front-GasDHW-GasDry-Tier2DEER2017 | Appl-CW-Front-GasDHW-GasDry-Tier2AnySFm1985CZ07DEER2017 | 3591
Appl-CW-Front-GasDHW-GasDry-Tier2 | DEER2017 | D17 v3 |  | Any | SFm | 1985 | CZ08 | rDXGF | Household | 1 | 2064 | None | 10.6 | 0.004 | 8.06 | 9 | 0.003 | 7.5 | 10.6 | 0.004 | 8.06 | 9 | 0.003 | 7.5 | DEER:Res:ClothesDishWasher | Annual | 1719 |  | Appl-CW-Front-GasDHW-GasDry-Tier2DEER2017 | Appl-CW-Front-GasDHW-GasDry-Tier2AnySFm1985CZ08DEER2017 | 3592
Appl-CW-Front-GasDHW-GasDry-Tier2 | DEER2017 | D17 v3 |  | Any | SFm | 1985 | CZ09 | rDXGF | Household | 1 | 1811 | None | 11.1 | 0.005 | 8.07 | 9.5 | 0.005 | 7.52 | 11.1 | 0.005 | 8.07 | 9.5 | 0.005 | 7.52 | DEER:Res:ClothesDishWasher | Annual | 1719 |  | Appl-CW-Front-GasDHW-GasDry-Tier2DEER2017 | Appl-CW-Front-GasDHW-GasDry-Tier2AnySFm1985CZ09DEER2017 | 3593
Appl-CW-Front-GasDHW-GasDry-Tier2 | DEER2017 | D17 v3 |  | Any | SFm | 1985 | CZ10 | rDXGF | Household | 1 | 1811 | None | 10.5 | 0.006 | 7.92 | 9.1 | 0.006 | 7.37 | 10.5 | 0.006 | 7.92 | 9.1 | 0.006 | 7.37 | DEER:Res:ClothesDishWasher | Annual | 1719 |  | Appl-CW-Front-GasDHW-GasDry-Tier2DEER2017 | Appl-CW-Front-GasDHW-GasDry-Tier2AnySFm1985CZ10DEER2017 | 3594
Appl-CW-Front-GasDHW-GasDry-Tier2 | DEER2017 | D17 v3 |  | Any | SFm | 1985 | CZ11 | rDXGF | Household | 1 | 1704 | None | 10.1 | 0.005 | 7.67 | 8.6 | 0.005 | 7.15 | 10.1 | 0.005 | 7.67 | 8.6 | 0.005 | 7.15 | DEER:Res:ClothesDishWasher | Annual | 1719 |  | Appl-CW-Front-GasDHW-GasDry-Tier2DEER2017 | Appl-CW-Front-GasDHW-GasDry-Tier2AnySFm1985CZ11DEER2017 | 3595
Appl-CW-Front-GasDHW-GasDry-Tier2 | DEER2017 | D17 v3 |  | Any | SFm | 1985 | CZ12 | rDXGF | Household | 1 | 1704 | None | 9.1 | 0.007 | 7.67 | 7.9 | 0.006 | 7.16 | 9.1 | 0.007 | 7.67 | 7.9 | 0.006 | 7.16 | DEER:Res:ClothesDishWasher | Annual | 1719 |  | Appl-CW-Front-GasDHW-GasDry-Tier2DEER2017 | Appl-CW-Front-GasDHW-GasDry-Tier2AnySFm1985CZ12DEER2017 | 3596
Appl-CW-Front-GasDHW-GasDry-Tier2 | DEER2017 | D17 v3 |  | Any | SFm | 1985 | CZ13 | rDXGF | Household | 1 | 1704 | None | 11.6 | 0.006 | 7.67 | 9.8 | 0.006 | 7.15 | 11.6 | 0.006 | 7.67 | 9.8 | 0.006 | 7.15 | DEER:Res:ClothesDishWasher | Annual | 1719 |  | Appl-CW-Front-GasDHW-GasDry-Tier2DEER2017 | Appl-CW-Front-GasDHW-GasDry-Tier2AnySFm1985CZ13DEER2017 | 3597
Appl-CW-Front-GasDHW-GasDry-Tier2 | DEER2017 | D17 v3 |  | Any | SFm | 1985 | CZ14 | rDXGF | Household | 1 | 1741 | None | 12.2 | 0.004 | 7.71 | 10.6 | 0.004 | 7.19 | 12.2 | 0.004 | 7.71 | 10.6 | 0.004 | 7.19 | DEER:Res:ClothesDishWasher | Annual | 1719 |  | Appl-CW-Front-GasDHW-GasDry-Tier2DEER2017 | Appl-CW-Front-GasDHW-GasDry-Tier2AnySFm1985CZ14DEER2017 | 3598
Appl-CW-Front-GasDHW-GasDry-Tier2 | DEER2017 | D17 v3 |  | Any | SFm | 1985 | CZ15 | rDXGF | Household | 1 | 1741 | None | 14.4 | 0.005 | 8.35 | 12.6 | 0.005 | 7.76 | 14.4 | 0.005 | 8.35 | 12.6 | 0.005 | 7.76 | DEER:Res:ClothesDishWasher | Annual | 1719 |  | Appl-CW-Front-GasDHW-GasDry-Tier2DEER2017 | Appl-CW-Front-GasDHW-GasDry-Tier2AnySFm1985CZ15DEER2017 | 3599
Appl-CW-Front-GasDHW-GasDry-Tier2 | DEER2017 | D17 v3 |  | Any | SFm | 1985 | CZ16 | rDXGF | Household | 1 | 1904 | None | 8.6 | 0.005 | 7.58 | 7.3 | 0.005 | 7.09 | 8.6 | 0.005 | 7.58 | 7.3 | 0.005 | 7.09 | DEER:Res:ClothesDishWasher | Annual | 1719 |  | Appl-CW-Front-GasDHW-GasDry-Tier2DEER2017 | Appl-CW-Front-GasDHW-GasDry-Tier2AnySFm1985CZ16DEER2017 | 3600
Appl-CW-Front-GasDHW-GasDry-Tier2 | DEER2017 | D17 v3 |  | Any | SFm | 1996 | CZ01 | rDXGF | Household | 1 | 2193 | None | 4 | 0.001 | 7.85 | 3.1 | 0.001 | 7.33 | 4 | 0.001 | 7.85 | 3.1 | 0.001 | 7.33 | DEER:Res:ClothesDishWasher | Annual | 1719 |  | Appl-CW-Front-GasDHW-GasDry-Tier2DEER2017 | Appl-CW-Front-GasDHW-GasDry-Tier2AnySFm1996CZ01DEER2017 | 3601
Appl-CW-Front-GasDHW-GasDry-Tier2 | DEER2017 | D17 v3 |  | Any | SFm | 1996 | CZ02 | rDXGF | Household | 1 | 2193 | None | 6.5 | 0.006 | 7.88 | 5.7 | 0.006 | 7.34 | 6.5 | 0.006 | 7.88 | 5.7 | 0.006 | 7.34 | DEER:Res:ClothesDishWasher | Annual | 1719 |  | Appl-CW-Front-GasDHW-GasDry-Tier2DEER2017 | Appl-CW-Front-GasDHW-GasDry-Tier2AnySFm1996CZ02DEER2017 | 3602
Appl-CW-Front-GasDHW-GasDry-Tier2 | DEER2017 | D17 v3 |  | Any | SFm | 1996 | CZ03 | rDXGF | Household | 1 | 2193 | None | 5.8 | -0.002 | 7.82 | 4.6 | -0.003 | 7.3 | 5.8 | -0.002 | 7.82 | 4.6 | -0.003 | 7.3 | DEER:Res:ClothesDishWasher | Annual | 1719 |  | Appl-CW-Front-GasDHW-GasDry-Tier2DEER2017 | Appl-CW-Front-GasDHW-GasDry-Tier2AnySFm1996CZ03DEER2017 | 3603
Appl-CW-Front-GasDHW-GasDry-Tier2 | DEER2017 | D17 v3 |  | Any | SFm | 1996 | CZ04 | rDXGF | Household | 1 | 2193 | None | 10 | 0.008 | 7.93 | 8.6 | 0.008 | 7.39 | 10 | 0.008 | 7.93 | 8.6 | 0.008 | 7.39 | DEER:Res:ClothesDishWasher | Annual | 1719 |  | Appl-CW-Front-GasDHW-GasDry-Tier2DEER2017 | Appl-CW-Front-GasDHW-GasDry-Tier2AnySFm1996CZ04DEER2017 | 3604
Appl-CW-Front-GasDHW-GasDry-Tier2 | DEER2017 | D17 v3 |  | Any | SFm | 1996 | CZ05 | rDXGF | Household | 1 | 2193 | None | 4.4 | 0.005 | 7.33 | 3.5 | 0.004 | 6.85 | 4.4 | 0.005 | 7.33 | 3.5 | 0.004 | 6.85 | DEER:Res:ClothesDishWasher | Annual | 1719 |  | Appl-CW-Front-GasDHW-GasDry-Tier2DEER2017 | Appl-CW-Front-GasDHW-GasDry-Tier2AnySFm1996CZ05DEER2017 | 3605
Appl-CW-Front-GasDHW-GasDry-Tier2 | DEER2017 | D17 v3 |  | Any | SFm | 1996 | CZ06 | rDXGF | Household | 1 | 2297 | None | 5.8 | 0.01 | 8.15 | 8.5 | 0.005 | 7.58 | 5.8 | 0.01 | 8.15 | 8.5 | 0.005 | 7.58 | DEER:Res:ClothesDishWasher | Annual | 1719 |  | Appl-CW-Front-GasDHW-GasDry-Tier2DEER2017 | Appl-CW-Front-GasDHW-GasDry-Tier2AnySFm1996CZ06DEER2017 | 3606
Appl-CW-Front-GasDHW-GasDry-Tier2 | DEER2017 | D17 v3 |  | Any | SFm | 1996 | CZ07 | rDXGF | Household | 1 | 2297 | None | 11.3 | 0.011 | 8.92 | 10 | 0.01 | 8.34 | 11.3 | 0.011 | 8.92 | 10 | 0.01 | 8.34 | DEER:Res:ClothesDishWasher | Annual | 1719 |  | Appl-CW-Front-GasDHW-GasDry-Tier2DEER2017 | Appl-CW-Front-GasDHW-GasDry-Tier2AnySFm1996CZ07DEER2017 | 3607
Appl-CW-Front-GasDHW-GasDry-Tier2 | DEER2017 | D17 v3 |  | Any | SFm | 1996 | CZ08 | rDXGF | Household | 1 | 2297 | None | 8.8 | -0.003 | 8.25 | 10.2 | -0.002 | 7.66 | 8.8 | -0.003 | 8.25 | 10.2 | -0.002 | 7.66 | DEER:Res:ClothesDishWasher | Annual | 1719 |  | Appl-CW-Front-GasDHW-GasDry-Tier2DEER2017 | Appl-CW-Front-GasDHW-GasDry-Tier2AnySFm1996CZ08DEER2017 | 3608
Appl-CW-Front-GasDHW-GasDry-Tier2 | DEER2017 | D17 v3 |  | Any | SFm | 1996 | CZ09 | rDXGF | Household | 1 | 2186 | None | 11 | 0.004 | 8.19 | 9.5 | 0.004 | 7.62 | 11 | 0.004 | 8.19 | 9.5 | 0.004 | 7.62 | DEER:Res:ClothesDishWasher | Annual | 1719 |  | Appl-CW-Front-GasDHW-GasDry-Tier2DEER2017 | Appl-CW-Front-GasDHW-GasDry-Tier2AnySFm1996CZ09DEER2017 | 3609
Appl-CW-Front-GasDHW-GasDry-Tier2 | DEER2017 | D17 v3 |  | Any | SFm | 1996 | CZ10 | rDXGF | Household | 1 | 2186 | None | 11.2 | 0.005 | 8.01 | 9.8 | 0.004 | 7.46 | 11.2 | 0.005 | 8.01 | 9.8 | 0.004 | 7.46 | DEER:Res:ClothesDishWasher | Annual | 1719 |  | Appl-CW-Front-GasDHW-GasDry-Tier2DEER2017 | Appl-CW-Front-GasDHW-GasDry-Tier2AnySFm1996CZ10DEER2017 | 3610
Appl-CW-Front-GasDHW-GasDry-Tier2 | DEER2017 | D17 v3 |  | Any | SFm | 1996 | CZ11 | rDXGF | Household | 1 | 2032 | None | 11 | 0.006 | 7.86 | 9.5 | 0.005 | 7.32 | 11 | 0.006 | 7.86 | 9.5 | 0.005 | 7.32 | DEER:Res:ClothesDishWasher | Annual | 1719 |  | Appl-CW-Front-GasDHW-GasDry-Tier2DEER2017 | Appl-CW-Front-GasDHW-GasDry-Tier2AnySFm1996CZ11DEER2017 | 3611
Appl-CW-Front-GasDHW-GasDry-Tier2 | DEER2017 | D17 v3 |  | Any | SFm | 1996 | CZ12 | rDXGF | Household | 1 | 2032 | None | 9.7 | 0.006 | 7.89 | 8.3 | 0.005 | 7.35 | 9.7 | 0.006 | 7.89 | 8.3 | 0.005 | 7.35 | DEER:Res:ClothesDishWasher | Annual | 1719 |  | Appl-CW-Front-GasDHW-GasDry-Tier2DEER2017 | Appl-CW-Front-GasDHW-GasDry-Tier2AnySFm1996CZ12DEER2017 | 3612
Appl-CW-Front-GasDHW-GasDry-Tier2 | DEER2017 | D17 v3 |  | Any | SFm | 1996 | CZ13 | rDXGF | Household | 1 | 2032 | None | 12.7 | 0.006 | 7.8 | 11.3 | 0.005 | 7.27 | 12.7 | 0.006 | 7.8 | 11.3 | 0.005 | 7.27 | DEER:Res:ClothesDishWasher | Annual | 1719 |  | Appl-CW-Front-GasDHW-GasDry-Tier2DEER2017 | Appl-CW-Front-GasDHW-GasDry-Tier2AnySFm1996CZ13DEER2017 | 3613
Appl-CW-Front-GasDHW-GasDry-Tier2 | DEER2017 | D17 v3 |  | Any | SFm | 1996 | CZ14 | rDXGF | Household | 1 | 1758 | None | 12.1 | 0.003 | 7.84 | 10.4 | 0.003 | 7.31 | 12.1 | 0.003 | 7.84 | 10.4 | 0.003 | 7.31 | DEER:Res:ClothesDishWasher | Annual | 1719 |  | Appl-CW-Front-GasDHW-GasDry-Tier2DEER2017 | Appl-CW-Front-GasDHW-GasDry-Tier2AnySFm1996CZ14DEER2017 | 3614
Appl-CW-Front-GasDHW-GasDry-Tier2 | DEER2017 | D17 v3 |  | Any | SFm | 1996 | CZ15 | rDXGF | Household | 1 | 1758 | None | 14.8 | 0.004 | 8.38 | 12.8 | 0.004 | 7.77 | 14.8 | 0.004 | 8.38 | 12.8 | 0.004 | 7.77 | DEER:Res:ClothesDishWasher | Annual | 1719 |  | Appl-CW-Front-GasDHW-GasDry-Tier2DEER2017 | Appl-CW-Front-GasDHW-GasDry-Tier2AnySFm1996CZ15DEER2017 | 3615
Appl-CW-Front-GasDHW-GasDry-Tier2 | DEER2017 | D17 v3 |  | Any | SFm | 1996 | CZ16 | rDXGF | Household | 1 | 2193 | None | 8.7 | 0.004 | 8.07 | 7.3 | 0.005 | 7.53 | 8.7 | 0.004 | 8.07 | 7.3 | 0.005 | 7.53 | DEER:Res:ClothesDishWasher | Annual | 1719 |  | Appl-CW-Front-GasDHW-GasDry-Tier2DEER2017 | Appl-CW-Front-GasDHW-GasDry-Tier2AnySFm1996CZ16DEER2017 | 3616
Appl-CW-Front-GasDHW-GasDry-Tier2 | DEER2017 | D17 v3 |  | Any | SFm | 2003 | CZ01 | rDXGF | Household | 1 | 2295.6 | None | 4 | 0.001 | 7.76 | 3.1 | 0.001 | 7.25 | 4 | 0.001 | 7.76 | 3.1 | 0.001 | 7.25 | DEER:Res:ClothesDishWasher | Annual | 1719 |  | Appl-CW-Front-GasDHW-GasDry-Tier2DEER2017 | Appl-CW-Front-GasDHW-GasDry-Tier2AnySFm2003CZ01DEER2017 | 3617
Appl-CW-Front-GasDHW-GasDry-Tier2 | DEER2017 | D17 v3 |  | Any | SFm | 2003 | CZ02 | rDXGF | Household | 1 | 1948.8 | None | 7.5 | 0.006 | 7.86 | 6.3 | 0.005 | 7.34 | 7.5 | 0.006 | 7.86 | 6.3 | 0.005 | 7.34 | DEER:Res:ClothesDishWasher | Annual | 1719 |  | Appl-CW-Front-GasDHW-GasDry-Tier2DEER2017 | Appl-CW-Front-GasDHW-GasDry-Tier2AnySFm2003CZ02DEER2017 | 3618
Appl-CW-Front-GasDHW-GasDry-Tier2 | DEER2017 | D17 v3 |  | Any | SFm | 2003 | CZ03 | rDXGF | Household | 1 | 2295.6 | None | 4.8 | 0.006 | 7.77 | 3.9 | 0.005 | 7.26 | 4.8 | 0.006 | 7.77 | 3.9 | 0.005 | 7.26 | DEER:Res:ClothesDishWasher | Annual | 1719 |  | Appl-CW-Front-GasDHW-GasDry-Tier2DEER2017 | Appl-CW-Front-GasDHW-GasDry-Tier2AnySFm2003CZ03DEER2017 | 3619
Appl-CW-Front-GasDHW-GasDry-Tier2 | DEER2017 | D17 v3 |  | Any | SFm | 2003 | CZ04 | rDXGF | Household | 1 | 2295.6 | None | 9.1 | 0.006 | 8 | 7.6 | 0.006 | 7.46 | 9.1 | 0.006 | 8 | 7.6 | 0.006 | 7.46 | DEER:Res:ClothesDishWasher | Annual | 1719 |  | Appl-CW-Front-GasDHW-GasDry-Tier2DEER2017 | Appl-CW-Front-GasDHW-GasDry-Tier2AnySFm2003CZ04DEER2017 | 3620
Appl-CW-Front-GasDHW-GasDry-Tier2 | DEER2017 | D17 v3 |  | Any | SFm | 2003 | CZ05 | rDXGF | Household | 1 | 2295.6 | None | 4.6 | 0.005 | 7.48 | 3.6 | 0.004 | 6.99 | 4.6 | 0.005 | 7.48 | 3.6 | 0.004 | 6.99 | DEER:Res:ClothesDishWasher | Annual | 1719 |  | Appl-CW-Front-GasDHW-GasDry-Tier2DEER2017 | Appl-CW-Front-GasDHW-GasDry-Tier2AnySFm2003CZ05DEER2017 | 3621
Appl-CW-Front-GasDHW-GasDry-Tier2 | DEER2017 | D17 v3 |  | Any | SFm | 2003 | CZ06 | rDXGF | Household | 1 | 2392.9 | None | 11.8 | 0.003 | 8.24 | 10.9 | 0.005 | 7.67 | 11.8 | 0.003 | 8.24 | 10.9 | 0.005 | 7.67 | DEER:Res:ClothesDishWasher | Annual | 1719 |  | Appl-CW-Front-GasDHW-GasDry-Tier2DEER2017 | Appl-CW-Front-GasDHW-GasDry-Tier2AnySFm2003CZ06DEER2017 | 3622
Appl-CW-Front-GasDHW-GasDry-Tier2 | DEER2017 | D17 v3 |  | Any | SFm | 2003 | CZ07 | rDXGF | Household | 1 | 2392.9 | None | 12.1 | 0.005 | 8.12 | 10.6 | 0.004 | 7.56 | 12.1 | 0.005 | 8.12 | 10.6 | 0.004 | 7.56 | DEER:Res:ClothesDishWasher | Annual | 1719 |  | Appl-CW-Front-GasDHW-GasDry-Tier2DEER2017 | Appl-CW-Front-GasDHW-GasDry-Tier2AnySFm2003CZ07DEER2017 | 3623
Appl-CW-Front-GasDHW-GasDry-Tier2 | DEER2017 | D17 v3 |  | Any | SFm | 2003 | CZ08 | rDXGF | Household | 1 | 2392.9 | None | 13.3 | 0.003 | 8.27 | 11.6 | 0.003 | 7.7 | 13.3 | 0.003 | 8.27 | 11.6 | 0.003 | 7.7 | DEER:Res:ClothesDishWasher | Annual | 1719 |  | Appl-CW-Front-GasDHW-GasDry-Tier2DEER2017 | Appl-CW-Front-GasDHW-GasDry-Tier2AnySFm2003CZ08DEER2017 | 3624
Appl-CW-Front-GasDHW-GasDry-Tier2 | DEER2017 | D17 v3 |  | Any | SFm | 2003 | CZ09 | rDXGF | Household | 1 | 2422.9 | None | 10.7 | 0.003 | 8.14 | 9.1 | 0.003 | 7.57 | 10.7 | 0.003 | 8.14 | 9.1 | 0.003 | 7.57 | DEER:Res:ClothesDishWasher | Annual | 1719 |  | Appl-CW-Front-GasDHW-GasDry-Tier2DEER2017 | Appl-CW-Front-GasDHW-GasDry-Tier2AnySFm2003CZ09DEER2017 | 3625
Appl-CW-Front-GasDHW-GasDry-Tier2 | DEER2017 | D17 v3 |  | Any | SFm | 2003 | CZ10 | rDXGF | Household | 1 | 1948.8 | None | 11.4 | 0.003 | 8 | 9.9 | 0.003 | 7.44 | 11.4 | 0.003 | 8 | 9.9 | 0.003 | 7.44 | DEER:Res:ClothesDishWasher | Annual | 1719 |  | Appl-CW-Front-GasDHW-GasDry-Tier2DEER2017 | Appl-CW-Front-GasDHW-GasDry-Tier2AnySFm2003CZ10DEER2017 | 3626
Appl-CW-Front-GasDHW-GasDry-Tier2 | DEER2017 | D17 v3 |  | Any | SFm | 2003 | CZ11 | rDXGF | Household | 1 | 1948.8 | None | 10.9 | 0.005 | 7.91 | 9.2 | 0.004 | 7.37 | 10.9 | 0.005 | 7.91 | 9.2 | 0.004 | 7.37 | DEER:Res:ClothesDishWasher | Annual | 1719 |  | Appl-CW-Front-GasDHW-GasDry-Tier2DEER2017 | Appl-CW-Front-GasDHW-GasDry-Tier2AnySFm2003CZ11DEER2017 | 3627
Appl-CW-Front-GasDHW-GasDry-Tier2 | DEER2017 | D17 v3 |  | Any | SFm | 2003 | CZ12 | rDXGF | Household | 1 | 1948.8 | None | 9 | 0.006 | 7.93 | 7.7 | 0.006 | 7.39 | 9 | 0.006 | 7.93 | 7.7 | 0.006 | 7.39 | DEER:Res:ClothesDishWasher | Annual | 1719 |  | Appl-CW-Front-GasDHW-GasDry-Tier2DEER2017 | Appl-CW-Front-GasDHW-GasDry-Tier2AnySFm2003CZ12DEER2017 | 3628
Appl-CW-Front-GasDHW-GasDry-Tier2 | DEER2017 | D17 v3 |  | Any | SFm | 2003 | CZ13 | rDXGF | Household | 1 | 1948.8 | None | 10.6 | 0.005 | 7.89 | 9.1 | 0.004 | 7.35 | 10.6 | 0.005 | 7.89 | 9.1 | 0.004 | 7.35 | DEER:Res:ClothesDishWasher | Annual | 1719 |  | Appl-CW-Front-GasDHW-GasDry-Tier2DEER2017 | Appl-CW-Front-GasDHW-GasDry-Tier2AnySFm2003CZ13DEER2017 | 3629
Appl-CW-Front-GasDHW-GasDry-Tier2 | DEER2017 | D17 v3 |  | Any | SFm | 2003 | CZ14 | rDXGF | Household | 1 | 2160.9 | None | 12 | 0.004 | 7.86 | 10.3 | 0.003 | 7.32 | 12 | 0.004 | 7.86 | 10.3 | 0.003 | 7.32 | DEER:Res:ClothesDishWasher | Annual | 1719 |  | Appl-CW-Front-GasDHW-GasDry-Tier2DEER2017 | Appl-CW-Front-GasDHW-GasDry-Tier2AnySFm2003CZ14DEER2017 | 3630
Appl-CW-Front-GasDHW-GasDry-Tier2 | DEER2017 | D17 v3 |  | Any | SFm | 2003 | CZ15 | rDXGF | Household | 1 | 2160.9 | None | 14.4 | 0.004 | 8.39 | 12.6 | 0.003 | 7.78 | 14.4 | 0.004 | 8.39 | 12.6 | 0.003 | 7.78 | DEER:Res:ClothesDishWasher | Annual | 1719 |  | Appl-CW-Front-GasDHW-GasDry-Tier2DEER2017 | Appl-CW-Front-GasDHW-GasDry-Tier2AnySFm2003CZ15DEER2017 | 3631
Appl-CW-Front-GasDHW-GasDry-Tier2 | DEER2017 | D17 v3 |  | Any | SFm | 2003 | CZ16 | rDXGF | Household | 1 | 2295.6 | None | 7.5 | 0.005 | 8.11 | 6.4 | 0.004 | 7.56 | 7.5 | 0.005 | 8.11 | 6.4 | 0.004 | 7.56 | DEER:Res:ClothesDishWasher | Annual | 1719 |  | Appl-CW-Front-GasDHW-GasDry-Tier2DEER2017 | Appl-CW-Front-GasDHW-GasDry-Tier2AnySFm2003CZ16DEER2017 | 3632
Appl-CW-Front-GasDHW-GasDry-Tier2 | DEER2017 | D17 v3 |  | Any | SFm | 2007 | CZ01 | rDXGF | Household | 1 | 2295.6 | None | 4 | 0.001 | 7.76 | 3.1 | 0 | 7.25 | 4 | 0.001 | 7.76 | 3.1 | 0 | 7.25 | DEER:Res:ClothesDishWasher | Annual | 1719 |  | Appl-CW-Front-GasDHW-GasDry-Tier2DEER2017 | Appl-CW-Front-GasDHW-GasDry-Tier2AnySFm2007CZ01DEER2017 | 3633
Appl-CW-Front-GasDHW-GasDry-Tier2 | DEER2017 | D17 v3 |  | Any | SFm | 2007 | CZ02 | rDXGF | Household | 1 | 1948.8 | None | 7.2 | 0.005 | 7.64 | 6.1 | 0.004 | 7.13 | 7.2 | 0.005 | 7.64 | 6.1 | 0.004 | 7.13 | DEER:Res:ClothesDishWasher | Annual | 1719 |  | Appl-CW-Front-GasDHW-GasDry-Tier2DEER2017 | Appl-CW-Front-GasDHW-GasDry-Tier2AnySFm2007CZ02DEER2017 | 3634
Appl-CW-Front-GasDHW-GasDry-Tier2 | DEER2017 | D17 v3 |  | Any | SFm | 2007 | CZ03 | rDXGF | Household | 1 | 2295.6 | None | 4.7 | 0.005 | 7.75 | 3.7 | 0.005 | 7.23 | 4.7 | 0.005 | 7.75 | 3.7 | 0.005 | 7.23 | DEER:Res:ClothesDishWasher | Annual | 1719 |  | Appl-CW-Front-GasDHW-GasDry-Tier2DEER2017 | Appl-CW-Front-GasDHW-GasDry-Tier2AnySFm2007CZ03DEER2017 | 3635
Appl-CW-Front-GasDHW-GasDry-Tier2 | DEER2017 | D17 v3 |  | Any | SFm | 2007 | CZ04 | rDXGF | Household | 1 | 2295.6 | None | 8.1 | 0.005 | 7.93 | 6.8 | 0.004 | 7.39 | 8.1 | 0.005 | 7.93 | 6.8 | 0.004 | 7.39 | DEER:Res:ClothesDishWasher | Annual | 1719 |  | Appl-CW-Front-GasDHW-GasDry-Tier2DEER2017 | Appl-CW-Front-GasDHW-GasDry-Tier2AnySFm2007CZ04DEER2017 | 3636
Appl-CW-Front-GasDHW-GasDry-Tier2 | DEER2017 | D17 v3 |  | Any | SFm | 2007 | CZ05 | rDXGF | Household | 1 | 2295.6 | None | 4.4 | 0.004 | 7.37 | 3.4 | 0.003 | 6.86 | 4.4 | 0.004 | 7.37 | 3.4 | 0.003 | 6.86 | DEER:Res:ClothesDishWasher | Annual | 1719 |  | Appl-CW-Front-GasDHW-GasDry-Tier2DEER2017 | Appl-CW-Front-GasDHW-GasDry-Tier2AnySFm2007CZ05DEER2017 | 3637
Appl-CW-Front-GasDHW-GasDry-Tier2 | DEER2017 | D17 v3 |  | Any | SFm | 2007 | CZ06 | rDXGF | Household | 1 | 2392.9 | None | 9.5 | 0.005 | 8.16 | 8.3 | 0.004 | 7.6 | 9.5 | 0.005 | 8.16 | 8.3 | 0.004 | 7.6 | DEER:Res:ClothesDishWasher | Annual | 1719 |  | Appl-CW-Front-GasDHW-GasDry-Tier2DEER2017 | Appl-CW-Front-GasDHW-GasDry-Tier2AnySFm2007CZ06DEER2017 | 3638
Appl-CW-Front-GasDHW-GasDry-Tier2 | DEER2017 | D17 v3 |  | Any | SFm | 2007 | CZ07 | rDXGF | Household | 1 | 2392.9 | None | 10.2 | 0.005 | 8.25 | 8.8 | 0.005 | 7.68 | 10.2 | 0.005 | 8.25 | 8.8 | 0.005 | 7.68 | DEER:Res:ClothesDishWasher | Annual | 1719 |  | Appl-CW-Front-GasDHW-GasDry-Tier2DEER2017 | Appl-CW-Front-GasDHW-GasDry-Tier2AnySFm2007CZ07DEER2017 | 3639
Appl-CW-Front-GasDHW-GasDry-Tier2 | DEER2017 | D17 v3 |  | Any | SFm | 2007 | CZ08 | rDXGF | Household | 1 | 2392.9 | None | 11 | 0.003 | 8.28 | 9.5 | 0.003 | 7.7 | 11 | 0.003 | 8.28 | 9.5 | 0.003 | 7.7 | DEER:Res:ClothesDishWasher | Annual | 1719 |  | Appl-CW-Front-GasDHW-GasDry-Tier2DEER2017 | Appl-CW-Front-GasDHW-GasDry-Tier2AnySFm2007CZ08DEER2017 | 3640
Appl-CW-Front-GasDHW-GasDry-Tier2 | DEER2017 | D17 v3 |  | Any | SFm | 2007 | CZ09 | rDXGF | Household | 1 | 2422.9 | None | 9.5 | 0.002 | 8.22 | 8 | 0.002 | 7.65 | 9.5 | 0.002 | 8.22 | 8 | 0.002 | 7.65 | DEER:Res:ClothesDishWasher | Annual | 1719 |  | Appl-CW-Front-GasDHW-GasDry-Tier2DEER2017 | Appl-CW-Front-GasDHW-GasDry-Tier2AnySFm2007CZ09DEER2017 | 3641
Appl-CW-Front-GasDHW-GasDry-Tier2 | DEER2017 | D17 v3 |  | Any | SFm | 2007 | CZ10 | rDXGF | Household | 1 | 1948.8 | None | 10.5 | 0.003 | 7.99 | 8.9 | 0.002 | 7.44 | 10.5 | 0.003 | 7.99 | 8.9 | 0.002 | 7.44 | DEER:Res:ClothesDishWasher | Annual | 1719 |  | Appl-CW-Front-GasDHW-GasDry-Tier2DEER2017 | Appl-CW-Front-GasDHW-GasDry-Tier2AnySFm2007CZ10DEER2017 | 3642
Appl-CW-Front-GasDHW-GasDry-Tier2 | DEER2017 | D17 v3 |  | Any | SFm | 2007 | CZ11 | rDXGF | Household | 1 | 1948.8 | None | 9.3 | 0.003 | 7.86 | 7.9 | 0.002 | 7.32 | 9.3 | 0.003 | 7.86 | 7.9 | 0.002 | 7.32 | DEER:Res:ClothesDishWasher | Annual | 1719 |  | Appl-CW-Front-GasDHW-GasDry-Tier2DEER2017 | Appl-CW-Front-GasDHW-GasDry-Tier2AnySFm2007CZ11DEER2017 | 3643
Appl-CW-Front-GasDHW-GasDry-Tier2 | DEER2017 | D17 v3 |  | Any | SFm | 2007 | CZ12 | rDXGF | Household | 1 | 1948.8 | None | 8.5 | 0.005 | 7.98 | 7.2 | 0.004 | 7.43 | 8.5 | 0.005 | 7.98 | 7.2 | 0.004 | 7.43 | DEER:Res:ClothesDishWasher | Annual | 1719 |  | Appl-CW-Front-GasDHW-GasDry-Tier2DEER2017 | Appl-CW-Front-GasDHW-GasDry-Tier2AnySFm2007CZ12DEER2017 | 3644
Appl-CW-Front-GasDHW-GasDry-Tier2 | DEER2017 | D17 v3 |  | Any | SFm | 2007 | CZ13 | rDXGF | Household | 1 | 1948.8 | None | 10.3 | 0.003 | 8.02 | 8.9 | 0.003 | 7.46 | 10.3 | 0.003 | 8.02 | 8.9 | 0.003 | 7.46 | DEER:Res:ClothesDishWasher | Annual | 1719 |  | Appl-CW-Front-GasDHW-GasDry-Tier2DEER2017 | Appl-CW-Front-GasDHW-GasDry-Tier2AnySFm2007CZ13DEER2017 | 3645
Appl-CW-Front-GasDHW-GasDry-Tier2 | DEER2017 | D17 v3 |  | Any | SFm | 2007 | CZ14 | rDXGF | Household | 1 | 2160.9 | None | 10.5 | 0.002 | 7.83 | 9 | 0.002 | 7.29 | 10.5 | 0.002 | 7.83 | 9 | 0.002 | 7.29 | DEER:Res:ClothesDishWasher | Annual | 1719 |  | Appl-CW-Front-GasDHW-GasDry-Tier2DEER2017 | Appl-CW-Front-GasDHW-GasDry-Tier2AnySFm2007CZ14DEER2017 | 3646
Appl-CW-Front-GasDHW-GasDry-Tier2 | DEER2017 | D17 v3 |  | Any | SFm | 2007 | CZ15 | rDXGF | Household | 1 | 2160.9 | None | 13.1 | 0.004 | 8.42 | 11.3 | 0.003 | 7.8 | 13.1 | 0.004 | 8.42 | 11.3 | 0.003 | 7.8 | DEER:Res:ClothesDishWasher | Annual | 1719 |  | Appl-CW-Front-GasDHW-GasDry-Tier2DEER2017 | Appl-CW-Front-GasDHW-GasDry-Tier2AnySFm2007CZ15DEER2017 | 3647
Appl-CW-Front-GasDHW-GasDry-Tier2 | DEER2017 | D17 v3 |  | Any | SFm | 2007 | CZ16 | rDXGF | Household | 1 | 2295.6 | None | 7.8 | 0.004 | 8.1 | 6.7 | 0.004 | 7.55 | 7.8 | 0.004 | 8.1 | 6.7 | 0.004 | 7.55 | DEER:Res:ClothesDishWasher | Annual | 1719 |  | Appl-CW-Front-GasDHW-GasDry-Tier2DEER2017 | Appl-CW-Front-GasDHW-GasDry-Tier2AnySFm2007CZ16DEER2017 | 3648
Appl-CW-Front-GasDHW-GasDry-Tier2 | DEER2017 | D17 v3 |  | Any | SFm | 2011 | CZ01 | rDXGF | Household | 1 | 2295.6 | None | 4 | 0.001 | 7.82 | 3.2 | 0.001 | 7.31 | 4 | 0.001 | 7.82 | 3.2 | 0.001 | 7.31 | DEER:Res:ClothesDishWasher | Annual | 1719 |  | Appl-CW-Front-GasDHW-GasDry-Tier2DEER2017 | Appl-CW-Front-GasDHW-GasDry-Tier2AnySFm2011CZ01DEER2017 | 3649
Appl-CW-Front-GasDHW-GasDry-Tier2 | DEER2017 | D17 v3 |  | Any | SFm | 2011 | CZ02 | rDXGF | Household | 1 | 1948.8 | None | 7.2 | 0.005 | 7.67 | 6 | 0.004 | 7.17 | 7.2 | 0.005 | 7.67 | 6 | 0.004 | 7.17 | DEER:Res:ClothesDishWasher | Annual | 1719 |  | Appl-CW-Front-GasDHW-GasDry-Tier2DEER2017 | Appl-CW-Front-GasDHW-GasDry-Tier2AnySFm2011CZ02DEER2017 | 3650
Appl-CW-Front-GasDHW-GasDry-Tier2 | DEER2017 | D17 v3 |  | Any | SFm | 2011 | CZ03 | rDXGF | Household | 1 | 2295.6 | None | 5.1 | 0.005 | 7.8 | 4.2 | 0.004 | 7.27 | 5.1 | 0.005 | 7.8 | 4.2 | 0.004 | 7.27 | DEER:Res:ClothesDishWasher | Annual | 1719 |  | Appl-CW-Front-GasDHW-GasDry-Tier2DEER2017 | Appl-CW-Front-GasDHW-GasDry-Tier2AnySFm2011CZ03DEER2017 | 3651
Appl-CW-Front-GasDHW-GasDry-Tier2 | DEER2017 | D17 v3 |  | Any | SFm | 2011 | CZ04 | rDXGF | Household | 1 | 2295.6 | None | 8.7 | 0.006 | 7.96 | 7.5 | 0.005 | 7.42 | 8.7 | 0.006 | 7.96 | 7.5 | 0.005 | 7.42 | DEER:Res:ClothesDishWasher | Annual | 1719 |  | Appl-CW-Front-GasDHW-GasDry-Tier2DEER2017 | Appl-CW-Front-GasDHW-GasDry-Tier2AnySFm2011CZ04DEER2017 | 3652
Appl-CW-Front-GasDHW-GasDry-Tier2 | DEER2017 | D17 v3 |  | Any | SFm | 2011 | CZ05 | rDXGF | Household | 1 | 2295.6 | None | 4.5 | 0.005 | 7.52 | 3.6 | 0.005 | 7.03 | 4.5 | 0.005 | 7.52 | 3.6 | 0.005 | 7.03 | DEER:Res:ClothesDishWasher | Annual | 1719 |  | Appl-CW-Front-GasDHW-GasDry-Tier2DEER2017 | Appl-CW-Front-GasDHW-GasDry-Tier2AnySFm2011CZ05DEER2017 | 3653
Appl-CW-Front-GasDHW-GasDry-Tier2 | DEER2017 | D17 v3 |  | Any | SFm | 2011 | CZ06 | rDXGF | Household | 1 | 2392.9 | None | 7.5 | 0.003 | 8.07 | 6.3 | 0.003 | 7.51 | 7.5 | 0.003 | 8.07 | 6.3 | 0.003 | 7.51 | DEER:Res:ClothesDishWasher | Annual | 1719 |  | Appl-CW-Front-GasDHW-GasDry-Tier2DEER2017 | Appl-CW-Front-GasDHW-GasDry-Tier2AnySFm2011CZ06DEER2017 | 3654
Appl-CW-Front-GasDHW-GasDry-Tier2 | DEER2017 | D17 v3 |  | Any | SFm | 2011 | CZ07 | rDXGF | Household | 1 | 2392.9 | None | 10.5 | 0.003 | 8.38 | 8.9 | 0.003 | 7.79 | 10.5 | 0.003 | 8.38 | 8.9 | 0.003 | 7.79 | DEER:Res:ClothesDishWasher | Annual | 1719 |  | Appl-CW-Front-GasDHW-GasDry-Tier2DEER2017 | Appl-CW-Front-GasDHW-GasDry-Tier2AnySFm2011CZ07DEER2017 | 3655
Appl-CW-Front-GasDHW-GasDry-Tier2 | DEER2017 | D17 v3 |  | Any | SFm | 2011 | CZ08 | rDXGF | Household | 1 | 2392.9 | None | 11.9 | 0.003 | 8.36 | 10.3 | 0.003 | 7.76 | 11.9 | 0.003 | 8.36 | 10.3 | 0.003 | 7.76 | DEER:Res:ClothesDishWasher | Annual | 1719 |  | Appl-CW-Front-GasDHW-GasDry-Tier2DEER2017 | Appl-CW-Front-GasDHW-GasDry-Tier2AnySFm2011CZ08DEER2017 | 3656
Appl-CW-Front-GasDHW-GasDry-Tier2 | DEER2017 | D17 v3 |  | Any | SFm | 2011 | CZ09 | rDXGF | Household | 1 | 2422.9 | None | 9.8 | 0.002 | 8.26 | 8.3 | 0.001 | 7.68 | 9.8 | 0.002 | 8.26 | 8.3 | 0.001 | 7.68 | DEER:Res:ClothesDishWasher | Annual | 1719 |  | Appl-CW-Front-GasDHW-GasDry-Tier2DEER2017 | Appl-CW-Front-GasDHW-GasDry-Tier2AnySFm2011CZ09DEER2017 | 3657
Appl-CW-Front-GasDHW-GasDry-Tier2 | DEER2017 | D17 v3 |  | Any | SFm | 2011 | CZ10 | rDXGF | Household | 1 | 1948.8 | None | 10.5 | 0.003 | 8.02 | 9 | 0.003 | 7.47 | 10.5 | 0.003 | 8.02 | 9 | 0.003 | 7.47 | DEER:Res:ClothesDishWasher | Annual | 1719 |  | Appl-CW-Front-GasDHW-GasDry-Tier2DEER2017 | Appl-CW-Front-GasDHW-GasDry-Tier2AnySFm2011CZ10DEER2017 | 3658
Appl-CW-Front-GasDHW-GasDry-Tier2 | DEER2017 | D17 v3 |  | Any | SFm | 2011 | CZ11 | rDXGF | Household | 1 | 1948.8 | None | 10.2 | 0.003 | 7.9 | 8.7 | 0.002 | 7.36 | 10.2 | 0.003 | 7.9 | 8.7 | 0.002 | 7.36 | DEER:Res:ClothesDishWasher | Annual | 1719 |  | Appl-CW-Front-GasDHW-GasDry-Tier2DEER2017 | Appl-CW-Front-GasDHW-GasDry-Tier2AnySFm2011CZ11DEER2017 | 3659
Appl-CW-Front-GasDHW-GasDry-Tier2 | DEER2017 | D17 v3 |  | Any | SFm | 2011 | CZ12 | rDXGF | Household | 1 | 1948.8 | None | 8.8 | 0.004 | 8.03 | 7.5 | 0.003 | 7.48 | 8.8 | 0.004 | 8.03 | 7.5 | 0.003 | 7.48 | DEER:Res:ClothesDishWasher | Annual | 1719 |  | Appl-CW-Front-GasDHW-GasDry-Tier2DEER2017 | Appl-CW-Front-GasDHW-GasDry-Tier2AnySFm2011CZ12DEER2017 | 3660
Appl-CW-Front-GasDHW-GasDry-Tier2 | DEER2017 | D17 v3 |  | Any | SFm | 2011 | CZ13 | rDXGF | Household | 1 | 1948.8 | None | 10.6 | 0.003 | 8.06 | 9.2 | 0.003 | 7.5 | 10.6 | 0.003 | 8.06 | 9.2 | 0.003 | 7.5 | DEER:Res:ClothesDishWasher | Annual | 1719 |  | Appl-CW-Front-GasDHW-GasDry-Tier2DEER2017 | Appl-CW-Front-GasDHW-GasDry-Tier2AnySFm2011CZ13DEER2017 | 3661
Appl-CW-Front-GasDHW-GasDry-Tier2 | DEER2017 | D17 v3 |  | Any | SFm | 2011 | CZ14 | rDXGF | Household | 1 | 2160.9 | None | 10.8 | 0.003 | 7.89 | 9.2 | 0.003 | 7.34 | 10.8 | 0.003 | 7.89 | 9.2 | 0.003 | 7.34 | DEER:Res:ClothesDishWasher | Annual | 1719 |  | Appl-CW-Front-GasDHW-GasDry-Tier2DEER2017 | Appl-CW-Front-GasDHW-GasDry-Tier2AnySFm2011CZ14DEER2017 | 3662
Appl-CW-Front-GasDHW-GasDry-Tier2 | DEER2017 | D17 v3 |  | Any | SFm | 2011 | CZ15 | rDXGF | Household | 1 | 2160.9 | None | 13 | 0.003 | 8.43 | 11 | 0.003 | 7.83 | 13 | 0.003 | 8.43 | 11 | 0.003 | 7.83 | DEER:Res:ClothesDishWasher | Annual | 1719 |  | Appl-CW-Front-GasDHW-GasDry-Tier2DEER2017 | Appl-CW-Front-GasDHW-GasDry-Tier2AnySFm2011CZ15DEER2017 | 3663
Appl-CW-Front-GasDHW-GasDry-Tier2 | DEER2017 | D17 v3 |  | Any | SFm | 2011 | CZ16 | rDXGF | Household | 1 | 2295.6 | None | 7.4 | 0.004 | 8.15 | 6.3 | 0.003 | 7.6 | 7.4 | 0.004 | 8.15 | 6.3 | 0.003 | 7.6 | DEER:Res:ClothesDishWasher | Annual | 1719 |  | Appl-CW-Front-GasDHW-GasDry-Tier2DEER2017 | Appl-CW-Front-GasDHW-GasDry-Tier2AnySFm2011CZ16DEER2017 | 3664
Appl-CW-Front-GasDHW-GasDry-Tier2 | DEER2017 | D17 v3 |  | Any | SFm | 2015 | CZ01 | rDXGF | Household | 1 | 2295.6 | None | 4.2 | 0 | 7.91 | 3.3 | 0 | 7.39 | 4.2 | 0 | 7.91 | 3.3 | 0 | 7.39 | DEER:Res:ClothesDishWasher | Annual | 1719 |  | Appl-CW-Front-GasDHW-GasDry-Tier2DEER2017 | Appl-CW-Front-GasDHW-GasDry-Tier2AnySFm2015CZ01DEER2017 | 3665
Appl-CW-Front-GasDHW-GasDry-Tier2 | DEER2017 | D17 v3 |  | Any | SFm | 2015 | CZ02 | rDXGF | Household | 1 | 1948.8 | None | 6.8 | 0.005 | 7.69 | 5.7 | 0.005 | 7.17 | 6.8 | 0.005 | 7.69 | 5.7 | 0.005 | 7.17 | DEER:Res:ClothesDishWasher | Annual | 1719 |  | Appl-CW-Front-GasDHW-GasDry-Tier2DEER2017 | Appl-CW-Front-GasDHW-GasDry-Tier2AnySFm2015CZ02DEER2017 | 3666
Appl-CW-Front-GasDHW-GasDry-Tier2 | DEER2017 | D17 v3 |  | Any | SFm | 2015 | CZ03 | rDXGF | Household | 1 | 2295.6 | None | 5.6 | 0.005 | 7.96 | 4.4 | 0.004 | 7.42 | 5.6 | 0.005 | 7.96 | 4.4 | 0.004 | 7.42 | DEER:Res:ClothesDishWasher | Annual | 1719 |  | Appl-CW-Front-GasDHW-GasDry-Tier2DEER2017 | Appl-CW-Front-GasDHW-GasDry-Tier2AnySFm2015CZ03DEER2017 | 3667
Appl-CW-Front-GasDHW-GasDry-Tier2 | DEER2017 | D17 v3 |  | Any | SFm | 2015 | CZ04 | rDXGF | Household | 1 | 2295.6 | None | 7.5 | 0.005 | 7.93 | 6.4 | 0.004 | 7.39 | 7.5 | 0.005 | 7.93 | 6.4 | 0.004 | 7.39 | DEER:Res:ClothesDishWasher | Annual | 1719 |  | Appl-CW-Front-GasDHW-GasDry-Tier2DEER2017 | Appl-CW-Front-GasDHW-GasDry-Tier2AnySFm2015CZ04DEER2017 | 3668
Appl-CW-Front-GasDHW-GasDry-Tier2 | DEER2017 | D17 v3 |  | Any | SFm | 2015 | CZ05 | rDXGF | Household | 1 | 2295.6 | None | 5.7 | 0.004 | 7.8 | 4.7 | 0.004 | 7.29 | 5.7 | 0.004 | 7.8 | 4.7 | 0.004 | 7.29 | DEER:Res:ClothesDishWasher | Annual | 1719 |  | Appl-CW-Front-GasDHW-GasDry-Tier2DEER2017 | Appl-CW-Front-GasDHW-GasDry-Tier2AnySFm2015CZ05DEER2017 | 3669
Appl-CW-Front-GasDHW-GasDry-Tier2 | DEER2017 | D17 v3 |  | Any | SFm | 2015 | CZ06 | rDXGF | Household | 1 | 2392.9 | None | 7.3 | 0.005 | 8.08 | 6.1 | 0.004 | 7.52 | 7.3 | 0.005 | 8.08 | 6.1 | 0.004 | 7.52 | DEER:Res:ClothesDishWasher | Annual | 1719 |  | Appl-CW-Front-GasDHW-GasDry-Tier2DEER2017 | Appl-CW-Front-GasDHW-GasDry-Tier2AnySFm2015CZ06DEER2017 | 3670
Appl-CW-Front-GasDHW-GasDry-Tier2 | DEER2017 | D17 v3 |  | Any | SFm | 2015 | CZ07 | rDXGF | Household | 1 | 2392.9 | None | 11.4 | 0.006 | 8.43 | 9.1 | 0.004 | 7.76 | 11.4 | 0.006 | 8.43 | 9.1 | 0.004 | 7.76 | DEER:Res:ClothesDishWasher | Annual | 1719 |  | Appl-CW-Front-GasDHW-GasDry-Tier2DEER2017 | Appl-CW-Front-GasDHW-GasDry-Tier2AnySFm2015CZ07DEER2017 | 3671
Appl-CW-Front-GasDHW-GasDry-Tier2 | DEER2017 | D17 v3 |  | Any | SFm | 2015 | CZ08 | rDXGF | Household | 1 | 2392.9 | None | 9.2 | 0 | 8.34 | 7.7 | -0.001 | 7.76 | 9.2 | 0 | 8.34 | 7.7 | -0.001 | 7.76 | DEER:Res:ClothesDishWasher | Annual | 1719 |  | Appl-CW-Front-GasDHW-GasDry-Tier2DEER2017 | Appl-CW-Front-GasDHW-GasDry-Tier2AnySFm2015CZ08DEER2017 | 3672
Appl-CW-Front-GasDHW-GasDry-Tier2 | DEER2017 | D17 v3 |  | Any | SFm | 2015 | CZ09 | rDXGF | Household | 1 | 2422.9 | None | 8.4 | 0.003 | 8.26 | 7.1 | 0.003 | 7.7 | 8.4 | 0.003 | 8.26 | 7.1 | 0.003 | 7.7 | DEER:Res:ClothesDishWasher | Annual | 1719 |  | Appl-CW-Front-GasDHW-GasDry-Tier2DEER2017 | Appl-CW-Front-GasDHW-GasDry-Tier2AnySFm2015CZ09DEER2017 | 3673
Appl-CW-Front-GasDHW-GasDry-Tier2 | DEER2017 | D17 v3 |  | Any | SFm | 2015 | CZ10 | rDXGF | Household | 1 | 1948.8 | None | 8.2 | 0.004 | 8.02 | 6.9 | 0.004 | 7.47 | 8.2 | 0.004 | 8.02 | 6.9 | 0.004 | 7.47 | DEER:Res:ClothesDishWasher | Annual | 1719 |  | Appl-CW-Front-GasDHW-GasDry-Tier2DEER2017 | Appl-CW-Front-GasDHW-GasDry-Tier2AnySFm2015CZ10DEER2017 | 3674
Appl-CW-Front-GasDHW-GasDry-Tier2 | DEER2017 | D17 v3 |  | Any | SFm | 2015 | CZ11 | rDXGF | Household | 1 | 1948.8 | None | 8.5 | 0.004 | 7.91 | 7.3 | 0.003 | 7.36 | 8.5 | 0.004 | 7.91 | 7.3 | 0.003 | 7.36 | DEER:Res:ClothesDishWasher | Annual | 1719 |  | Appl-CW-Front-GasDHW-GasDry-Tier2DEER2017 | Appl-CW-Front-GasDHW-GasDry-Tier2AnySFm2015CZ11DEER2017 | 3675
Appl-CW-Front-GasDHW-GasDry-Tier2 | DEER2017 | D17 v3 |  | Any | SFm | 2015 | CZ12 | rDXGF | Household | 1 | 1948.8 | None | 7.7 | 0.004 | 8.03 | 6.4 | 0.003 | 7.47 | 7.7 | 0.004 | 8.03 | 6.4 | 0.003 | 7.47 | DEER:Res:ClothesDishWasher | Annual | 1719 |  | Appl-CW-Front-GasDHW-GasDry-Tier2DEER2017 | Appl-CW-Front-GasDHW-GasDry-Tier2AnySFm2015CZ12DEER2017 | 3676
Appl-CW-Front-GasDHW-GasDry-Tier2 | DEER2017 | D17 v3 |  | Any | SFm | 2015 | CZ13 | rDXGF | Household | 1 | 1948.8 | None | 9.4 | 0.003 | 8.09 | 8 | 0.003 | 7.53 | 9.4 | 0.003 | 8.09 | 8 | 0.003 | 7.53 | DEER:Res:ClothesDishWasher | Annual | 1719 |  | Appl-CW-Front-GasDHW-GasDry-Tier2DEER2017 | Appl-CW-Front-GasDHW-GasDry-Tier2AnySFm2015CZ13DEER2017 | 3677
Appl-CW-Front-GasDHW-GasDry-Tier2 | DEER2017 | D17 v3 |  | Any | SFm | 2015 | CZ14 | rDXGF | Household | 1 | 2160.9 | None | 10 | 0.004 | 7.88 | 8.6 | 0.004 | 7.32 | 10 | 0.004 | 7.88 | 8.6 | 0.004 | 7.32 | DEER:Res:ClothesDishWasher | Annual | 1719 |  | Appl-CW-Front-GasDHW-GasDry-Tier2DEER2017 | Appl-CW-Front-GasDHW-GasDry-Tier2AnySFm2015CZ14DEER2017 | 3678
Appl-CW-Front-GasDHW-GasDry-Tier2 | DEER2017 | D17 v3 |  | Any | SFm | 2015 | CZ15 | rDXGF | Household | 1 | 2160.9 | None | 12.6 | 0.003 | 8.44 | 11 | 0.003 | 7.83 | 12.6 | 0.003 | 8.44 | 11 | 0.003 | 7.83 | DEER:Res:ClothesDishWasher | Annual | 1719 |  | Appl-CW-Front-GasDHW-GasDry-Tier2DEER2017 | Appl-CW-Front-GasDHW-GasDry-Tier2AnySFm2015CZ15DEER2017 | 3679
Appl-CW-Front-GasDHW-GasDry-Tier2 | DEER2017 | D17 v3 |  | Any | SFm | 2015 | CZ16 | rDXGF | Household | 1 | 2295.6 | None | 5.8 | 0.004 | 7.97 | 4.8 | 0.004 | 7.44 | 5.8 | 0.004 | 7.97 | 4.8 | 0.004 | 7.44 | DEER:Res:ClothesDishWasher | Annual | 1719 |  | Appl-CW-Front-GasDHW-GasDry-Tier2DEER2017 | Appl-CW-Front-GasDHW-GasDry-Tier2AnySFm2015CZ16DEER2017 | 3680
Appl-CW-Front-GasDHW-GasDry-Tier2 | DEER2017 | D17 v3 |  | Any | SFm | 2017 | CZ01 | rDXGF | Household | 1 | 2295.6 | None | 4.2 | 0 | 7.96 | 3.4 | 0 | 7.42 | 4.2 | 0 | 7.96 | 3.4 | 0 | 7.42 | DEER:Res:ClothesDishWasher | Annual | 1719 |  | Appl-CW-Front-GasDHW-GasDry-Tier2DEER2017 | Appl-CW-Front-GasDHW-GasDry-Tier2AnySFm2017CZ01DEER2017 | 3681
Appl-CW-Front-GasDHW-GasDry-Tier2 | DEER2017 | D17 v3 |  | Any | SFm | 2017 | CZ02 | rDXGF | Household | 1 | 1948.8 | None | 6.6 | 0.004 | 7.73 | 5.5 | 0.003 | 7.21 | 6.6 | 0.004 | 7.73 | 5.5 | 0.003 | 7.21 | DEER:Res:ClothesDishWasher | Annual | 1719 |  | Appl-CW-Front-GasDHW-GasDry-Tier2DEER2017 | Appl-CW-Front-GasDHW-GasDry-Tier2AnySFm2017CZ02DEER2017 | 3682
Appl-CW-Front-GasDHW-GasDry-Tier2 | DEER2017 | D17 v3 |  | Any | SFm | 2017 | CZ03 | rDXGF | Household | 1 | 2295.6 | None | 5.5 | 0.004 | 7.96 | 4.5 | 0.004 | 7.42 | 5.5 | 0.004 | 7.96 | 4.5 | 0.004 | 7.42 | DEER:Res:ClothesDishWasher | Annual | 1719 |  | Appl-CW-Front-GasDHW-GasDry-Tier2DEER2017 | Appl-CW-Front-GasDHW-GasDry-Tier2AnySFm2017CZ03DEER2017 | 3683
Appl-CW-Front-GasDHW-GasDry-Tier2 | DEER2017 | D17 v3 |  | Any | SFm | 2017 | CZ04 | rDXGF | Household | 1 | 2295.6 | None | 7.9 | 0.005 | 7.95 | 6.7 | 0.005 | 7.41 | 7.9 | 0.005 | 7.95 | 6.7 | 0.005 | 7.41 | DEER:Res:ClothesDishWasher | Annual | 1719 |  | Appl-CW-Front-GasDHW-GasDry-Tier2DEER2017 | Appl-CW-Front-GasDHW-GasDry-Tier2AnySFm2017CZ04DEER2017 | 3684
Appl-CW-Front-GasDHW-GasDry-Tier2 | DEER2017 | D17 v3 |  | Any | SFm | 2017 | CZ05 | rDXGF | Household | 1 | 2295.6 | None | 5.1 | 0.004 | 7.86 | 4.2 | 0.003 | 7.34 | 5.1 | 0.004 | 7.86 | 4.2 | 0.003 | 7.34 | DEER:Res:ClothesDishWasher | Annual | 1719 |  | Appl-CW-Front-GasDHW-GasDry-Tier2DEER2017 | Appl-CW-Front-GasDHW-GasDry-Tier2AnySFm2017CZ05DEER2017 | 3685
Appl-CW-Front-GasDHW-GasDry-Tier2 | DEER2017 | D17 v3 |  | Any | SFm | 2017 | CZ06 | rDXGF | Household | 1 | 2392.9 | None | 6.6 | 0.008 | 8.07 | 5.5 | 0.007 | 7.51 | 6.6 | 0.008 | 8.07 | 5.5 | 0.007 | 7.51 | DEER:Res:ClothesDishWasher | Annual | 1719 |  | Appl-CW-Front-GasDHW-GasDry-Tier2DEER2017 | Appl-CW-Front-GasDHW-GasDry-Tier2AnySFm2017CZ06DEER2017 | 3686
Appl-CW-Front-GasDHW-GasDry-Tier2 | DEER2017 | D17 v3 |  | Any | SFm | 2017 | CZ07 | rDXGF | Household | 1 | 2392.9 | None | 8.9 | 0.003 | 8.3 | 7.9 | 0.003 | 7.72 | 8.9 | 0.003 | 8.3 | 7.9 | 0.003 | 7.72 | DEER:Res:ClothesDishWasher | Annual | 1719 |  | Appl-CW-Front-GasDHW-GasDry-Tier2DEER2017 | Appl-CW-Front-GasDHW-GasDry-Tier2AnySFm2017CZ07DEER2017 | 3687
Appl-CW-Front-GasDHW-GasDry-Tier2 | DEER2017 | D17 v3 |  | Any | SFm | 2017 | CZ08 | rDXGF | Household | 1 | 2392.9 | None | 8.6 | 0.003 | 8.39 | 7.3 | 0.003 | 7.8 | 8.6 | 0.003 | 8.39 | 7.3 | 0.003 | 7.8 | DEER:Res:ClothesDishWasher | Annual | 1719 |  | Appl-CW-Front-GasDHW-GasDry-Tier2DEER2017 | Appl-CW-Front-GasDHW-GasDry-Tier2AnySFm2017CZ08DEER2017 | 3688
Appl-CW-Front-GasDHW-GasDry-Tier2 | DEER2017 | D17 v3 |  | Any | SFm | 2017 | CZ09 | rDXGF | Household | 1 | 2422.9 | None | 6.2 | 0.003 | 8.2 | 5 | 0.003 | 7.62 | 6.2 | 0.003 | 8.2 | 5 | 0.003 | 7.62 | DEER:Res:ClothesDishWasher | Annual | 1719 |  | Appl-CW-Front-GasDHW-GasDry-Tier2DEER2017 | Appl-CW-Front-GasDHW-GasDry-Tier2AnySFm2017CZ09DEER2017 | 3689
Appl-CW-Front-GasDHW-GasDry-Tier2 | DEER2017 | D17 v3 |  | Any | SFm | 2017 | CZ10 | rDXGF | Household | 1 | 1948.8 | None | 8.7 | 0.004 | 8.1 | 7.5 | 0.003 | 7.54 | 8.7 | 0.004 | 8.1 | 7.5 | 0.003 | 7.54 | DEER:Res:ClothesDishWasher | Annual | 1719 |  | Appl-CW-Front-GasDHW-GasDry-Tier2DEER2017 | Appl-CW-Front-GasDHW-GasDry-Tier2AnySFm2017CZ10DEER2017 | 3690
Appl-CW-Front-GasDHW-GasDry-Tier2 | DEER2017 | D17 v3 |  | Any | SFm | 2017 | CZ11 | rDXGF | Household | 1 | 1948.8 | None | 8.5 | 0.004 | 7.94 | 7.2 | 0.004 | 7.39 | 8.5 | 0.004 | 7.94 | 7.2 | 0.004 | 7.39 | DEER:Res:ClothesDishWasher | Annual | 1719 |  | Appl-CW-Front-GasDHW-GasDry-Tier2DEER2017 | Appl-CW-Front-GasDHW-GasDry-Tier2AnySFm2017CZ11DEER2017 | 3691
Appl-CW-Front-GasDHW-GasDry-Tier2 | DEER2017 | D17 v3 |  | Any | SFm | 2017 | CZ12 | rDXGF | Household | 1 | 1948.8 | None | 7.4 | 0.004 | 8.07 | 6.1 | 0.004 | 7.51 | 7.4 | 0.004 | 8.07 | 6.1 | 0.004 | 7.51 | DEER:Res:ClothesDishWasher | Annual | 1719 |  | Appl-CW-Front-GasDHW-GasDry-Tier2DEER2017 | Appl-CW-Front-GasDHW-GasDry-Tier2AnySFm2017CZ12DEER2017 | 3692
Appl-CW-Front-GasDHW-GasDry-Tier2 | DEER2017 | D17 v3 |  | Any | SFm | 2017 | CZ13 | rDXGF | Household | 1 | 1948.8 | None | 9.2 | 0.003 | 8.09 | 7.8 | 0.003 | 7.53 | 9.2 | 0.003 | 8.09 | 7.8 | 0.003 | 7.53 | DEER:Res:ClothesDishWasher | Annual | 1719 |  | Appl-CW-Front-GasDHW-GasDry-Tier2DEER2017 | Appl-CW-Front-GasDHW-GasDry-Tier2AnySFm2017CZ13DEER2017 | 3693
Appl-CW-Front-GasDHW-GasDry-Tier2 | DEER2017 | D17 v3 |  | Any | SFm | 2017 | CZ14 | rDXGF | Household | 1 | 2160.9 | None | 9.8 | 0.003 | 7.85 | 8.4 | 0.002 | 7.33 | 9.8 | 0.003 | 7.85 | 8.4 | 0.002 | 7.33 | DEER:Res:ClothesDishWasher | Annual | 1719 |  | Appl-CW-Front-GasDHW-GasDry-Tier2DEER2017 | Appl-CW-Front-GasDHW-GasDry-Tier2AnySFm2017CZ14DEER2017 | 3694
Appl-CW-Front-GasDHW-GasDry-Tier2 | DEER2017 | D17 v3 |  | Any | SFm | 2017 | CZ15 | rDXGF | Household | 1 | 2160.9 | None | 12.6 | 0.003 | 8.45 | 11.1 | 0.003 | 7.83 | 12.6 | 0.003 | 8.45 | 11.1 | 0.003 | 7.83 | DEER:Res:ClothesDishWasher | Annual | 1719 |  | Appl-CW-Front-GasDHW-GasDry-Tier2DEER2017 | Appl-CW-Front-GasDHW-GasDry-Tier2AnySFm2017CZ15DEER2017 | 3695
Appl-CW-Front-GasDHW-GasDry-Tier2 | DEER2017 | D17 v3 |  | Any | SFm | 2017 | CZ16 | rDXGF | Household | 1 | 2295.6 | None | 5.3 | 0.003 | 8 | 4.8 | 0.003 | 7.46 | 5.3 | 0.003 | 8 | 4.8 | 0.003 | 7.46 | DEER:Res:ClothesDishWasher | Annual | 1719 |  | Appl-CW-Front-GasDHW-GasDry-Tier2DEER2017 | Appl-CW-Front-GasDHW-GasDry-Tier2AnySFm2017CZ16DEER2017 | 3696
Appl-CW-Front-GasDHW-GasDry-Tier3 | DEER2017 | D17 v3 |  | Any | DMo | MH00 | CZ01 | rDXGF | Household | 1 | 1242 | None | -18.2 | -0.003 | 8.54 | -18.9 | -0.003 | 8.13 | -18.2 | -0.003 | 8.54 | -18.9 | -0.003 | 8.13 | DEER:Res:ClothesDishWasher | Annual | 1719 |  | Appl-CW-Front-GasDHW-GasDry-Tier3DEER2017 | Appl-CW-Front-GasDHW-GasDry-Tier3AnyDMoMH00CZ01DEER2017 | 3697
Appl-CW-Front-GasDHW-GasDry-Tier3 | DEER2017 | D17 v3 |  | Any | DMo | MH00 | CZ02 | rDXGF | Household | 1 | 1242 | None | -16.2 | 0.001 | 8.55 | -17.4 | 0 | 8.12 | -16.2 | 0.001 | 8.55 | -17.4 | 0 | 8.12 | DEER:Res:ClothesDishWasher | Annual | 1719 |  | Appl-CW-Front-GasDHW-GasDry-Tier3DEER2017 | Appl-CW-Front-GasDHW-GasDry-Tier3AnyDMoMH00CZ02DEER2017 | 3698
Appl-CW-Front-GasDHW-GasDry-Tier3 | DEER2017 | D17 v3 |  | Any | DMo | MH00 | CZ03 | rDXGF | Household | 1 | 1242 | None | -17.4 | 0 | 8.46 | -18.4 | 0 | 8.05 | -17.4 | 0 | 8.46 | -18.4 | 0 | 8.05 | DEER:Res:ClothesDishWasher | Annual | 1719 |  | Appl-CW-Front-GasDHW-GasDry-Tier3DEER2017 | Appl-CW-Front-GasDHW-GasDry-Tier3AnyDMoMH00CZ03DEER2017 | 3699
Appl-CW-Front-GasDHW-GasDry-Tier3 | DEER2017 | D17 v3 |  | Any | DMo | MH00 | CZ04 | rDXGF | Household | 1 | 1242 | None | -17.1 | 0 | 8.48 | -18.3 | -0.001 | 8.05 | -17.1 | 0 | 8.48 | -18.3 | -0.001 | 8.05 | DEER:Res:ClothesDishWasher | Annual | 1719 |  | Appl-CW-Front-GasDHW-GasDry-Tier3DEER2017 | Appl-CW-Front-GasDHW-GasDry-Tier3AnyDMoMH00CZ04DEER2017 | 3700
Appl-CW-Front-GasDHW-GasDry-Tier3 | DEER2017 | D17 v3 |  | Any | DMo | MH00 | CZ05 | rDXGF | Household | 1 | 1242 | None | -17.8 | -0.001 | 8.29 | -18.5 | -0.001 | 7.91 | -17.8 | -0.001 | 8.29 | -18.5 | -0.001 | 7.91 | DEER:Res:ClothesDishWasher | Annual | 1719 |  | Appl-CW-Front-GasDHW-GasDry-Tier3DEER2017 | Appl-CW-Front-GasDHW-GasDry-Tier3AnyDMoMH00CZ05DEER2017 | 3701
Appl-CW-Front-GasDHW-GasDry-Tier3 | DEER2017 | D17 v3 |  | Any | DMo | MH00 | CZ06 | rDXGF | Household | 1 | 1242 | None | -15.9 | 0 | 8.52 | -17 | -0.001 | 8.08 | -15.9 | 0 | 8.52 | -17 | -0.001 | 8.08 | DEER:Res:ClothesDishWasher | Annual | 1719 |  | Appl-CW-Front-GasDHW-GasDry-Tier3DEER2017 | Appl-CW-Front-GasDHW-GasDry-Tier3AnyDMoMH00CZ06DEER2017 | 3702
Appl-CW-Front-GasDHW-GasDry-Tier3 | DEER2017 | D17 v3 |  | Any | DMo | MH00 | CZ07 | rDXGF | Household | 1 | 1242 | None | -15.3 | -0.002 | 8.58 | -16.6 | -0.001 | 8.13 | -15.3 | -0.002 | 8.58 | -16.6 | -0.001 | 8.13 | DEER:Res:ClothesDishWasher | Annual | 1719 |  | Appl-CW-Front-GasDHW-GasDry-Tier3DEER2017 | Appl-CW-Front-GasDHW-GasDry-Tier3AnyDMoMH00CZ07DEER2017 | 3703
Appl-CW-Front-GasDHW-GasDry-Tier3 | DEER2017 | D17 v3 |  | Any | DMo | MH00 | CZ08 | rDXGF | Household | 1 | 1242 | None | -14.9 | -0.001 | 8.56 | -16.3 | -0.001 | 8.12 | -14.9 | -0.001 | 8.56 | -16.3 | -0.001 | 8.12 | DEER:Res:ClothesDishWasher | Annual | 1719 |  | Appl-CW-Front-GasDHW-GasDry-Tier3DEER2017 | Appl-CW-Front-GasDHW-GasDry-Tier3AnyDMoMH00CZ08DEER2017 | 3704
Appl-CW-Front-GasDHW-GasDry-Tier3 | DEER2017 | D17 v3 |  | Any | DMo | MH00 | CZ09 | rDXGF | Household | 1 | 1242 | None | -15.5 | 0 | 8.53 | -17 | 0 | 8.08 | -15.5 | 0 | 8.53 | -17 | 0 | 8.08 | DEER:Res:ClothesDishWasher | Annual | 1719 |  | Appl-CW-Front-GasDHW-GasDry-Tier3DEER2017 | Appl-CW-Front-GasDHW-GasDry-Tier3AnyDMoMH00CZ09DEER2017 | 3705
Appl-CW-Front-GasDHW-GasDry-Tier3 | DEER2017 | D17 v3 |  | Any | DMo | MH00 | CZ10 | rDXGF | Household | 1 | 1242 | None | -13.8 | -0.001 | 8.55 | -15.3 | -0.001 | 8.09 | -13.8 | -0.001 | 8.55 | -15.3 | -0.001 | 8.09 | DEER:Res:ClothesDishWasher | Annual | 1719 |  | Appl-CW-Front-GasDHW-GasDry-Tier3DEER2017 | Appl-CW-Front-GasDHW-GasDry-Tier3AnyDMoMH00CZ10DEER2017 | 3706
Appl-CW-Front-GasDHW-GasDry-Tier3 | DEER2017 | D17 v3 |  | Any | DMo | MH00 | CZ11 | rDXGF | Household | 1 | 1242 | None | -14.9 | 0 | 8.5 | -16.3 | -0.001 | 8.06 | -14.9 | 0 | 8.5 | -16.3 | -0.001 | 8.06 | DEER:Res:ClothesDishWasher | Annual | 1719 |  | Appl-CW-Front-GasDHW-GasDry-Tier3DEER2017 | Appl-CW-Front-GasDHW-GasDry-Tier3AnyDMoMH00CZ11DEER2017 | 3707
Appl-CW-Front-GasDHW-GasDry-Tier3 | DEER2017 | D17 v3 |  | Any | DMo | MH00 | CZ12 | rDXGF | Household | 1 | 1242 | None | -14.9 | 0 | 8.49 | -16.3 | -0.001 | 8.06 | -14.9 | 0 | 8.49 | -16.3 | -0.001 | 8.06 | DEER:Res:ClothesDishWasher | Annual | 1719 |  | Appl-CW-Front-GasDHW-GasDry-Tier3DEER2017 | Appl-CW-Front-GasDHW-GasDry-Tier3AnyDMoMH00CZ12DEER2017 | 3708
Appl-CW-Front-GasDHW-GasDry-Tier3 | DEER2017 | D17 v3 |  | Any | DMo | MH00 | CZ13 | rDXGF | Household | 1 | 1242 | None | -14.1 | 0 | 8.48 | -15.6 | 0 | 8.04 | -14.1 | 0 | 8.48 | -15.6 | 0 | 8.04 | DEER:Res:ClothesDishWasher | Annual | 1719 |  | Appl-CW-Front-GasDHW-GasDry-Tier3DEER2017 | Appl-CW-Front-GasDHW-GasDry-Tier3AnyDMoMH00CZ13DEER2017 | 3709
Appl-CW-Front-GasDHW-GasDry-Tier3 | DEER2017 | D17 v3 |  | Any | DMo | MH00 | CZ14 | rDXGF | Household | 1 | 1242 | None | -14.6 | -0.001 | 8.49 | -16 | -0.001 | 8.06 | -14.6 | -0.001 | 8.49 | -16 | -0.001 | 8.06 | DEER:Res:ClothesDishWasher | Annual | 1719 |  | Appl-CW-Front-GasDHW-GasDry-Tier3DEER2017 | Appl-CW-Front-GasDHW-GasDry-Tier3AnyDMoMH00CZ14DEER2017 | 3710
Appl-CW-Front-GasDHW-GasDry-Tier3 | DEER2017 | D17 v3 |  | Any | DMo | MH00 | CZ15 | rDXGF | Household | 1 | 1242 | None | -12.4 | -0.001 | 8.59 | -14.2 | -0.001 | 8.09 | -12.4 | -0.001 | 8.59 | -14.2 | -0.001 | 8.09 | DEER:Res:ClothesDishWasher | Annual | 1719 |  | Appl-CW-Front-GasDHW-GasDry-Tier3DEER2017 | Appl-CW-Front-GasDHW-GasDry-Tier3AnyDMoMH00CZ15DEER2017 | 3711
Appl-CW-Front-GasDHW-GasDry-Tier3 | DEER2017 | D17 v3 |  | Any | DMo | MH00 | CZ16 | rDXGF | Household | 1 | 1242 | None | -16 | 0.003 | 8.61 | -17.1 | 0.003 | 8.18 | -16 | 0.003 | 8.61 | -17.1 | 0.003 | 8.18 | DEER:Res:ClothesDishWasher | Annual | 1719 |  | Appl-CW-Front-GasDHW-GasDry-Tier3DEER2017 | Appl-CW-Front-GasDHW-GasDry-Tier3AnyDMoMH00CZ16DEER2017 | 3712
Appl-CW-Front-GasDHW-GasDry-Tier3 | DEER2017 | D17 v3 |  | Any | DMo | MH06 | CZ01 | rDXGF | Household | 1 | 1242 | None | -18.2 | -0.003 | 8.43 | -18.9 | -0.003 | 8.04 | -18.2 | -0.003 | 8.43 | -18.9 | -0.003 | 8.04 | DEER:Res:ClothesDishWasher | Annual | 1719 |  | Appl-CW-Front-GasDHW-GasDry-Tier3DEER2017 | Appl-CW-Front-GasDHW-GasDry-Tier3AnyDMoMH06CZ01DEER2017 | 3713
Appl-CW-Front-GasDHW-GasDry-Tier3 | DEER2017 | D17 v3 |  | Any | DMo | MH06 | CZ02 | rDXGF | Household | 1 | 1242 | None | -16 | -0.001 | 8.51 | -17.2 | -0.001 | 8.09 | -16 | -0.001 | 8.51 | -17.2 | -0.001 | 8.09 | DEER:Res:ClothesDishWasher | Annual | 1719 |  | Appl-CW-Front-GasDHW-GasDry-Tier3DEER2017 | Appl-CW-Front-GasDHW-GasDry-Tier3AnyDMoMH06CZ02DEER2017 | 3714
Appl-CW-Front-GasDHW-GasDry-Tier3 | DEER2017 | D17 v3 |  | Any | DMo | MH06 | CZ03 | rDXGF | Household | 1 | 1242 | None | -16.7 | 0 | 8.64 | -17.7 | 0 | 8.2 | -16.7 | 0 | 8.64 | -17.7 | 0 | 8.2 | DEER:Res:ClothesDishWasher | Annual | 1719 |  | Appl-CW-Front-GasDHW-GasDry-Tier3DEER2017 | Appl-CW-Front-GasDHW-GasDry-Tier3AnyDMoMH06CZ03DEER2017 | 3715
Appl-CW-Front-GasDHW-GasDry-Tier3 | DEER2017 | D17 v3 |  | Any | DMo | MH06 | CZ04 | rDXGF | Household | 1 | 1242 | None | -15.9 | -0.001 | 8.56 | -17 | -0.001 | 8.11 | -15.9 | -0.001 | 8.56 | -17 | -0.001 | 8.11 | DEER:Res:ClothesDishWasher | Annual | 1719 |  | Appl-CW-Front-GasDHW-GasDry-Tier3DEER2017 | Appl-CW-Front-GasDHW-GasDry-Tier3AnyDMoMH06CZ04DEER2017 | 3716
Appl-CW-Front-GasDHW-GasDry-Tier3 | DEER2017 | D17 v3 |  | Any | DMo | MH06 | CZ05 | rDXGF | Household | 1 | 1242 | None | -17.3 | -0.001 | 8.48 | -18.2 | -0.001 | 8.07 | -17.3 | -0.001 | 8.48 | -18.2 | -0.001 | 8.07 | DEER:Res:ClothesDishWasher | Annual | 1719 |  | Appl-CW-Front-GasDHW-GasDry-Tier3DEER2017 | Appl-CW-Front-GasDHW-GasDry-Tier3AnyDMoMH06CZ05DEER2017 | 3717
Appl-CW-Front-GasDHW-GasDry-Tier3 | DEER2017 | D17 v3 |  | Any | DMo | MH06 | CZ06 | rDXGF | Household | 1 | 1242 | None | -15.5 | -0.001 | 8.81 | -16.7 | -0.002 | 8.31 | -15.5 | -0.001 | 8.81 | -16.7 | -0.002 | 8.31 | DEER:Res:ClothesDishWasher | Annual | 1719 |  | Appl-CW-Front-GasDHW-GasDry-Tier3DEER2017 | Appl-CW-Front-GasDHW-GasDry-Tier3AnyDMoMH06CZ06DEER2017 | 3718
Appl-CW-Front-GasDHW-GasDry-Tier3 | DEER2017 | D17 v3 |  | Any | DMo | MH06 | CZ07 | rDXGF | Household | 1 | 1242 | None | -14.8 | -0.001 | 8.74 | -16.1 | -0.001 | 8.26 | -14.8 | -0.001 | 8.74 | -16.1 | -0.001 | 8.26 | DEER:Res:ClothesDishWasher | Annual | 1719 |  | Appl-CW-Front-GasDHW-GasDry-Tier3DEER2017 | Appl-CW-Front-GasDHW-GasDry-Tier3AnyDMoMH06CZ07DEER2017 | 3719
Appl-CW-Front-GasDHW-GasDry-Tier3 | DEER2017 | D17 v3 |  | Any | DMo | MH06 | CZ08 | rDXGF | Household | 1 | 1242 | None | -14.2 | -0.001 | 8.66 | -15.7 | -0.002 | 8.19 | -14.2 | -0.001 | 8.66 | -15.7 | -0.002 | 8.19 | DEER:Res:ClothesDishWasher | Annual | 1719 |  | Appl-CW-Front-GasDHW-GasDry-Tier3DEER2017 | Appl-CW-Front-GasDHW-GasDry-Tier3AnyDMoMH06CZ08DEER2017 | 3720
Appl-CW-Front-GasDHW-GasDry-Tier3 | DEER2017 | D17 v3 |  | Any | DMo | MH06 | CZ09 | rDXGF | Household | 1 | 1242 | None | -15.5 | -0.001 | 8.61 | -16.8 | -0.001 | 8.15 | -15.5 | -0.001 | 8.61 | -16.8 | -0.001 | 8.15 | DEER:Res:ClothesDishWasher | Annual | 1719 |  | Appl-CW-Front-GasDHW-GasDry-Tier3DEER2017 | Appl-CW-Front-GasDHW-GasDry-Tier3AnyDMoMH06CZ09DEER2017 | 3721
Appl-CW-Front-GasDHW-GasDry-Tier3 | DEER2017 | D17 v3 |  | Any | DMo | MH06 | CZ10 | rDXGF | Household | 1 | 1242 | None | -14.6 | -0.001 | 8.55 | -16 | -0.002 | 8.1 | -14.6 | -0.001 | 8.55 | -16 | -0.002 | 8.1 | DEER:Res:ClothesDishWasher | Annual | 1719 |  | Appl-CW-Front-GasDHW-GasDry-Tier3DEER2017 | Appl-CW-Front-GasDHW-GasDry-Tier3AnyDMoMH06CZ10DEER2017 | 3722
Appl-CW-Front-GasDHW-GasDry-Tier3 | DEER2017 | D17 v3 |  | Any | DMo | MH06 | CZ11 | rDXGF | Household | 1 | 1242 | None | -15.3 | 0 | 8.57 | -16.6 | -0.001 | 8.12 | -15.3 | 0 | 8.57 | -16.6 | -0.001 | 8.12 | DEER:Res:ClothesDishWasher | Annual | 1719 |  | Appl-CW-Front-GasDHW-GasDry-Tier3DEER2017 | Appl-CW-Front-GasDHW-GasDry-Tier3AnyDMoMH06CZ11DEER2017 | 3723
Appl-CW-Front-GasDHW-GasDry-Tier3 | DEER2017 | D17 v3 |  | Any | DMo | MH06 | CZ12 | rDXGF | Household | 1 | 1242 | None | -15.6 | -0.001 | 8.5 | -16.7 | -0.001 | 8.07 | -15.6 | -0.001 | 8.5 | -16.7 | -0.001 | 8.07 | DEER:Res:ClothesDishWasher | Annual | 1719 |  | Appl-CW-Front-GasDHW-GasDry-Tier3DEER2017 | Appl-CW-Front-GasDHW-GasDry-Tier3AnyDMoMH06CZ12DEER2017 | 3724
Appl-CW-Front-GasDHW-GasDry-Tier3 | DEER2017 | D17 v3 |  | Any | DMo | MH06 | CZ13 | rDXGF | Household | 1 | 1242 | None | -14.3 | -0.001 | 8.52 | -15.7 | -0.002 | 8.07 | -14.3 | -0.001 | 8.52 | -15.7 | -0.002 | 8.07 | DEER:Res:ClothesDishWasher | Annual | 1719 |  | Appl-CW-Front-GasDHW-GasDry-Tier3DEER2017 | Appl-CW-Front-GasDHW-GasDry-Tier3AnyDMoMH06CZ13DEER2017 | 3725
Appl-CW-Front-GasDHW-GasDry-Tier3 | DEER2017 | D17 v3 |  | Any | DMo | MH06 | CZ14 | rDXGF | Household | 1 | 1242 | None | -14.8 | -0.002 | 8.51 | -16.2 | -0.002 | 8.07 | -14.8 | -0.002 | 8.51 | -16.2 | -0.002 | 8.07 | DEER:Res:ClothesDishWasher | Annual | 1719 |  | Appl-CW-Front-GasDHW-GasDry-Tier3DEER2017 | Appl-CW-Front-GasDHW-GasDry-Tier3AnyDMoMH06CZ14DEER2017 | 3726
Appl-CW-Front-GasDHW-GasDry-Tier3 | DEER2017 | D17 v3 |  | Any | DMo | MH06 | CZ15 | rDXGF | Household | 1 | 1242 | None | -13.5 | -0.001 | 8.62 | -15.3 | -0.001 | 8.12 | -13.5 | -0.001 | 8.62 | -15.3 | -0.001 | 8.12 | DEER:Res:ClothesDishWasher | Annual | 1719 |  | Appl-CW-Front-GasDHW-GasDry-Tier3DEER2017 | Appl-CW-Front-GasDHW-GasDry-Tier3AnyDMoMH06CZ15DEER2017 | 3727
Appl-CW-Front-GasDHW-GasDry-Tier3 | DEER2017 | D17 v3 |  | Any | DMo | MH06 | CZ16 | rDXGF | Household | 1 | 1242 | None | -16.5 | -0.001 | 8.62 | -17.5 | -0.001 | 8.18 | -16.5 | -0.001 | 8.62 | -17.5 | -0.001 | 8.18 | DEER:Res:ClothesDishWasher | Annual | 1719 |  | Appl-CW-Front-GasDHW-GasDry-Tier3DEER2017 | Appl-CW-Front-GasDHW-GasDry-Tier3AnyDMoMH06CZ16DEER2017 | 3728
Appl-CW-Front-GasDHW-GasDry-Tier3 | DEER2017 | D17 v3 |  | Any | DMo | MH15 | CZ01 | rDXGF | Household | 1 | 1242 | None | -18.2 | -0.003 | 8.47 | -18.9 | -0.003 | 8.07 | -18.2 | -0.003 | 8.47 | -18.9 | -0.003 | 8.07 | DEER:Res:ClothesDishWasher | Annual | 1719 |  | Appl-CW-Front-GasDHW-GasDry-Tier3DEER2017 | Appl-CW-Front-GasDHW-GasDry-Tier3AnyDMoMH15CZ01DEER2017 | 3729
Appl-CW-Front-GasDHW-GasDry-Tier3 | DEER2017 | D17 v3 |  | Any | DMo | MH15 | CZ02 | rDXGF | Household | 1 | 1242 | None | -16.3 | -0.001 | 8.51 | -17.4 | -0.001 | 8.09 | -16.3 | -0.001 | 8.51 | -17.4 | -0.001 | 8.09 | DEER:Res:ClothesDishWasher | Annual | 1719 |  | Appl-CW-Front-GasDHW-GasDry-Tier3DEER2017 | Appl-CW-Front-GasDHW-GasDry-Tier3AnyDMoMH15CZ02DEER2017 | 3730
Appl-CW-Front-GasDHW-GasDry-Tier3 | DEER2017 | D17 v3 |  | Any | DMo | MH15 | CZ03 | rDXGF | Household | 1 | 1242 | None | -17.4 | 0 | 8.49 | -18.3 | 0 | 8.08 | -17.4 | 0 | 8.49 | -18.3 | 0 | 8.08 | DEER:Res:ClothesDishWasher | Annual | 1719 |  | Appl-CW-Front-GasDHW-GasDry-Tier3DEER2017 | Appl-CW-Front-GasDHW-GasDry-Tier3AnyDMoMH15CZ03DEER2017 | 3731
Appl-CW-Front-GasDHW-GasDry-Tier3 | DEER2017 | D17 v3 |  | Any | DMo | MH15 | CZ04 | rDXGF | Household | 1 | 1242 | None | -16.1 | -0.001 | 8.54 | -17.3 | -0.001 | 8.11 | -16.1 | -0.001 | 8.54 | -17.3 | -0.001 | 8.11 | DEER:Res:ClothesDishWasher | Annual | 1719 |  | Appl-CW-Front-GasDHW-GasDry-Tier3DEER2017 | Appl-CW-Front-GasDHW-GasDry-Tier3AnyDMoMH15CZ04DEER2017 | 3732
Appl-CW-Front-GasDHW-GasDry-Tier3 | DEER2017 | D17 v3 |  | Any | DMo | MH15 | CZ05 | rDXGF | Household | 1 | 1242 | None | -17.2 | 0 | 8.47 | -18.3 | -0.001 | 8.03 | -17.2 | 0 | 8.47 | -18.3 | -0.001 | 8.03 | DEER:Res:ClothesDishWasher | Annual | 1719 |  | Appl-CW-Front-GasDHW-GasDry-Tier3DEER2017 | Appl-CW-Front-GasDHW-GasDry-Tier3AnyDMoMH15CZ05DEER2017 | 3733
Appl-CW-Front-GasDHW-GasDry-Tier3 | DEER2017 | D17 v3 |  | Any | DMo | MH15 | CZ06 | rDXGF | Household | 1 | 1242 | None | -15.6 | -0.001 | 8.56 | -16.7 | -0.001 | 8.11 | -15.6 | -0.001 | 8.56 | -16.7 | -0.001 | 8.11 | DEER:Res:ClothesDishWasher | Annual | 1719 |  | Appl-CW-Front-GasDHW-GasDry-Tier3DEER2017 | Appl-CW-Front-GasDHW-GasDry-Tier3AnyDMoMH15CZ06DEER2017 | 3734
Appl-CW-Front-GasDHW-GasDry-Tier3 | DEER2017 | D17 v3 |  | Any | DMo | MH15 | CZ07 | rDXGF | Household | 1 | 1242 | None | -15.1 | -0.001 | 8.73 | -16.3 | -0.001 | 8.24 | -15.1 | -0.001 | 8.73 | -16.3 | -0.001 | 8.24 | DEER:Res:ClothesDishWasher | Annual | 1719 |  | Appl-CW-Front-GasDHW-GasDry-Tier3DEER2017 | Appl-CW-Front-GasDHW-GasDry-Tier3AnyDMoMH15CZ07DEER2017 | 3735
Appl-CW-Front-GasDHW-GasDry-Tier3 | DEER2017 | D17 v3 |  | Any | DMo | MH15 | CZ08 | rDXGF | Household | 1 | 1242 | None | -14.6 | -0.001 | 8.65 | -16 | -0.001 | 8.18 | -14.6 | -0.001 | 8.65 | -16 | -0.001 | 8.18 | DEER:Res:ClothesDishWasher | Annual | 1719 |  | Appl-CW-Front-GasDHW-GasDry-Tier3DEER2017 | Appl-CW-Front-GasDHW-GasDry-Tier3AnyDMoMH15CZ08DEER2017 | 3736
Appl-CW-Front-GasDHW-GasDry-Tier3 | DEER2017 | D17 v3 |  | Any | DMo | MH15 | CZ09 | rDXGF | Household | 1 | 1242 | None | -16.1 | -0.001 | 8.6 | -17.3 | -0.002 | 8.15 | -16.1 | -0.001 | 8.6 | -17.3 | -0.002 | 8.15 | DEER:Res:ClothesDishWasher | Annual | 1719 |  | Appl-CW-Front-GasDHW-GasDry-Tier3DEER2017 | Appl-CW-Front-GasDHW-GasDry-Tier3AnyDMoMH15CZ09DEER2017 | 3737
Appl-CW-Front-GasDHW-GasDry-Tier3 | DEER2017 | D17 v3 |  | Any | DMo | MH15 | CZ10 | rDXGF | Household | 1 | 1242 | None | -15 | -0.001 | 8.57 | -16.2 | -0.001 | 8.11 | -15 | -0.001 | 8.57 | -16.2 | -0.001 | 8.11 | DEER:Res:ClothesDishWasher | Annual | 1719 |  | Appl-CW-Front-GasDHW-GasDry-Tier3DEER2017 | Appl-CW-Front-GasDHW-GasDry-Tier3AnyDMoMH15CZ10DEER2017 | 3738
Appl-CW-Front-GasDHW-GasDry-Tier3 | DEER2017 | D17 v3 |  | Any | DMo | MH15 | CZ11 | rDXGF | Household | 1 | 1242 | None | -15.3 | -0.001 | 8.53 | -16.6 | -0.001 | 8.08 | -15.3 | -0.001 | 8.53 | -16.6 | -0.001 | 8.08 | DEER:Res:ClothesDishWasher | Annual | 1719 |  | Appl-CW-Front-GasDHW-GasDry-Tier3DEER2017 | Appl-CW-Front-GasDHW-GasDry-Tier3AnyDMoMH15CZ11DEER2017 | 3739
Appl-CW-Front-GasDHW-GasDry-Tier3 | DEER2017 | D17 v3 |  | Any | DMo | MH15 | CZ12 | rDXGF | Household | 1 | 1242 | None | -15.7 | -0.001 | 8.53 | -16.9 | -0.001 | 8.1 | -15.7 | -0.001 | 8.53 | -16.9 | -0.001 | 8.1 | DEER:Res:ClothesDishWasher | Annual | 1719 |  | Appl-CW-Front-GasDHW-GasDry-Tier3DEER2017 | Appl-CW-Front-GasDHW-GasDry-Tier3AnyDMoMH15CZ12DEER2017 | 3740
Appl-CW-Front-GasDHW-GasDry-Tier3 | DEER2017 | D17 v3 |  | Any | DMo | MH15 | CZ13 | rDXGF | Household | 1 | 1242 | None | -15 | -0.001 | 8.54 | -16.4 | -0.002 | 8.09 | -15 | -0.001 | 8.54 | -16.4 | -0.002 | 8.09 | DEER:Res:ClothesDishWasher | Annual | 1719 |  | Appl-CW-Front-GasDHW-GasDry-Tier3DEER2017 | Appl-CW-Front-GasDHW-GasDry-Tier3AnyDMoMH15CZ13DEER2017 | 3741
Appl-CW-Front-GasDHW-GasDry-Tier3 | DEER2017 | D17 v3 |  | Any | DMo | MH15 | CZ14 | rDXGF | Household | 1 | 1242 | None | -14.9 | -0.001 | 8.5 | -16.3 | -0.001 | 8.06 | -14.9 | -0.001 | 8.5 | -16.3 | -0.001 | 8.06 | DEER:Res:ClothesDishWasher | Annual | 1719 |  | Appl-CW-Front-GasDHW-GasDry-Tier3DEER2017 | Appl-CW-Front-GasDHW-GasDry-Tier3AnyDMoMH15CZ14DEER2017 | 3742
Appl-CW-Front-GasDHW-GasDry-Tier3 | DEER2017 | D17 v3 |  | Any | DMo | MH15 | CZ15 | rDXGF | Household | 1 | 1242 | None | -13.9 | -0.001 | 8.61 | -15.6 | -0.001 | 8.12 | -13.9 | -0.001 | 8.61 | -15.6 | -0.001 | 8.12 | DEER:Res:ClothesDishWasher | Annual | 1719 |  | Appl-CW-Front-GasDHW-GasDry-Tier3DEER2017 | Appl-CW-Front-GasDHW-GasDry-Tier3AnyDMoMH15CZ15DEER2017 | 3743
Appl-CW-Front-GasDHW-GasDry-Tier3 | DEER2017 | D17 v3 |  | Any | DMo | MH15 | CZ16 | rDXGF | Household | 1 | 1242 | None | -16.7 | -0.001 | 8.62 | -17.6 | -0.002 | 8.19 | -16.7 | -0.001 | 8.62 | -17.6 | -0.002 | 8.19 | DEER:Res:ClothesDishWasher | Annual | 1719 |  | Appl-CW-Front-GasDHW-GasDry-Tier3DEER2017 | Appl-CW-Front-GasDHW-GasDry-Tier3AnyDMoMH15CZ16DEER2017 | 3744
Appl-CW-Front-GasDHW-GasDry-Tier3 | DEER2017 | D17 v3 |  | Any | DMo | MH72 | CZ01 | rDXGF | Household | 1 | 1196 | None | -18.2 | -0.003 | 8.58 | -18.9 | -0.003 | 8.16 | -18.2 | -0.003 | 8.58 | -18.9 | -0.003 | 8.16 | DEER:Res:ClothesDishWasher | Annual | 1719 |  | Appl-CW-Front-GasDHW-GasDry-Tier3DEER2017 | Appl-CW-Front-GasDHW-GasDry-Tier3AnyDMoMH72CZ01DEER2017 | 3745
Appl-CW-Front-GasDHW-GasDry-Tier3 | DEER2017 | D17 v3 |  | Any | DMo | MH72 | CZ02 | rDXGF | Household | 1 | 1196 | None | -16 | 0 | 8.55 | -17.1 | 0 | 8.13 | -16 | 0 | 8.55 | -17.1 | 0 | 8.13 | DEER:Res:ClothesDishWasher | Annual | 1719 |  | Appl-CW-Front-GasDHW-GasDry-Tier3DEER2017 | Appl-CW-Front-GasDHW-GasDry-Tier3AnyDMoMH72CZ02DEER2017 | 3746
Appl-CW-Front-GasDHW-GasDry-Tier3 | DEER2017 | D17 v3 |  | Any | DMo | MH72 | CZ03 | rDXGF | Household | 1 | 1196 | None | -16.3 | 0 | 8.55 | -17.5 | -0.001 | 8.12 | -16.3 | 0 | 8.55 | -17.5 | -0.001 | 8.12 | DEER:Res:ClothesDishWasher | Annual | 1719 |  | Appl-CW-Front-GasDHW-GasDry-Tier3DEER2017 | Appl-CW-Front-GasDHW-GasDry-Tier3AnyDMoMH72CZ03DEER2017 | 3747
Appl-CW-Front-GasDHW-GasDry-Tier3 | DEER2017 | D17 v3 |  | Any | DMo | MH72 | CZ04 | rDXGF | Household | 1 | 1196 | None | -15.7 | -0.001 | 8.59 | -16.8 | -0.001 | 8.14 | -15.7 | -0.001 | 8.59 | -16.8 | -0.001 | 8.14 | DEER:Res:ClothesDishWasher | Annual | 1719 |  | Appl-CW-Front-GasDHW-GasDry-Tier3DEER2017 | Appl-CW-Front-GasDHW-GasDry-Tier3AnyDMoMH72CZ04DEER2017 | 3748
Appl-CW-Front-GasDHW-GasDry-Tier3 | DEER2017 | D17 v3 |  | Any | DMo | MH72 | CZ05 | rDXGF | Household | 1 | 1196 | None | -17.2 | -0.001 | 8.49 | -18.1 | -0.001 | 8.07 | -17.2 | -0.001 | 8.49 | -18.1 | -0.001 | 8.07 | DEER:Res:ClothesDishWasher | Annual | 1719 |  | Appl-CW-Front-GasDHW-GasDry-Tier3DEER2017 | Appl-CW-Front-GasDHW-GasDry-Tier3AnyDMoMH72CZ05DEER2017 | 3749
Appl-CW-Front-GasDHW-GasDry-Tier3 | DEER2017 | D17 v3 |  | Any | DMo | MH72 | CZ06 | rDXGF | Household | 1 | 1196 | None | -15.3 | -0.001 | 8.65 | -16.5 | -0.002 | 8.19 | -15.3 | -0.001 | 8.65 | -16.5 | -0.002 | 8.19 | DEER:Res:ClothesDishWasher | Annual | 1719 |  | Appl-CW-Front-GasDHW-GasDry-Tier3DEER2017 | Appl-CW-Front-GasDHW-GasDry-Tier3AnyDMoMH72CZ06DEER2017 | 3750
Appl-CW-Front-GasDHW-GasDry-Tier3 | DEER2017 | D17 v3 |  | Any | DMo | MH72 | CZ07 | rDXGF | Household | 1 | 1196 | None | -15 | -0.001 | 8.64 | -16.2 | -0.001 | 8.19 | -15 | -0.001 | 8.64 | -16.2 | -0.001 | 8.19 | DEER:Res:ClothesDishWasher | Annual | 1719 |  | Appl-CW-Front-GasDHW-GasDry-Tier3DEER2017 | Appl-CW-Front-GasDHW-GasDry-Tier3AnyDMoMH72CZ07DEER2017 | 3751
Appl-CW-Front-GasDHW-GasDry-Tier3 | DEER2017 | D17 v3 |  | Any | DMo | MH72 | CZ08 | rDXGF | Household | 1 | 1196 | None | -14.3 | -0.001 | 8.65 | -15.8 | -0.001 | 8.18 | -14.3 | -0.001 | 8.65 | -15.8 | -0.001 | 8.18 | DEER:Res:ClothesDishWasher | Annual | 1719 |  | Appl-CW-Front-GasDHW-GasDry-Tier3DEER2017 | Appl-CW-Front-GasDHW-GasDry-Tier3AnyDMoMH72CZ08DEER2017 | 3752
Appl-CW-Front-GasDHW-GasDry-Tier3 | DEER2017 | D17 v3 |  | Any | DMo | MH72 | CZ09 | rDXGF | Household | 1 | 1196 | None | -14.2 | 0 | 8.65 | -15.8 | -0.001 | 8.19 | -14.2 | 0 | 8.65 | -15.8 | -0.001 | -0.428 | DEER:Res:ClothesDishWasher | Annual | 2 |  | Appl-CW-Front-GasDHW-GasDry-Tier3DEER2017 | Appl-CW-Front-GasDHW-GasDry-Tier3AnyDMoMH72CZ09DEER2017 | 3753
Appl-CW-Front-GasDHW-GasDry-Tier3 | DEER2017 | D17 v3 |  | Any | DMo | MH72 | CZ10 | rDXGF | Household | 1 | 1196 | None | -15.3 | 0 | 8.62 | -16 | 0 | 8.15 | -15.3 | 0 | 8.62 | -16 | 0 | -0.391 | DEER:Res:ClothesDishWasher | Annual | 2 |  | Appl-CW-Front-GasDHW-GasDry-Tier3DEER2017 | Appl-CW-Front-GasDHW-GasDry-Tier3AnyDMoMH72CZ10DEER2017 | 3754
Appl-CW-Front-GasDHW-GasDry-Tier3 | DEER2017 | D17 v3 |  | Any | DMo | MH72 | CZ11 | rDXGF | Household | 1 | 1196 | None | -15 | 0 | 8.59 | -16.3 | -0.001 | 8.13 | -15 | 0 | 8.59 | -16.3 | -0.001 | -0.378 | DEER:Res:ClothesDishWasher | Annual | 2 |  | Appl-CW-Front-GasDHW-GasDry-Tier3DEER2017 | Appl-CW-Front-GasDHW-GasDry-Tier3AnyDMoMH72CZ11DEER2017 | 3755
Appl-CW-Front-GasDHW-GasDry-Tier3 | DEER2017 | D17 v3 |  | Any | DMo | MH72 | CZ12 | rDXGF | Household | 1 | 1196 | None | -14.7 | 0.001 | 8.55 | -16 | 0 | 8.1 | -14.7 | 0.001 | 8.55 | -16 | 0 | -0.301 | DEER:Res:ClothesDishWasher | Annual | 2 |  | Appl-CW-Front-GasDHW-GasDry-Tier3DEER2017 | Appl-CW-Front-GasDHW-GasDry-Tier3AnyDMoMH72CZ12DEER2017 | 3756
Appl-CW-Front-GasDHW-GasDry-Tier3 | DEER2017 | D17 v3 |  | Any | DMo | MH72 | CZ13 | rDXGF | Household | 1 | 1196 | None | -14.6 | -0.001 | 8.54 | -16 | -0.001 | 8.09 | -14.6 | -0.001 | 8.54 | -16 | -0.001 | -0.472 | DEER:Res:ClothesDishWasher | Annual | 2 |  | Appl-CW-Front-GasDHW-GasDry-Tier3DEER2017 | Appl-CW-Front-GasDHW-GasDry-Tier3AnyDMoMH72CZ13DEER2017 | 3757
Appl-CW-Front-GasDHW-GasDry-Tier3 | DEER2017 | D17 v3 |  | Any | DMo | MH72 | CZ14 | rDXGF | Household | 1 | 1196 | None | -14.5 | 0 | 8.58 | -16.1 | -0.001 | 8.13 | -14.5 | 0 | 8.58 | -16.1 | -0.001 | -0.311 | DEER:Res:ClothesDishWasher | Annual | 2 |  | Appl-CW-Front-GasDHW-GasDry-Tier3DEER2017 | Appl-CW-Front-GasDHW-GasDry-Tier3AnyDMoMH72CZ14DEER2017 | 3758
Appl-CW-Front-GasDHW-GasDry-Tier3 | DEER2017 | D17 v3 |  | Any | DMo | MH72 | CZ15 | rDXGF | Household | 1 | 1196 | None | -13.9 | -0.001 | 8.62 | -15.5 | -0.002 | 8.12 | -13.9 | -0.001 | 8.62 | -15.5 | -0.002 | -0.334 | DEER:Res:ClothesDishWasher | Annual | 2 |  | Appl-CW-Front-GasDHW-GasDry-Tier3DEER2017 | Appl-CW-Front-GasDHW-GasDry-Tier3AnyDMoMH72CZ15DEER2017 | 3759
Appl-CW-Front-GasDHW-GasDry-Tier3 | DEER2017 | D17 v3 |  | Any | DMo | MH72 | CZ16 | rDXGF | Household | 1 | 1196 | None | -15.9 | 0 | 8.58 | -17.1 | -0.001 | 8.16 | -15.9 | 0 | 8.58 | -17.1 | -0.001 | -0.306 | DEER:Res:ClothesDishWasher | Annual | 2 |  | Appl-CW-Front-GasDHW-GasDry-Tier3DEER2017 | Appl-CW-Front-GasDHW-GasDry-Tier3AnyDMoMH72CZ16DEER2017 | 3760
Appl-CW-Front-GasDHW-GasDry-Tier3 | DEER2017 | D17 v3 |  | Any | DMo | MH85 | CZ01 | rDXGF | Household | 1 | 1242 | None | -18.3 | -0.003 | 8.43 | -18.9 | -0.003 | 8.04 | -18.3 | -0.003 | 8.43 | -18.9 | -0.003 | -0.459 | DEER:Res:ClothesDishWasher | Annual | 2 |  | Appl-CW-Front-GasDHW-GasDry-Tier3DEER2017 | Appl-CW-Front-GasDHW-GasDry-Tier3AnyDMoMH85CZ01DEER2017 | 3761
Appl-CW-Front-GasDHW-GasDry-Tier3 | DEER2017 | D17 v3 |  | Any | DMo | MH85 | CZ02 | rDXGF | Household | 1 | 1242 | None | -16.4 | 0.001 | 8.45 | -17.4 | 0 | 8.03 | -16.4 | 0.001 | 8.45 | -17.4 | 0 | -0.347 | DEER:Res:ClothesDishWasher | Annual | 2 |  | Appl-CW-Front-GasDHW-GasDry-Tier3DEER2017 | Appl-CW-Front-GasDHW-GasDry-Tier3AnyDMoMH85CZ02DEER2017 | 3762
Appl-CW-Front-GasDHW-GasDry-Tier3 | DEER2017 | D17 v3 |  | Any | DMo | MH85 | CZ03 | rDXGF | Household | 1 | 1242 | None | -16.7 | -0.001 | 8.45 | -18 | -0.001 | 8.04 | -16.7 | -0.001 | 8.45 | -18 | -0.001 | -0.416 | DEER:Res:ClothesDishWasher | Annual | 2 |  | Appl-CW-Front-GasDHW-GasDry-Tier3DEER2017 | Appl-CW-Front-GasDHW-GasDry-Tier3AnyDMoMH85CZ03DEER2017 | 3763
Appl-CW-Front-GasDHW-GasDry-Tier3 | DEER2017 | D17 v3 |  | Any | DMo | MH85 | CZ04 | rDXGF | Household | 1 | 1242 | None | -15.3 | -0.001 | 8.51 | -16.5 | -0.001 | 8.08 | -15.3 | -0.001 | 8.51 | -16.5 | -0.001 | -0.38 | DEER:Res:ClothesDishWasher | Annual | 2 |  | Appl-CW-Front-GasDHW-GasDry-Tier3DEER2017 | Appl-CW-Front-GasDHW-GasDry-Tier3AnyDMoMH85CZ04DEER2017 | 3764
Appl-CW-Front-GasDHW-GasDry-Tier3 | DEER2017 | D17 v3 |  | Any | DMo | MH85 | CZ05 | rDXGF | Household | 1 | 1242 | None | -17.3 | 0 | 8.43 | -18.1 | 0 | 8.02 | -17.3 | 0 | 8.43 | -18.1 | 0 | -0.284 | DEER:Res:ClothesDishWasher | Annual | 2 |  | Appl-CW-Front-GasDHW-GasDry-Tier3DEER2017 | Appl-CW-Front-GasDHW-GasDry-Tier3AnyDMoMH85CZ05DEER2017 | 3765
Appl-CW-Front-GasDHW-GasDry-Tier3 | DEER2017 | D17 v3 |  | Any | DMo | MH85 | CZ06 | rDXGF | Household | 1 | 1242 | None | -17.4 | -0.003 | 8.57 | -15.8 | -0.002 | 8.12 | -17.4 | -0.003 | 8.57 | -15.8 | -0.002 | -0.209 | DEER:Res:ClothesDishWasher | Annual | 2 |  | Appl-CW-Front-GasDHW-GasDry-Tier3DEER2017 | Appl-CW-Front-GasDHW-GasDry-Tier3AnyDMoMH85CZ06DEER2017 | 3766
Appl-CW-Front-GasDHW-GasDry-Tier3 | DEER2017 | D17 v3 |  | Any | DMo | MH85 | CZ07 | rDXGF | Household | 1 | 1242 | None | -15.2 | 0 | 8.61 | -16.6 | -0.001 | 8.15 | -15.2 | 0 | 8.61 | -16.6 | -0.001 | -0.349 | DEER:Res:ClothesDishWasher | Annual | 2 |  | Appl-CW-Front-GasDHW-GasDry-Tier3DEER2017 | Appl-CW-Front-GasDHW-GasDry-Tier3AnyDMoMH85CZ07DEER2017 | 3767
Appl-CW-Front-GasDHW-GasDry-Tier3 | DEER2017 | D17 v3 |  | Any | DMo | MH85 | CZ08 | rDXGF | Household | 1 | 1242 | None | -14.8 | 0 | 8.59 | -16.2 | -0.001 | 8.13 | -14.8 | 0 | 8.59 | -16.2 | -0.001 | -0.261 | DEER:Res:ClothesDishWasher | Annual | 2 |  | Appl-CW-Front-GasDHW-GasDry-Tier3DEER2017 | Appl-CW-Front-GasDHW-GasDry-Tier3AnyDMoMH85CZ08DEER2017 | 3768
Appl-CW-Front-GasDHW-GasDry-Tier3 | DEER2017 | D17 v3 |  | Any | DMo | MH85 | CZ09 | rDXGF | Household | 1 | 1242 | None | -15.3 | -0.001 | 8.56 | -16.5 | -0.002 | 8.1 | -15.3 | -0.001 | 8.56 | -16.5 | -0.002 | -0.26 | DEER:Res:ClothesDishWasher | Annual | 2 |  | Appl-CW-Front-GasDHW-GasDry-Tier3DEER2017 | Appl-CW-Front-GasDHW-GasDry-Tier3AnyDMoMH85CZ09DEER2017 | 3769
Appl-CW-Front-GasDHW-GasDry-Tier3 | DEER2017 | D17 v3 |  | Any | DMo | MH85 | CZ10 | rDXGF | Household | 1 | 1242 | None | -14.8 | -0.001 | 8.57 | -16.2 | -0.001 | 8.11 | -14.8 | -0.001 | 8.57 | -16.2 | -0.001 | -0.243 | DEER:Res:ClothesDishWasher | Annual | 2 |  | Appl-CW-Front-GasDHW-GasDry-Tier3DEER2017 | Appl-CW-Front-GasDHW-GasDry-Tier3AnyDMoMH85CZ10DEER2017 | 3770
Appl-CW-Front-GasDHW-GasDry-Tier3 | DEER2017 | D17 v3 |  | Any | DMo | MH85 | CZ11 | rDXGF | Household | 1 | 1242 | None | -14.9 | -0.001 | 8.48 | -16.2 | -0.001 | 8.04 | -14.9 | -0.001 | 8.48 | -16.2 | -0.001 | -0.287 | DEER:Res:ClothesDishWasher | Annual | 2 |  | Appl-CW-Front-GasDHW-GasDry-Tier3DEER2017 | Appl-CW-Front-GasDHW-GasDry-Tier3AnyDMoMH85CZ11DEER2017 | 3771
Appl-CW-Front-GasDHW-GasDry-Tier3 | DEER2017 | D17 v3 |  | Any | DMo | MH85 | CZ12 | rDXGF | Household | 1 | 1242 | None | -15.4 | 0.001 | 8.47 | -16.7 | 0 | 8.04 | -15.4 | 0.001 | 8.47 | -16.7 | 0 | -0.269 | DEER:Res:ClothesDishWasher | Annual | 2 |  | Appl-CW-Front-GasDHW-GasDry-Tier3DEER2017 | Appl-CW-Front-GasDHW-GasDry-Tier3AnyDMoMH85CZ12DEER2017 | 3772
Appl-CW-Front-GasDHW-GasDry-Tier3 | DEER2017 | D17 v3 |  | Any | DMo | MH85 | CZ13 | rDXGF | Household | 1 | 1242 | None | -14.4 | 0 | 8.48 | -15.7 | -0.001 | 8.05 | -14.4 | 0 | 8.48 | -15.7 | -0.001 | -0.561 | DEER:Res:ClothesDishWasher | Annual | 2 |  | Appl-CW-Front-GasDHW-GasDry-Tier3DEER2017 | Appl-CW-Front-GasDHW-GasDry-Tier3AnyDMoMH85CZ13DEER2017 | 3773
Appl-CW-Front-GasDHW-GasDry-Tier3 | DEER2017 | D17 v3 |  | Any | DMo | MH85 | CZ14 | rDXGF | Household | 1 | 1242 | None | -14.5 | -0.001 | 8.49 | -16.1 | -0.002 | 8.06 | -14.5 | -0.001 | 8.49 | -16.1 | -0.002 | -0.542 | DEER:Res:ClothesDishWasher | Annual | 2 |  | Appl-CW-Front-GasDHW-GasDry-Tier3DEER2017 | Appl-CW-Front-GasDHW-GasDry-Tier3AnyDMoMH85CZ14DEER2017 | 3774
Appl-CW-Front-GasDHW-GasDry-Tier3 | DEER2017 | D17 v3 |  | Any | DMo | MH85 | CZ15 | rDXGF | Household | 1 | 1242 | None | -13.4 | -0.001 | 8.6 | -15.1 | -0.002 | 8.1 | -13.4 | -0.001 | 8.6 | -15.1 | -0.002 | -0.442 | DEER:Res:ClothesDishWasher | Annual | 2 |  | Appl-CW-Front-GasDHW-GasDry-Tier3DEER2017 | Appl-CW-Front-GasDHW-GasDry-Tier3AnyDMoMH85CZ15DEER2017 | 3775
Appl-CW-Front-GasDHW-GasDry-Tier3 | DEER2017 | D17 v3 |  | Any | DMo | MH85 | CZ16 | rDXGF | Household | 1 | 1242 | None | -16.3 | 0 | 8.47 | -17.4 | -0.001 | 8.08 | -16.3 | 0 | 8.47 | -17.4 | -0.001 | -0.377 | DEER:Res:ClothesDishWasher | Annual | 2 |  | Appl-CW-Front-GasDHW-GasDry-Tier3DEER2017 | Appl-CW-Front-GasDHW-GasDry-Tier3AnyDMoMH85CZ16DEER2017 | 3776
Appl-CW-Front-GasDHW-GasDry-Tier3 | DEER2017 | D17 v3 |  | Any | MFm | 1975 | CZ01 | rDXGF | Household | 1 | 1070.2 | None | -18.6 | -0.002 | 8.64 | -19.3 | -0.002 | 8.22 | -18.6 | -0.002 | 8.64 | -19.3 | -0.002 | -0.611 | DEER:Res:ClothesDishWasher | Annual | 2 |  | Appl-CW-Front-GasDHW-GasDry-Tier3DEER2017 | Appl-CW-Front-GasDHW-GasDry-Tier3AnyMFm1975CZ01DEER2017 | 3777
Appl-CW-Front-GasDHW-GasDry-Tier3 | DEER2017 | D17 v3 |  | Any | MFm | 1975 | CZ02 | rDXGF | Household | 1 | 1070.2 | None | -17.6 | 0 | 8.72 | -18.5 | -0.001 | 8.28 | -17.6 | 0 | 8.72 | -18.5 | -0.001 | -0.431 | DEER:Res:ClothesDishWasher | Annual | 2 |  | Appl-CW-Front-GasDHW-GasDry-Tier3DEER2017 | Appl-CW-Front-GasDHW-GasDry-Tier3AnyMFm1975CZ02DEER2017 | 3778
Appl-CW-Front-GasDHW-GasDry-Tier3 | DEER2017 | D17 v3 |  | Any | MFm | 1975 | CZ03 | rDXGF | Household | 1 | 1070.2 | None | -17.9 | -0.002 | 8.75 | -18.8 | -0.002 | 8.28 | -17.9 | -0.002 | 8.75 | -18.8 | -0.002 | -0.436 | DEER:Res:ClothesDishWasher | Annual | 2 |  | Appl-CW-Front-GasDHW-GasDry-Tier3DEER2017 | Appl-CW-Front-GasDHW-GasDry-Tier3AnyMFm1975CZ03DEER2017 | 3779
Appl-CW-Front-GasDHW-GasDry-Tier3 | DEER2017 | D17 v3 |  | Any | MFm | 1975 | CZ04 | rDXGF | Household | 1 | 1070.2 | None | -17.5 | 0 | 8.74 | -18.3 | -0.001 | 8.28 | -17.5 | 0 | 8.74 | -18.3 | -0.001 | -0.45 | DEER:Res:ClothesDishWasher | Annual | 2 |  | Appl-CW-Front-GasDHW-GasDry-Tier3DEER2017 | Appl-CW-Front-GasDHW-GasDry-Tier3AnyMFm1975CZ04DEER2017 | 3780
Appl-CW-Front-GasDHW-GasDry-Tier3 | DEER2017 | D17 v3 |  | Any | MFm | 1975 | CZ05 | rDXGF | Household | 1 | 1070.2 | None | -18.4 | -0.002 | 8.64 | -19.2 | -0.003 | 8.22 | -18.4 | -0.002 | 8.64 | -19.2 | -0.003 | -0.528 | DEER:Res:ClothesDishWasher | Annual | 2 |  | Appl-CW-Front-GasDHW-GasDry-Tier3DEER2017 | Appl-CW-Front-GasDHW-GasDry-Tier3AnyMFm1975CZ05DEER2017 | 3781
Appl-CW-Front-GasDHW-GasDry-Tier3 | DEER2017 | D17 v3 |  | Any | MFm | 1975 | CZ06 | rDXGF | Household | 1 | 1047.7 | None | -16.8 | -0.001 | 8.76 | -17.8 | -0.001 | 8.29 | -16.8 | -0.001 | 8.76 | -17.8 | -0.001 | -0.445 | DEER:Res:ClothesDishWasher | Annual | 2 |  | Appl-CW-Front-GasDHW-GasDry-Tier3DEER2017 | Appl-CW-Front-GasDHW-GasDry-Tier3AnyMFm1975CZ06DEER2017 | 3782
Appl-CW-Front-GasDHW-GasDry-Tier3 | DEER2017 | D17 v3 |  | Any | MFm | 1975 | CZ07 | rDXGF | Household | 1 | 1047.7 | None | -14.4 | 0.001 | 9.03 | -16 | 0 | 8.45 | -14.4 | 0.001 | 9.03 | -16 | 0 | -0.617 | DEER:Res:ClothesDishWasher | Annual | 2 |  | Appl-CW-Front-GasDHW-GasDry-Tier3DEER2017 | Appl-CW-Front-GasDHW-GasDry-Tier3AnyMFm1975CZ07DEER2017 | 3783
Appl-CW-Front-GasDHW-GasDry-Tier3 | DEER2017 | D17 v3 |  | Any | MFm | 1975 | CZ08 | rDXGF | Household | 1 | 1047.7 | None | -16.6 | -0.001 | 8.79 | -17.7 | -0.001 | 8.3 | -16.6 | -0.001 | 8.79 | -17.7 | -0.001 | -0.606 | DEER:Res:ClothesDishWasher | Annual | 2 |  | Appl-CW-Front-GasDHW-GasDry-Tier3DEER2017 | Appl-CW-Front-GasDHW-GasDry-Tier3AnyMFm1975CZ08DEER2017 | 3784
Appl-CW-Front-GasDHW-GasDry-Tier3 | DEER2017 | D17 v3 |  | Any | MFm | 1975 | CZ09 | rDXGF | Household | 1 | 1216.8 | None | -16.1 | -0.001 | 8.75 | -17.3 | -0.001 | 8.27 | -16.1 | -0.001 | 8.75 | -17.3 | -0.001 | -0.572 | DEER:Res:ClothesDishWasher | Annual | 2 |  | Appl-CW-Front-GasDHW-GasDry-Tier3DEER2017 | Appl-CW-Front-GasDHW-GasDry-Tier3AnyMFm1975CZ09DEER2017 | 3785
Appl-CW-Front-GasDHW-GasDry-Tier3 | DEER2017 | D17 v3 |  | Any | MFm | 1975 | CZ10 | rDXGF | Household | 1 | 1216.8 | None | -16.6 | 0 | 8.72 | -17.6 | -0.001 | 8.25 | -16.6 | 0 | 8.72 | -17.6 | -0.001 | -0.478 | DEER:Res:ClothesDishWasher | Annual | 2 |  | Appl-CW-Front-GasDHW-GasDry-Tier3DEER2017 | Appl-CW-Front-GasDHW-GasDry-Tier3AnyMFm1975CZ10DEER2017 | 3786
Appl-CW-Front-GasDHW-GasDry-Tier3 | DEER2017 | D17 v3 |  | Any | MFm | 1975 | CZ11 | rDXGF | Household | 1 | 1098.9 | None | -16.6 | -0.001 | 8.69 | -17.7 | -0.001 | 8.23 | -16.6 | -0.001 | 8.69 | -17.7 | -0.001 | -0.708 | DEER:Res:ClothesDishWasher | Annual | 2 |  | Appl-CW-Front-GasDHW-GasDry-Tier3DEER2017 | Appl-CW-Front-GasDHW-GasDry-Tier3AnyMFm1975CZ11DEER2017 | 3787
Appl-CW-Front-GasDHW-GasDry-Tier3 | DEER2017 | D17 v3 |  | Any | MFm | 1975 | CZ12 | rDXGF | Household | 1 | 1098.9 | None | -17 | -0.001 | 8.69 | -18 | -0.001 | 8.24 | -17 | -0.001 | 8.69 | -18 | -0.001 | -0.493 | DEER:Res:ClothesDishWasher | Annual | 2 |  | Appl-CW-Front-GasDHW-GasDry-Tier3DEER2017 | Appl-CW-Front-GasDHW-GasDry-Tier3AnyMFm1975CZ12DEER2017 | 3788
Appl-CW-Front-GasDHW-GasDry-Tier3 | DEER2017 | D17 v3 |  | Any | MFm | 1975 | CZ13 | rDXGF | Household | 1 | 1098.9 | None | -16.1 | -0.001 | 8.69 | -17.3 | -0.001 | 8.23 | -16.1 | -0.001 | 8.69 | -17.3 | -0.001 | -0.5 | DEER:Res:ClothesDishWasher | Annual | 2 |  | Appl-CW-Front-GasDHW-GasDry-Tier3DEER2017 | Appl-CW-Front-GasDHW-GasDry-Tier3AnyMFm1975CZ13DEER2017 | 3789
Appl-CW-Front-GasDHW-GasDry-Tier3 | DEER2017 | D17 v3 |  | Any | MFm | 1975 | CZ14 | rDXGF | Household | 1 | 1409.4 | None | -14.6 | 0 | 8.77 | -15.8 | 0 | 8.3 | -14.6 | 0 | 8.77 | -15.8 | 0 | -0.531 | DEER:Res:ClothesDishWasher | Annual | 2 |  | Appl-CW-Front-GasDHW-GasDry-Tier3DEER2017 | Appl-CW-Front-GasDHW-GasDry-Tier3AnyMFm1975CZ14DEER2017 | 3790
Appl-CW-Front-GasDHW-GasDry-Tier3 | DEER2017 | D17 v3 |  | Any | MFm | 1975 | CZ15 | rDXGF | Household | 1 | 1409.4 | None | -14.6 | -0.001 | 8.72 | -16 | -0.001 | 8.22 | -14.6 | -0.001 | 8.72 | -16 | -0.001 | -0.544 | DEER:Res:ClothesDishWasher | Annual | 2 |  | Appl-CW-Front-GasDHW-GasDry-Tier3DEER2017 | Appl-CW-Front-GasDHW-GasDry-Tier3AnyMFm1975CZ15DEER2017 | 3791
Appl-CW-Front-GasDHW-GasDry-Tier3 | DEER2017 | D17 v3 |  | Any | MFm | 1975 | CZ16 | rDXGF | Household | 1 | 1070.2 | None | -17.1 | -0.001 | 8.78 | -18.1 | -0.001 | 8.33 | -17.1 | -0.001 | 8.78 | -18.1 | -0.001 | -0.535 | DEER:Res:ClothesDishWasher | Annual | 2 |  | Appl-CW-Front-GasDHW-GasDry-Tier3DEER2017 | Appl-CW-Front-GasDHW-GasDry-Tier3AnyMFm1975CZ16DEER2017 | 3792
Appl-CW-Front-GasDHW-GasDry-Tier3 | DEER2017 | D17 v3 |  | Any | MFm | 1985 | CZ01 | rDXGF | Household | 1 | 1152 | None | -18.6 | -0.003 | 8.57 | -19.3 | -0.003 | 8.17 | -18.6 | -0.003 | 8.57 | -19.3 | -0.003 | -0.2 | DEER:Res:ClothesDishWasher | Annual | 2 |  | Appl-CW-Front-GasDHW-GasDry-Tier3DEER2017 | Appl-CW-Front-GasDHW-GasDry-Tier3AnyMFm1985CZ01DEER2017 | 3793
Appl-CW-Front-GasDHW-GasDry-Tier3 | DEER2017 | D17 v3 |  | Any | MFm | 1985 | CZ02 | rDXGF | Household | 1 | 1152 | None | -19.9 | -0.008 | 8.1 | -20.8 | -0.008 | 7.65 | -19.9 | -0.008 | 8.1 | -20.8 | -0.008 | -0.184 | DEER:Res:ClothesDishWasher | Annual | 2 |  | Appl-CW-Front-GasDHW-GasDry-Tier3DEER2017 | Appl-CW-Front-GasDHW-GasDry-Tier3AnyMFm1985CZ02DEER2017 | 3794
Appl-CW-Front-GasDHW-GasDry-Tier3 | DEER2017 | D17 v3 |  | Any | MFm | 1985 | CZ03 | rDXGF | Household | 1 | 1152 | None | -18.2 | -0.002 | 8.71 | -18.9 | -0.002 | 8.27 | -18.2 | -0.002 | 8.71 | -18.9 | -0.002 | -0.211 | DEER:Res:ClothesDishWasher | Annual | 2 |  | Appl-CW-Front-GasDHW-GasDry-Tier3DEER2017 | Appl-CW-Front-GasDHW-GasDry-Tier3AnyMFm1985CZ03DEER2017 | 3795
Appl-CW-Front-GasDHW-GasDry-Tier3 | DEER2017 | D17 v3 |  | Any | MFm | 1985 | CZ04 | rDXGF | Household | 1 | 1152 | None | -17.7 | -0.001 | 8.76 | -18.6 | -0.002 | 8.29 | -17.7 | -0.001 | 8.76 | -18.6 | -0.002 | -0.212 | DEER:Res:ClothesDishWasher | Annual | 2 |  | Appl-CW-Front-GasDHW-GasDry-Tier3DEER2017 | Appl-CW-Front-GasDHW-GasDry-Tier3AnyMFm1985CZ04DEER2017 | 3796
Appl-CW-Front-GasDHW-GasDry-Tier3 | DEER2017 | D17 v3 |  | Any | MFm | 1985 | CZ05 | rDXGF | Household | 1 | 1152 | None | -18.2 | -0.002 | 8.66 | -19 | -0.002 | 8.23 | -18.2 | -0.002 | 8.66 | -19 | -0.002 | -0.306 | DEER:Res:ClothesDishWasher | Annual | 2 |  | Appl-CW-Front-GasDHW-GasDry-Tier3DEER2017 | Appl-CW-Front-GasDHW-GasDry-Tier3AnyMFm1985CZ05DEER2017 | 3797
Appl-CW-Front-GasDHW-GasDry-Tier3 | DEER2017 | D17 v3 |  | Any | MFm | 1985 | CZ06 | rDXGF | Household | 1 | 1295.2 | None | -18.2 | -0.004 | 8.51 | -19.2 | -0.004 | 8.04 | -18.2 | -0.004 | 8.51 | -19.2 | -0.004 | -0.299 | DEER:Res:ClothesDishWasher | Annual | 2 |  | Appl-CW-Front-GasDHW-GasDry-Tier3DEER2017 | Appl-CW-Front-GasDHW-GasDry-Tier3AnyMFm1985CZ06DEER2017 | 3798
Appl-CW-Front-GasDHW-GasDry-Tier3 | DEER2017 | D17 v3 |  | Any | MFm | 1985 | CZ07 | rDXGF | Household | 1 | 1295.2 | None | -17.1 | -0.002 | 8.8 | -18.1 | -0.002 | 8.32 | -17.1 | -0.002 | 8.8 | -18.1 | -0.002 | -0.0757 | DEER:Res:ClothesDishWasher | Annual | 2 |  | Appl-CW-Front-GasDHW-GasDry-Tier3DEER2017 | Appl-CW-Front-GasDHW-GasDry-Tier3AnyMFm1985CZ07DEER2017 | 3799
Appl-CW-Front-GasDHW-GasDry-Tier3 | DEER2017 | D17 v3 |  | Any | MFm | 1985 | CZ08 | rDXGF | Household | 1 | 1295.2 | None | -15.8 | -0.001 | 8.86 | -17.6 | -0.002 | 8.29 | -15.8 | -0.001 | 8.86 | -17.6 | -0.002 | -0.459 | DEER:Res:ClothesDishWasher | Annual | 2 |  | Appl-CW-Front-GasDHW-GasDry-Tier3DEER2017 | Appl-CW-Front-GasDHW-GasDry-Tier3AnyMFm1985CZ08DEER2017 | 3800
Appl-CW-Front-GasDHW-GasDry-Tier3 | DEER2017 | D17 v3 |  | Any | MFm | 1985 | CZ09 | rDXGF | Household | 1 | 1438.9 | None | -16.1 | -0.001 | 8.73 | -17.2 | -0.001 | 8.26 | -16.1 | -0.001 | 8.73 | -17.2 | -0.001 | -0.235 | DEER:Res:ClothesDishWasher | Annual | 2 |  | Appl-CW-Front-GasDHW-GasDry-Tier3DEER2017 | Appl-CW-Front-GasDHW-GasDry-Tier3AnyMFm1985CZ09DEER2017 | 3801
Appl-CW-Front-GasDHW-GasDry-Tier3 | DEER2017 | D17 v3 |  | Any | MFm | 1985 | CZ10 | rDXGF | Household | 1 | 1438.9 | None | -16.1 | -0.001 | 8.74 | -13.7 | 0.006 | 8.76 | -16.1 | -0.001 | 8.74 | -13.7 | 0.006 | -0.399 | DEER:Res:ClothesDishWasher | Annual | 2 |  | Appl-CW-Front-GasDHW-GasDry-Tier3DEER2017 | Appl-CW-Front-GasDHW-GasDry-Tier3AnyMFm1985CZ10DEER2017 | 3802
Appl-CW-Front-GasDHW-GasDry-Tier3 | DEER2017 | D17 v3 |  | Any | MFm | 1985 | CZ11 | rDXGF | Household | 1 | 1150 | None | -16.6 | -0.001 | 8.68 | -17.6 | -0.002 | 8.23 | -16.6 | -0.001 | 8.68 | -17.6 | -0.002 | -0.17 | DEER:Res:ClothesDishWasher | Annual | 2 |  | Appl-CW-Front-GasDHW-GasDry-Tier3DEER2017 | Appl-CW-Front-GasDHW-GasDry-Tier3AnyMFm1985CZ11DEER2017 | 3803
Appl-CW-Front-GasDHW-GasDry-Tier3 | DEER2017 | D17 v3 |  | Any | MFm | 1985 | CZ12 | rDXGF | Household | 1 | 1150 | None | -17.3 | -0.001 | 8.7 | -18.3 | -0.001 | 8.25 | -17.3 | -0.001 | 8.7 | -18.3 | -0.001 | -0.139 | DEER:Res:ClothesDishWasher | Annual | 2 |  | Appl-CW-Front-GasDHW-GasDry-Tier3DEER2017 | Appl-CW-Front-GasDHW-GasDry-Tier3AnyMFm1985CZ12DEER2017 | 3804
Appl-CW-Front-GasDHW-GasDry-Tier3 | DEER2017 | D17 v3 |  | Any | MFm | 1985 | CZ13 | rDXGF | Household | 1 | 1150 | None | -16.1 | -0.001 | 8.67 | -17.3 | -0.001 | 8.21 | -16.1 | -0.001 | 8.67 | -17.3 | -0.001 | -0.183 | DEER:Res:ClothesDishWasher | Annual | 2 |  | Appl-CW-Front-GasDHW-GasDry-Tier3DEER2017 | Appl-CW-Front-GasDHW-GasDry-Tier3AnyMFm1985CZ13DEER2017 | 3805
Appl-CW-Front-GasDHW-GasDry-Tier3 | DEER2017 | D17 v3 |  | Any | MFm | 1985 | CZ14 | rDXGF | Household | 1 | 1407.2 | None | -16.3 | -0.002 | 8.74 | -17.5 | -0.002 | 8.27 | -16.3 | -0.002 | 8.74 | -17.5 | -0.002 | -0.0256 | DEER:Res:ClothesDishWasher | Annual | 2 |  | Appl-CW-Front-GasDHW-GasDry-Tier3DEER2017 | Appl-CW-Front-GasDHW-GasDry-Tier3AnyMFm1985CZ14DEER2017 | 3806
Appl-CW-Front-GasDHW-GasDry-Tier3 | DEER2017 | D17 v3 |  | Any | MFm | 1985 | CZ15 | rDXGF | Household | 1 | 1407.2 | None | -14.9 | -0.001 | 8.73 | -16.3 | -0.002 | 8.22 | -14.9 | -0.001 | 8.73 | -16.3 | -0.002 | -0.236 | DEER:Res:ClothesDishWasher | Annual | 2 |  | Appl-CW-Front-GasDHW-GasDry-Tier3DEER2017 | Appl-CW-Front-GasDHW-GasDry-Tier3AnyMFm1985CZ15DEER2017 | 3807
Appl-CW-Front-GasDHW-GasDry-Tier3 | DEER2017 | D17 v3 |  | Any | MFm | 1985 | CZ16 | rDXGF | Household | 1 | 1152 | None | -16.7 | -0.001 | 8.76 | -17.7 | -0.002 | 8.32 | -16.7 | -0.001 | 8.76 | -17.7 | -0.002 | -0.254 | DEER:Res:ClothesDishWasher | Annual | 2 |  | Appl-CW-Front-GasDHW-GasDry-Tier3DEER2017 | Appl-CW-Front-GasDHW-GasDry-Tier3AnyMFm1985CZ16DEER2017 | 3808
Appl-CW-Front-GasDHW-GasDry-Tier3 | DEER2017 | D17 v3 |  | Any | MFm | 1996 | CZ01 | rDXGF | Household | 1 | 981.6 | None | -19 | -0.002 | 8.47 | -19.3 | -0.002 | 8.27 | -19 | -0.002 | 8.47 | -19.3 | -0.002 | -0.0736 | DEER:Res:ClothesDishWasher | Annual | 2 |  | Appl-CW-Front-GasDHW-GasDry-Tier3DEER2017 | Appl-CW-Front-GasDHW-GasDry-Tier3AnyMFm1996CZ01DEER2017 | 3809
Appl-CW-Front-GasDHW-GasDry-Tier3 | DEER2017 | D17 v3 |  | Any | MFm | 1996 | CZ02 | rDXGF | Household | 1 | 981.6 | None | -17.5 | -0.001 | 8.77 | -18.4 | -0.001 | 8.31 | -17.5 | -0.001 | 8.77 | -18.4 | -0.001 | -0.285 | DEER:Res:ClothesDishWasher | Annual | 2 |  | Appl-CW-Front-GasDHW-GasDry-Tier3DEER2017 | Appl-CW-Front-GasDHW-GasDry-Tier3AnyMFm1996CZ02DEER2017 | 3810
Appl-CW-Front-GasDHW-GasDry-Tier3 | DEER2017 | D17 v3 |  | Any | MFm | 1996 | CZ03 | rDXGF | Household | 1 | 981.6 | None | -18 | -0.002 | 8.73 | -18.8 | -0.002 | 8.28 | -18 | -0.002 | 8.73 | -18.8 | -0.002 | -0.155 | DEER:Res:ClothesDishWasher | Annual | 2 |  | Appl-CW-Front-GasDHW-GasDry-Tier3DEER2017 | Appl-CW-Front-GasDHW-GasDry-Tier3AnyMFm1996CZ03DEER2017 | 3811
Appl-CW-Front-GasDHW-GasDry-Tier3 | DEER2017 | D17 v3 |  | Any | MFm | 1996 | CZ04 | rDXGF | Household | 1 | 981.6 | None | -17.6 | -0.002 | 8.8 | -18.4 | -0.002 | 8.36 | -17.6 | -0.002 | 8.8 | -18.4 | -0.002 | -0.603 | DEER:Res:ClothesDishWasher | Annual | 2 |  | Appl-CW-Front-GasDHW-GasDry-Tier3DEER2017 | Appl-CW-Front-GasDHW-GasDry-Tier3AnyMFm1996CZ04DEER2017 | 3812
Appl-CW-Front-GasDHW-GasDry-Tier3 | DEER2017 | D17 v3 |  | Any | MFm | 1996 | CZ05 | rDXGF | Household | 1 | 981.6 | None | -18.1 | -0.003 | 8.73 | -18.9 | -0.003 | 8.28 | -18.1 | -0.003 | 8.73 | -18.9 | -0.003 | -0.249 | DEER:Res:ClothesDishWasher | Annual | 2 |  | Appl-CW-Front-GasDHW-GasDry-Tier3DEER2017 | Appl-CW-Front-GasDHW-GasDry-Tier3AnyMFm1996CZ05DEER2017 | 3813
Appl-CW-Front-GasDHW-GasDry-Tier3 | DEER2017 | D17 v3 |  | Any | MFm | 1996 | CZ06 | rDXGF | Household | 1 | 1169.1 | None | -16.8 | 0 | 8.75 | -17.7 | 0 | 8.29 | -16.8 | 0 | 8.75 | -17.7 | 0 | -0.241 | DEER:Res:ClothesDishWasher | Annual | 2 |  | Appl-CW-Front-GasDHW-GasDry-Tier3DEER2017 | Appl-CW-Front-GasDHW-GasDry-Tier3AnyMFm1996CZ06DEER2017 | 3814
Appl-CW-Front-GasDHW-GasDry-Tier3 | DEER2017 | D17 v3 |  | Any | MFm | 1996 | CZ07 | rDXGF | Household | 1 | 1169.1 | None | -16.7 | -0.001 | 8.87 | -17.8 | -0.002 | 8.37 | -16.7 | -0.001 | 8.87 | -17.8 | -0.002 | -0.315 | DEER:Res:ClothesDishWasher | Annual | 2 |  | Appl-CW-Front-GasDHW-GasDry-Tier3DEER2017 | Appl-CW-Front-GasDHW-GasDry-Tier3AnyMFm1996CZ07DEER2017 | 3815
Appl-CW-Front-GasDHW-GasDry-Tier3 | DEER2017 | D17 v3 |  | Any | MFm | 1996 | CZ08 | rDXGF | Household | 1 | 1169.1 | None | -16.5 | -0.001 | 8.79 | -17.6 | -0.001 | 8.3 | -16.5 | -0.001 | 8.79 | -17.6 | -0.001 | -0.376 | DEER:Res:ClothesDishWasher | Annual | 2 |  | Appl-CW-Front-GasDHW-GasDry-Tier3DEER2017 | Appl-CW-Front-GasDHW-GasDry-Tier3AnyMFm1996CZ08DEER2017 | 3816
Appl-CW-Front-GasDHW-GasDry-Tier3 | DEER2017 | D17 v3 |  | Any | MFm | 1996 | CZ09 | rDXGF | Household | 1 | 1093.6 | None | -15.8 | -0.001 | 8.8 | -17 | -0.001 | 8.31 | -15.8 | -0.001 | 8.8 | -17 | -0.001 | -0.491 | DEER:Res:ClothesDishWasher | Annual | 2 |  | Appl-CW-Front-GasDHW-GasDry-Tier3DEER2017 | Appl-CW-Front-GasDHW-GasDry-Tier3AnyMFm1996CZ09DEER2017 | 3817
Appl-CW-Front-GasDHW-GasDry-Tier3 | DEER2017 | D17 v3 |  | Any | MFm | 1996 | CZ10 | rDXGF | Household | 1 | 1093.6 | None | -17.1 | 0 | 8.7 | -18.2 | 0 | 8.24 | -17.1 | 0 | 8.7 | -18.2 | 0 | -0.498 | DEER:Res:ClothesDishWasher | Annual | 2 |  | Appl-CW-Front-GasDHW-GasDry-Tier3DEER2017 | Appl-CW-Front-GasDHW-GasDry-Tier3AnyMFm1996CZ10DEER2017 | 3818
Appl-CW-Front-GasDHW-GasDry-Tier3 | DEER2017 | D17 v3 |  | Any | MFm | 1996 | CZ11 | rDXGF | Household | 1 | 1031.9 | None | -16.1 | -0.001 | 8.76 | -18.7 | -0.003 | 8.25 | -16.1 | -0.001 | 8.76 | -18.7 | -0.003 | -0.13 | DEER:Res:ClothesDishWasher | Annual | 2 |  | Appl-CW-Front-GasDHW-GasDry-Tier3DEER2017 | Appl-CW-Front-GasDHW-GasDry-Tier3AnyMFm1996CZ11DEER2017 | 3819
Appl-CW-Front-GasDHW-GasDry-Tier3 | DEER2017 | D17 v3 |  | Any | MFm | 1996 | CZ12 | rDXGF | Household | 1 | 1031.9 | None | -16.8 | 0 | 8.71 | -17.8 | -0.001 | 8.25 | -16.8 | 0 | 8.71 | -17.8 | -0.001 | -0.495 | DEER:Res:ClothesDishWasher | Annual | 2 |  | Appl-CW-Front-GasDHW-GasDry-Tier3DEER2017 | Appl-CW-Front-GasDHW-GasDry-Tier3AnyMFm1996CZ12DEER2017 | 3820
Appl-CW-Front-GasDHW-GasDry-Tier3 | DEER2017 | D17 v3 |  | Any | MFm | 1996 | CZ13 | rDXGF | Household | 1 | 1031.9 | None | -16 | 0 | 8.71 | -17.1 | -0.001 | 8.24 | -16 | 0 | 8.71 | -17.1 | -0.001 | -0.316 | DEER:Res:ClothesDishWasher | Annual | 2 |  | Appl-CW-Front-GasDHW-GasDry-Tier3DEER2017 | Appl-CW-Front-GasDHW-GasDry-Tier3AnyMFm1996CZ13DEER2017 | 3821
Appl-CW-Front-GasDHW-GasDry-Tier3 | DEER2017 | D17 v3 |  | Any | MFm | 1996 | CZ14 | rDXGF | Household | 1 | 1086 | None | -15.5 | -0.002 | 8.75 | -16.8 | -0.002 | 8.28 | -15.5 | -0.002 | 8.75 | -16.8 | -0.002 | -0.674 | DEER:Res:ClothesDishWasher | Annual | 2 |  | Appl-CW-Front-GasDHW-GasDry-Tier3DEER2017 | Appl-CW-Front-GasDHW-GasDry-Tier3AnyMFm1996CZ14DEER2017 | 3822
Appl-CW-Front-GasDHW-GasDry-Tier3 | DEER2017 | D17 v3 |  | Any | MFm | 1996 | CZ15 | rDXGF | Household | 1 | 1086 | None | -15 | -0.001 | 8.73 | -16.4 | -0.002 | 8.22 | -15 | -0.001 | 8.73 | -16.4 | -0.002 | -0.323 | DEER:Res:ClothesDishWasher | Annual | 2 |  | Appl-CW-Front-GasDHW-GasDry-Tier3DEER2017 | Appl-CW-Front-GasDHW-GasDry-Tier3AnyMFm1996CZ15DEER2017 | 3823
Appl-CW-Front-GasDHW-GasDry-Tier3 | DEER2017 | D17 v3 |  | Any | MFm | 1996 | CZ16 | rDXGF | Household | 1 | 981.6 | None | -16.7 | -0.001 | 8.75 | -17.7 | -0.002 | 8.31 | -16.7 | -0.001 | 8.75 | -17.7 | -0.002 | -0.295 | DEER:Res:ClothesDishWasher | Annual | 2 |  | Appl-CW-Front-GasDHW-GasDry-Tier3DEER2017 | Appl-CW-Front-GasDHW-GasDry-Tier3AnyMFm1996CZ16DEER2017 | 3824
Appl-CW-Front-GasDHW-GasDry-Tier3 | DEER2017 | D17 v3 |  | Any | MFm | 2003 | CZ01 | rDXGF | Household | 1 | 998.7 | None | -18.4 | -0.002 | 8.77 | -19.1 | -0.002 | 8.35 | -18.4 | -0.002 | 8.77 | -19.1 | -0.002 | -0.376 | DEER:Res:ClothesDishWasher | Annual | 2 |  | Appl-CW-Front-GasDHW-GasDry-Tier3DEER2017 | Appl-CW-Front-GasDHW-GasDry-Tier3AnyMFm2003CZ01DEER2017 | 3825
Appl-CW-Front-GasDHW-GasDry-Tier3 | DEER2017 | D17 v3 |  | Any | MFm | 2003 | CZ02 | rDXGF | Household | 1 | 1073.2 | None | -17.3 | -0.001 | 8.82 | -18 | -0.001 | 8.41 | -17.3 | -0.001 | 8.82 | -18 | -0.001 | -0.439 | DEER:Res:ClothesDishWasher | Annual | 2 |  | Appl-CW-Front-GasDHW-GasDry-Tier3DEER2017 | Appl-CW-Front-GasDHW-GasDry-Tier3AnyMFm2003CZ02DEER2017 | 3826
Appl-CW-Front-GasDHW-GasDry-Tier3 | DEER2017 | D17 v3 |  | Any | MFm | 2003 | CZ03 | rDXGF | Household | 1 | 998.7 | None | -18.3 | -0.002 | 8.7 | -19 | -0.003 | 8.26 | -18.3 | -0.002 | 8.7 | -19 | -0.003 | -0.525 | DEER:Res:ClothesDishWasher | Annual | 2 |  | Appl-CW-Front-GasDHW-GasDry-Tier3DEER2017 | Appl-CW-Front-GasDHW-GasDry-Tier3AnyMFm2003CZ03DEER2017 | 3827
Appl-CW-Front-GasDHW-GasDry-Tier3 | DEER2017 | D17 v3 |  | Any | MFm | 2003 | CZ04 | rDXGF | Household | 1 | 998.7 | None | -18.3 | -0.004 | 8.71 | -19.4 | -0.004 | 8.24 | -18.3 | -0.004 | 8.71 | -19.4 | -0.004 | -0.538 | DEER:Res:ClothesDishWasher | Annual | 2 |  | Appl-CW-Front-GasDHW-GasDry-Tier3DEER2017 | Appl-CW-Front-GasDHW-GasDry-Tier3AnyMFm2003CZ04DEER2017 | 3828
Appl-CW-Front-GasDHW-GasDry-Tier3 | DEER2017 | D17 v3 |  | Any | MFm | 2003 | CZ05 | rDXGF | Household | 1 | 998.7 | None | -18.1 | -0.002 | 8.71 | -18.9 | -0.002 | 8.27 | -18.1 | -0.002 | 8.71 | -18.9 | -0.002 | -0.189 | DEER:Res:ClothesDishWasher | Annual | 2 |  | Appl-CW-Front-GasDHW-GasDry-Tier3DEER2017 | Appl-CW-Front-GasDHW-GasDry-Tier3AnyMFm2003CZ05DEER2017 | 3829
Appl-CW-Front-GasDHW-GasDry-Tier3 | DEER2017 | D17 v3 |  | Any | MFm | 2003 | CZ06 | rDXGF | Household | 1 | 1206 | None | -17.1 | -0.001 | 8.78 | -18.1 | -0.001 | 8.31 | -17.1 | -0.001 | 8.78 | -18.1 | -0.001 | -0.53 | DEER:Res:ClothesDishWasher | Annual | 2 |  | Appl-CW-Front-GasDHW-GasDry-Tier3DEER2017 | Appl-CW-Front-GasDHW-GasDry-Tier3AnyMFm2003CZ06DEER2017 | 3830
Appl-CW-Front-GasDHW-GasDry-Tier3 | DEER2017 | D17 v3 |  | Any | MFm | 2003 | CZ07 | rDXGF | Household | 1 | 1206 | None | -16.5 | -0.002 | 8.78 | -17.6 | -0.002 | 8.31 | -16.5 | -0.002 | 8.78 | -17.6 | -0.002 | -0.387 | DEER:Res:ClothesDishWasher | Annual | 2 |  | Appl-CW-Front-GasDHW-GasDry-Tier3DEER2017 | Appl-CW-Front-GasDHW-GasDry-Tier3AnyMFm2003CZ07DEER2017 | 3831
Appl-CW-Front-GasDHW-GasDry-Tier3 | DEER2017 | D17 v3 |  | Any | MFm | 2003 | CZ08 | rDXGF | Household | 1 | 1206 | None | -16.5 | -0.001 | 8.79 | -17.6 | -0.002 | 8.31 | -16.5 | -0.001 | 8.79 | -17.6 | -0.002 | -0.35 | DEER:Res:ClothesDishWasher | Annual | 2 |  | Appl-CW-Front-GasDHW-GasDry-Tier3DEER2017 | Appl-CW-Front-GasDHW-GasDry-Tier3AnyMFm2003CZ08DEER2017 | 3832
Appl-CW-Front-GasDHW-GasDry-Tier3 | DEER2017 | D17 v3 |  | Any | MFm | 2003 | CZ09 | rDXGF | Household | 1 | 1126.6 | None | -16.6 | 0 | 8.76 | -17.6 | -0.001 | 8.28 | -16.6 | 0 | 8.76 | -17.6 | -0.001 | -0.5 | DEER:Res:ClothesDishWasher | Annual | 2 |  | Appl-CW-Front-GasDHW-GasDry-Tier3DEER2017 | Appl-CW-Front-GasDHW-GasDry-Tier3AnyMFm2003CZ09DEER2017 | 3833
Appl-CW-Front-GasDHW-GasDry-Tier3 | DEER2017 | D17 v3 |  | Any | MFm | 2003 | CZ10 | rDXGF | Household | 1 | 1073.2 | None | -16.6 | 0 | 8.8 | -18.6 | -0.002 | 8.27 | -16.6 | 0 | 8.8 | -18.6 | -0.002 | -0.205 | DEER:Res:ClothesDishWasher | Annual | 2 |  | Appl-CW-Front-GasDHW-GasDry-Tier3DEER2017 | Appl-CW-Front-GasDHW-GasDry-Tier3AnyMFm2003CZ10DEER2017 | 3834
Appl-CW-Front-GasDHW-GasDry-Tier3 | DEER2017 | D17 v3 |  | Any | MFm | 2003 | CZ11 | rDXGF | Household | 1 | 1073.2 | None | -16 | -0.001 | 8.72 | -17.1 | -0.001 | 8.25 | -16 | -0.001 | 8.72 | -17.1 | -0.001 | -0.194 | DEER:Res:ClothesDishWasher | Annual | 2 |  | Appl-CW-Front-GasDHW-GasDry-Tier3DEER2017 | Appl-CW-Front-GasDHW-GasDry-Tier3AnyMFm2003CZ11DEER2017 | 3835
Appl-CW-Front-GasDHW-GasDry-Tier3 | DEER2017 | D17 v3 |  | Any | MFm | 2003 | CZ12 | rDXGF | Household | 1 | 1073.2 | None | -16.2 | -0.001 | 8.76 | -17.4 | -0.001 | 8.3 | -16.2 | -0.001 | 8.76 | -17.4 | -0.001 | -0.217 | DEER:Res:ClothesDishWasher | Annual | 2 |  | Appl-CW-Front-GasDHW-GasDry-Tier3DEER2017 | Appl-CW-Front-GasDHW-GasDry-Tier3AnyMFm2003CZ12DEER2017 | 3836
Appl-CW-Front-GasDHW-GasDry-Tier3 | DEER2017 | D17 v3 |  | Any | MFm | 2003 | CZ13 | rDXGF | Household | 1 | 1073.2 | None | -15.9 | -0.001 | 8.74 | -17.1 | -0.002 | 8.26 | -15.9 | -0.001 | 8.74 | -17.1 | -0.002 | -0.213 | DEER:Res:ClothesDishWasher | Annual | 2 |  | Appl-CW-Front-GasDHW-GasDry-Tier3DEER2017 | Appl-CW-Front-GasDHW-GasDry-Tier3AnyMFm2003CZ13DEER2017 | 3837
Appl-CW-Front-GasDHW-GasDry-Tier3 | DEER2017 | D17 v3 |  | Any | MFm | 2003 | CZ14 | rDXGF | Household | 1 | 1094.6 | None | -15.6 | -0.001 | 8.73 | -16.8 | -0.002 | 8.26 | -15.6 | -0.001 | 8.73 | -16.8 | -0.002 | -0.307 | DEER:Res:ClothesDishWasher | Annual | 2 |  | Appl-CW-Front-GasDHW-GasDry-Tier3DEER2017 | Appl-CW-Front-GasDHW-GasDry-Tier3AnyMFm2003CZ14DEER2017 | 3838
Appl-CW-Front-GasDHW-GasDry-Tier3 | DEER2017 | D17 v3 |  | Any | MFm | 2003 | CZ15 | rDXGF | Household | 1 | 1094.6 | None | -15 | -0.001 | 8.73 | -16.4 | -0.001 | 8.22 | -15 | -0.001 | 8.73 | -16.4 | -0.001 | -0.341 | DEER:Res:ClothesDishWasher | Annual | 2 |  | Appl-CW-Front-GasDHW-GasDry-Tier3DEER2017 | Appl-CW-Front-GasDHW-GasDry-Tier3AnyMFm2003CZ15DEER2017 | 3839
Appl-CW-Front-GasDHW-GasDry-Tier3 | DEER2017 | D17 v3 |  | Any | MFm | 2003 | CZ16 | rDXGF | Household | 1 | 998.7 | None | -16.7 | -0.002 | 8.78 | -17.8 | -0.002 | 8.33 | -16.7 | -0.002 | 8.78 | -17.8 | -0.002 | -0.0843 | DEER:Res:ClothesDishWasher | Annual | 2 |  | Appl-CW-Front-GasDHW-GasDry-Tier3DEER2017 | Appl-CW-Front-GasDHW-GasDry-Tier3AnyMFm2003CZ16DEER2017 | 3840
Appl-CW-Front-GasDHW-GasDry-Tier3 | DEER2017 | D17 v3 |  | Any | MFm | 2007 | CZ01 | rDXGF | Household | 1 | 998.7 | None | -18.6 | -0.002 | 8.62 | -19.3 | -0.003 | 8.23 | -18.6 | -0.002 | 8.62 | -19.3 | -0.003 | -0.35 | DEER:Res:ClothesDishWasher | Annual | 2 |  | Appl-CW-Front-GasDHW-GasDry-Tier3DEER2017 | Appl-CW-Front-GasDHW-GasDry-Tier3AnyMFm2007CZ01DEER2017 | 3841
Appl-CW-Front-GasDHW-GasDry-Tier3 | DEER2017 | D17 v3 |  | Any | MFm | 2007 | CZ02 | rDXGF | Household | 1 | 1073.2 | None | -16.8 | -0.001 | 8.9 | -18.4 | -0.002 | 8.31 | -16.8 | -0.001 | 8.9 | -18.4 | -0.002 | -0.225 | DEER:Res:ClothesDishWasher | Annual | 2 |  | Appl-CW-Front-GasDHW-GasDry-Tier3DEER2017 | Appl-CW-Front-GasDHW-GasDry-Tier3AnyMFm2007CZ02DEER2017 | 3842
Appl-CW-Front-GasDHW-GasDry-Tier3 | DEER2017 | D17 v3 |  | Any | MFm | 2007 | CZ03 | rDXGF | Household | 1 | 998.7 | None | -18.4 | -0.002 | 8.71 | -19.2 | -0.002 | 8.24 | -18.4 | -0.002 | 8.71 | -19.2 | -0.002 | -0.212 | DEER:Res:ClothesDishWasher | Annual | 2 |  | Appl-CW-Front-GasDHW-GasDry-Tier3DEER2017 | Appl-CW-Front-GasDHW-GasDry-Tier3AnyMFm2007CZ03DEER2017 | 3843
Appl-CW-Front-GasDHW-GasDry-Tier3 | DEER2017 | D17 v3 |  | Any | MFm | 2007 | CZ04 | rDXGF | Household | 1 | 998.7 | None | -17.6 | -0.003 | 8.79 | -18.6 | -0.003 | 8.32 | -17.6 | -0.003 | 8.79 | -18.6 | -0.003 | -0.341 | DEER:Res:ClothesDishWasher | Annual | 2 |  | Appl-CW-Front-GasDHW-GasDry-Tier3DEER2017 | Appl-CW-Front-GasDHW-GasDry-Tier3AnyMFm2007CZ04DEER2017 | 3844
Appl-CW-Front-GasDHW-GasDry-Tier3 | DEER2017 | D17 v3 |  | Any | MFm | 2007 | CZ05 | rDXGF | Household | 1 | 998.7 | None | -18.1 | -0.002 | 8.76 | -18.9 | -0.002 | 8.31 | -18.1 | -0.002 | 8.76 | -18.9 | -0.002 | -0.168 | DEER:Res:ClothesDishWasher | Annual | 2 |  | Appl-CW-Front-GasDHW-GasDry-Tier3DEER2017 | Appl-CW-Front-GasDHW-GasDry-Tier3AnyMFm2007CZ05DEER2017 | 3845
Appl-CW-Front-GasDHW-GasDry-Tier3 | DEER2017 | D17 v3 |  | Any | MFm | 2007 | CZ06 | rDXGF | Household | 1 | 1206 | None | -17.1 | -0.001 | 8.76 | -18.1 | -0.002 | 8.29 | -17.1 | -0.001 | 8.76 | -18.1 | -0.002 | -0.232 | DEER:Res:ClothesDishWasher | Annual | 2 |  | Appl-CW-Front-GasDHW-GasDry-Tier3DEER2017 | Appl-CW-Front-GasDHW-GasDry-Tier3AnyMFm2007CZ06DEER2017 | 3846
Appl-CW-Front-GasDHW-GasDry-Tier3 | DEER2017 | D17 v3 |  | Any | MFm | 2007 | CZ07 | rDXGF | Household | 1 | 1206 | None | -16.3 | -0.001 | 8.79 | -14.7 | 0.002 | 8.66 | -16.3 | -0.001 | 8.79 | -14.7 | 0.002 | -0.138 | DEER:Res:ClothesDishWasher | Annual | 2 |  | Appl-CW-Front-GasDHW-GasDry-Tier3DEER2017 | Appl-CW-Front-GasDHW-GasDry-Tier3AnyMFm2007CZ07DEER2017 | 3847
Appl-CW-Front-GasDHW-GasDry-Tier3 | DEER2017 | D17 v3 |  | Any | MFm | 2007 | CZ08 | rDXGF | Household | 1 | 1206 | None | -16.4 | -0.002 | 8.79 | -17.5 | -0.002 | 8.31 | -16.4 | -0.002 | 8.79 | -17.5 | -0.002 | -0.182 | DEER:Res:ClothesDishWasher | Annual | 2 |  | Appl-CW-Front-GasDHW-GasDry-Tier3DEER2017 | Appl-CW-Front-GasDHW-GasDry-Tier3AnyMFm2007CZ08DEER2017 | 3848
Appl-CW-Front-GasDHW-GasDry-Tier3 | DEER2017 | D17 v3 |  | Any | MFm | 2007 | CZ09 | rDXGF | Household | 1 | 1126.6 | None | -16.7 | -0.002 | 8.76 | -17.8 | -0.002 | 8.29 | -16.7 | -0.002 | 8.76 | -17.8 | -0.002 | -0.0153 | DEER:Res:ClothesDishWasher | Annual | 2 |  | Appl-CW-Front-GasDHW-GasDry-Tier3DEER2017 | Appl-CW-Front-GasDHW-GasDry-Tier3AnyMFm2007CZ09DEER2017 | 3849
Appl-CW-Front-GasDHW-GasDry-Tier3 | DEER2017 | D17 v3 |  | Any | MFm | 2007 | CZ10 | rDXGF | Household | 1 | 1073.2 | None | -15.6 | 0.001 | 8.83 | -18.3 | -0.002 | 8.26 | -15.6 | 0.001 | 8.83 | -18.3 | -0.002 | -0.232 | DEER:Res:ClothesDishWasher | Annual | 2 |  | Appl-CW-Front-GasDHW-GasDry-Tier3DEER2017 | Appl-CW-Front-GasDHW-GasDry-Tier3AnyMFm2007CZ10DEER2017 | 3850
Appl-CW-Front-GasDHW-GasDry-Tier3 | DEER2017 | D17 v3 |  | Any | MFm | 2007 | CZ11 | rDXGF | Household | 1 | 1073.2 | None | -16.4 | -0.002 | 8.71 | -17.6 | -0.002 | 8.24 | -16.4 | -0.002 | 8.71 | -17.6 | -0.002 | -0.261 | DEER:Res:ClothesDishWasher | Annual | 2 |  | Appl-CW-Front-GasDHW-GasDry-Tier3DEER2017 | Appl-CW-Front-GasDHW-GasDry-Tier3AnyMFm2007CZ11DEER2017 | 3851
Appl-CW-Front-GasDHW-GasDry-Tier3 | DEER2017 | D17 v3 |  | Any | MFm | 2007 | CZ12 | rDXGF | Household | 1 | 1073.2 | None | -16.5 | -0.002 | 8.76 | -17.6 | -0.002 | 8.29 | -16.5 | -0.002 | 8.76 | -17.6 | -0.002 | -0.0742 | DEER:Res:ClothesDishWasher | Annual | 2 |  | Appl-CW-Front-GasDHW-GasDry-Tier3DEER2017 | Appl-CW-Front-GasDHW-GasDry-Tier3AnyMFm2007CZ12DEER2017 | 3852
Appl-CW-Front-GasDHW-GasDry-Tier3 | DEER2017 | D17 v3 |  | Any | MFm | 2007 | CZ13 | rDXGF | Household | 1 | 1073.2 | None | -16.2 | -0.001 | 8.73 | -17.2 | -0.001 | 8.26 | -16.2 | -0.001 | 8.73 | -17.2 | -0.001 | -0.288 | DEER:Res:ClothesDishWasher | Annual | 2 |  | Appl-CW-Front-GasDHW-GasDry-Tier3DEER2017 | Appl-CW-Front-GasDHW-GasDry-Tier3AnyMFm2007CZ13DEER2017 | 3853
Appl-CW-Front-GasDHW-GasDry-Tier3 | DEER2017 | D17 v3 |  | Any | MFm | 2007 | CZ14 | rDXGF | Household | 1 | 1094.6 | None | -15.8 | -0.002 | 8.75 | -16.9 | -0.002 | 8.28 | -15.8 | -0.002 | 8.75 | -16.9 | -0.002 | -0.164 | DEER:Res:ClothesDishWasher | Annual | 2 |  | Appl-CW-Front-GasDHW-GasDry-Tier3DEER2017 | Appl-CW-Front-GasDHW-GasDry-Tier3AnyMFm2007CZ14DEER2017 | 3854
Appl-CW-Front-GasDHW-GasDry-Tier3 | DEER2017 | D17 v3 |  | Any | MFm | 2007 | CZ15 | rDXGF | Household | 1 | 1094.6 | None | -15.5 | -0.002 | 8.73 | -16.8 | -0.002 | 8.22 | -15.5 | -0.002 | 8.73 | -16.8 | -0.002 | -0.417 | DEER:Res:ClothesDishWasher | Annual | 2 |  | Appl-CW-Front-GasDHW-GasDry-Tier3DEER2017 | Appl-CW-Front-GasDHW-GasDry-Tier3AnyMFm2007CZ15DEER2017 | 3855
Appl-CW-Front-GasDHW-GasDry-Tier3 | DEER2017 | D17 v3 |  | Any | MFm | 2007 | CZ16 | rDXGF | Household | 1 | 998.7 | None | -17 | -0.002 | 8.77 | -17.9 | -0.002 | 8.33 | -17 | -0.002 | 8.77 | -17.9 | -0.002 | -0.627 | DEER:Res:ClothesDishWasher | Annual | 2 |  | Appl-CW-Front-GasDHW-GasDry-Tier3DEER2017 | Appl-CW-Front-GasDHW-GasDry-Tier3AnyMFm2007CZ16DEER2017 | 3856
Appl-CW-Front-GasDHW-GasDry-Tier3 | DEER2017 | D17 v3 |  | Any | MFm | 2011 | CZ01 | rDXGF | Household | 1 | 998.7 | None | -18.5 | -0.003 | 8.68 | -19.1 | -0.003 | 8.32 | -18.5 | -0.003 | 8.68 | -19.1 | -0.003 | -0.268 | DEER:Res:ClothesDishWasher | Annual | 2 |  | Appl-CW-Front-GasDHW-GasDry-Tier3DEER2017 | Appl-CW-Front-GasDHW-GasDry-Tier3AnyMFm2011CZ01DEER2017 | 3857
Appl-CW-Front-GasDHW-GasDry-Tier3 | DEER2017 | D17 v3 |  | Any | MFm | 2011 | CZ02 | rDXGF | Household | 1 | 1073.2 | None | -17.2 | -0.001 | 8.8 | -18.1 | -0.001 | 8.33 | -17.2 | -0.001 | 8.8 | -18.1 | -0.001 | -0.276 | DEER:Res:ClothesDishWasher | Annual | 2 |  | Appl-CW-Front-GasDHW-GasDry-Tier3DEER2017 | Appl-CW-Front-GasDHW-GasDry-Tier3AnyMFm2011CZ02DEER2017 | 3858
Appl-CW-Front-GasDHW-GasDry-Tier3 | DEER2017 | D17 v3 |  | Any | MFm | 2011 | CZ03 | rDXGF | Household | 1 | 998.7 | None | -18.2 | -0.003 | 8.72 | -19 | -0.003 | 8.27 | -18.2 | -0.003 | 8.72 | -19 | -0.003 | -0.24 | DEER:Res:ClothesDishWasher | Annual | 2 |  | Appl-CW-Front-GasDHW-GasDry-Tier3DEER2017 | Appl-CW-Front-GasDHW-GasDry-Tier3AnyMFm2011CZ03DEER2017 | 3859
Appl-CW-Front-GasDHW-GasDry-Tier3 | DEER2017 | D17 v3 |  | Any | MFm | 2011 | CZ04 | rDXGF | Household | 1 | 998.7 | None | -18.5 | -0.005 | 8.79 | -19.5 | -0.005 | 8.31 | -18.5 | -0.005 | 8.79 | -19.5 | -0.005 | -0.284 | DEER:Res:ClothesDishWasher | Annual | 2 |  | Appl-CW-Front-GasDHW-GasDry-Tier3DEER2017 | Appl-CW-Front-GasDHW-GasDry-Tier3AnyMFm2011CZ04DEER2017 | 3860
Appl-CW-Front-GasDHW-GasDry-Tier3 | DEER2017 | D17 v3 |  | Any | MFm | 2011 | CZ05 | rDXGF | Household | 1 | 998.7 | None | -18.1 | -0.002 | 8.77 | -18.9 | -0.002 | 8.31 | -18.1 | -0.002 | 8.77 | -18.9 | -0.002 | -0.392 | DEER:Res:ClothesDishWasher | Annual | 2 |  | Appl-CW-Front-GasDHW-GasDry-Tier3DEER2017 | Appl-CW-Front-GasDHW-GasDry-Tier3AnyMFm2011CZ05DEER2017 | 3861
Appl-CW-Front-GasDHW-GasDry-Tier3 | DEER2017 | D17 v3 |  | Any | MFm | 2011 | CZ06 | rDXGF | Household | 1 | 1206 | None | -17 | -0.002 | 8.76 | -18 | -0.002 | 8.29 | -17 | -0.002 | 8.76 | -18 | -0.002 | -0.47 | DEER:Res:ClothesDishWasher | Annual | 2 |  | Appl-CW-Front-GasDHW-GasDry-Tier3DEER2017 | Appl-CW-Front-GasDHW-GasDry-Tier3AnyMFm2011CZ06DEER2017 | 3862
Appl-CW-Front-GasDHW-GasDry-Tier3 | DEER2017 | D17 v3 |  | Any | MFm | 2011 | CZ07 | rDXGF | Household | 1 | 1206 | None | -15.7 | -0.002 | 8.8 | -17.1 | -0.002 | 8.32 | -15.7 | -0.002 | 8.8 | -17.1 | -0.002 | -0.509 | DEER:Res:ClothesDishWasher | Annual | 2 |  | Appl-CW-Front-GasDHW-GasDry-Tier3DEER2017 | Appl-CW-Front-GasDHW-GasDry-Tier3AnyMFm2011CZ07DEER2017 | 3863
Appl-CW-Front-GasDHW-GasDry-Tier3 | DEER2017 | D17 v3 |  | Any | MFm | 2011 | CZ08 | rDXGF | Household | 1 | 1206 | None | -15.7 | -0.001 | 8.82 | -19.4 | -0.005 | 8.25 | -15.7 | -0.001 | 8.82 | -19.4 | -0.005 | -0.114 | DEER:Res:ClothesDishWasher | Annual | 2 |  | Appl-CW-Front-GasDHW-GasDry-Tier3DEER2017 | Appl-CW-Front-GasDHW-GasDry-Tier3AnyMFm2011CZ08DEER2017 | 3864
Appl-CW-Front-GasDHW-GasDry-Tier3 | DEER2017 | D17 v3 |  | Any | MFm | 2011 | CZ09 | rDXGF | Household | 1 | 1126.6 | None | -16.4 | -0.001 | 8.8 | -17.5 | -0.002 | 8.32 | -16.4 | -0.001 | 8.8 | -17.5 | -0.002 | -0.485 | DEER:Res:ClothesDishWasher | Annual | 2 |  | Appl-CW-Front-GasDHW-GasDry-Tier3DEER2017 | Appl-CW-Front-GasDHW-GasDry-Tier3AnyMFm2011CZ09DEER2017 | 3865
Appl-CW-Front-GasDHW-GasDry-Tier3 | DEER2017 | D17 v3 |  | Any | MFm | 2011 | CZ10 | rDXGF | Household | 1 | 1073.2 | None | -16.4 | -0.001 | 8.81 | -17.5 | -0.002 | 8.32 | -16.4 | -0.001 | 8.81 | -17.5 | -0.002 | -0.305 | DEER:Res:ClothesDishWasher | Annual | 2 |  | Appl-CW-Front-GasDHW-GasDry-Tier3DEER2017 | Appl-CW-Front-GasDHW-GasDry-Tier3AnyMFm2011CZ10DEER2017 | 3866
Appl-CW-Front-GasDHW-GasDry-Tier3 | DEER2017 | D17 v3 |  | Any | MFm | 2011 | CZ11 | rDXGF | Household | 1 | 1073.2 | None | -16.4 | -0.002 | 8.72 | -17.6 | -0.003 | 8.25 | -16.4 | -0.002 | 8.72 | -17.6 | -0.003 | -0.45 | DEER:Res:ClothesDishWasher | Annual | 2 |  | Appl-CW-Front-GasDHW-GasDry-Tier3DEER2017 | Appl-CW-Front-GasDHW-GasDry-Tier3AnyMFm2011CZ11DEER2017 | 3867
Appl-CW-Front-GasDHW-GasDry-Tier3 | DEER2017 | D17 v3 |  | Any | MFm | 2011 | CZ12 | rDXGF | Household | 1 | 1073.2 | None | -16.5 | -0.001 | 8.78 | -17.6 | -0.001 | 8.31 | -16.5 | -0.001 | 8.78 | -17.6 | -0.001 | -0.708 | DEER:Res:ClothesDishWasher | Annual | 2 |  | Appl-CW-Front-GasDHW-GasDry-Tier3DEER2017 | Appl-CW-Front-GasDHW-GasDry-Tier3AnyMFm2011CZ12DEER2017 | 3868
Appl-CW-Front-GasDHW-GasDry-Tier3 | DEER2017 | D17 v3 |  | Any | MFm | 2011 | CZ13 | rDXGF | Household | 1 | 1073.2 | None | -16 | -0.001 | 8.73 | -17.1 | -0.002 | 8.26 | -16 | -0.001 | 8.73 | -17.1 | -0.002 | -0.329 | DEER:Res:ClothesDishWasher | Annual | 2 |  | Appl-CW-Front-GasDHW-GasDry-Tier3DEER2017 | Appl-CW-Front-GasDHW-GasDry-Tier3AnyMFm2011CZ13DEER2017 | 3869
Appl-CW-Front-GasDHW-GasDry-Tier3 | DEER2017 | D17 v3 |  | Any | MFm | 2011 | CZ14 | rDXGF | Household | 1 | 1094.6 | None | -15.9 | -0.002 | 8.74 | -17 | -0.002 | 8.27 | -15.9 | -0.002 | 8.74 | -17 | -0.002 | -0.32 | DEER:Res:ClothesDishWasher | Annual | 2 |  | Appl-CW-Front-GasDHW-GasDry-Tier3DEER2017 | Appl-CW-Front-GasDHW-GasDry-Tier3AnyMFm2011CZ14DEER2017 | 3870
Appl-CW-Front-GasDHW-GasDry-Tier3 | DEER2017 | D17 v3 |  | Any | MFm | 2011 | CZ15 | rDXGF | Household | 1 | 1094.6 | None | -15.3 | -0.002 | 8.74 | -16.5 | -0.002 | 8.23 | -15.3 | -0.002 | 8.74 | -16.5 | -0.002 | -0.295 | DEER:Res:ClothesDishWasher | Annual | 2 |  | Appl-CW-Front-GasDHW-GasDry-Tier3DEER2017 | Appl-CW-Front-GasDHW-GasDry-Tier3AnyMFm2011CZ15DEER2017 | 3871
Appl-CW-Front-GasDHW-GasDry-Tier3 | DEER2017 | D17 v3 |  | Any | MFm | 2011 | CZ16 | rDXGF | Household | 1 | 998.7 | None | -16.9 | -0.002 | 8.77 | -17.9 | -0.002 | 8.33 | -16.9 | -0.002 | 8.77 | -17.9 | -0.002 | -0.376 | DEER:Res:ClothesDishWasher | Annual | 2 |  | Appl-CW-Front-GasDHW-GasDry-Tier3DEER2017 | Appl-CW-Front-GasDHW-GasDry-Tier3AnyMFm2011CZ16DEER2017 | 3872
Appl-CW-Front-GasDHW-GasDry-Tier3 | DEER2017 | D17 v3 |  | Any | MFm | 2015 | CZ01 | rDXGF | Household | 1 | 998.7 | None | -18.4 | -0.002 | 8.71 | -19.1 | -0.002 | 8.27 | -18.4 | -0.002 | 8.71 | -19.1 | -0.002 | -0.438 | DEER:Res:ClothesDishWasher | Annual | 2 |  | Appl-CW-Front-GasDHW-GasDry-Tier3DEER2017 | Appl-CW-Front-GasDHW-GasDry-Tier3AnyMFm2015CZ01DEER2017 | 3873
Appl-CW-Front-GasDHW-GasDry-Tier3 | DEER2017 | D17 v3 |  | Any | MFm | 2015 | CZ02 | rDXGF | Household | 1 | 1073.2 | None | -17.2 | -0.002 | 8.79 | -18.1 | -0.002 | 8.33 | -17.2 | -0.002 | 8.79 | -18.1 | -0.002 | -0.522 | DEER:Res:ClothesDishWasher | Annual | 2 |  | Appl-CW-Front-GasDHW-GasDry-Tier3DEER2017 | Appl-CW-Front-GasDHW-GasDry-Tier3AnyMFm2015CZ02DEER2017 | 3874
Appl-CW-Front-GasDHW-GasDry-Tier3 | DEER2017 | D17 v3 |  | Any | MFm | 2015 | CZ03 | rDXGF | Household | 1 | 998.7 | None | -18.2 | -0.002 | 8.78 | -19 | -0.003 | 8.31 | -18.2 | -0.002 | 8.78 | -19 | -0.003 | -0.551 | DEER:Res:ClothesDishWasher | Annual | 2 |  | Appl-CW-Front-GasDHW-GasDry-Tier3DEER2017 | Appl-CW-Front-GasDHW-GasDry-Tier3AnyMFm2015CZ03DEER2017 | 3875
Appl-CW-Front-GasDHW-GasDry-Tier3 | DEER2017 | D17 v3 |  | Any | MFm | 2015 | CZ04 | rDXGF | Household | 1 | 998.7 | None | -16.2 | -0.001 | 8.84 | -17.2 | -0.001 | 8.36 | -16.2 | -0.001 | 8.84 | -17.2 | -0.001 | -0.178 | DEER:Res:ClothesDishWasher | Annual | 2 |  | Appl-CW-Front-GasDHW-GasDry-Tier3DEER2017 | Appl-CW-Front-GasDHW-GasDry-Tier3AnyMFm2015CZ04DEER2017 | 3876
Appl-CW-Front-GasDHW-GasDry-Tier3 | DEER2017 | D17 v3 |  | Any | MFm | 2015 | CZ05 | rDXGF | Household | 1 | 998.7 | None | -17.7 | -0.002 | 8.85 | -18.5 | -0.003 | 8.38 | -17.7 | -0.002 | 8.85 | -18.5 | -0.003 | -0.541 | DEER:Res:ClothesDishWasher | Annual | 2 |  | Appl-CW-Front-GasDHW-GasDry-Tier3DEER2017 | Appl-CW-Front-GasDHW-GasDry-Tier3AnyMFm2015CZ05DEER2017 | 3877
Appl-CW-Front-GasDHW-GasDry-Tier3 | DEER2017 | D17 v3 |  | Any | MFm | 2015 | CZ06 | rDXGF | Household | 1 | 1206 | None | -17.1 | -0.001 | 8.75 | -18.1 | -0.002 | 8.28 | -17.1 | -0.001 | 8.75 | -18.1 | -0.002 | -0.382 | DEER:Res:ClothesDishWasher | Annual | 2 |  | Appl-CW-Front-GasDHW-GasDry-Tier3DEER2017 | Appl-CW-Front-GasDHW-GasDry-Tier3AnyMFm2015CZ06DEER2017 | 3878
Appl-CW-Front-GasDHW-GasDry-Tier3 | DEER2017 | D17 v3 |  | Any | MFm | 2015 | CZ07 | rDXGF | Household | 1 | 1206 | None | -16.7 | -0.002 | 8.79 | -17.8 | -0.002 | 8.31 | -16.7 | -0.002 | 8.79 | -17.8 | -0.002 | -0.183 | DEER:Res:ClothesDishWasher | Annual | 2 |  | Appl-CW-Front-GasDHW-GasDry-Tier3DEER2017 | Appl-CW-Front-GasDHW-GasDry-Tier3AnyMFm2015CZ07DEER2017 | 3879
Appl-CW-Front-GasDHW-GasDry-Tier3 | DEER2017 | D17 v3 |  | Any | MFm | 2015 | CZ08 | rDXGF | Household | 1 | 1206 | None | -16.5 | -0.001 | 8.8 | -17.5 | -0.002 | 8.31 | -16.5 | -0.001 | 8.8 | -17.5 | -0.002 | -0.16 | DEER:Res:ClothesDishWasher | Annual | 2 |  | Appl-CW-Front-GasDHW-GasDry-Tier3DEER2017 | Appl-CW-Front-GasDHW-GasDry-Tier3AnyMFm2015CZ08DEER2017 | 3880
Appl-CW-Front-GasDHW-GasDry-Tier3 | DEER2017 | D17 v3 |  | Any | MFm | 2015 | CZ09 | rDXGF | Household | 1 | 1126.6 | None | -16.6 | -0.001 | 8.79 | -17.8 | -0.001 | 8.3 | -16.6 | -0.001 | 8.79 | -17.8 | -0.001 | -0.212 | DEER:Res:ClothesDishWasher | Annual | 2 |  | Appl-CW-Front-GasDHW-GasDry-Tier3DEER2017 | Appl-CW-Front-GasDHW-GasDry-Tier3AnyMFm2015CZ09DEER2017 | 3881
Appl-CW-Front-GasDHW-GasDry-Tier3 | DEER2017 | D17 v3 |  | Any | MFm | 2015 | CZ10 | rDXGF | Household | 1 | 1073.2 | None | -17.9 | -0.003 | 8.77 | -18.9 | -0.004 | 8.28 | -17.9 | -0.003 | 8.77 | -18.9 | -0.004 | -0.284 | DEER:Res:ClothesDishWasher | Annual | 2 |  | Appl-CW-Front-GasDHW-GasDry-Tier3DEER2017 | Appl-CW-Front-GasDHW-GasDry-Tier3AnyMFm2015CZ10DEER2017 | 3882
Appl-CW-Front-GasDHW-GasDry-Tier3 | DEER2017 | D17 v3 |  | Any | MFm | 2015 | CZ11 | rDXGF | Household | 1 | 1073.2 | None | -16.3 | -0.001 | 8.73 | -17.4 | -0.002 | 8.26 | -16.3 | -0.001 | 8.73 | -17.4 | -0.002 | -0.197 | DEER:Res:ClothesDishWasher | Annual | 2 |  | Appl-CW-Front-GasDHW-GasDry-Tier3DEER2017 | Appl-CW-Front-GasDHW-GasDry-Tier3AnyMFm2015CZ11DEER2017 | 3883
Appl-CW-Front-GasDHW-GasDry-Tier3 | DEER2017 | D17 v3 |  | Any | MFm | 2015 | CZ12 | rDXGF | Household | 1 | 1073.2 | None | -16.8 | -0.001 | 8.78 | -17.8 | -0.001 | 8.31 | -16.8 | -0.001 | 8.78 | -17.8 | -0.001 | -0.155 | DEER:Res:ClothesDishWasher | Annual | 2 |  | Appl-CW-Front-GasDHW-GasDry-Tier3DEER2017 | Appl-CW-Front-GasDHW-GasDry-Tier3AnyMFm2015CZ12DEER2017 | 3884
Appl-CW-Front-GasDHW-GasDry-Tier3 | DEER2017 | D17 v3 |  | Any | MFm | 2015 | CZ13 | rDXGF | Household | 1 | 1073.2 | None | -16.2 | -0.001 | 8.74 | -17.3 | -0.002 | 8.27 | -16.2 | -0.001 | 8.74 | -17.3 | -0.002 | -0.225 | DEER:Res:ClothesDishWasher | Annual | 2 |  | Appl-CW-Front-GasDHW-GasDry-Tier3DEER2017 | Appl-CW-Front-GasDHW-GasDry-Tier3AnyMFm2015CZ13DEER2017 | 3885
Appl-CW-Front-GasDHW-GasDry-Tier3 | DEER2017 | D17 v3 |  | Any | MFm | 2015 | CZ14 | rDXGF | Household | 1 | 1094.6 | None | -16.1 | -0.001 | 8.74 | -17.2 | -0.002 | 8.27 | -16.1 | -0.001 | 8.74 | -17.2 | -0.002 | -0.136 | DEER:Res:ClothesDishWasher | Annual | 2 |  | Appl-CW-Front-GasDHW-GasDry-Tier3DEER2017 | Appl-CW-Front-GasDHW-GasDry-Tier3AnyMFm2015CZ14DEER2017 | 3886
Appl-CW-Front-GasDHW-GasDry-Tier3 | DEER2017 | D17 v3 |  | Any | MFm | 2015 | CZ15 | rDXGF | Household | 1 | 1094.6 | None | -15.5 | -0.002 | 8.74 | -16.8 | -0.002 | 8.23 | -15.5 | -0.002 | 8.74 | -16.8 | -0.002 | -0.0144 | DEER:Res:ClothesDishWasher | Annual | 2 |  | Appl-CW-Front-GasDHW-GasDry-Tier3DEER2017 | Appl-CW-Front-GasDHW-GasDry-Tier3AnyMFm2015CZ15DEER2017 | 3887
Appl-CW-Front-GasDHW-GasDry-Tier3 | DEER2017 | D17 v3 |  | Any | MFm | 2015 | CZ16 | rDXGF | Household | 1 | 998.7 | None | -17.1 | -0.001 | 8.75 | -18 | -0.001 | 8.31 | -17.1 | -0.001 | 8.75 | -18 | -0.001 | -0.307 | DEER:Res:ClothesDishWasher | Annual | 2 |  | Appl-CW-Front-GasDHW-GasDry-Tier3DEER2017 | Appl-CW-Front-GasDHW-GasDry-Tier3AnyMFm2015CZ16DEER2017 | 3888
Appl-CW-Front-GasDHW-GasDry-Tier3 | DEER2017 | D17 v3 |  | Any | MFm | 2017 | CZ01 | rDXGF | Household | 1 | 998.7 | None | -18.5 | -0.003 | 8.61 | -19 | -0.003 | 8.37 | -18.5 | -0.003 | 8.61 | -19 | -0.003 | -0.0694 | DEER:Res:ClothesDishWasher | Annual | 2 |  | Appl-CW-Front-GasDHW-GasDry-Tier3DEER2017 | Appl-CW-Front-GasDHW-GasDry-Tier3AnyMFm2017CZ01DEER2017 | 3889
Appl-CW-Front-GasDHW-GasDry-Tier3 | DEER2017 | D17 v3 |  | Any | MFm | 2017 | CZ02 | rDXGF | Household | 1 | 1073.2 | None | -17.3 | -0.001 | 8.8 | -18.2 | -0.002 | 8.33 | -17.3 | -0.001 | 8.8 | -18.2 | -0.002 | -0.174 | DEER:Res:ClothesDishWasher | Annual | 2 |  | Appl-CW-Front-GasDHW-GasDry-Tier3DEER2017 | Appl-CW-Front-GasDHW-GasDry-Tier3AnyMFm2017CZ02DEER2017 | 3890
Appl-CW-Front-GasDHW-GasDry-Tier3 | DEER2017 | D17 v3 |  | Any | MFm | 2017 | CZ03 | rDXGF | Household | 1 | 998.7 | None | -18 | -0.002 | 8.9 | -18.9 | -0.002 | 8.33 | -18 | -0.002 | 8.9 | -18.9 | -0.002 | -0.313 | DEER:Res:ClothesDishWasher | Annual | 2 |  | Appl-CW-Front-GasDHW-GasDry-Tier3DEER2017 | Appl-CW-Front-GasDHW-GasDry-Tier3AnyMFm2017CZ03DEER2017 | 3891
Appl-CW-Front-GasDHW-GasDry-Tier3 | DEER2017 | D17 v3 |  | Any | MFm | 2017 | CZ04 | rDXGF | Household | 1 | 998.7 | None | -16.9 | -0.002 | 8.85 | -17.9 | -0.002 | 8.37 | -16.9 | -0.002 | 8.85 | -17.9 | -0.002 | -0.254 | DEER:Res:ClothesDishWasher | Annual | 2 |  | Appl-CW-Front-GasDHW-GasDry-Tier3DEER2017 | Appl-CW-Front-GasDHW-GasDry-Tier3AnyMFm2017CZ04DEER2017 | 3892
Appl-CW-Front-GasDHW-GasDry-Tier3 | DEER2017 | D17 v3 |  | Any | MFm | 2017 | CZ05 | rDXGF | Household | 1 | 998.7 | None | -17.7 | -0.002 | 8.86 | -18.4 | -0.002 | 8.4 | -17.7 | -0.002 | 8.86 | -18.4 | -0.002 | -0.193 | DEER:Res:ClothesDishWasher | Annual | 2 |  | Appl-CW-Front-GasDHW-GasDry-Tier3DEER2017 | Appl-CW-Front-GasDHW-GasDry-Tier3AnyMFm2017CZ05DEER2017 | 3893
Appl-CW-Front-GasDHW-GasDry-Tier3 | DEER2017 | D17 v3 |  | Any | MFm | 2017 | CZ06 | rDXGF | Household | 1 | 1206 | None | -17.1 | -0.001 | 8.78 | -18.1 | -0.002 | 8.31 | -17.1 | -0.001 | 8.78 | -18.1 | -0.002 | -0.319 | DEER:Res:ClothesDishWasher | Annual | 2 |  | Appl-CW-Front-GasDHW-GasDry-Tier3DEER2017 | Appl-CW-Front-GasDHW-GasDry-Tier3AnyMFm2017CZ06DEER2017 | 3894
Appl-CW-Front-GasDHW-GasDry-Tier3 | DEER2017 | D17 v3 |  | Any | MFm | 2017 | CZ07 | rDXGF | Household | 1 | 1206 | None | -16.4 | -0.002 | 8.79 | -17.5 | -0.002 | 8.31 | -16.4 | -0.002 | 8.79 | -17.5 | -0.002 | -0.464 | DEER:Res:ClothesDishWasher | Annual | 2 |  | Appl-CW-Front-GasDHW-GasDry-Tier3DEER2017 | Appl-CW-Front-GasDHW-GasDry-Tier3AnyMFm2017CZ07DEER2017 | 3895
Appl-CW-Front-GasDHW-GasDry-Tier3 | DEER2017 | D17 v3 |  | Any | MFm | 2017 | CZ08 | rDXGF | Household | 1 | 1206 | None | -16.3 | -0.003 | 8.81 | -17.5 | -0.003 | 8.32 | -16.3 | -0.003 | 8.81 | -17.5 | -0.003 | -0.164 | DEER:Res:ClothesDishWasher | Annual | 2 |  | Appl-CW-Front-GasDHW-GasDry-Tier3DEER2017 | Appl-CW-Front-GasDHW-GasDry-Tier3AnyMFm2017CZ08DEER2017 | 3896
Appl-CW-Front-GasDHW-GasDry-Tier3 | DEER2017 | D17 v3 |  | Any | MFm | 2017 | CZ09 | rDXGF | Household | 1 | 1126.6 | None | -16.7 | -0.002 | 8.79 | -17.8 | -0.002 | 8.31 | -16.7 | -0.002 | 8.79 | -17.8 | -0.002 | -0.276 | DEER:Res:ClothesDishWasher | Annual | 2 |  | Appl-CW-Front-GasDHW-GasDry-Tier3DEER2017 | Appl-CW-Front-GasDHW-GasDry-Tier3AnyMFm2017CZ09DEER2017 | 3897
Appl-CW-Front-GasDHW-GasDry-Tier3 | DEER2017 | D17 v3 |  | Any | MFm | 2017 | CZ10 | rDXGF | Household | 1 | 1073.2 | None | -16.5 | -0.002 | 8.83 | -17.6 | -0.002 | 8.34 | -16.5 | -0.002 | 8.83 | -17.6 | -0.002 | -0.354 | DEER:Res:ClothesDishWasher | Annual | 2 |  | Appl-CW-Front-GasDHW-GasDry-Tier3DEER2017 | Appl-CW-Front-GasDHW-GasDry-Tier3AnyMFm2017CZ10DEER2017 | 3898
Appl-CW-Front-GasDHW-GasDry-Tier3 | DEER2017 | D17 v3 |  | Any | MFm | 2017 | CZ11 | rDXGF | Household | 1 | 1073.2 | None | -17.2 | -0.003 | 8.72 | -18.3 | -0.003 | 8.24 | -17.2 | -0.003 | 8.72 | -18.3 | -0.003 | -0.275 | DEER:Res:ClothesDishWasher | Annual | 2 |  | Appl-CW-Front-GasDHW-GasDry-Tier3DEER2017 | Appl-CW-Front-GasDHW-GasDry-Tier3AnyMFm2017CZ11DEER2017 | 3899
Appl-CW-Front-GasDHW-GasDry-Tier3 | DEER2017 | D17 v3 |  | Any | MFm | 2017 | CZ12 | rDXGF | Household | 1 | 1073.2 | None | -16.1 | -0.001 | 8.82 | -17.3 | -0.001 | 8.34 | -16.1 | -0.001 | 8.82 | -17.3 | -0.001 | -0.301 | DEER:Res:ClothesDishWasher | Annual | 2 |  | Appl-CW-Front-GasDHW-GasDry-Tier3DEER2017 | Appl-CW-Front-GasDHW-GasDry-Tier3AnyMFm2017CZ12DEER2017 | 3900
Appl-CW-Front-GasDHW-GasDry-Tier3 | DEER2017 | D17 v3 |  | Any | MFm | 2017 | CZ13 | rDXGF | Household | 1 | 1073.2 | None | -16.3 | -0.002 | 8.75 | -17.4 | -0.002 | 8.27 | -16.3 | -0.002 | 8.75 | -17.4 | -0.002 | -0.441 | DEER:Res:ClothesDishWasher | Annual | 2 |  | Appl-CW-Front-GasDHW-GasDry-Tier3DEER2017 | Appl-CW-Front-GasDHW-GasDry-Tier3AnyMFm2017CZ13DEER2017 | 3901
Appl-CW-Front-GasDHW-GasDry-Tier3 | DEER2017 | D17 v3 |  | Any | MFm | 2017 | CZ14 | rDXGF | Household | 1 | 1094.6 | None | -15.4 | -0.001 | 8.77 | -16.6 | -0.001 | 8.3 | -15.4 | -0.001 | 8.77 | -16.6 | -0.001 | -0.493 | DEER:Res:ClothesDishWasher | Annual | 2 |  | Appl-CW-Front-GasDHW-GasDry-Tier3DEER2017 | Appl-CW-Front-GasDHW-GasDry-Tier3AnyMFm2017CZ14DEER2017 | 3902
Appl-CW-Front-GasDHW-GasDry-Tier3 | DEER2017 | D17 v3 |  | Any | MFm | 2017 | CZ15 | rDXGF | Household | 1 | 1094.6 | None | -14.5 | -0.001 | 8.76 | 6 | 0.009 | 8.43 | -14.5 | -0.001 | 8.76 | 6 | 0.009 | -0.171 | DEER:Res:ClothesDishWasher | Annual | 2 |  | Appl-CW-Front-GasDHW-GasDry-Tier3DEER2017 | Appl-CW-Front-GasDHW-GasDry-Tier3AnyMFm2017CZ15DEER2017 | 3903
Appl-CW-Front-GasDHW-GasDry-Tier3 | DEER2017 | D17 v3 |  | Any | MFm | 2017 | CZ16 | rDXGF | Household | 1 | 998.7 | None | -17.2 | -0.002 | 8.77 | -18.1 | -0.002 | 8.33 | -17.2 | -0.002 | 8.77 | -18.1 | -0.002 | -0.331 | DEER:Res:ClothesDishWasher | Annual | 2 |  | Appl-CW-Front-GasDHW-GasDry-Tier3DEER2017 | Appl-CW-Front-GasDHW-GasDry-Tier3AnyMFm2017CZ16DEER2017 | 3904
Appl-CW-Front-GasDHW-GasDry-Tier3 | DEER2017 | D17 v3 |  | Any | SFm | 1975 | CZ01 | rDXGF | Household | 1 | 1591 | None | -23 | -0.003 | 10.7 | -23.9 | -0.003 | 10.2 | -23 | -0.003 | 10.7 | -23.9 | -0.003 | 10.2 | DEER:Res:ClothesDishWasher | Annual | 1719 |  | Appl-CW-Front-GasDHW-GasDry-Tier3DEER2017 | Appl-CW-Front-GasDHW-GasDry-Tier3AnySFm1975CZ01DEER2017 | 3905
Appl-CW-Front-GasDHW-GasDry-Tier3 | DEER2017 | D17 v3 |  | Any | SFm | 1975 | CZ02 | rDXGF | Household | 1 | 1591 | None | -21.5 | 0.001 | 10.6 | -22.6 | 0 | 10.1 | -21.5 | 0.001 | 10.6 | -22.6 | 0 | 10.1 | DEER:Res:ClothesDishWasher | Annual | 1719 |  | Appl-CW-Front-GasDHW-GasDry-Tier3DEER2017 | Appl-CW-Front-GasDHW-GasDry-Tier3AnySFm1975CZ02DEER2017 | 3906
Appl-CW-Front-GasDHW-GasDry-Tier3 | DEER2017 | D17 v3 |  | Any | SFm | 1975 | CZ03 | rDXGF | Household | 1 | 1591 | None | -22.6 | 0 | 10.7 | -23.6 | -0.001 | 10.1 | -22.6 | 0 | 10.7 | -23.6 | -0.001 | 10.1 | DEER:Res:ClothesDishWasher | Annual | 1719 |  | Appl-CW-Front-GasDHW-GasDry-Tier3DEER2017 | Appl-CW-Front-GasDHW-GasDry-Tier3AnySFm1975CZ03DEER2017 | 3907
Appl-CW-Front-GasDHW-GasDry-Tier3 | DEER2017 | D17 v3 |  | Any | SFm | 1975 | CZ04 | rDXGF | Household | 1 | 1591 | None | -20.9 | 0 | 10.7 | -22.2 | -0.001 | 10.2 | -20.9 | 0 | 10.7 | -22.2 | -0.001 | 10.2 | DEER:Res:ClothesDishWasher | Annual | 1719 |  | Appl-CW-Front-GasDHW-GasDry-Tier3DEER2017 | Appl-CW-Front-GasDHW-GasDry-Tier3AnySFm1975CZ04DEER2017 | 3908
Appl-CW-Front-GasDHW-GasDry-Tier3 | DEER2017 | D17 v3 |  | Any | SFm | 1975 | CZ05 | rDXGF | Household | 1 | 1591 | None | -22.6 | -0.001 | 10.6 | -23.5 | -0.001 | 10.1 | -22.6 | -0.001 | 10.6 | -23.5 | -0.001 | 10.1 | DEER:Res:ClothesDishWasher | Annual | 1719 |  | Appl-CW-Front-GasDHW-GasDry-Tier3DEER2017 | Appl-CW-Front-GasDHW-GasDry-Tier3AnySFm1975CZ05DEER2017 | 3909
Appl-CW-Front-GasDHW-GasDry-Tier3 | DEER2017 | D17 v3 |  | Any | SFm | 1975 | CZ06 | rDXGF | Household | 1 | 1528 | None | -20.7 | 0 | 10.8 | -22.1 | -0.001 | 10.2 | -20.7 | 0 | 10.8 | -22.1 | -0.001 | 10.2 | DEER:Res:ClothesDishWasher | Annual | 1719 |  | Appl-CW-Front-GasDHW-GasDry-Tier3DEER2017 | Appl-CW-Front-GasDHW-GasDry-Tier3AnySFm1975CZ06DEER2017 | 3910
Appl-CW-Front-GasDHW-GasDry-Tier3 | DEER2017 | D17 v3 |  | Any | SFm | 1975 | CZ07 | rDXGF | Household | 1 | 1528 | None | -21.1 | -0.001 | 10.8 | -22.4 | -0.001 | 10.2 | -21.1 | -0.001 | 10.8 | -22.4 | -0.001 | 10.2 | DEER:Res:ClothesDishWasher | Annual | 1719 |  | Appl-CW-Front-GasDHW-GasDry-Tier3DEER2017 | Appl-CW-Front-GasDHW-GasDry-Tier3AnySFm1975CZ07DEER2017 | 3911
Appl-CW-Front-GasDHW-GasDry-Tier3 | DEER2017 | D17 v3 |  | Any | SFm | 1975 | CZ08 | rDXGF | Household | 1 | 1528 | None | -20 | 0 | 10.8 | -21.4 | -0.001 | 10.2 | -20 | 0 | 10.8 | -21.4 | -0.001 | 10.2 | DEER:Res:ClothesDishWasher | Annual | 1719 |  | Appl-CW-Front-GasDHW-GasDry-Tier3DEER2017 | Appl-CW-Front-GasDHW-GasDry-Tier3AnySFm1975CZ08DEER2017 | 3912
Appl-CW-Front-GasDHW-GasDry-Tier3 | DEER2017 | D17 v3 |  | Any | SFm | 1975 | CZ09 | rDXGF | Household | 1 | 1636 | None | -19.3 | -0.002 | 10.7 | -20.7 | -0.002 | 10.2 | -19.3 | -0.002 | 10.7 | -20.7 | -0.002 | 10.2 | DEER:Res:ClothesDishWasher | Annual | 1719 |  | Appl-CW-Front-GasDHW-GasDry-Tier3DEER2017 | Appl-CW-Front-GasDHW-GasDry-Tier3AnySFm1975CZ09DEER2017 | 3913
Appl-CW-Front-GasDHW-GasDry-Tier3 | DEER2017 | D17 v3 |  | Any | SFm | 1975 | CZ10 | rDXGF | Household | 1 | 1636 | None | -20.2 | 0 | 10.7 | -21.6 | -0.001 | 10.1 | -20.2 | 0 | 10.7 | -21.6 | -0.001 | 10.1 | DEER:Res:ClothesDishWasher | Annual | 1719 |  | Appl-CW-Front-GasDHW-GasDry-Tier3DEER2017 | Appl-CW-Front-GasDHW-GasDry-Tier3AnySFm1975CZ10DEER2017 | 3914
Appl-CW-Front-GasDHW-GasDry-Tier3 | DEER2017 | D17 v3 |  | Any | SFm | 1975 | CZ11 | rDXGF | Household | 1 | 1528 | None | -19.2 | 0 | 10.7 | -20.7 | -0.001 | 10.1 | -19.2 | 0 | 10.7 | -20.7 | -0.001 | 10.1 | DEER:Res:ClothesDishWasher | Annual | 1719 |  | Appl-CW-Front-GasDHW-GasDry-Tier3DEER2017 | Appl-CW-Front-GasDHW-GasDry-Tier3AnySFm1975CZ11DEER2017 | 3915
Appl-CW-Front-GasDHW-GasDry-Tier3 | DEER2017 | D17 v3 |  | Any | SFm | 1975 | CZ12 | rDXGF | Household | 1 | 1528 | None | -20.4 | 0 | 10.7 | -21.8 | -0.001 | 10.1 | -20.4 | 0 | 10.7 | -21.8 | -0.001 | 10.1 | DEER:Res:ClothesDishWasher | Annual | 1719 |  | Appl-CW-Front-GasDHW-GasDry-Tier3DEER2017 | Appl-CW-Front-GasDHW-GasDry-Tier3AnySFm1975CZ12DEER2017 | 3916
Appl-CW-Front-GasDHW-GasDry-Tier3 | DEER2017 | D17 v3 |  | Any | SFm | 1975 | CZ13 | rDXGF | Household | 1 | 1528 | None | -19.3 | 0 | 10.6 | -20.9 | -0.001 | 10.1 | -19.3 | 0 | 10.6 | -20.9 | -0.001 | 10.1 | DEER:Res:ClothesDishWasher | Annual | 1719 |  | Appl-CW-Front-GasDHW-GasDry-Tier3DEER2017 | Appl-CW-Front-GasDHW-GasDry-Tier3AnySFm1975CZ13DEER2017 | 3917
Appl-CW-Front-GasDHW-GasDry-Tier3 | DEER2017 | D17 v3 |  | Any | SFm | 1975 | CZ14 | rDXGF | Household | 1 | 1555 | None | -18.9 | -0.002 | 10.7 | -20.7 | -0.002 | 10.1 | -18.9 | -0.002 | 10.7 | -20.7 | -0.002 | 10.1 | DEER:Res:ClothesDishWasher | Annual | 1719 |  | Appl-CW-Front-GasDHW-GasDry-Tier3DEER2017 | Appl-CW-Front-GasDHW-GasDry-Tier3AnySFm1975CZ14DEER2017 | 3918
Appl-CW-Front-GasDHW-GasDry-Tier3 | DEER2017 | D17 v3 |  | Any | SFm | 1975 | CZ15 | rDXGF | Household | 1 | 1555 | None | -18.2 | -0.001 | 10.7 | -20 | -0.001 | 10.1 | -18.2 | -0.001 | 10.7 | -20 | -0.001 | 10.1 | DEER:Res:ClothesDishWasher | Annual | 1719 |  | Appl-CW-Front-GasDHW-GasDry-Tier3DEER2017 | Appl-CW-Front-GasDHW-GasDry-Tier3AnySFm1975CZ15DEER2017 | 3919
Appl-CW-Front-GasDHW-GasDry-Tier3 | DEER2017 | D17 v3 |  | Any | SFm | 1975 | CZ16 | rDXGF | Household | 1 | 1591 | None | -20.4 | -0.002 | 10.7 | -21.9 | -0.002 | 10.2 | -20.4 | -0.002 | 10.7 | -21.9 | -0.002 | 10.2 | DEER:Res:ClothesDishWasher | Annual | 1719 |  | Appl-CW-Front-GasDHW-GasDry-Tier3DEER2017 | Appl-CW-Front-GasDHW-GasDry-Tier3AnySFm1975CZ16DEER2017 | 3920
Appl-CW-Front-GasDHW-GasDry-Tier3 | DEER2017 | D17 v3 |  | Any | SFm | 1985 | CZ01 | rDXGF | Household | 1 | 1904 | None | -23.3 | -0.003 | 10.5 | -24.1 | -0.004 | 10 | -23.3 | -0.003 | 10.5 | -24.1 | -0.004 | 10 | DEER:Res:ClothesDishWasher | Annual | 1719 |  | Appl-CW-Front-GasDHW-GasDry-Tier3DEER2017 | Appl-CW-Front-GasDHW-GasDry-Tier3AnySFm1985CZ01DEER2017 | 3921
Appl-CW-Front-GasDHW-GasDry-Tier3 | DEER2017 | D17 v3 |  | Any | SFm | 1985 | CZ02 | rDXGF | Household | 1 | 1904 | None | -21.8 | -0.001 | 10.5 | -22.9 | -0.002 | 10 | -21.8 | -0.001 | 10.5 | -22.9 | -0.002 | 10 | DEER:Res:ClothesDishWasher | Annual | 1719 |  | Appl-CW-Front-GasDHW-GasDry-Tier3DEER2017 | Appl-CW-Front-GasDHW-GasDry-Tier3AnySFm1985CZ02DEER2017 | 3922
Appl-CW-Front-GasDHW-GasDry-Tier3 | DEER2017 | D17 v3 |  | Any | SFm | 1985 | CZ03 | rDXGF | Household | 1 | 1904 | None | -22.2 | 0 | 10.5 | -23.3 | -0.001 | 9.99 | -22.2 | 0 | 10.5 | -23.3 | -0.001 | 9.99 | DEER:Res:ClothesDishWasher | Annual | 1719 |  | Appl-CW-Front-GasDHW-GasDry-Tier3DEER2017 | Appl-CW-Front-GasDHW-GasDry-Tier3AnySFm1985CZ03DEER2017 | 3923
Appl-CW-Front-GasDHW-GasDry-Tier3 | DEER2017 | D17 v3 |  | Any | SFm | 1985 | CZ04 | rDXGF | Household | 1 | 1904 | None | -20.8 | 0.001 | 10.6 | -22.1 | 0 | 10.1 | -20.8 | 0.001 | 10.6 | -22.1 | 0 | 10.1 | DEER:Res:ClothesDishWasher | Annual | 1719 |  | Appl-CW-Front-GasDHW-GasDry-Tier3DEER2017 | Appl-CW-Front-GasDHW-GasDry-Tier3AnySFm1985CZ04DEER2017 | 3924
Appl-CW-Front-GasDHW-GasDry-Tier3 | DEER2017 | D17 v3 |  | Any | SFm | 1985 | CZ05 | rDXGF | Household | 1 | 1904 | None | -22.4 | 0.001 | 10.5 | -23.2 | 0 | 9.98 | -22.4 | 0.001 | 10.5 | -23.2 | 0 | 9.98 | DEER:Res:ClothesDishWasher | Annual | 1719 |  | Appl-CW-Front-GasDHW-GasDry-Tier3DEER2017 | Appl-CW-Front-GasDHW-GasDry-Tier3AnySFm1985CZ05DEER2017 | 3925
Appl-CW-Front-GasDHW-GasDry-Tier3 | DEER2017 | D17 v3 |  | Any | SFm | 1985 | CZ06 | rDXGF | Household | 1 | 2064 | None | -21 | 0 | 10.7 | -22.3 | -0.001 | 10.2 | -21 | 0 | 10.7 | -22.3 | -0.001 | 10.2 | DEER:Res:ClothesDishWasher | Annual | 1719 |  | Appl-CW-Front-GasDHW-GasDry-Tier3DEER2017 | Appl-CW-Front-GasDHW-GasDry-Tier3AnySFm1985CZ06DEER2017 | 3926
Appl-CW-Front-GasDHW-GasDry-Tier3 | DEER2017 | D17 v3 |  | Any | SFm | 1985 | CZ07 | rDXGF | Household | 1 | 2064 | None | -20.6 | -0.001 | 10.7 | -21.8 | -0.001 | 10.2 | -20.6 | -0.001 | 10.7 | -21.8 | -0.001 | 10.2 | DEER:Res:ClothesDishWasher | Annual | 1719 |  | Appl-CW-Front-GasDHW-GasDry-Tier3DEER2017 | Appl-CW-Front-GasDHW-GasDry-Tier3AnySFm1985CZ07DEER2017 | 3927
Appl-CW-Front-GasDHW-GasDry-Tier3 | DEER2017 | D17 v3 |  | Any | SFm | 1985 | CZ08 | rDXGF | Household | 1 | 2064 | None | -19.7 | -0.001 | 10.7 | -21.3 | -0.002 | 10.2 | -19.7 | -0.001 | 10.7 | -21.3 | -0.002 | 10.2 | DEER:Res:ClothesDishWasher | Annual | 1719 |  | Appl-CW-Front-GasDHW-GasDry-Tier3DEER2017 | Appl-CW-Front-GasDHW-GasDry-Tier3AnySFm1985CZ08DEER2017 | 3928
Appl-CW-Front-GasDHW-GasDry-Tier3 | DEER2017 | D17 v3 |  | Any | SFm | 1985 | CZ09 | rDXGF | Household | 1 | 1811 | None | -19.6 | 0 | 10.7 | -21.2 | 0 | 10.2 | -19.6 | 0 | 10.7 | -21.2 | 0 | 10.2 | DEER:Res:ClothesDishWasher | Annual | 1719 |  | Appl-CW-Front-GasDHW-GasDry-Tier3DEER2017 | Appl-CW-Front-GasDHW-GasDry-Tier3AnySFm1985CZ09DEER2017 | 3929
Appl-CW-Front-GasDHW-GasDry-Tier3 | DEER2017 | D17 v3 |  | Any | SFm | 1985 | CZ10 | rDXGF | Household | 1 | 1811 | None | -20 | 0 | 10.6 | -21.4 | 0 | 10.1 | -20 | 0 | 10.6 | -21.4 | 0 | 10.1 | DEER:Res:ClothesDishWasher | Annual | 1719 |  | Appl-CW-Front-GasDHW-GasDry-Tier3DEER2017 | Appl-CW-Front-GasDHW-GasDry-Tier3AnySFm1985CZ10DEER2017 | 3930
Appl-CW-Front-GasDHW-GasDry-Tier3 | DEER2017 | D17 v3 |  | Any | SFm | 1985 | CZ11 | rDXGF | Household | 1 | 1704 | None | -19.2 | -0.001 | 10.5 | -20.7 | -0.001 | 10 | -19.2 | -0.001 | 10.5 | -20.7 | -0.001 | 10 | DEER:Res:ClothesDishWasher | Annual | 1719 |  | Appl-CW-Front-GasDHW-GasDry-Tier3DEER2017 | Appl-CW-Front-GasDHW-GasDry-Tier3AnySFm1985CZ11DEER2017 | 3931
Appl-CW-Front-GasDHW-GasDry-Tier3 | DEER2017 | D17 v3 |  | Any | SFm | 1985 | CZ12 | rDXGF | Household | 1 | 1704 | None | -20.8 | 0 | 10.6 | -22 | -0.001 | 10.1 | -20.8 | 0 | 10.6 | -22 | -0.001 | 10.1 | DEER:Res:ClothesDishWasher | Annual | 1719 |  | Appl-CW-Front-GasDHW-GasDry-Tier3DEER2017 | Appl-CW-Front-GasDHW-GasDry-Tier3AnySFm1985CZ12DEER2017 | 3932
Appl-CW-Front-GasDHW-GasDry-Tier3 | DEER2017 | D17 v3 |  | Any | SFm | 1985 | CZ13 | rDXGF | Household | 1 | 1704 | None | -19.1 | -0.001 | 10.6 | -20.9 | -0.001 | 10 | -19.1 | -0.001 | 10.6 | -20.9 | -0.001 | 10 | DEER:Res:ClothesDishWasher | Annual | 1719 |  | Appl-CW-Front-GasDHW-GasDry-Tier3DEER2017 | Appl-CW-Front-GasDHW-GasDry-Tier3AnySFm1985CZ13DEER2017 | 3933
Appl-CW-Front-GasDHW-GasDry-Tier3 | DEER2017 | D17 v3 |  | Any | SFm | 1985 | CZ14 | rDXGF | Household | 1 | 1741 | None | -19.2 | -0.002 | 10.6 | -20.8 | -0.002 | 10.1 | -19.2 | -0.002 | 10.6 | -20.8 | -0.002 | 10.1 | DEER:Res:ClothesDishWasher | Annual | 1719 |  | Appl-CW-Front-GasDHW-GasDry-Tier3DEER2017 | Appl-CW-Front-GasDHW-GasDry-Tier3AnySFm1985CZ14DEER2017 | 3934
Appl-CW-Front-GasDHW-GasDry-Tier3 | DEER2017 | D17 v3 |  | Any | SFm | 1985 | CZ15 | rDXGF | Household | 1 | 1741 | None | -17.5 | -0.002 | 10.7 | -19.3 | -0.002 | 10.1 | -17.5 | -0.002 | 10.7 | -19.3 | -0.002 | 10.1 | DEER:Res:ClothesDishWasher | Annual | 1719 |  | Appl-CW-Front-GasDHW-GasDry-Tier3DEER2017 | Appl-CW-Front-GasDHW-GasDry-Tier3AnySFm1985CZ15DEER2017 | 3935
Appl-CW-Front-GasDHW-GasDry-Tier3 | DEER2017 | D17 v3 |  | Any | SFm | 1985 | CZ16 | rDXGF | Household | 1 | 1904 | None | -20.8 | -0.002 | 10.6 | -22.1 | -0.002 | 10.1 | -20.8 | -0.002 | 10.6 | -22.1 | -0.002 | 10.1 | DEER:Res:ClothesDishWasher | Annual | 1719 |  | Appl-CW-Front-GasDHW-GasDry-Tier3DEER2017 | Appl-CW-Front-GasDHW-GasDry-Tier3AnySFm1985CZ16DEER2017 | 3936
Appl-CW-Front-GasDHW-GasDry-Tier3 | DEER2017 | D17 v3 |  | Any | SFm | 1996 | CZ01 | rDXGF | Household | 1 | 2193 | None | -22.9 | -0.003 | 10.8 | -23.8 | -0.003 | 10.2 | -22.9 | -0.003 | 10.8 | -23.8 | -0.003 | 10.2 | DEER:Res:ClothesDishWasher | Annual | 1719 |  | Appl-CW-Front-GasDHW-GasDry-Tier3DEER2017 | Appl-CW-Front-GasDHW-GasDry-Tier3AnySFm1996CZ01DEER2017 | 3937
Appl-CW-Front-GasDHW-GasDry-Tier3 | DEER2017 | D17 v3 |  | Any | SFm | 1996 | CZ02 | rDXGF | Household | 1 | 2193 | None | -21.9 | -0.001 | 10.7 | -22.7 | -0.001 | 10.2 | -21.9 | -0.001 | 10.7 | -22.7 | -0.001 | 10.2 | DEER:Res:ClothesDishWasher | Annual | 1719 |  | Appl-CW-Front-GasDHW-GasDry-Tier3DEER2017 | Appl-CW-Front-GasDHW-GasDry-Tier3AnySFm1996CZ02DEER2017 | 3938
Appl-CW-Front-GasDHW-GasDry-Tier3 | DEER2017 | D17 v3 |  | Any | SFm | 1996 | CZ03 | rDXGF | Household | 1 | 2193 | None | -22.3 | 0 | 10.7 | -23.5 | -0.001 | 10.2 | -22.3 | 0 | 10.7 | -23.5 | -0.001 | 10.2 | DEER:Res:ClothesDishWasher | Annual | 1719 |  | Appl-CW-Front-GasDHW-GasDry-Tier3DEER2017 | Appl-CW-Front-GasDHW-GasDry-Tier3AnySFm1996CZ03DEER2017 | 3939
Appl-CW-Front-GasDHW-GasDry-Tier3 | DEER2017 | D17 v3 |  | Any | SFm | 1996 | CZ04 | rDXGF | Household | 1 | 2193 | None | -20.6 | -0.001 | 10.7 | -22 | -0.001 | 10.2 | -20.6 | -0.001 | 10.7 | -22 | -0.001 | 10.2 | DEER:Res:ClothesDishWasher | Annual | 1719 |  | Appl-CW-Front-GasDHW-GasDry-Tier3DEER2017 | Appl-CW-Front-GasDHW-GasDry-Tier3AnySFm1996CZ04DEER2017 | 3940
Appl-CW-Front-GasDHW-GasDry-Tier3 | DEER2017 | D17 v3 |  | Any | SFm | 1996 | CZ05 | rDXGF | Household | 1 | 2193 | None | -22.7 | -0.001 | 10.5 | -23.6 | -0.002 | 10 | -22.7 | -0.001 | 10.5 | -23.6 | -0.002 | 10 | DEER:Res:ClothesDishWasher | Annual | 1719 |  | Appl-CW-Front-GasDHW-GasDry-Tier3DEER2017 | Appl-CW-Front-GasDHW-GasDry-Tier3AnySFm1996CZ05DEER2017 | 3941
Appl-CW-Front-GasDHW-GasDry-Tier3 | DEER2017 | D17 v3 |  | Any | SFm | 1996 | CZ06 | rDXGF | Household | 1 | 2297 | None | -25.3 | 0.003 | 10.8 | -22.6 | -0.002 | 10.2 | -25.3 | 0.003 | 10.8 | -22.6 | -0.002 | 10.2 | DEER:Res:ClothesDishWasher | Annual | 1719 |  | Appl-CW-Front-GasDHW-GasDry-Tier3DEER2017 | Appl-CW-Front-GasDHW-GasDry-Tier3AnySFm1996CZ06DEER2017 | 3942
Appl-CW-Front-GasDHW-GasDry-Tier3 | DEER2017 | D17 v3 |  | Any | SFm | 1996 | CZ07 | rDXGF | Household | 1 | 2297 | None | -20.6 | -0.001 | 10.8 | -21.9 | -0.002 | 10.3 | -20.6 | -0.001 | 10.8 | -21.9 | -0.002 | 10.3 | DEER:Res:ClothesDishWasher | Annual | 1719 |  | Appl-CW-Front-GasDHW-GasDry-Tier3DEER2017 | Appl-CW-Front-GasDHW-GasDry-Tier3AnySFm1996CZ07DEER2017 | 3943
Appl-CW-Front-GasDHW-GasDry-Tier3 | DEER2017 | D17 v3 |  | Any | SFm | 1996 | CZ08 | rDXGF | Household | 1 | 2297 | None | -22.6 | -0.003 | 10.8 | -21.2 | -0.002 | 10.2 | -22.6 | -0.003 | 10.8 | -21.2 | -0.002 | 10.2 | DEER:Res:ClothesDishWasher | Annual | 1719 |  | Appl-CW-Front-GasDHW-GasDry-Tier3DEER2017 | Appl-CW-Front-GasDHW-GasDry-Tier3AnySFm1996CZ08DEER2017 | 3944
Appl-CW-Front-GasDHW-GasDry-Tier3 | DEER2017 | D17 v3 |  | Any | SFm | 1996 | CZ09 | rDXGF | Household | 1 | 2186 | None | -19.8 | -0.001 | 10.8 | -21.3 | -0.001 | 10.2 | -19.8 | -0.001 | 10.8 | -21.3 | -0.001 | 10.2 | DEER:Res:ClothesDishWasher | Annual | 1719 |  | Appl-CW-Front-GasDHW-GasDry-Tier3DEER2017 | Appl-CW-Front-GasDHW-GasDry-Tier3AnySFm1996CZ09DEER2017 | 3945
Appl-CW-Front-GasDHW-GasDry-Tier3 | DEER2017 | D17 v3 |  | Any | SFm | 1996 | CZ10 | rDXGF | Household | 1 | 2186 | None | -19.5 | 0 | 10.7 | -20.9 | -0.001 | 10.1 | -19.5 | 0 | 10.7 | -20.9 | -0.001 | 10.1 | DEER:Res:ClothesDishWasher | Annual | 1719 |  | Appl-CW-Front-GasDHW-GasDry-Tier3DEER2017 | Appl-CW-Front-GasDHW-GasDry-Tier3AnySFm1996CZ10DEER2017 | 3946
Appl-CW-Front-GasDHW-GasDry-Tier3 | DEER2017 | D17 v3 |  | Any | SFm | 1996 | CZ11 | rDXGF | Household | 1 | 2032 | None | -19.3 | -0.001 | 10.6 | -20.8 | -0.002 | 10.1 | -19.3 | -0.001 | 10.6 | -20.8 | -0.002 | 10.1 | DEER:Res:ClothesDishWasher | Annual | 1719 |  | Appl-CW-Front-GasDHW-GasDry-Tier3DEER2017 | Appl-CW-Front-GasDHW-GasDry-Tier3AnySFm1996CZ11DEER2017 | 3947
Appl-CW-Front-GasDHW-GasDry-Tier3 | DEER2017 | D17 v3 |  | Any | SFm | 1996 | CZ12 | rDXGF | Household | 1 | 2032 | None | -20.2 | 0 | 10.7 | -21.6 | -0.001 | 10.1 | -20.2 | 0 | 10.7 | -21.6 | -0.001 | 10.1 | DEER:Res:ClothesDishWasher | Annual | 1719 |  | Appl-CW-Front-GasDHW-GasDry-Tier3DEER2017 | Appl-CW-Front-GasDHW-GasDry-Tier3AnySFm1996CZ12DEER2017 | 3948
Appl-CW-Front-GasDHW-GasDry-Tier3 | DEER2017 | D17 v3 |  | Any | SFm | 1996 | CZ13 | rDXGF | Household | 1 | 2032 | None | -19 | 0 | 10.6 | -20.4 | -0.001 | 10.1 | -19 | 0 | 10.6 | -20.4 | -0.001 | 10.1 | DEER:Res:ClothesDishWasher | Annual | 1719 |  | Appl-CW-Front-GasDHW-GasDry-Tier3DEER2017 | Appl-CW-Front-GasDHW-GasDry-Tier3AnySFm1996CZ13DEER2017 | 3949
Appl-CW-Front-GasDHW-GasDry-Tier3 | DEER2017 | D17 v3 |  | Any | SFm | 1996 | CZ14 | rDXGF | Household | 1 | 1758 | None | -19.3 | -0.002 | 10.6 | -21 | -0.002 | 10.1 | -19.3 | -0.002 | 10.6 | -21 | -0.002 | 10.1 | DEER:Res:ClothesDishWasher | Annual | 1719 |  | Appl-CW-Front-GasDHW-GasDry-Tier3DEER2017 | Appl-CW-Front-GasDHW-GasDry-Tier3AnySFm1996CZ14DEER2017 | 3950
Appl-CW-Front-GasDHW-GasDry-Tier3 | DEER2017 | D17 v3 |  | Any | SFm | 1996 | CZ15 | rDXGF | Household | 1 | 1758 | None | -17.2 | -0.002 | 10.7 | -19.2 | -0.002 | 10.1 | -17.2 | -0.002 | 10.7 | -19.2 | -0.002 | 10.1 | DEER:Res:ClothesDishWasher | Annual | 1719 |  | Appl-CW-Front-GasDHW-GasDry-Tier3DEER2017 | Appl-CW-Front-GasDHW-GasDry-Tier3AnySFm1996CZ15DEER2017 | 3951
Appl-CW-Front-GasDHW-GasDry-Tier3 | DEER2017 | D17 v3 |  | Any | SFm | 1996 | CZ16 | rDXGF | Household | 1 | 2193 | None | -20.7 | -0.002 | 10.9 | -22.1 | -0.001 | 10.3 | -20.7 | -0.002 | 10.9 | -22.1 | -0.001 | 10.3 | DEER:Res:ClothesDishWasher | Annual | 1719 |  | Appl-CW-Front-GasDHW-GasDry-Tier3DEER2017 | Appl-CW-Front-GasDHW-GasDry-Tier3AnySFm1996CZ16DEER2017 | 3952
Appl-CW-Front-GasDHW-GasDry-Tier3 | DEER2017 | D17 v3 |  | Any | SFm | 2003 | CZ01 | rDXGF | Household | 1 | 2295.6 | None | -22.9 | -0.003 | 10.7 | -23.8 | -0.003 | 10.2 | -22.9 | -0.003 | 10.7 | -23.8 | -0.003 | 10.2 | DEER:Res:ClothesDishWasher | Annual | 1719 |  | Appl-CW-Front-GasDHW-GasDry-Tier3DEER2017 | Appl-CW-Front-GasDHW-GasDry-Tier3AnySFm2003CZ01DEER2017 | 3953
Appl-CW-Front-GasDHW-GasDry-Tier3 | DEER2017 | D17 v3 |  | Any | SFm | 2003 | CZ02 | rDXGF | Household | 1 | 1948.8 | None | -21.3 | 0 | 10.7 | -22.5 | -0.001 | 10.2 | -21.3 | 0 | 10.7 | -22.5 | -0.001 | 10.2 | DEER:Res:ClothesDishWasher | Annual | 1719 |  | Appl-CW-Front-GasDHW-GasDry-Tier3DEER2017 | Appl-CW-Front-GasDHW-GasDry-Tier3AnySFm2003CZ02DEER2017 | 3954
Appl-CW-Front-GasDHW-GasDry-Tier3 | DEER2017 | D17 v3 |  | Any | SFm | 2003 | CZ03 | rDXGF | Household | 1 | 2295.6 | None | -22.4 | -0.001 | 10.7 | -23.3 | -0.002 | 10.1 | -22.4 | -0.001 | 10.7 | -23.3 | -0.002 | 10.1 | DEER:Res:ClothesDishWasher | Annual | 1719 |  | Appl-CW-Front-GasDHW-GasDry-Tier3DEER2017 | Appl-CW-Front-GasDHW-GasDry-Tier3AnySFm2003CZ03DEER2017 | 3955
Appl-CW-Front-GasDHW-GasDry-Tier3 | DEER2017 | D17 v3 |  | Any | SFm | 2003 | CZ04 | rDXGF | Household | 1 | 2295.6 | None | -20.3 | 0 | 10.7 | -21.8 | 0 | 10.2 | -20.3 | 0 | 10.7 | -21.8 | 0 | 10.2 | DEER:Res:ClothesDishWasher | Annual | 1719 |  | Appl-CW-Front-GasDHW-GasDry-Tier3DEER2017 | Appl-CW-Front-GasDHW-GasDry-Tier3AnySFm2003CZ04DEER2017 | 3956
Appl-CW-Front-GasDHW-GasDry-Tier3 | DEER2017 | D17 v3 |  | Any | SFm | 2003 | CZ05 | rDXGF | Household | 1 | 2295.6 | None | -22.5 | -0.001 | 10.5 | -23.5 | -0.002 | 10.1 | -22.5 | -0.001 | 10.5 | -23.5 | -0.002 | 10.1 | DEER:Res:ClothesDishWasher | Annual | 1719 |  | Appl-CW-Front-GasDHW-GasDry-Tier3DEER2017 | Appl-CW-Front-GasDHW-GasDry-Tier3AnySFm2003CZ05DEER2017 | 3957
Appl-CW-Front-GasDHW-GasDry-Tier3 | DEER2017 | D17 v3 |  | Any | SFm | 2003 | CZ06 | rDXGF | Household | 1 | 2392.9 | None | -20.1 | -0.003 | 10.8 | -21 | -0.001 | 10.3 | -20.1 | -0.003 | 10.8 | -21 | -0.001 | 10.3 | DEER:Res:ClothesDishWasher | Annual | 1719 |  | Appl-CW-Front-GasDHW-GasDry-Tier3DEER2017 | Appl-CW-Front-GasDHW-GasDry-Tier3AnySFm2003CZ06DEER2017 | 3958
Appl-CW-Front-GasDHW-GasDry-Tier3 | DEER2017 | D17 v3 |  | Any | SFm | 2003 | CZ07 | rDXGF | Household | 1 | 2392.9 | None | -20 | -0.001 | 10.8 | -21.5 | -0.002 | 10.2 | -20 | -0.001 | 10.8 | -21.5 | -0.002 | 10.2 | DEER:Res:ClothesDishWasher | Annual | 1719 |  | Appl-CW-Front-GasDHW-GasDry-Tier3DEER2017 | Appl-CW-Front-GasDHW-GasDry-Tier3AnySFm2003CZ07DEER2017 | 3959
Appl-CW-Front-GasDHW-GasDry-Tier3 | DEER2017 | D17 v3 |  | Any | SFm | 2003 | CZ08 | rDXGF | Household | 1 | 2392.9 | None | -17.9 | -0.002 | 10.8 | -19.6 | -0.002 | 10.2 | -17.9 | -0.002 | 10.8 | -19.6 | -0.002 | 10.2 | DEER:Res:ClothesDishWasher | Annual | 1719 |  | Appl-CW-Front-GasDHW-GasDry-Tier3DEER2017 | Appl-CW-Front-GasDHW-GasDry-Tier3AnySFm2003CZ08DEER2017 | 3960
Appl-CW-Front-GasDHW-GasDry-Tier3 | DEER2017 | D17 v3 |  | Any | SFm | 2003 | CZ09 | rDXGF | Household | 1 | 2422.9 | None | -19.7 | -0.002 | 10.8 | -21.3 | -0.002 | 10.2 | -19.7 | -0.002 | 10.8 | -21.3 | -0.002 | 10.2 | DEER:Res:ClothesDishWasher | Annual | 1719 |  | Appl-CW-Front-GasDHW-GasDry-Tier3DEER2017 | Appl-CW-Front-GasDHW-GasDry-Tier3AnySFm2003CZ09DEER2017 | 3961
Appl-CW-Front-GasDHW-GasDry-Tier3 | DEER2017 | D17 v3 |  | Any | SFm | 2003 | CZ10 | rDXGF | Household | 1 | 1948.8 | None | -19.4 | -0.002 | 10.7 | -20.9 | -0.002 | 10.1 | -19.4 | -0.002 | 10.7 | -20.9 | -0.002 | 10.1 | DEER:Res:ClothesDishWasher | Annual | 1719 |  | Appl-CW-Front-GasDHW-GasDry-Tier3DEER2017 | Appl-CW-Front-GasDHW-GasDry-Tier3AnySFm2003CZ10DEER2017 | 3962
Appl-CW-Front-GasDHW-GasDry-Tier3 | DEER2017 | D17 v3 |  | Any | SFm | 2003 | CZ11 | rDXGF | Household | 1 | 1948.8 | None | -19.6 | -0.001 | 10.6 | -21.3 | -0.002 | 10.1 | -19.6 | -0.001 | 10.6 | -21.3 | -0.002 | 10.1 | DEER:Res:ClothesDishWasher | Annual | 1719 |  | Appl-CW-Front-GasDHW-GasDry-Tier3DEER2017 | Appl-CW-Front-GasDHW-GasDry-Tier3AnySFm2003CZ11DEER2017 | 3963
Appl-CW-Front-GasDHW-GasDry-Tier3 | DEER2017 | D17 v3 |  | Any | SFm | 2003 | CZ12 | rDXGF | Household | 1 | 1948.8 | None | -20.7 | -0.001 | 10.7 | -22 | -0.001 | 10.1 | -20.7 | -0.001 | 10.7 | -22 | -0.001 | 10.1 | DEER:Res:ClothesDishWasher | Annual | 1719 |  | Appl-CW-Front-GasDHW-GasDry-Tier3DEER2017 | Appl-CW-Front-GasDHW-GasDry-Tier3AnySFm2003CZ12DEER2017 | 3964
Appl-CW-Front-GasDHW-GasDry-Tier3 | DEER2017 | D17 v3 |  | Any | SFm | 2003 | CZ13 | rDXGF | Household | 1 | 1948.8 | None | -19.8 | -0.001 | 10.6 | -21.3 | -0.002 | 10.1 | -19.8 | -0.001 | 10.6 | -21.3 | -0.002 | 10.1 | DEER:Res:ClothesDishWasher | Annual | 1719 |  | Appl-CW-Front-GasDHW-GasDry-Tier3DEER2017 | Appl-CW-Front-GasDHW-GasDry-Tier3AnySFm2003CZ13DEER2017 | 3965
Appl-CW-Front-GasDHW-GasDry-Tier3 | DEER2017 | D17 v3 |  | Any | SFm | 2003 | CZ14 | rDXGF | Household | 1 | 2160.9 | None | -19.1 | -0.001 | 10.6 | -20.8 | -0.002 | 10.1 | -19.1 | -0.001 | 10.6 | -20.8 | -0.002 | 10.1 | DEER:Res:ClothesDishWasher | Annual | 1719 |  | Appl-CW-Front-GasDHW-GasDry-Tier3DEER2017 | Appl-CW-Front-GasDHW-GasDry-Tier3AnySFm2003CZ14DEER2017 | 3966
Appl-CW-Front-GasDHW-GasDry-Tier3 | DEER2017 | D17 v3 |  | Any | SFm | 2003 | CZ15 | rDXGF | Household | 1 | 2160.9 | None | -18 | -0.001 | 10.7 | -19.8 | -0.002 | 10.1 | -18 | -0.001 | 10.7 | -19.8 | -0.002 | 10.1 | DEER:Res:ClothesDishWasher | Annual | 1719 |  | Appl-CW-Front-GasDHW-GasDry-Tier3DEER2017 | Appl-CW-Front-GasDHW-GasDry-Tier3AnySFm2003CZ15DEER2017 | 3967
Appl-CW-Front-GasDHW-GasDry-Tier3 | DEER2017 | D17 v3 |  | Any | SFm | 2003 | CZ16 | rDXGF | Household | 1 | 2295.6 | None | -21.1 | -0.001 | 10.9 | -22.2 | -0.002 | 10.3 | -21.1 | -0.001 | 10.9 | -22.2 | -0.002 | 10.3 | DEER:Res:ClothesDishWasher | Annual | 1719 |  | Appl-CW-Front-GasDHW-GasDry-Tier3DEER2017 | Appl-CW-Front-GasDHW-GasDry-Tier3AnySFm2003CZ16DEER2017 | 3968
Appl-CW-Front-GasDHW-GasDry-Tier3 | DEER2017 | D17 v3 |  | Any | SFm | 2007 | CZ01 | rDXGF | Household | 1 | 2295.6 | None | -22.9 | -0.003 | 10.7 | -23.8 | -0.004 | 10.2 | -22.9 | -0.003 | 10.7 | -23.8 | -0.004 | 10.2 | DEER:Res:ClothesDishWasher | Annual | 1719 |  | Appl-CW-Front-GasDHW-GasDry-Tier3DEER2017 | Appl-CW-Front-GasDHW-GasDry-Tier3AnySFm2007CZ01DEER2017 | 3969
Appl-CW-Front-GasDHW-GasDry-Tier3 | DEER2017 | D17 v3 |  | Any | SFm | 2007 | CZ02 | rDXGF | Household | 1 | 1948.8 | None | -21.6 | -0.001 | 10.6 | -22.7 | -0.002 | 10.1 | -21.6 | -0.001 | 10.6 | -22.7 | -0.002 | 10.1 | DEER:Res:ClothesDishWasher | Annual | 1719 |  | Appl-CW-Front-GasDHW-GasDry-Tier3DEER2017 | Appl-CW-Front-GasDHW-GasDry-Tier3AnySFm2007CZ02DEER2017 | 3970
Appl-CW-Front-GasDHW-GasDry-Tier3 | DEER2017 | D17 v3 |  | Any | SFm | 2007 | CZ03 | rDXGF | Household | 1 | 2295.6 | None | -22.4 | -0.001 | 10.7 | -23.4 | -0.001 | 10.1 | -22.4 | -0.001 | 10.7 | -23.4 | -0.001 | 10.1 | DEER:Res:ClothesDishWasher | Annual | 1719 |  | Appl-CW-Front-GasDHW-GasDry-Tier3DEER2017 | Appl-CW-Front-GasDHW-GasDry-Tier3AnySFm2007CZ03DEER2017 | 3971
Appl-CW-Front-GasDHW-GasDry-Tier3 | DEER2017 | D17 v3 |  | Any | SFm | 2007 | CZ04 | rDXGF | Household | 1 | 2295.6 | None | -21 | -0.001 | 10.7 | -22.3 | -0.002 | 10.2 | -21 | -0.001 | 10.7 | -22.3 | -0.002 | 10.2 | DEER:Res:ClothesDishWasher | Annual | 1719 |  | Appl-CW-Front-GasDHW-GasDry-Tier3DEER2017 | Appl-CW-Front-GasDHW-GasDry-Tier3AnySFm2007CZ04DEER2017 | 3972
Appl-CW-Front-GasDHW-GasDry-Tier3 | DEER2017 | D17 v3 |  | Any | SFm | 2007 | CZ05 | rDXGF | Household | 1 | 2295.6 | None | -22.6 | -0.001 | 10.6 | -23.6 | -0.002 | 10.1 | -22.6 | -0.001 | 10.6 | -23.6 | -0.002 | 10.1 | DEER:Res:ClothesDishWasher | Annual | 1719 |  | Appl-CW-Front-GasDHW-GasDry-Tier3DEER2017 | Appl-CW-Front-GasDHW-GasDry-Tier3AnySFm2007CZ05DEER2017 | 3973
Appl-CW-Front-GasDHW-GasDry-Tier3 | DEER2017 | D17 v3 |  | Any | SFm | 2007 | CZ06 | rDXGF | Household | 1 | 2392.9 | None | -20.3 | -0.001 | 10.8 | -21.5 | -0.002 | 10.2 | -20.3 | -0.001 | 10.8 | -21.5 | -0.002 | 10.2 | DEER:Res:ClothesDishWasher | Annual | 1719 |  | Appl-CW-Front-GasDHW-GasDry-Tier3DEER2017 | Appl-CW-Front-GasDHW-GasDry-Tier3AnySFm2007CZ06DEER2017 | 3974
Appl-CW-Front-GasDHW-GasDry-Tier3 | DEER2017 | D17 v3 |  | Any | SFm | 2007 | CZ07 | rDXGF | Household | 1 | 2392.9 | None | -19.4 | 0 | 10.8 | -20.8 | 0 | 10.2 | -19.4 | 0 | 10.8 | -20.8 | 0 | 10.2 | DEER:Res:ClothesDishWasher | Annual | 1719 |  | Appl-CW-Front-GasDHW-GasDry-Tier3DEER2017 | Appl-CW-Front-GasDHW-GasDry-Tier3AnySFm2007CZ07DEER2017 | 3975
Appl-CW-Front-GasDHW-GasDry-Tier3 | DEER2017 | D17 v3 |  | Any | SFm | 2007 | CZ08 | rDXGF | Household | 1 | 2392.9 | None | -19.6 | -0.002 | 10.8 | -21.1 | -0.002 | 10.2 | -19.6 | -0.002 | 10.8 | -21.1 | -0.002 | 10.2 | DEER:Res:ClothesDishWasher | Annual | 1719 |  | Appl-CW-Front-GasDHW-GasDry-Tier3DEER2017 | Appl-CW-Front-GasDHW-GasDry-Tier3AnySFm2007CZ08DEER2017 | 3976
Appl-CW-Front-GasDHW-GasDry-Tier3 | DEER2017 | D17 v3 |  | Any | SFm | 2007 | CZ09 | rDXGF | Household | 1 | 2422.9 | None | -20.2 | -0.002 | 10.8 | -21.7 | -0.002 | 10.2 | -20.2 | -0.002 | 10.8 | -21.7 | -0.002 | 10.2 | DEER:Res:ClothesDishWasher | Annual | 1719 |  | Appl-CW-Front-GasDHW-GasDry-Tier3DEER2017 | Appl-CW-Front-GasDHW-GasDry-Tier3AnySFm2007CZ09DEER2017 | 3977
Appl-CW-Front-GasDHW-GasDry-Tier3 | DEER2017 | D17 v3 |  | Any | SFm | 2007 | CZ10 | rDXGF | Household | 1 | 1948.8 | None | -19.7 | -0.002 | 10.7 | -21.3 | -0.003 | 10.1 | -19.7 | -0.002 | 10.7 | -21.3 | -0.003 | 10.1 | DEER:Res:ClothesDishWasher | Annual | 1719 |  | Appl-CW-Front-GasDHW-GasDry-Tier3DEER2017 | Appl-CW-Front-GasDHW-GasDry-Tier3AnySFm2007CZ10DEER2017 | 3978
Appl-CW-Front-GasDHW-GasDry-Tier3 | DEER2017 | D17 v3 |  | Any | SFm | 2007 | CZ11 | rDXGF | Household | 1 | 1948.8 | None | -20.3 | -0.002 | 10.6 | -21.7 | -0.003 | 10.1 | -20.3 | -0.002 | 10.6 | -21.7 | -0.003 | 10.1 | DEER:Res:ClothesDishWasher | Annual | 1719 |  | Appl-CW-Front-GasDHW-GasDry-Tier3DEER2017 | Appl-CW-Front-GasDHW-GasDry-Tier3AnySFm2007CZ11DEER2017 | 3979
Appl-CW-Front-GasDHW-GasDry-Tier3 | DEER2017 | D17 v3 |  | Any | SFm | 2007 | CZ12 | rDXGF | Household | 1 | 1948.8 | None | -20.6 | -0.001 | 10.7 | -21.9 | -0.002 | 10.2 | -20.6 | -0.001 | 10.7 | -21.9 | -0.002 | 10.2 | DEER:Res:ClothesDishWasher | Annual | 1719 |  | Appl-CW-Front-GasDHW-GasDry-Tier3DEER2017 | Appl-CW-Front-GasDHW-GasDry-Tier3AnySFm2007CZ12DEER2017 | 3980
Appl-CW-Front-GasDHW-GasDry-Tier3 | DEER2017 | D17 v3 |  | Any | SFm | 2007 | CZ13 | rDXGF | Household | 1 | 1948.8 | None | -19.6 | -0.002 | 10.7 | -21 | -0.002 | 10.1 | -19.6 | -0.002 | 10.7 | -21 | -0.002 | 10.1 | DEER:Res:ClothesDishWasher | Annual | 1719 |  | Appl-CW-Front-GasDHW-GasDry-Tier3DEER2017 | Appl-CW-Front-GasDHW-GasDry-Tier3AnySFm2007CZ13DEER2017 | 3981
Appl-CW-Front-GasDHW-GasDry-Tier3 | DEER2017 | D17 v3 |  | Any | SFm | 2007 | CZ14 | rDXGF | Household | 1 | 2160.9 | None | -19.6 | -0.003 | 10.6 | -21.1 | -0.003 | 10.1 | -19.6 | -0.003 | 10.6 | -21.1 | -0.003 | 10.1 | DEER:Res:ClothesDishWasher | Annual | 1719 |  | Appl-CW-Front-GasDHW-GasDry-Tier3DEER2017 | Appl-CW-Front-GasDHW-GasDry-Tier3AnySFm2007CZ14DEER2017 | 3982
Appl-CW-Front-GasDHW-GasDry-Tier3 | DEER2017 | D17 v3 |  | Any | SFm | 2007 | CZ15 | rDXGF | Household | 1 | 2160.9 | None | -18.4 | -0.002 | 10.8 | -20.2 | -0.003 | 10.1 | -18.4 | -0.002 | 10.8 | -20.2 | -0.003 | 10.1 | DEER:Res:ClothesDishWasher | Annual | 1719 |  | Appl-CW-Front-GasDHW-GasDry-Tier3DEER2017 | Appl-CW-Front-GasDHW-GasDry-Tier3AnySFm2007CZ15DEER2017 | 3983
Appl-CW-Front-GasDHW-GasDry-Tier3 | DEER2017 | D17 v3 |  | Any | SFm | 2007 | CZ16 | rDXGF | Household | 1 | 2295.6 | None | -21.7 | -0.002 | 10.9 | -22.8 | -0.002 | 10.3 | -21.7 | -0.002 | 10.9 | -22.8 | -0.002 | 10.3 | DEER:Res:ClothesDishWasher | Annual | 1719 |  | Appl-CW-Front-GasDHW-GasDry-Tier3DEER2017 | Appl-CW-Front-GasDHW-GasDry-Tier3AnySFm2007CZ16DEER2017 | 3984
Appl-CW-Front-GasDHW-GasDry-Tier3 | DEER2017 | D17 v3 |  | Any | SFm | 2011 | CZ01 | rDXGF | Household | 1 | 2295.6 | None | -23 | -0.003 | 10.8 | -23.8 | -0.003 | 10.2 | -23 | -0.003 | 10.8 | -23.8 | -0.003 | 10.2 | DEER:Res:ClothesDishWasher | Annual | 1719 |  | Appl-CW-Front-GasDHW-GasDry-Tier3DEER2017 | Appl-CW-Front-GasDHW-GasDry-Tier3AnySFm2011CZ01DEER2017 | 3985
Appl-CW-Front-GasDHW-GasDry-Tier3 | DEER2017 | D17 v3 |  | Any | SFm | 2011 | CZ02 | rDXGF | Household | 1 | 1948.8 | None | -21.4 | -0.001 | 10.6 | -22.6 | -0.002 | 10.1 | -21.4 | -0.001 | 10.6 | -22.6 | -0.002 | 10.1 | DEER:Res:ClothesDishWasher | Annual | 1719 |  | Appl-CW-Front-GasDHW-GasDry-Tier3DEER2017 | Appl-CW-Front-GasDHW-GasDry-Tier3AnySFm2011CZ02DEER2017 | 3986
Appl-CW-Front-GasDHW-GasDry-Tier3 | DEER2017 | D17 v3 |  | Any | SFm | 2011 | CZ03 | rDXGF | Household | 1 | 2295.6 | None | -22.4 | -0.001 | 10.7 | -23.3 | -0.002 | 10.1 | -22.4 | -0.001 | 10.7 | -23.3 | -0.002 | 10.1 | DEER:Res:ClothesDishWasher | Annual | 1719 |  | Appl-CW-Front-GasDHW-GasDry-Tier3DEER2017 | Appl-CW-Front-GasDHW-GasDry-Tier3AnySFm2011CZ03DEER2017 | 3987
Appl-CW-Front-GasDHW-GasDry-Tier3 | DEER2017 | D17 v3 |  | Any | SFm | 2011 | CZ04 | rDXGF | Household | 1 | 2295.6 | None | -20.8 | -0.001 | 10.7 | -22 | -0.002 | 10.2 | -20.8 | -0.001 | 10.7 | -22 | -0.002 | 10.2 | DEER:Res:ClothesDishWasher | Annual | 1719 |  | Appl-CW-Front-GasDHW-GasDry-Tier3DEER2017 | Appl-CW-Front-GasDHW-GasDry-Tier3AnySFm2011CZ04DEER2017 | 3988
Appl-CW-Front-GasDHW-GasDry-Tier3 | DEER2017 | D17 v3 |  | Any | SFm | 2011 | CZ05 | rDXGF | Household | 1 | 2295.6 | None | -22.7 | -0.001 | 10.6 | -23.6 | -0.001 | 10.1 | -22.7 | -0.001 | 10.6 | -23.6 | -0.001 | 10.1 | DEER:Res:ClothesDishWasher | Annual | 1719 |  | Appl-CW-Front-GasDHW-GasDry-Tier3DEER2017 | Appl-CW-Front-GasDHW-GasDry-Tier3AnySFm2011CZ05DEER2017 | 3989
Appl-CW-Front-GasDHW-GasDry-Tier3 | DEER2017 | D17 v3 |  | Any | SFm | 2011 | CZ06 | rDXGF | Household | 1 | 2392.9 | None | -21.1 | -0.001 | 10.7 | -22.3 | -0.001 | 10.2 | -21.1 | -0.001 | 10.7 | -22.3 | -0.001 | 10.2 | DEER:Res:ClothesDishWasher | Annual | 1719 |  | Appl-CW-Front-GasDHW-GasDry-Tier3DEER2017 | Appl-CW-Front-GasDHW-GasDry-Tier3AnySFm2011CZ06DEER2017 | 3990
Appl-CW-Front-GasDHW-GasDry-Tier3 | DEER2017 | D17 v3 |  | Any | SFm | 2011 | CZ07 | rDXGF | Household | 1 | 2392.9 | None | -19.6 | -0.002 | 10.9 | -21.2 | -0.002 | 10.3 | -19.6 | -0.002 | 10.9 | -21.2 | -0.002 | 10.3 | DEER:Res:ClothesDishWasher | Annual | 1719 |  | Appl-CW-Front-GasDHW-GasDry-Tier3DEER2017 | Appl-CW-Front-GasDHW-GasDry-Tier3AnySFm2011CZ07DEER2017 | 3991
Appl-CW-Front-GasDHW-GasDry-Tier3 | DEER2017 | D17 v3 |  | Any | SFm | 2011 | CZ08 | rDXGF | Household | 1 | 2392.9 | None | -19.3 | -0.002 | 10.9 | -20.9 | -0.002 | 10.3 | -19.3 | -0.002 | 10.9 | -20.9 | -0.002 | 10.3 | DEER:Res:ClothesDishWasher | Annual | 1719 |  | Appl-CW-Front-GasDHW-GasDry-Tier3DEER2017 | Appl-CW-Front-GasDHW-GasDry-Tier3AnySFm2011CZ08DEER2017 | 3992
Appl-CW-Front-GasDHW-GasDry-Tier3 | DEER2017 | D17 v3 |  | Any | SFm | 2011 | CZ09 | rDXGF | Household | 1 | 2422.9 | None | -20.1 | -0.002 | 10.8 | -21.6 | -0.003 | 10.2 | -20.1 | -0.002 | 10.8 | -21.6 | -0.003 | 10.2 | DEER:Res:ClothesDishWasher | Annual | 1719 |  | Appl-CW-Front-GasDHW-GasDry-Tier3DEER2017 | Appl-CW-Front-GasDHW-GasDry-Tier3AnySFm2011CZ09DEER2017 | 3993
Appl-CW-Front-GasDHW-GasDry-Tier3 | DEER2017 | D17 v3 |  | Any | SFm | 2011 | CZ10 | rDXGF | Household | 1 | 1948.8 | None | -19.8 | -0.002 | 10.7 | -21.3 | -0.002 | 10.1 | -19.8 | -0.002 | 10.7 | -21.3 | -0.002 | 10.1 | DEER:Res:ClothesDishWasher | Annual | 1719 |  | Appl-CW-Front-GasDHW-GasDry-Tier3DEER2017 | Appl-CW-Front-GasDHW-GasDry-Tier3AnySFm2011CZ10DEER2017 | 3994
Appl-CW-Front-GasDHW-GasDry-Tier3 | DEER2017 | D17 v3 |  | Any | SFm | 2011 | CZ11 | rDXGF | Household | 1 | 1948.8 | None | -19.8 | -0.002 | 10.6 | -21.3 | -0.003 | 10.1 | -19.8 | -0.002 | 10.6 | -21.3 | -0.003 | 10.1 | DEER:Res:ClothesDishWasher | Annual | 1719 |  | Appl-CW-Front-GasDHW-GasDry-Tier3DEER2017 | Appl-CW-Front-GasDHW-GasDry-Tier3AnySFm2011CZ11DEER2017 | 3995
Appl-CW-Front-GasDHW-GasDry-Tier3 | DEER2017 | D17 v3 |  | Any | SFm | 2011 | CZ12 | rDXGF | Household | 1 | 1948.8 | None | -20.6 | -0.001 | 10.7 | -21.9 | -0.002 | 10.2 | -20.6 | -0.001 | 10.7 | -21.9 | -0.002 | 10.2 | DEER:Res:ClothesDishWasher | Annual | 1719 |  | Appl-CW-Front-GasDHW-GasDry-Tier3DEER2017 | Appl-CW-Front-GasDHW-GasDry-Tier3AnySFm2011CZ12DEER2017 | 3996
Appl-CW-Front-GasDHW-GasDry-Tier3 | DEER2017 | D17 v3 |  | Any | SFm | 2011 | CZ13 | rDXGF | Household | 1 | 1948.8 | None | -19.8 | -0.002 | 10.7 | -21.2 | -0.002 | 10.1 | -19.8 | -0.002 | 10.7 | -21.2 | -0.002 | 10.1 | DEER:Res:ClothesDishWasher | Annual | 1719 |  | Appl-CW-Front-GasDHW-GasDry-Tier3DEER2017 | Appl-CW-Front-GasDHW-GasDry-Tier3AnySFm2011CZ13DEER2017 | 3997
Appl-CW-Front-GasDHW-GasDry-Tier3 | DEER2017 | D17 v3 |  | Any | SFm | 2011 | CZ14 | rDXGF | Household | 1 | 2160.9 | None | -19.4 | -0.003 | 10.7 | -21 | -0.003 | 10.1 | -19.4 | -0.003 | 10.7 | -21 | -0.003 | 10.1 | DEER:Res:ClothesDishWasher | Annual | 1719 |  | Appl-CW-Front-GasDHW-GasDry-Tier3DEER2017 | Appl-CW-Front-GasDHW-GasDry-Tier3AnySFm2011CZ14DEER2017 | 3998
Appl-CW-Front-GasDHW-GasDry-Tier3 | DEER2017 | D17 v3 |  | Any | SFm | 2011 | CZ15 | rDXGF | Household | 1 | 2160.9 | None | -18.2 | -0.002 | 10.7 | -20.2 | -0.002 | 10.1 | -18.2 | -0.002 | 10.7 | -20.2 | -0.002 | 10.1 | DEER:Res:ClothesDishWasher | Annual | 1719 |  | Appl-CW-Front-GasDHW-GasDry-Tier3DEER2017 | Appl-CW-Front-GasDHW-GasDry-Tier3AnySFm2011CZ15DEER2017 | 3999
Appl-CW-Front-GasDHW-GasDry-Tier3 | DEER2017 | D17 v3 |  | Any | SFm | 2011 | CZ16 | rDXGF | Household | 1 | 2295.6 | None | -21.5 | -0.001 | 10.9 | -22.6 | -0.002 | 10.3 | -21.5 | -0.001 | 10.9 | -22.6 | -0.002 | 10.3 | DEER:Res:ClothesDishWasher | Annual | 1719 |  | Appl-CW-Front-GasDHW-GasDry-Tier3DEER2017 | Appl-CW-Front-GasDHW-GasDry-Tier3AnySFm2011CZ16DEER2017 | 4000
Appl-CW-Front-GasDHW-GasDry-Tier3 | DEER2017 | D17 v3 |  | Any | SFm | 2015 | CZ01 | rDXGF | Household | 1 | 2295.6 | None | -22.9 | -0.003 | 10.8 | -23.8 | -0.003 | 10.3 | -22.9 | -0.003 | 10.8 | -23.8 | -0.003 | 10.3 | DEER:Res:ClothesDishWasher | Annual | 1719 |  | Appl-CW-Front-GasDHW-GasDry-Tier3DEER2017 | Appl-CW-Front-GasDHW-GasDry-Tier3AnySFm2015CZ01DEER2017 | 4001
Appl-CW-Front-GasDHW-GasDry-Tier3 | DEER2017 | D17 v3 |  | Any | SFm | 2015 | CZ02 | rDXGF | Household | 1 | 1948.8 | None | -21.5 | -0.001 | 10.6 | -22.6 | -0.001 | 10.1 | -21.5 | -0.001 | 10.6 | -22.6 | -0.001 | 10.1 | DEER:Res:ClothesDishWasher | Annual | 1719 |  | Appl-CW-Front-GasDHW-GasDry-Tier3DEER2017 | Appl-CW-Front-GasDHW-GasDry-Tier3AnySFm2015CZ02DEER2017 | 4002
Appl-CW-Front-GasDHW-GasDry-Tier3 | DEER2017 | D17 v3 |  | Any | SFm | 2015 | CZ03 | rDXGF | Household | 1 | 2295.6 | None | -22.1 | -0.001 | 10.8 | -23.3 | -0.002 | 10.2 | -22.1 | -0.001 | 10.8 | -23.3 | -0.002 | 10.2 | DEER:Res:ClothesDishWasher | Annual | 1719 |  | Appl-CW-Front-GasDHW-GasDry-Tier3DEER2017 | Appl-CW-Front-GasDHW-GasDry-Tier3AnySFm2015CZ03DEER2017 | 4003
Appl-CW-Front-GasDHW-GasDry-Tier3 | DEER2017 | D17 v3 |  | Any | SFm | 2015 | CZ04 | rDXGF | Household | 1 | 2295.6 | None | -21.3 | -0.001 | 10.7 | -22.4 | -0.002 | 10.2 | -21.3 | -0.001 | 10.7 | -22.4 | -0.002 | 10.2 | DEER:Res:ClothesDishWasher | Annual | 1719 |  | Appl-CW-Front-GasDHW-GasDry-Tier3DEER2017 | Appl-CW-Front-GasDHW-GasDry-Tier3AnySFm2015CZ04DEER2017 | 4004
Appl-CW-Front-GasDHW-GasDry-Tier3 | DEER2017 | D17 v3 |  | Any | SFm | 2015 | CZ05 | rDXGF | Household | 1 | 2295.6 | None | -22.2 | -0.002 | 10.7 | -23.2 | -0.002 | 10.2 | -22.2 | -0.002 | 10.7 | -23.2 | -0.002 | 10.2 | DEER:Res:ClothesDishWasher | Annual | 1719 |  | Appl-CW-Front-GasDHW-GasDry-Tier3DEER2017 | Appl-CW-Front-GasDHW-GasDry-Tier3AnySFm2015CZ05DEER2017 | 4005
Appl-CW-Front-GasDHW-GasDry-Tier3 | DEER2017 | D17 v3 |  | Any | SFm | 2015 | CZ06 | rDXGF | Household | 1 | 2392.9 | None | -22.1 | -0.001 | 10.7 | -23.3 | -0.002 | 10.2 | -22.1 | -0.001 | 10.7 | -23.3 | -0.002 | 10.2 | DEER:Res:ClothesDishWasher | Annual | 1719 |  | Appl-CW-Front-GasDHW-GasDry-Tier3DEER2017 | Appl-CW-Front-GasDHW-GasDry-Tier3AnySFm2015CZ06DEER2017 | 4006
Appl-CW-Front-GasDHW-GasDry-Tier3 | DEER2017 | D17 v3 |  | Any | SFm | 2015 | CZ07 | rDXGF | Household | 1 | 2392.9 | None | -18.4 | 0 | 11 | -20.7 | -0.002 | 10.3 | -18.4 | 0 | 11 | -20.7 | -0.002 | 10.3 | DEER:Res:ClothesDishWasher | Annual | 1719 |  | Appl-CW-Front-GasDHW-GasDry-Tier3DEER2017 | Appl-CW-Front-GasDHW-GasDry-Tier3AnySFm2015CZ07DEER2017 | 4007
Appl-CW-Front-GasDHW-GasDry-Tier3 | DEER2017 | D17 v3 |  | Any | SFm | 2015 | CZ08 | rDXGF | Household | 1 | 2392.9 | None | -20.6 | -0.002 | 10.8 | -22.1 | -0.003 | 10.3 | -20.6 | -0.002 | 10.8 | -22.1 | -0.003 | 10.3 | DEER:Res:ClothesDishWasher | Annual | 1719 |  | Appl-CW-Front-GasDHW-GasDry-Tier3DEER2017 | Appl-CW-Front-GasDHW-GasDry-Tier3AnySFm2015CZ08DEER2017 | 4008
Appl-CW-Front-GasDHW-GasDry-Tier3 | DEER2017 | D17 v3 |  | Any | SFm | 2015 | CZ09 | rDXGF | Household | 1 | 2422.9 | None | -20.8 | -0.001 | 10.8 | -22.1 | -0.001 | 10.2 | -20.8 | -0.001 | 10.8 | -22.1 | -0.001 | 10.2 | DEER:Res:ClothesDishWasher | Annual | 1719 |  | Appl-CW-Front-GasDHW-GasDry-Tier3DEER2017 | Appl-CW-Front-GasDHW-GasDry-Tier3AnySFm2015CZ09DEER2017 | 4009
Appl-CW-Front-GasDHW-GasDry-Tier3 | DEER2017 | D17 v3 |  | Any | SFm | 2015 | CZ10 | rDXGF | Household | 1 | 1948.8 | None | -20.5 | -0.002 | 10.7 | -21.8 | -0.002 | 10.1 | -20.5 | -0.002 | 10.7 | -21.8 | -0.002 | 10.1 | DEER:Res:ClothesDishWasher | Annual | 1719 |  | Appl-CW-Front-GasDHW-GasDry-Tier3DEER2017 | Appl-CW-Front-GasDHW-GasDry-Tier3AnySFm2015CZ10DEER2017 | 4010
Appl-CW-Front-GasDHW-GasDry-Tier3 | DEER2017 | D17 v3 |  | Any | SFm | 2015 | CZ11 | rDXGF | Household | 1 | 1948.8 | None | -20.7 | -0.002 | 10.7 | -21.9 | -0.003 | 10.1 | -20.7 | -0.002 | 10.7 | -21.9 | -0.003 | 10.1 | DEER:Res:ClothesDishWasher | Annual | 1719 |  | Appl-CW-Front-GasDHW-GasDry-Tier3DEER2017 | Appl-CW-Front-GasDHW-GasDry-Tier3AnySFm2015CZ11DEER2017 | 4011
Appl-CW-Front-GasDHW-GasDry-Tier3 | DEER2017 | D17 v3 |  | Any | SFm | 2015 | CZ12 | rDXGF | Household | 1 | 1948.8 | None | -21.2 | -0.001 | 10.7 | -22.5 | -0.002 | 10.2 | -21.2 | -0.001 | 10.7 | -22.5 | -0.002 | 10.2 | DEER:Res:ClothesDishWasher | Annual | 1719 |  | Appl-CW-Front-GasDHW-GasDry-Tier3DEER2017 | Appl-CW-Front-GasDHW-GasDry-Tier3AnySFm2015CZ12DEER2017 | 4012
Appl-CW-Front-GasDHW-GasDry-Tier3 | DEER2017 | D17 v3 |  | Any | SFm | 2015 | CZ13 | rDXGF | Household | 1 | 1948.8 | None | -20.3 | -0.002 | 10.7 | -21.7 | -0.002 | 10.2 | -20.3 | -0.002 | 10.7 | -21.7 | -0.002 | 10.2 | DEER:Res:ClothesDishWasher | Annual | 1719 |  | Appl-CW-Front-GasDHW-GasDry-Tier3DEER2017 | Appl-CW-Front-GasDHW-GasDry-Tier3AnySFm2015CZ13DEER2017 | 4013
Appl-CW-Front-GasDHW-GasDry-Tier3 | DEER2017 | D17 v3 |  | Any | SFm | 2015 | CZ14 | rDXGF | Household | 1 | 2160.9 | None | -19.9 | -0.002 | 10.6 | -21.3 | -0.002 | 10.1 | -19.9 | -0.002 | 10.6 | -21.3 | -0.002 | 10.1 | DEER:Res:ClothesDishWasher | Annual | 1719 |  | Appl-CW-Front-GasDHW-GasDry-Tier3DEER2017 | Appl-CW-Front-GasDHW-GasDry-Tier3AnySFm2015CZ14DEER2017 | 4014
Appl-CW-Front-GasDHW-GasDry-Tier3 | DEER2017 | D17 v3 |  | Any | SFm | 2015 | CZ15 | rDXGF | Household | 1 | 2160.9 | None | -18.8 | -0.003 | 10.7 | -20.4 | -0.003 | 10.1 | -18.8 | -0.003 | 10.7 | -20.4 | -0.003 | 10.1 | DEER:Res:ClothesDishWasher | Annual | 1719 |  | Appl-CW-Front-GasDHW-GasDry-Tier3DEER2017 | Appl-CW-Front-GasDHW-GasDry-Tier3AnySFm2015CZ15DEER2017 | 4015
Appl-CW-Front-GasDHW-GasDry-Tier3 | DEER2017 | D17 v3 |  | Any | SFm | 2015 | CZ16 | rDXGF | Household | 1 | 2295.6 | None | -22.1 | -0.002 | 10.8 | -23.1 | -0.002 | 10.3 | -22.1 | -0.002 | 10.8 | -23.1 | -0.002 | 10.3 | DEER:Res:ClothesDishWasher | Annual | 1719 |  | Appl-CW-Front-GasDHW-GasDry-Tier3DEER2017 | Appl-CW-Front-GasDHW-GasDry-Tier3AnySFm2015CZ16DEER2017 | 4016
Appl-CW-Front-GasDHW-GasDry-Tier3 | DEER2017 | D17 v3 |  | Any | SFm | 2017 | CZ01 | rDXGF | Household | 1 | 2295.6 | None | -22.9 | -0.004 | 10.8 | -23.7 | -0.004 | 10.3 | -22.9 | -0.004 | 10.8 | -23.7 | -0.004 | 10.3 | DEER:Res:ClothesDishWasher | Annual | 1719 |  | Appl-CW-Front-GasDHW-GasDry-Tier3DEER2017 | Appl-CW-Front-GasDHW-GasDry-Tier3AnySFm2017CZ01DEER2017 | 4017
Appl-CW-Front-GasDHW-GasDry-Tier3 | DEER2017 | D17 v3 |  | Any | SFm | 2017 | CZ02 | rDXGF | Household | 1 | 1948.8 | None | -21.6 | -0.001 | 10.6 | -22.7 | -0.002 | 10.1 | -21.6 | -0.001 | 10.6 | -22.7 | -0.002 | 10.1 | DEER:Res:ClothesDishWasher | Annual | 1719 |  | Appl-CW-Front-GasDHW-GasDry-Tier3DEER2017 | Appl-CW-Front-GasDHW-GasDry-Tier3AnySFm2017CZ02DEER2017 | 4018
Appl-CW-Front-GasDHW-GasDry-Tier3 | DEER2017 | D17 v3 |  | Any | SFm | 2017 | CZ03 | rDXGF | Household | 1 | 2295.6 | None | -22.1 | -0.001 | 10.7 | -23.1 | -0.001 | 10.2 | -22.1 | -0.001 | 10.7 | -23.1 | -0.001 | 10.2 | DEER:Res:ClothesDishWasher | Annual | 1719 |  | Appl-CW-Front-GasDHW-GasDry-Tier3DEER2017 | Appl-CW-Front-GasDHW-GasDry-Tier3AnySFm2017CZ03DEER2017 | 4019
Appl-CW-Front-GasDHW-GasDry-Tier3 | DEER2017 | D17 v3 |  | Any | SFm | 2017 | CZ04 | rDXGF | Household | 1 | 2295.6 | None | -21.3 | -0.002 | 10.7 | -22.5 | -0.002 | 10.2 | -21.3 | -0.002 | 10.7 | -22.5 | -0.002 | 10.2 | DEER:Res:ClothesDishWasher | Annual | 1719 |  | Appl-CW-Front-GasDHW-GasDry-Tier3DEER2017 | Appl-CW-Front-GasDHW-GasDry-Tier3AnySFm2017CZ04DEER2017 | 4020
Appl-CW-Front-GasDHW-GasDry-Tier3 | DEER2017 | D17 v3 |  | Any | SFm | 2017 | CZ05 | rDXGF | Household | 1 | 2295.6 | None | -22.4 | -0.001 | 10.7 | -23.3 | -0.002 | 10.2 | -22.4 | -0.001 | 10.7 | -23.3 | -0.002 | 10.2 | DEER:Res:ClothesDishWasher | Annual | 1719 |  | Appl-CW-Front-GasDHW-GasDry-Tier3DEER2017 | Appl-CW-Front-GasDHW-GasDry-Tier3AnySFm2017CZ05DEER2017 | 4021
Appl-CW-Front-GasDHW-GasDry-Tier3 | DEER2017 | D17 v3 |  | Any | SFm | 2017 | CZ06 | rDXGF | Household | 1 | 2392.9 | None | -21.8 | 0.002 | 10.7 | -22.9 | 0.001 | 10.2 | -21.8 | 0.002 | 10.7 | -22.9 | 0.001 | 10.2 | DEER:Res:ClothesDishWasher | Annual | 1719 |  | Appl-CW-Front-GasDHW-GasDry-Tier3DEER2017 | Appl-CW-Front-GasDHW-GasDry-Tier3AnySFm2017CZ06DEER2017 | 4022
Appl-CW-Front-GasDHW-GasDry-Tier3 | DEER2017 | D17 v3 |  | Any | SFm | 2017 | CZ07 | rDXGF | Household | 1 | 2392.9 | None | -20.7 | -0.003 | 10.8 | -21.7 | -0.003 | 10.3 | -20.7 | -0.003 | 10.8 | -21.7 | -0.003 | 10.3 | DEER:Res:ClothesDishWasher | Annual | 1719 |  | Appl-CW-Front-GasDHW-GasDry-Tier3DEER2017 | Appl-CW-Front-GasDHW-GasDry-Tier3AnySFm2017CZ07DEER2017 | 4023
Appl-CW-Front-GasDHW-GasDry-Tier3 | DEER2017 | D17 v3 |  | Any | SFm | 2017 | CZ08 | rDXGF | Household | 1 | 2392.9 | None | -20.6 | -0.002 | 10.9 | -21.9 | -0.002 | 10.3 | -20.6 | -0.002 | 10.9 | -21.9 | -0.002 | 10.3 | DEER:Res:ClothesDishWasher | Annual | 1719 |  | Appl-CW-Front-GasDHW-GasDry-Tier3DEER2017 | Appl-CW-Front-GasDHW-GasDry-Tier3AnySFm2017CZ08DEER2017 | 4024
Appl-CW-Front-GasDHW-GasDry-Tier3 | DEER2017 | D17 v3 |  | Any | SFm | 2017 | CZ09 | rDXGF | Household | 1 | 2422.9 | None | -22.8 | -0.001 | 10.7 | -24 | -0.001 | 10.2 | -22.8 | -0.001 | 10.7 | -24 | -0.001 | 10.2 | DEER:Res:ClothesDishWasher | Annual | 1719 |  | Appl-CW-Front-GasDHW-GasDry-Tier3DEER2017 | Appl-CW-Front-GasDHW-GasDry-Tier3AnySFm2017CZ09DEER2017 | 4025
Appl-CW-Front-GasDHW-GasDry-Tier3 | DEER2017 | D17 v3 |  | Any | SFm | 2017 | CZ10 | rDXGF | Household | 1 | 1948.8 | None | -21.2 | -0.001 | 10.7 | -22.4 | -0.002 | 10.2 | -21.2 | -0.001 | 10.7 | -22.4 | -0.002 | 10.2 | DEER:Res:ClothesDishWasher | Annual | 1719 |  | Appl-CW-Front-GasDHW-GasDry-Tier3DEER2017 | Appl-CW-Front-GasDHW-GasDry-Tier3AnySFm2017CZ10DEER2017 | 4026
Appl-CW-Front-GasDHW-GasDry-Tier3 | DEER2017 | D17 v3 |  | Any | SFm | 2017 | CZ11 | rDXGF | Household | 1 | 1948.8 | None | -20.6 | -0.002 | 10.7 | -21.9 | -0.002 | 10.1 | -20.6 | -0.002 | 10.7 | -21.9 | -0.002 | 10.1 | DEER:Res:ClothesDishWasher | Annual | 1719 |  | Appl-CW-Front-GasDHW-GasDry-Tier3DEER2017 | Appl-CW-Front-GasDHW-GasDry-Tier3AnySFm2017CZ11DEER2017 | 4027
Appl-CW-Front-GasDHW-GasDry-Tier3 | DEER2017 | D17 v3 |  | Any | SFm | 2017 | CZ12 | rDXGF | Household | 1 | 1948.8 | None | -21.3 | -0.002 | 10.8 | -22.6 | -0.002 | 10.2 | -21.3 | -0.002 | 10.8 | -22.6 | -0.002 | 10.2 | DEER:Res:ClothesDishWasher | Annual | 1719 |  | Appl-CW-Front-GasDHW-GasDry-Tier3DEER2017 | Appl-CW-Front-GasDHW-GasDry-Tier3AnySFm2017CZ12DEER2017 | 4028
Appl-CW-Front-GasDHW-GasDry-Tier3 | DEER2017 | D17 v3 |  | Any | SFm | 2017 | CZ13 | rDXGF | Household | 1 | 1948.8 | None | -20.4 | -0.002 | 10.7 | -21.8 | -0.002 | 10.2 | -20.4 | -0.002 | 10.7 | -21.8 | -0.002 | 10.2 | DEER:Res:ClothesDishWasher | Annual | 1719 |  | Appl-CW-Front-GasDHW-GasDry-Tier3DEER2017 | Appl-CW-Front-GasDHW-GasDry-Tier3AnySFm2017CZ13DEER2017 | 4029
Appl-CW-Front-GasDHW-GasDry-Tier3 | DEER2017 | D17 v3 |  | Any | SFm | 2017 | CZ14 | rDXGF | Household | 1 | 2160.9 | None | -19.9 | -0.002 | 10.6 | -21.3 | -0.003 | 10.1 | -19.9 | -0.002 | 10.6 | -21.3 | -0.003 | 10.1 | DEER:Res:ClothesDishWasher | Annual | 1719 |  | Appl-CW-Front-GasDHW-GasDry-Tier3DEER2017 | Appl-CW-Front-GasDHW-GasDry-Tier3AnySFm2017CZ14DEER2017 | 4030
Appl-CW-Front-GasDHW-GasDry-Tier3 | DEER2017 | D17 v3 |  | Any | SFm | 2017 | CZ15 | rDXGF | Household | 1 | 2160.9 | None | -18.6 | -0.002 | 10.8 | -20.1 | -0.002 | 10.1 | -18.6 | -0.002 | 10.8 | -20.1 | -0.002 | 10.1 | DEER:Res:ClothesDishWasher | Annual | 1719 |  | Appl-CW-Front-GasDHW-GasDry-Tier3DEER2017 | Appl-CW-Front-GasDHW-GasDry-Tier3AnySFm2017CZ15DEER2017 | 4031
Appl-CW-Front-GasDHW-GasDry-Tier3 | DEER2017 | D17 v3 |  | Any | SFm | 2017 | CZ16 | rDXGF | Household | 1 | 2295.6 | None | -22.7 | -0.002 | 10.8 | -23.2 | -0.002 | 10.3 | -22.7 | -0.002 | 10.8 | -23.2 | -0.002 | 10.3 | DEER:Res:ClothesDishWasher | Annual | 1719 |  | Appl-CW-Front-GasDHW-GasDry-Tier3DEER2017 | Appl-CW-Front-GasDHW-GasDry-Tier3AnySFm2017CZ16DEER2017 | 4032
Appl-CW-Top-ElecDHW-ElecDry-Tier1 | DEER2017 | D17 v3 |  | Any | DMo | MH00 | CZ01 | rDXGF | Household | 1 | 1242 | None | 395 | 0.054 | -2.7 | 259 | 0.035 | -1.79 | 395 | 0.054 | -2.7 | 259 | 0.035 | -1.79 | DEER:Res:ClothesDishWasher | Annual | 1719 |  | Appl-CW-Top-ElecDHW-ElecDry-Tier1DEER2017 | Appl-CW-Top-ElecDHW-ElecDry-Tier1AnyDMoMH00CZ01DEER2017 | 4033
Appl-CW-Top-ElecDHW-ElecDry-Tier1 | DEER2017 | D17 v3 |  | Any | DMo | MH00 | CZ02 | rDXGF | Household | 1 | 1242 | None | 402 | 0.064 | -2.28 | 264 | 0.04 | -1.53 | 402 | 0.064 | -2.28 | 264 | 0.04 | -1.53 | DEER:Res:ClothesDishWasher | Annual | 1719 |  | Appl-CW-Top-ElecDHW-ElecDry-Tier1DEER2017 | Appl-CW-Top-ElecDHW-ElecDry-Tier1AnyDMoMH00CZ02DEER2017 | 4034
Appl-CW-Top-ElecDHW-ElecDry-Tier1 | DEER2017 | D17 v3 |  | Any | DMo | MH00 | CZ03 | rDXGF | Household | 1 | 1242 | None | 395 | 0.068 | -2.73 | 260 | 0.046 | -1.81 | 395 | 0.068 | -2.73 | 260 | 0.046 | -1.81 | DEER:Res:ClothesDishWasher | Annual | 1719 |  | Appl-CW-Top-ElecDHW-ElecDry-Tier1DEER2017 | Appl-CW-Top-ElecDHW-ElecDry-Tier1AnyDMoMH00CZ03DEER2017 | 4035
Appl-CW-Top-ElecDHW-ElecDry-Tier1 | DEER2017 | D17 v3 |  | Any | DMo | MH00 | CZ04 | rDXGF | Household | 1 | 1242 | None | 403 | 0.071 | -2.4 | 265 | 0.049 | -1.61 | 403 | 0.071 | -2.4 | 265 | 0.049 | -1.61 | DEER:Res:ClothesDishWasher | Annual | 1719 |  | Appl-CW-Top-ElecDHW-ElecDry-Tier1DEER2017 | Appl-CW-Top-ElecDHW-ElecDry-Tier1AnyDMoMH00CZ04DEER2017 | 4036
Appl-CW-Top-ElecDHW-ElecDry-Tier1 | DEER2017 | D17 v3 |  | Any | DMo | MH00 | CZ05 | rDXGF | Household | 1 | 1242 | None | 395 | 0.065 | -3.95 | 259 | 0.042 | -2.65 | 395 | 0.065 | -3.95 | 259 | 0.042 | -2.65 | DEER:Res:ClothesDishWasher | Annual | 1719 |  | Appl-CW-Top-ElecDHW-ElecDry-Tier1DEER2017 | Appl-CW-Top-ElecDHW-ElecDry-Tier1AnyDMoMH00CZ05DEER2017 | 4037
Appl-CW-Top-ElecDHW-ElecDry-Tier1 | DEER2017 | D17 v3 |  | Any | DMo | MH00 | CZ06 | rDXGF | Household | 1 | 1242 | None | 402 | 0.062 | -2.02 | 264 | 0.041 | -1.35 | 402 | 0.062 | -2.02 | 264 | 0.041 | -1.35 | DEER:Res:ClothesDishWasher | Annual | 1719 |  | Appl-CW-Top-ElecDHW-ElecDry-Tier1DEER2017 | Appl-CW-Top-ElecDHW-ElecDry-Tier1AnyDMoMH00CZ06DEER2017 | 4038
Appl-CW-Top-ElecDHW-ElecDry-Tier1 | DEER2017 | D17 v3 |  | Any | DMo | MH00 | CZ07 | rDXGF | Household | 1 | 1242 | None | 401 | 0.062 | -1.64 | 264 | 0.04 | -1.08 | 401 | 0.062 | -1.64 | 264 | 0.04 | -1.08 | DEER:Res:ClothesDishWasher | Annual | 1719 |  | Appl-CW-Top-ElecDHW-ElecDry-Tier1DEER2017 | Appl-CW-Top-ElecDHW-ElecDry-Tier1AnyDMoMH00CZ07DEER2017 | 4039
Appl-CW-Top-ElecDHW-ElecDry-Tier1 | DEER2017 | D17 v3 |  | Any | DMo | MH00 | CZ08 | rDXGF | Household | 1 | 1242 | None | 404 | 0.062 | -1.65 | 267 | 0.041 | -1.1 | 404 | 0.062 | -1.65 | 267 | 0.041 | -1.1 | DEER:Res:ClothesDishWasher | Annual | 1719 |  | Appl-CW-Top-ElecDHW-ElecDry-Tier1DEER2017 | Appl-CW-Top-ElecDHW-ElecDry-Tier1AnyDMoMH00CZ08DEER2017 | 4040
Appl-CW-Top-ElecDHW-ElecDry-Tier1 | DEER2017 | D17 v3 |  | Any | DMo | MH00 | CZ09 | rDXGF | Household | 1 | 1242 | None | 403 | 0.065 | -1.85 | 264 | 0.043 | -1.24 | 403 | 0.065 | -1.85 | 264 | 0.043 | -1.24 | DEER:Res:ClothesDishWasher | Annual | 1719 |  | Appl-CW-Top-ElecDHW-ElecDry-Tier1DEER2017 | Appl-CW-Top-ElecDHW-ElecDry-Tier1AnyDMoMH00CZ09DEER2017 | 4041
Appl-CW-Top-ElecDHW-ElecDry-Tier1 | DEER2017 | D17 v3 |  | Any | DMo | MH00 | CZ10 | rDXGF | Household | 1 | 1242 | None | 408 | 0.063 | -1.77 | 269 | 0.042 | -1.17 | 408 | 0.063 | -1.77 | 269 | 0.042 | -1.17 | DEER:Res:ClothesDishWasher | Annual | 1719 |  | Appl-CW-Top-ElecDHW-ElecDry-Tier1DEER2017 | Appl-CW-Top-ElecDHW-ElecDry-Tier1AnyDMoMH00CZ10DEER2017 | 4042
Appl-CW-Top-ElecDHW-ElecDry-Tier1 | DEER2017 | D17 v3 |  | Any | DMo | MH00 | CZ11 | rDXGF | Household | 1 | 1242 | None | 405 | 0.065 | -2.16 | 266 | 0.043 | -1.45 | 405 | 0.065 | -2.16 | 266 | 0.043 | -1.45 | DEER:Res:ClothesDishWasher | Annual | 1719 |  | Appl-CW-Top-ElecDHW-ElecDry-Tier1DEER2017 | Appl-CW-Top-ElecDHW-ElecDry-Tier1AnyDMoMH00CZ11DEER2017 | 4043
Appl-CW-Top-ElecDHW-ElecDry-Tier1 | DEER2017 | D17 v3 |  | Any | DMo | MH00 | CZ12 | rDXGF | Household | 1 | 1242 | None | 407 | 0.065 | -2.36 | 268 | 0.043 | -1.57 | 407 | 0.065 | -2.36 | 268 | 0.043 | -1.57 | DEER:Res:ClothesDishWasher | Annual | 1719 |  | Appl-CW-Top-ElecDHW-ElecDry-Tier1DEER2017 | Appl-CW-Top-ElecDHW-ElecDry-Tier1AnyDMoMH00CZ12DEER2017 | 4044
Appl-CW-Top-ElecDHW-ElecDry-Tier1 | DEER2017 | D17 v3 |  | Any | DMo | MH00 | CZ13 | rDXGF | Household | 1 | 1242 | None | 407 | 0.065 | -2.23 | 268 | 0.043 | -1.52 | 407 | 0.065 | -2.23 | 268 | 0.043 | -1.52 | DEER:Res:ClothesDishWasher | Annual | 1719 |  | Appl-CW-Top-ElecDHW-ElecDry-Tier1DEER2017 | Appl-CW-Top-ElecDHW-ElecDry-Tier1AnyDMoMH00CZ13DEER2017 | 4045
Appl-CW-Top-ElecDHW-ElecDry-Tier1 | DEER2017 | D17 v3 |  | Any | DMo | MH00 | CZ14 | rDXGF | Household | 1 | 1242 | None | 407 | 0.062 | -2.26 | 268 | 0.041 | -1.51 | 407 | 0.062 | -2.26 | 268 | 0.041 | -1.51 | DEER:Res:ClothesDishWasher | Annual | 1719 |  | Appl-CW-Top-ElecDHW-ElecDry-Tier1DEER2017 | Appl-CW-Top-ElecDHW-ElecDry-Tier1AnyDMoMH00CZ14DEER2017 | 4046
Appl-CW-Top-ElecDHW-ElecDry-Tier1 | DEER2017 | D17 v3 |  | Any | DMo | MH00 | CZ15 | rDXGF | Household | 1 | 1242 | None | 405 | 0.061 | -0.79 | 269 | 0.04 | -0.53 | 405 | 0.061 | -0.79 | 269 | 0.04 | -0.53 | DEER:Res:ClothesDishWasher | Annual | 1719 |  | Appl-CW-Top-ElecDHW-ElecDry-Tier1DEER2017 | Appl-CW-Top-ElecDHW-ElecDry-Tier1AnyDMoMH00CZ15DEER2017 | 4047
Appl-CW-Top-ElecDHW-ElecDry-Tier1 | DEER2017 | D17 v3 |  | Any | DMo | MH00 | CZ16 | rDXGF | Household | 1 | 1242 | None | 406 | 0.07 | -2.23 | 267 | 0.047 | -1.5 | 406 | 0.07 | -2.23 | 267 | 0.047 | -1.5 | DEER:Res:ClothesDishWasher | Annual | 1719 |  | Appl-CW-Top-ElecDHW-ElecDry-Tier1DEER2017 | Appl-CW-Top-ElecDHW-ElecDry-Tier1AnyDMoMH00CZ16DEER2017 | 4048
Appl-CW-Top-ElecDHW-ElecDry-Tier1 | DEER2017 | D17 v3 |  | Any | DMo | MH06 | CZ01 | rDXGF | Household | 1 | 1242 | None | 395 | 0.055 | -3.35 | 259 | 0.036 | -2.22 | 395 | 0.055 | -3.35 | 259 | 0.036 | -2.22 | DEER:Res:ClothesDishWasher | Annual | 1719 |  | Appl-CW-Top-ElecDHW-ElecDry-Tier1DEER2017 | Appl-CW-Top-ElecDHW-ElecDry-Tier1AnyDMoMH06CZ01DEER2017 | 4049
Appl-CW-Top-ElecDHW-ElecDry-Tier1 | DEER2017 | D17 v3 |  | Any | DMo | MH06 | CZ02 | rDXGF | Household | 1 | 1242 | None | 403 | 0.063 | -2.59 | 265 | 0.041 | -1.73 | 403 | 0.063 | -2.59 | 265 | 0.041 | -1.73 | DEER:Res:ClothesDishWasher | Annual | 1719 |  | Appl-CW-Top-ElecDHW-ElecDry-Tier1DEER2017 | Appl-CW-Top-ElecDHW-ElecDry-Tier1AnyDMoMH06CZ02DEER2017 | 4050
Appl-CW-Top-ElecDHW-ElecDry-Tier1 | DEER2017 | D17 v3 |  | Any | DMo | MH06 | CZ03 | rDXGF | Household | 1 | 1242 | None | 399 | 0.067 | -1.61 | 264 | 0.045 | -1.08 | 399 | 0.067 | -1.61 | 264 | 0.045 | -1.08 | DEER:Res:ClothesDishWasher | Annual | 1719 |  | Appl-CW-Top-ElecDHW-ElecDry-Tier1DEER2017 | Appl-CW-Top-ElecDHW-ElecDry-Tier1AnyDMoMH06CZ03DEER2017 | 4051
Appl-CW-Top-ElecDHW-ElecDry-Tier1 | DEER2017 | D17 v3 |  | Any | DMo | MH06 | CZ04 | rDXGF | Household | 1 | 1242 | None | 401 | 0.061 | -2.07 | 264 | 0.04 | -1.38 | 401 | 0.061 | -2.07 | 264 | 0.04 | -1.38 | DEER:Res:ClothesDishWasher | Annual | 1719 |  | Appl-CW-Top-ElecDHW-ElecDry-Tier1DEER2017 | Appl-CW-Top-ElecDHW-ElecDry-Tier1AnyDMoMH06CZ04DEER2017 | 4052
Appl-CW-Top-ElecDHW-ElecDry-Tier1 | DEER2017 | D17 v3 |  | Any | DMo | MH06 | CZ05 | rDXGF | Household | 1 | 1242 | None | 398 | 0.064 | -2.66 | 261 | 0.042 | -1.77 | 398 | 0.064 | -2.66 | 261 | 0.042 | -1.77 | DEER:Res:ClothesDishWasher | Annual | 1719 |  | Appl-CW-Top-ElecDHW-ElecDry-Tier1DEER2017 | Appl-CW-Top-ElecDHW-ElecDry-Tier1AnyDMoMH06CZ05DEER2017 | 4053
Appl-CW-Top-ElecDHW-ElecDry-Tier1 | DEER2017 | D17 v3 |  | Any | DMo | MH06 | CZ06 | rDXGF | Household | 1 | 1242 | None | 401 | 0.061 | -0.34 | 264 | 0.041 | -0.22 | 401 | 0.061 | -0.34 | 264 | 0.041 | -0.22 | DEER:Res:ClothesDishWasher | Annual | 1719 |  | Appl-CW-Top-ElecDHW-ElecDry-Tier1DEER2017 | Appl-CW-Top-ElecDHW-ElecDry-Tier1AnyDMoMH06CZ06DEER2017 | 4054
Appl-CW-Top-ElecDHW-ElecDry-Tier1 | DEER2017 | D17 v3 |  | Any | DMo | MH06 | CZ07 | rDXGF | Household | 1 | 1242 | None | 408 | 0.06 | -0.72 | 270 | 0.04 | -0.47 | 408 | 0.06 | -0.72 | 270 | 0.04 | -0.47 | DEER:Res:ClothesDishWasher | Annual | 1719 |  | Appl-CW-Top-ElecDHW-ElecDry-Tier1DEER2017 | Appl-CW-Top-ElecDHW-ElecDry-Tier1AnyDMoMH06CZ07DEER2017 | 4055
Appl-CW-Top-ElecDHW-ElecDry-Tier1 | DEER2017 | D17 v3 |  | Any | DMo | MH06 | CZ08 | rDXGF | Household | 1 | 1242 | None | 406 | 0.06 | -1.14 | 267 | 0.04 | -0.77 | 406 | 0.06 | -1.14 | 267 | 0.04 | -0.77 | DEER:Res:ClothesDishWasher | Annual | 1719 |  | Appl-CW-Top-ElecDHW-ElecDry-Tier1DEER2017 | Appl-CW-Top-ElecDHW-ElecDry-Tier1AnyDMoMH06CZ08DEER2017 | 4056
Appl-CW-Top-ElecDHW-ElecDry-Tier1 | DEER2017 | D17 v3 |  | Any | DMo | MH06 | CZ09 | rDXGF | Household | 1 | 1242 | None | 403 | 0.061 | -1.39 | 265 | 0.04 | -0.94 | 403 | 0.061 | -1.39 | 265 | 0.04 | -0.94 | DEER:Res:ClothesDishWasher | Annual | 1719 |  | Appl-CW-Top-ElecDHW-ElecDry-Tier1DEER2017 | Appl-CW-Top-ElecDHW-ElecDry-Tier1AnyDMoMH06CZ09DEER2017 | 4057
Appl-CW-Top-ElecDHW-ElecDry-Tier1 | DEER2017 | D17 v3 |  | Any | DMo | MH06 | CZ10 | rDXGF | Household | 1 | 1242 | None | 405 | 0.06 | -1.78 | 266 | 0.04 | -1.19 | 405 | 0.06 | -1.78 | 266 | 0.04 | -1.19 | DEER:Res:ClothesDishWasher | Annual | 1719 |  | Appl-CW-Top-ElecDHW-ElecDry-Tier1DEER2017 | Appl-CW-Top-ElecDHW-ElecDry-Tier1AnyDMoMH06CZ10DEER2017 | 4058
Appl-CW-Top-ElecDHW-ElecDry-Tier1 | DEER2017 | D17 v3 |  | Any | DMo | MH06 | CZ11 | rDXGF | Household | 1 | 1242 | None | 402 | 0.063 | -1.81 | 265 | 0.042 | -1.21 | 402 | 0.063 | -1.81 | 265 | 0.042 | -1.21 | DEER:Res:ClothesDishWasher | Annual | 1719 |  | Appl-CW-Top-ElecDHW-ElecDry-Tier1DEER2017 | Appl-CW-Top-ElecDHW-ElecDry-Tier1AnyDMoMH06CZ11DEER2017 | 4059
Appl-CW-Top-ElecDHW-ElecDry-Tier1 | DEER2017 | D17 v3 |  | Any | DMo | MH06 | CZ12 | rDXGF | Household | 1 | 1242 | None | 403 | 0.062 | -2.27 | 265 | 0.041 | -1.51 | 403 | 0.062 | -2.27 | 265 | 0.041 | -1.51 | DEER:Res:ClothesDishWasher | Annual | 1719 |  | Appl-CW-Top-ElecDHW-ElecDry-Tier1DEER2017 | Appl-CW-Top-ElecDHW-ElecDry-Tier1AnyDMoMH06CZ12DEER2017 | 4060
Appl-CW-Top-ElecDHW-ElecDry-Tier1 | DEER2017 | D17 v3 |  | Any | DMo | MH06 | CZ13 | rDXGF | Household | 1 | 1242 | None | 405 | 0.06 | -1.89 | 267 | 0.04 | -1.29 | 405 | 0.06 | -1.89 | 267 | 0.04 | -1.29 | DEER:Res:ClothesDishWasher | Annual | 1719 |  | Appl-CW-Top-ElecDHW-ElecDry-Tier1DEER2017 | Appl-CW-Top-ElecDHW-ElecDry-Tier1AnyDMoMH06CZ13DEER2017 | 4061
Appl-CW-Top-ElecDHW-ElecDry-Tier1 | DEER2017 | D17 v3 |  | Any | DMo | MH06 | CZ14 | rDXGF | Household | 1 | 1242 | None | 404 | 0.059 | -2.04 | 266 | 0.039 | -1.37 | 404 | 0.059 | -2.04 | 266 | 0.039 | -1.37 | DEER:Res:ClothesDishWasher | Annual | 1719 |  | Appl-CW-Top-ElecDHW-ElecDry-Tier1DEER2017 | Appl-CW-Top-ElecDHW-ElecDry-Tier1AnyDMoMH06CZ14DEER2017 | 4062
Appl-CW-Top-ElecDHW-ElecDry-Tier1 | DEER2017 | D17 v3 |  | Any | DMo | MH06 | CZ15 | rDXGF | Household | 1 | 1242 | None | 402 | 0.058 | -0.72 | 265 | 0.038 | -0.48 | 402 | 0.058 | -0.72 | 265 | 0.038 | -0.48 | DEER:Res:ClothesDishWasher | Annual | 1719 |  | Appl-CW-Top-ElecDHW-ElecDry-Tier1DEER2017 | Appl-CW-Top-ElecDHW-ElecDry-Tier1AnyDMoMH06CZ15DEER2017 | 4063
Appl-CW-Top-ElecDHW-ElecDry-Tier1 | DEER2017 | D17 v3 |  | Any | DMo | MH06 | CZ16 | rDXGF | Household | 1 | 1242 | None | 403 | 0.062 | -2.16 | 264 | 0.04 | -1.46 | 403 | 0.062 | -2.16 | 264 | 0.04 | -1.46 | DEER:Res:ClothesDishWasher | Annual | 1719 |  | Appl-CW-Top-ElecDHW-ElecDry-Tier1DEER2017 | Appl-CW-Top-ElecDHW-ElecDry-Tier1AnyDMoMH06CZ16DEER2017 | 4064
Appl-CW-Top-ElecDHW-ElecDry-Tier1 | DEER2017 | D17 v3 |  | Any | DMo | MH15 | CZ01 | rDXGF | Household | 1 | 1242 | None | 395 | 0.055 | -3.07 | 259 | 0.036 | -2.03 | 395 | 0.055 | -3.07 | 259 | 0.036 | -2.03 | DEER:Res:ClothesDishWasher | Annual | 1719 |  | Appl-CW-Top-ElecDHW-ElecDry-Tier1DEER2017 | Appl-CW-Top-ElecDHW-ElecDry-Tier1AnyDMoMH15CZ01DEER2017 | 4065
Appl-CW-Top-ElecDHW-ElecDry-Tier1 | DEER2017 | D17 v3 |  | Any | DMo | MH15 | CZ02 | rDXGF | Household | 1 | 1242 | None | 402 | 0.062 | -2.57 | 264 | 0.04 | -1.71 | 402 | 0.062 | -2.57 | 264 | 0.04 | -1.71 | DEER:Res:ClothesDishWasher | Annual | 1719 |  | Appl-CW-Top-ElecDHW-ElecDry-Tier1DEER2017 | Appl-CW-Top-ElecDHW-ElecDry-Tier1AnyDMoMH15CZ02DEER2017 | 4066
Appl-CW-Top-ElecDHW-ElecDry-Tier1 | DEER2017 | D17 v3 |  | Any | DMo | MH15 | CZ03 | rDXGF | Household | 1 | 1242 | None | 395 | 0.064 | -2.47 | 260 | 0.043 | -1.67 | 395 | 0.064 | -2.47 | 260 | 0.043 | -1.67 | DEER:Res:ClothesDishWasher | Annual | 1719 |  | Appl-CW-Top-ElecDHW-ElecDry-Tier1DEER2017 | Appl-CW-Top-ElecDHW-ElecDry-Tier1AnyDMoMH15CZ03DEER2017 | 4067
Appl-CW-Top-ElecDHW-ElecDry-Tier1 | DEER2017 | D17 v3 |  | Any | DMo | MH15 | CZ04 | rDXGF | Household | 1 | 1242 | None | 401 | 0.061 | -2.21 | 263 | 0.04 | -1.47 | 401 | 0.061 | -2.21 | 263 | 0.04 | -1.47 | DEER:Res:ClothesDishWasher | Annual | 1719 |  | Appl-CW-Top-ElecDHW-ElecDry-Tier1DEER2017 | Appl-CW-Top-ElecDHW-ElecDry-Tier1AnyDMoMH15CZ04DEER2017 | 4068
Appl-CW-Top-ElecDHW-ElecDry-Tier1 | DEER2017 | D17 v3 |  | Any | DMo | MH15 | CZ05 | rDXGF | Household | 1 | 1242 | None | 397 | 0.064 | -2.9 | 261 | 0.042 | -1.94 | 397 | 0.064 | -2.9 | 261 | 0.042 | -1.94 | DEER:Res:ClothesDishWasher | Annual | 1719 |  | Appl-CW-Top-ElecDHW-ElecDry-Tier1DEER2017 | Appl-CW-Top-ElecDHW-ElecDry-Tier1AnyDMoMH15CZ05DEER2017 | 4069
Appl-CW-Top-ElecDHW-ElecDry-Tier1 | DEER2017 | D17 v3 |  | Any | DMo | MH15 | CZ06 | rDXGF | Household | 1 | 1242 | None | 401 | 0.059 | -1.81 | 264 | 0.039 | -1.24 | 401 | 0.059 | -1.81 | 264 | 0.039 | -1.24 | DEER:Res:ClothesDishWasher | Annual | 1719 |  | Appl-CW-Top-ElecDHW-ElecDry-Tier1DEER2017 | Appl-CW-Top-ElecDHW-ElecDry-Tier1AnyDMoMH15CZ06DEER2017 | 4070
Appl-CW-Top-ElecDHW-ElecDry-Tier1 | DEER2017 | D17 v3 |  | Any | DMo | MH15 | CZ07 | rDXGF | Household | 1 | 1242 | None | 405 | 0.059 | -0.82 | 267 | 0.039 | -0.53 | 405 | 0.059 | -0.82 | 267 | 0.039 | -0.53 | DEER:Res:ClothesDishWasher | Annual | 1719 |  | Appl-CW-Top-ElecDHW-ElecDry-Tier1DEER2017 | Appl-CW-Top-ElecDHW-ElecDry-Tier1AnyDMoMH15CZ07DEER2017 | 4071
Appl-CW-Top-ElecDHW-ElecDry-Tier1 | DEER2017 | D17 v3 |  | Any | DMo | MH15 | CZ08 | rDXGF | Household | 1 | 1242 | None | 404 | 0.059 | -1.17 | 266 | 0.039 | -0.79 | 404 | 0.059 | -1.17 | 266 | 0.039 | -0.79 | DEER:Res:ClothesDishWasher | Annual | 1719 |  | Appl-CW-Top-ElecDHW-ElecDry-Tier1DEER2017 | Appl-CW-Top-ElecDHW-ElecDry-Tier1AnyDMoMH15CZ08DEER2017 | 4072
Appl-CW-Top-ElecDHW-ElecDry-Tier1 | DEER2017 | D17 v3 |  | Any | DMo | MH15 | CZ09 | rDXGF | Household | 1 | 1242 | None | 401 | 0.059 | -1.46 | 264 | 0.039 | -0.98 | 401 | 0.059 | -1.46 | 264 | 0.039 | -0.98 | DEER:Res:ClothesDishWasher | Annual | 1719 |  | Appl-CW-Top-ElecDHW-ElecDry-Tier1DEER2017 | Appl-CW-Top-ElecDHW-ElecDry-Tier1AnyDMoMH15CZ09DEER2017 | 4073
Appl-CW-Top-ElecDHW-ElecDry-Tier1 | DEER2017 | D17 v3 |  | Any | DMo | MH15 | CZ10 | rDXGF | Household | 1 | 1242 | None | 403 | 0.059 | -1.62 | 265 | 0.039 | -1.08 | 403 | 0.059 | -1.62 | 265 | 0.039 | -1.08 | DEER:Res:ClothesDishWasher | Annual | 1719 |  | Appl-CW-Top-ElecDHW-ElecDry-Tier1DEER2017 | Appl-CW-Top-ElecDHW-ElecDry-Tier1AnyDMoMH15CZ10DEER2017 | 4074
Appl-CW-Top-ElecDHW-ElecDry-Tier1 | DEER2017 | D17 v3 |  | Any | DMo | MH15 | CZ11 | rDXGF | Household | 1 | 1242 | None | 401 | 0.059 | -1.98 | 264 | 0.039 | -1.35 | 401 | 0.059 | -1.98 | 264 | 0.039 | -1.35 | DEER:Res:ClothesDishWasher | Annual | 1719 |  | Appl-CW-Top-ElecDHW-ElecDry-Tier1DEER2017 | Appl-CW-Top-ElecDHW-ElecDry-Tier1AnyDMoMH15CZ11DEER2017 | 4075
Appl-CW-Top-ElecDHW-ElecDry-Tier1 | DEER2017 | D17 v3 |  | Any | DMo | MH15 | CZ12 | rDXGF | Household | 1 | 1242 | None | 401 | 0.062 | -2.11 | 264 | 0.041 | -1.4 | 401 | 0.062 | -2.11 | 264 | 0.041 | -1.4 | DEER:Res:ClothesDishWasher | Annual | 1719 |  | Appl-CW-Top-ElecDHW-ElecDry-Tier1DEER2017 | Appl-CW-Top-ElecDHW-ElecDry-Tier1AnyDMoMH15CZ12DEER2017 | 4076
Appl-CW-Top-ElecDHW-ElecDry-Tier1 | DEER2017 | D17 v3 |  | Any | DMo | MH15 | CZ13 | rDXGF | Household | 1 | 1242 | None | 404 | 0.06 | -1.79 | 266 | 0.04 | -1.22 | 404 | 0.06 | -1.79 | 266 | 0.04 | -1.22 | DEER:Res:ClothesDishWasher | Annual | 1719 |  | Appl-CW-Top-ElecDHW-ElecDry-Tier1DEER2017 | Appl-CW-Top-ElecDHW-ElecDry-Tier1AnyDMoMH15CZ13DEER2017 | 4077
Appl-CW-Top-ElecDHW-ElecDry-Tier1 | DEER2017 | D17 v3 |  | Any | DMo | MH15 | CZ14 | rDXGF | Household | 1 | 1242 | None | 403 | 0.059 | -2.12 | 266 | 0.039 | -1.42 | 403 | 0.059 | -2.12 | 266 | 0.039 | -1.42 | DEER:Res:ClothesDishWasher | Annual | 1719 |  | Appl-CW-Top-ElecDHW-ElecDry-Tier1DEER2017 | Appl-CW-Top-ElecDHW-ElecDry-Tier1AnyDMoMH15CZ14DEER2017 | 4078
Appl-CW-Top-ElecDHW-ElecDry-Tier1 | DEER2017 | D17 v3 |  | Any | DMo | MH15 | CZ15 | rDXGF | Household | 1 | 1242 | None | 401 | 0.058 | -0.74 | 265 | 0.038 | -0.49 | 401 | 0.058 | -0.74 | 265 | 0.038 | -0.49 | DEER:Res:ClothesDishWasher | Annual | 1719 |  | Appl-CW-Top-ElecDHW-ElecDry-Tier1DEER2017 | Appl-CW-Top-ElecDHW-ElecDry-Tier1AnyDMoMH15CZ15DEER2017 | 4079
Appl-CW-Top-ElecDHW-ElecDry-Tier1 | DEER2017 | D17 v3 |  | Any | DMo | MH15 | CZ16 | rDXGF | Household | 1 | 1242 | None | 402 | 0.06 | -2.21 | 264 | 0.039 | -1.48 | 402 | 0.06 | -2.21 | 264 | 0.039 | -1.48 | DEER:Res:ClothesDishWasher | Annual | 1719 |  | Appl-CW-Top-ElecDHW-ElecDry-Tier1DEER2017 | Appl-CW-Top-ElecDHW-ElecDry-Tier1AnyDMoMH15CZ16DEER2017 | 4080
Appl-CW-Top-ElecDHW-ElecDry-Tier1 | DEER2017 | D17 v3 |  | Any | DMo | MH72 | CZ01 | rDXGF | Household | 1 | 1196 | None | 395 | 0.054 | -2.44 | 259 | 0.036 | -1.62 | 395 | 0.054 | -2.44 | 259 | 0.036 | -1.62 | DEER:Res:ClothesDishWasher | Annual | 1719 |  | Appl-CW-Top-ElecDHW-ElecDry-Tier1DEER2017 | Appl-CW-Top-ElecDHW-ElecDry-Tier1AnyDMoMH72CZ01DEER2017 | 4081
Appl-CW-Top-ElecDHW-ElecDry-Tier1 | DEER2017 | D17 v3 |  | Any | DMo | MH72 | CZ02 | rDXGF | Household | 1 | 1196 | None | 403 | 0.07 | -2.23 | 265 | 0.046 | -1.51 | 403 | 0.07 | -2.23 | 265 | 0.046 | -1.51 | DEER:Res:ClothesDishWasher | Annual | 1719 |  | Appl-CW-Top-ElecDHW-ElecDry-Tier1DEER2017 | Appl-CW-Top-ElecDHW-ElecDry-Tier1AnyDMoMH72CZ02DEER2017 | 4082
Appl-CW-Top-ElecDHW-ElecDry-Tier1 | DEER2017 | D17 v3 |  | Any | DMo | MH72 | CZ03 | rDXGF | Household | 1 | 1196 | None | 399 | 0.068 | -2.18 | 263 | 0.045 | -1.47 | 399 | 0.068 | -2.18 | 263 | 0.045 | -1.47 | DEER:Res:ClothesDishWasher | Annual | 1719 |  | Appl-CW-Top-ElecDHW-ElecDry-Tier1DEER2017 | Appl-CW-Top-ElecDHW-ElecDry-Tier1AnyDMoMH72CZ03DEER2017 | 4083
Appl-CW-Top-ElecDHW-ElecDry-Tier1 | DEER2017 | D17 v3 |  | Any | DMo | MH72 | CZ04 | rDXGF | Household | 1 | 1196 | None | 404 | 0.065 | -1.85 | 265 | 0.043 | -1.25 | 404 | 0.065 | -1.85 | 265 | 0.043 | -1.25 | DEER:Res:ClothesDishWasher | Annual | 1719 |  | Appl-CW-Top-ElecDHW-ElecDry-Tier1DEER2017 | Appl-CW-Top-ElecDHW-ElecDry-Tier1AnyDMoMH72CZ04DEER2017 | 4084
Appl-CW-Top-ElecDHW-ElecDry-Tier1 | DEER2017 | D17 v3 |  | Any | DMo | MH72 | CZ05 | rDXGF | Household | 1 | 1196 | None | 398 | 0.071 | -2.64 | 260 | 0.042 | -1.83 | 398 | 0.071 | -2.64 | 260 | 0.042 | -1.83 | DEER:Res:ClothesDishWasher | Annual | 1719 |  | Appl-CW-Top-ElecDHW-ElecDry-Tier1DEER2017 | Appl-CW-Top-ElecDHW-ElecDry-Tier1AnyDMoMH72CZ05DEER2017 | 4085
Appl-CW-Top-ElecDHW-ElecDry-Tier1 | DEER2017 | D17 v3 |  | Any | DMo | MH72 | CZ06 | rDXGF | Household | 1 | 1196 | None | 404 | 0.061 | -1.36 | 266 | 0.04 | -0.9 | 404 | 0.061 | -1.36 | 266 | 0.04 | -0.9 | DEER:Res:ClothesDishWasher | Annual | 1719 |  | Appl-CW-Top-ElecDHW-ElecDry-Tier1DEER2017 | Appl-CW-Top-ElecDHW-ElecDry-Tier1AnyDMoMH72CZ06DEER2017 | 4086
Appl-CW-Top-ElecDHW-ElecDry-Tier1 | DEER2017 | D17 v3 |  | Any | DMo | MH72 | CZ07 | rDXGF | Household | 1 | 1196 | None | 405 | 0.061 | -1.32 | 266 | 0.042 | -0.89 | 405 | 0.061 | -1.32 | 266 | 0.042 | -0.89 | DEER:Res:ClothesDishWasher | Annual | 1719 |  | Appl-CW-Top-ElecDHW-ElecDry-Tier1DEER2017 | Appl-CW-Top-ElecDHW-ElecDry-Tier1AnyDMoMH72CZ07DEER2017 | 4087
Appl-CW-Top-ElecDHW-ElecDry-Tier1 | DEER2017 | D17 v3 |  | Any | DMo | MH72 | CZ08 | rDXGF | Household | 1 | 1196 | None | 406 | 0.063 | -1.27 | 267 | 0.041 | -0.84 | 406 | 0.063 | -1.27 | 267 | 0.041 | -0.84 | DEER:Res:ClothesDishWasher | Annual | 1719 |  | Appl-CW-Top-ElecDHW-ElecDry-Tier1DEER2017 | Appl-CW-Top-ElecDHW-ElecDry-Tier1AnyDMoMH72CZ08DEER2017 | 4088
Appl-CW-Top-ElecDHW-ElecDry-Tier1 | DEER2017 | D17 v3 |  | Any | DMo | MH72 | CZ09 | rDXGF | Household | 1 | 1196 | None | 408 | 0.062 | -1.4 | 269 | 0.041 | -0.93 | 408 | 0.062 | -1.4 | 269 | 0.041 | -0.93 | DEER:Res:ClothesDishWasher | Annual | 1719 |  | Appl-CW-Top-ElecDHW-ElecDry-Tier1DEER2017 | Appl-CW-Top-ElecDHW-ElecDry-Tier1AnyDMoMH72CZ09DEER2017 | 4089
Appl-CW-Top-ElecDHW-ElecDry-Tier1 | DEER2017 | D17 v3 |  | Any | DMo | MH72 | CZ10 | rDXGF | Household | 1 | 1196 | None | 405 | 0.063 | -1.39 | 266 | 0.042 | -0.94 | 405 | 0.063 | -1.39 | 266 | 0.042 | -0.94 | DEER:Res:ClothesDishWasher | Annual | 1719 |  | Appl-CW-Top-ElecDHW-ElecDry-Tier1DEER2017 | Appl-CW-Top-ElecDHW-ElecDry-Tier1AnyDMoMH72CZ10DEER2017 | 4090
Appl-CW-Top-ElecDHW-ElecDry-Tier1 | DEER2017 | D17 v3 |  | Any | DMo | MH72 | CZ11 | rDXGF | Household | 1 | 1196 | None | 405 | 0.064 | -1.76 | 266 | 0.042 | -1.16 | 405 | 0.064 | -1.76 | 266 | 0.042 | -1.16 | DEER:Res:ClothesDishWasher | Annual | 1719 |  | Appl-CW-Top-ElecDHW-ElecDry-Tier1DEER2017 | Appl-CW-Top-ElecDHW-ElecDry-Tier1AnyDMoMH72CZ11DEER2017 | 4091
Appl-CW-Top-ElecDHW-ElecDry-Tier1 | DEER2017 | D17 v3 |  | Any | DMo | MH72 | CZ12 | rDXGF | Household | 1 | 1196 | None | 405 | 0.067 | -2.02 | 266 | 0.044 | -1.37 | 405 | 0.067 | -2.02 | 266 | 0.044 | -1.37 | DEER:Res:ClothesDishWasher | Annual | 1719 |  | Appl-CW-Top-ElecDHW-ElecDry-Tier1DEER2017 | Appl-CW-Top-ElecDHW-ElecDry-Tier1AnyDMoMH72CZ12DEER2017 | 4092
Appl-CW-Top-ElecDHW-ElecDry-Tier1 | DEER2017 | D17 v3 |  | Any | DMo | MH72 | CZ13 | rDXGF | Household | 1 | 1196 | None | 406 | 0.063 | -1.9 | 267 | 0.042 | -1.28 | 406 | 0.063 | -1.9 | 267 | 0.042 | -1.28 | DEER:Res:ClothesDishWasher | Annual | 1719 |  | Appl-CW-Top-ElecDHW-ElecDry-Tier1DEER2017 | Appl-CW-Top-ElecDHW-ElecDry-Tier1AnyDMoMH72CZ13DEER2017 | 4093
Appl-CW-Top-ElecDHW-ElecDry-Tier1 | DEER2017 | D17 v3 |  | Any | DMo | MH72 | CZ14 | rDXGF | Household | 1 | 1196 | None | 407 | 0.062 | -1.7 | 268 | 0.041 | -1.15 | 407 | 0.062 | -1.7 | 268 | 0.041 | -1.15 | DEER:Res:ClothesDishWasher | Annual | 1719 |  | Appl-CW-Top-ElecDHW-ElecDry-Tier1DEER2017 | Appl-CW-Top-ElecDHW-ElecDry-Tier1AnyDMoMH72CZ14DEER2017 | 4094
Appl-CW-Top-ElecDHW-ElecDry-Tier1 | DEER2017 | D17 v3 |  | Any | DMo | MH72 | CZ15 | rDXGF | Household | 1 | 1196 | None | 404 | 0.06 | -0.63 | 267 | 0.04 | -0.4 | 404 | 0.06 | -0.63 | 267 | 0.04 | -0.4 | DEER:Res:ClothesDishWasher | Annual | 1719 |  | Appl-CW-Top-ElecDHW-ElecDry-Tier1DEER2017 | Appl-CW-Top-ElecDHW-ElecDry-Tier1AnyDMoMH72CZ15DEER2017 | 4095
Appl-CW-Top-ElecDHW-ElecDry-Tier1 | DEER2017 | D17 v3 |  | Any | DMo | MH72 | CZ16 | rDXGF | Household | 1 | 1196 | None | 408 | 0.063 | -2.46 | 268 | 0.041 | -1.66 | 408 | 0.063 | -2.46 | 268 | 0.041 | -1.66 | DEER:Res:ClothesDishWasher | Annual | 1719 |  | Appl-CW-Top-ElecDHW-ElecDry-Tier1DEER2017 | Appl-CW-Top-ElecDHW-ElecDry-Tier1AnyDMoMH72CZ16DEER2017 | 4096
Appl-CW-Top-ElecDHW-ElecDry-Tier1 | DEER2017 | D17 v3 |  | Any | DMo | MH85 | CZ01 | rDXGF | Household | 1 | 1242 | None | 394 | 0.054 | -3.37 | 259 | 0.035 | -2.27 | 394 | 0.054 | -3.37 | 259 | 0.035 | -2.27 | DEER:Res:ClothesDishWasher | Annual | 1719 |  | Appl-CW-Top-ElecDHW-ElecDry-Tier1DEER2017 | Appl-CW-Top-ElecDHW-ElecDry-Tier1AnyDMoMH85CZ01DEER2017 | 4097
Appl-CW-Top-ElecDHW-ElecDry-Tier1 | DEER2017 | D17 v3 |  | Any | DMo | MH85 | CZ02 | rDXGF | Household | 1 | 1242 | None | 399 | 0.074 | -2.89 | 261 | 0.05 | -1.94 | 399 | 0.074 | -2.89 | 261 | 0.05 | -1.94 | DEER:Res:ClothesDishWasher | Annual | 1719 |  | Appl-CW-Top-ElecDHW-ElecDry-Tier1DEER2017 | Appl-CW-Top-ElecDHW-ElecDry-Tier1AnyDMoMH85CZ02DEER2017 | 4098
Appl-CW-Top-ElecDHW-ElecDry-Tier1 | DEER2017 | D17 v3 |  | Any | DMo | MH85 | CZ03 | rDXGF | Household | 1 | 1242 | None | 399 | 0.066 | -2.9 | 263 | 0.043 | -1.95 | 399 | 0.066 | -2.9 | 263 | 0.043 | -1.95 | DEER:Res:ClothesDishWasher | Annual | 1719 |  | Appl-CW-Top-ElecDHW-ElecDry-Tier1DEER2017 | Appl-CW-Top-ElecDHW-ElecDry-Tier1AnyDMoMH85CZ03DEER2017 | 4099
Appl-CW-Top-ElecDHW-ElecDry-Tier1 | DEER2017 | D17 v3 |  | Any | DMo | MH85 | CZ04 | rDXGF | Household | 1 | 1242 | None | 405 | 0.068 | -2.31 | 266 | 0.043 | -1.53 | 405 | 0.068 | -2.31 | 266 | 0.043 | -1.53 | DEER:Res:ClothesDishWasher | Annual | 1719 |  | Appl-CW-Top-ElecDHW-ElecDry-Tier1DEER2017 | Appl-CW-Top-ElecDHW-ElecDry-Tier1AnyDMoMH85CZ04DEER2017 | 4100
Appl-CW-Top-ElecDHW-ElecDry-Tier1 | DEER2017 | D17 v3 |  | Any | DMo | MH85 | CZ05 | rDXGF | Household | 1 | 1242 | None | 396 | 0.071 | -3.12 | 260 | 0.047 | -2.09 | 396 | 0.071 | -3.12 | 260 | 0.047 | -2.09 | DEER:Res:ClothesDishWasher | Annual | 1719 |  | Appl-CW-Top-ElecDHW-ElecDry-Tier1DEER2017 | Appl-CW-Top-ElecDHW-ElecDry-Tier1AnyDMoMH85CZ05DEER2017 | 4101
Appl-CW-Top-ElecDHW-ElecDry-Tier1 | DEER2017 | D17 v3 |  | Any | DMo | MH85 | CZ06 | rDXGF | Household | 1 | 1242 | None | 402 | 0.062 | -1.82 | 265 | 0.041 | -1.23 | 402 | 0.062 | -1.82 | 265 | 0.041 | -1.23 | DEER:Res:ClothesDishWasher | Annual | 1719 |  | Appl-CW-Top-ElecDHW-ElecDry-Tier1DEER2017 | Appl-CW-Top-ElecDHW-ElecDry-Tier1AnyDMoMH85CZ06DEER2017 | 4102
Appl-CW-Top-ElecDHW-ElecDry-Tier1 | DEER2017 | D17 v3 |  | Any | DMo | MH85 | CZ07 | rDXGF | Household | 1 | 1242 | None | 404 | 0.061 | -1.56 | 266 | 0.04 | -1.07 | 404 | 0.061 | -1.56 | 266 | 0.04 | -1.07 | DEER:Res:ClothesDishWasher | Annual | 1719 |  | Appl-CW-Top-ElecDHW-ElecDry-Tier1DEER2017 | Appl-CW-Top-ElecDHW-ElecDry-Tier1AnyDMoMH85CZ07DEER2017 | 4103
Appl-CW-Top-ElecDHW-ElecDry-Tier1 | DEER2017 | D17 v3 |  | Any | DMo | MH85 | CZ08 | rDXGF | Household | 1 | 1242 | None | 404 | 0.061 | -1.63 | 266 | 0.04 | -1.11 | 404 | 0.061 | -1.63 | 266 | 0.04 | -1.11 | DEER:Res:ClothesDishWasher | Annual | 1719 |  | Appl-CW-Top-ElecDHW-ElecDry-Tier1DEER2017 | Appl-CW-Top-ElecDHW-ElecDry-Tier1AnyDMoMH85CZ08DEER2017 | 4104
Appl-CW-Top-ElecDHW-ElecDry-Tier1 | DEER2017 | D17 v3 |  | Any | DMo | MH85 | CZ09 | rDXGF | Household | 1 | 1242 | None | 402 | 0.063 | -1.75 | 266 | 0.042 | -1.18 | 402 | 0.063 | -1.75 | 266 | 0.042 | -1.18 | DEER:Res:ClothesDishWasher | Annual | 1719 |  | Appl-CW-Top-ElecDHW-ElecDry-Tier1DEER2017 | Appl-CW-Top-ElecDHW-ElecDry-Tier1AnyDMoMH85CZ09DEER2017 | 4105
Appl-CW-Top-ElecDHW-ElecDry-Tier1 | DEER2017 | D17 v3 |  | Any | DMo | MH85 | CZ10 | rDXGF | Household | 1 | 1242 | None | 406 | 0.064 | -1.68 | 267 | 0.042 | -1.14 | 406 | 0.064 | -1.68 | 267 | 0.042 | -1.14 | DEER:Res:ClothesDishWasher | Annual | 1719 |  | Appl-CW-Top-ElecDHW-ElecDry-Tier1DEER2017 | Appl-CW-Top-ElecDHW-ElecDry-Tier1AnyDMoMH85CZ10DEER2017 | 4106
Appl-CW-Top-ElecDHW-ElecDry-Tier1 | DEER2017 | D17 v3 |  | Any | DMo | MH85 | CZ11 | rDXGF | Household | 1 | 1242 | None | 404 | 0.063 | -2.3 | 266 | 0.041 | -1.54 | 404 | 0.063 | -2.3 | 266 | 0.041 | -1.54 | DEER:Res:ClothesDishWasher | Annual | 1719 |  | Appl-CW-Top-ElecDHW-ElecDry-Tier1DEER2017 | Appl-CW-Top-ElecDHW-ElecDry-Tier1AnyDMoMH85CZ11DEER2017 | 4107
Appl-CW-Top-ElecDHW-ElecDry-Tier1 | DEER2017 | D17 v3 |  | Any | DMo | MH85 | CZ12 | rDXGF | Household | 1 | 1242 | None | 403 | 0.064 | -2.54 | 266 | 0.045 | -1.7 | 403 | 0.064 | -2.54 | 266 | 0.045 | -1.7 | DEER:Res:ClothesDishWasher | Annual | 1719 |  | Appl-CW-Top-ElecDHW-ElecDry-Tier1DEER2017 | Appl-CW-Top-ElecDHW-ElecDry-Tier1AnyDMoMH85CZ12DEER2017 | 4108
Appl-CW-Top-ElecDHW-ElecDry-Tier1 | DEER2017 | D17 v3 |  | Any | DMo | MH85 | CZ13 | rDXGF | Household | 1 | 1242 | None | 405 | 0.064 | -2.25 | 267 | 0.042 | -1.5 | 405 | 0.064 | -2.25 | 267 | 0.042 | -1.5 | DEER:Res:ClothesDishWasher | Annual | 1719 |  | Appl-CW-Top-ElecDHW-ElecDry-Tier1DEER2017 | Appl-CW-Top-ElecDHW-ElecDry-Tier1AnyDMoMH85CZ13DEER2017 | 4109
Appl-CW-Top-ElecDHW-ElecDry-Tier1 | DEER2017 | D17 v3 |  | Any | DMo | MH85 | CZ14 | rDXGF | Household | 1 | 1242 | None | 408 | 0.062 | -2.29 | 268 | 0.041 | -1.54 | 408 | 0.062 | -2.29 | 268 | 0.041 | -1.54 | DEER:Res:ClothesDishWasher | Annual | 1719 |  | Appl-CW-Top-ElecDHW-ElecDry-Tier1DEER2017 | Appl-CW-Top-ElecDHW-ElecDry-Tier1AnyDMoMH85CZ14DEER2017 | 4110
Appl-CW-Top-ElecDHW-ElecDry-Tier1 | DEER2017 | D17 v3 |  | Any | DMo | MH85 | CZ15 | rDXGF | Household | 1 | 1242 | None | 400 | 0.059 | -0.87 | 263 | 0.04 | -0.59 | 400 | 0.059 | -0.87 | 263 | 0.04 | -0.59 | DEER:Res:ClothesDishWasher | Annual | 1719 |  | Appl-CW-Top-ElecDHW-ElecDry-Tier1DEER2017 | Appl-CW-Top-ElecDHW-ElecDry-Tier1AnyDMoMH85CZ15DEER2017 | 4111
Appl-CW-Top-ElecDHW-ElecDry-Tier1 | DEER2017 | D17 v3 |  | Any | DMo | MH85 | CZ16 | rDXGF | Household | 1 | 1242 | None | 405 | 0.063 | -2.99 | 266 | 0.041 | -2.01 | 405 | 0.063 | -2.99 | 266 | 0.041 | -2.01 | DEER:Res:ClothesDishWasher | Annual | 1719 |  | Appl-CW-Top-ElecDHW-ElecDry-Tier1DEER2017 | Appl-CW-Top-ElecDHW-ElecDry-Tier1AnyDMoMH85CZ16DEER2017 | 4112
Appl-CW-Top-ElecDHW-ElecDry-Tier1 | DEER2017 | D17 v3 |  | Any | MFm | 1975 | CZ01 | rDXGF | Household | 1 | 1070.2 | None | 399 | 0.055 | -2.82 | 262 | 0.036 | -1.89 | 399 | 0.055 | -2.82 | 262 | 0.036 | -1.89 | DEER:Res:ClothesDishWasher | Annual | 1719 |  | Appl-CW-Top-ElecDHW-ElecDry-Tier1DEER2017 | Appl-CW-Top-ElecDHW-ElecDry-Tier1AnyMFm1975CZ01DEER2017 | 4113
Appl-CW-Top-ElecDHW-ElecDry-Tier1 | DEER2017 | D17 v3 |  | Any | MFm | 1975 | CZ02 | rDXGF | Household | 1 | 1070.2 | None | 401 | 0.064 | -1.86 | 263 | 0.043 | -1.25 | 401 | 0.064 | -1.86 | 263 | 0.043 | -1.25 | DEER:Res:ClothesDishWasher | Annual | 1719 |  | Appl-CW-Top-ElecDHW-ElecDry-Tier1DEER2017 | Appl-CW-Top-ElecDHW-ElecDry-Tier1AnyMFm1975CZ02DEER2017 | 4114
Appl-CW-Top-ElecDHW-ElecDry-Tier1 | DEER2017 | D17 v3 |  | Any | MFm | 1975 | CZ03 | rDXGF | Household | 1 | 1070.2 | None | 398 | 0.058 | -1.77 | 262 | 0.038 | -1.17 | 398 | 0.058 | -1.77 | 262 | 0.038 | -1.17 | DEER:Res:ClothesDishWasher | Annual | 1719 |  | Appl-CW-Top-ElecDHW-ElecDry-Tier1DEER2017 | Appl-CW-Top-ElecDHW-ElecDry-Tier1AnyMFm1975CZ03DEER2017 | 4115
Appl-CW-Top-ElecDHW-ElecDry-Tier1 | DEER2017 | D17 v3 |  | Any | MFm | 1975 | CZ04 | rDXGF | Household | 1 | 1070.2 | None | 400 | 0.063 | -1.6 | 263 | 0.042 | -1.07 | 400 | 0.063 | -1.6 | 263 | 0.042 | -1.07 | DEER:Res:ClothesDishWasher | Annual | 1719 |  | Appl-CW-Top-ElecDHW-ElecDry-Tier1DEER2017 | Appl-CW-Top-ElecDHW-ElecDry-Tier1AnyMFm1975CZ04DEER2017 | 4116
Appl-CW-Top-ElecDHW-ElecDry-Tier1 | DEER2017 | D17 v3 |  | Any | MFm | 1975 | CZ05 | rDXGF | Household | 1 | 1070.2 | None | 397 | 0.055 | -2.47 | 261 | 0.036 | -1.66 | 397 | 0.055 | -2.47 | 261 | 0.036 | -1.66 | DEER:Res:ClothesDishWasher | Annual | 1719 |  | Appl-CW-Top-ElecDHW-ElecDry-Tier1DEER2017 | Appl-CW-Top-ElecDHW-ElecDry-Tier1AnyMFm1975CZ05DEER2017 | 4117
Appl-CW-Top-ElecDHW-ElecDry-Tier1 | DEER2017 | D17 v3 |  | Any | MFm | 1975 | CZ06 | rDXGF | Household | 1 | 1047.7 | None | 402 | 0.062 | -1.39 | 264 | 0.04 | -0.94 | 402 | 0.062 | -1.39 | 264 | 0.04 | -0.94 | DEER:Res:ClothesDishWasher | Annual | 1719 |  | Appl-CW-Top-ElecDHW-ElecDry-Tier1DEER2017 | Appl-CW-Top-ElecDHW-ElecDry-Tier1AnyMFm1975CZ06DEER2017 | 4118
Appl-CW-Top-ElecDHW-ElecDry-Tier1 | DEER2017 | D17 v3 |  | Any | MFm | 1975 | CZ07 | rDXGF | Household | 1 | 1047.7 | None | 396 | 0.057 | -1.37 | 260 | 0.037 | -1.02 | 396 | 0.057 | -1.37 | 260 | 0.037 | -1.02 | DEER:Res:ClothesDishWasher | Annual | 1719 |  | Appl-CW-Top-ElecDHW-ElecDry-Tier1DEER2017 | Appl-CW-Top-ElecDHW-ElecDry-Tier1AnyMFm1975CZ07DEER2017 | 4119
Appl-CW-Top-ElecDHW-ElecDry-Tier1 | DEER2017 | D17 v3 |  | Any | MFm | 1975 | CZ08 | rDXGF | Household | 1 | 1047.7 | None | 401 | 0.062 | -1.08 | 264 | 0.041 | -0.72 | 401 | 0.062 | -1.08 | 264 | 0.041 | -0.72 | DEER:Res:ClothesDishWasher | Annual | 1719 |  | Appl-CW-Top-ElecDHW-ElecDry-Tier1DEER2017 | Appl-CW-Top-ElecDHW-ElecDry-Tier1AnyMFm1975CZ08DEER2017 | 4120
Appl-CW-Top-ElecDHW-ElecDry-Tier1 | DEER2017 | D17 v3 |  | Any | MFm | 1975 | CZ09 | rDXGF | Household | 1 | 1216.8 | None | 403 | 0.06 | -1.32 | 266 | 0.04 | -0.89 | 403 | 0.06 | -1.32 | 266 | 0.04 | -0.89 | DEER:Res:ClothesDishWasher | Annual | 1719 |  | Appl-CW-Top-ElecDHW-ElecDry-Tier1DEER2017 | Appl-CW-Top-ElecDHW-ElecDry-Tier1AnyMFm1975CZ09DEER2017 | 4121
Appl-CW-Top-ElecDHW-ElecDry-Tier1 | DEER2017 | D17 v3 |  | Any | MFm | 1975 | CZ10 | rDXGF | Household | 1 | 1216.8 | None | 401 | 0.064 | -1.49 | 264 | 0.042 | -1 | 401 | 0.064 | -1.49 | 264 | 0.042 | -1 | DEER:Res:ClothesDishWasher | Annual | 1719 |  | Appl-CW-Top-ElecDHW-ElecDry-Tier1DEER2017 | Appl-CW-Top-ElecDHW-ElecDry-Tier1AnyMFm1975CZ10DEER2017 | 4122
Appl-CW-Top-ElecDHW-ElecDry-Tier1 | DEER2017 | D17 v3 |  | Any | MFm | 1975 | CZ11 | rDXGF | Household | 1 | 1098.9 | None | 401 | 0.062 | -1.76 | 264 | 0.041 | -1.18 | 401 | 0.062 | -1.76 | 264 | 0.041 | -1.18 | DEER:Res:ClothesDishWasher | Annual | 1719 |  | Appl-CW-Top-ElecDHW-ElecDry-Tier1DEER2017 | Appl-CW-Top-ElecDHW-ElecDry-Tier1AnyMFm1975CZ11DEER2017 | 4123
Appl-CW-Top-ElecDHW-ElecDry-Tier1 | DEER2017 | D17 v3 |  | Any | MFm | 1975 | CZ12 | rDXGF | Household | 1 | 1098.9 | None | 401 | 0.062 | -1.85 | 264 | 0.041 | -1.24 | 401 | 0.062 | -1.85 | 264 | 0.041 | -1.24 | DEER:Res:ClothesDishWasher | Annual | 1719 |  | Appl-CW-Top-ElecDHW-ElecDry-Tier1DEER2017 | Appl-CW-Top-ElecDHW-ElecDry-Tier1AnyMFm1975CZ12DEER2017 | 4124
Appl-CW-Top-ElecDHW-ElecDry-Tier1 | DEER2017 | D17 v3 |  | Any | MFm | 1975 | CZ13 | rDXGF | Household | 1 | 1098.9 | None | 403 | 0.063 | -1.63 | 265 | 0.041 | -1.09 | 403 | 0.063 | -1.63 | 265 | 0.041 | -1.09 | DEER:Res:ClothesDishWasher | Annual | 1719 |  | Appl-CW-Top-ElecDHW-ElecDry-Tier1DEER2017 | Appl-CW-Top-ElecDHW-ElecDry-Tier1AnyMFm1975CZ13DEER2017 | 4125
Appl-CW-Top-ElecDHW-ElecDry-Tier1 | DEER2017 | D17 v3 |  | Any | MFm | 1975 | CZ14 | rDXGF | Household | 1 | 1409.4 | None | 404 | 0.057 | -1.76 | 266 | 0.037 | -1.2 | 404 | 0.057 | -1.76 | 266 | 0.037 | -1.2 | DEER:Res:ClothesDishWasher | Annual | 1719 |  | Appl-CW-Top-ElecDHW-ElecDry-Tier1DEER2017 | Appl-CW-Top-ElecDHW-ElecDry-Tier1AnyMFm1975CZ14DEER2017 | 4126
Appl-CW-Top-ElecDHW-ElecDry-Tier1 | DEER2017 | D17 v3 |  | Any | MFm | 1975 | CZ15 | rDXGF | Household | 1 | 1409.4 | None | 402 | 0.058 | -0.74 | 265 | 0.038 | -0.5 | 402 | 0.058 | -0.74 | 265 | 0.038 | -0.5 | DEER:Res:ClothesDishWasher | Annual | 1719 |  | Appl-CW-Top-ElecDHW-ElecDry-Tier1DEER2017 | Appl-CW-Top-ElecDHW-ElecDry-Tier1AnyMFm1975CZ15DEER2017 | 4127
Appl-CW-Top-ElecDHW-ElecDry-Tier1 | DEER2017 | D17 v3 |  | Any | MFm | 1975 | CZ16 | rDXGF | Household | 1 | 1070.2 | None | 407 | 0.061 | -1.93 | 267 | 0.04 | -1.3 | 407 | 0.061 | -1.93 | 267 | 0.04 | -1.3 | DEER:Res:ClothesDishWasher | Annual | 1719 |  | Appl-CW-Top-ElecDHW-ElecDry-Tier1DEER2017 | Appl-CW-Top-ElecDHW-ElecDry-Tier1AnyMFm1975CZ16DEER2017 | 4128
Appl-CW-Top-ElecDHW-ElecDry-Tier1 | DEER2017 | D17 v3 |  | Any | MFm | 1985 | CZ01 | rDXGF | Household | 1 | 1152 | None | 399 | 0.055 | -3.18 | 262 | 0.036 | -2.13 | 399 | 0.055 | -3.18 | 262 | 0.036 | -2.13 | DEER:Res:ClothesDishWasher | Annual | 1719 |  | Appl-CW-Top-ElecDHW-ElecDry-Tier1DEER2017 | Appl-CW-Top-ElecDHW-ElecDry-Tier1AnyMFm1985CZ01DEER2017 | 4129
Appl-CW-Top-ElecDHW-ElecDry-Tier1 | DEER2017 | D17 v3 |  | Any | MFm | 1985 | CZ02 | rDXGF | Household | 1 | 1152 | None | 401 | 0.064 | -1.87 | 263 | 0.042 | -1.25 | 401 | 0.064 | -1.87 | 263 | 0.042 | -1.25 | DEER:Res:ClothesDishWasher | Annual | 1719 |  | Appl-CW-Top-ElecDHW-ElecDry-Tier1DEER2017 | Appl-CW-Top-ElecDHW-ElecDry-Tier1AnyMFm1985CZ02DEER2017 | 4130
Appl-CW-Top-ElecDHW-ElecDry-Tier1 | DEER2017 | D17 v3 |  | Any | MFm | 1985 | CZ03 | rDXGF | Household | 1 | 1152 | None | 395 | 0.054 | -3.31 | 259 | 0.034 | -2.66 | 395 | 0.054 | -3.31 | 259 | 0.034 | -2.66 | DEER:Res:ClothesDishWasher | Annual | 1719 |  | Appl-CW-Top-ElecDHW-ElecDry-Tier1DEER2017 | Appl-CW-Top-ElecDHW-ElecDry-Tier1AnyMFm1985CZ03DEER2017 | 4131
Appl-CW-Top-ElecDHW-ElecDry-Tier1 | DEER2017 | D17 v3 |  | Any | MFm | 1985 | CZ04 | rDXGF | Household | 1 | 1152 | None | 398 | 0.061 | -1.51 | 262 | 0.04 | -1.01 | 398 | 0.061 | -1.51 | 262 | 0.04 | -1.01 | DEER:Res:ClothesDishWasher | Annual | 1719 |  | Appl-CW-Top-ElecDHW-ElecDry-Tier1DEER2017 | Appl-CW-Top-ElecDHW-ElecDry-Tier1AnyMFm1985CZ04DEER2017 | 4132
Appl-CW-Top-ElecDHW-ElecDry-Tier1 | DEER2017 | D17 v3 |  | Any | MFm | 1985 | CZ05 | rDXGF | Household | 1 | 1152 | None | 398 | 0.059 | -2.18 | 262 | 0.038 | -1.4 | 398 | 0.059 | -2.18 | 262 | 0.038 | -1.4 | DEER:Res:ClothesDishWasher | Annual | 1719 |  | Appl-CW-Top-ElecDHW-ElecDry-Tier1DEER2017 | Appl-CW-Top-ElecDHW-ElecDry-Tier1AnyMFm1985CZ05DEER2017 | 4133
Appl-CW-Top-ElecDHW-ElecDry-Tier1 | DEER2017 | D17 v3 |  | Any | MFm | 1985 | CZ06 | rDXGF | Household | 1 | 1295.2 | None | 400 | 0.067 | -0.93 | 263 | 0.043 | -0.7 | 400 | 0.067 | -0.93 | 263 | 0.043 | -0.7 | DEER:Res:ClothesDishWasher | Annual | 1719 |  | Appl-CW-Top-ElecDHW-ElecDry-Tier1DEER2017 | Appl-CW-Top-ElecDHW-ElecDry-Tier1AnyMFm1985CZ06DEER2017 | 4134
Appl-CW-Top-ElecDHW-ElecDry-Tier1 | DEER2017 | D17 v3 |  | Any | MFm | 1985 | CZ07 | rDXGF | Household | 1 | 1295.2 | None | 398 | 0.059 | -1.12 | 262 | 0.039 | -0.74 | 398 | 0.059 | -1.12 | 262 | 0.039 | -0.74 | DEER:Res:ClothesDishWasher | Annual | 1719 |  | Appl-CW-Top-ElecDHW-ElecDry-Tier1DEER2017 | Appl-CW-Top-ElecDHW-ElecDry-Tier1AnyMFm1985CZ07DEER2017 | 4135
Appl-CW-Top-ElecDHW-ElecDry-Tier1 | DEER2017 | D17 v3 |  | Any | MFm | 1985 | CZ08 | rDXGF | Household | 1 | 1295.2 | None | 402 | 0.062 | -1.11 | 265 | 0.041 | -0.71 | 402 | 0.062 | -1.11 | 265 | 0.041 | -0.71 | DEER:Res:ClothesDishWasher | Annual | 1719 |  | Appl-CW-Top-ElecDHW-ElecDry-Tier1DEER2017 | Appl-CW-Top-ElecDHW-ElecDry-Tier1AnyMFm1985CZ08DEER2017 | 4136
Appl-CW-Top-ElecDHW-ElecDry-Tier1 | DEER2017 | D17 v3 |  | Any | MFm | 1985 | CZ09 | rDXGF | Household | 1 | 1438.9 | None | 404 | 0.06 | -1.43 | 265 | 0.04 | -0.96 | 404 | 0.06 | -1.43 | 265 | 0.04 | -0.96 | DEER:Res:ClothesDishWasher | Annual | 1719 |  | Appl-CW-Top-ElecDHW-ElecDry-Tier1DEER2017 | Appl-CW-Top-ElecDHW-ElecDry-Tier1AnyMFm1985CZ09DEER2017 | 4137
Appl-CW-Top-ElecDHW-ElecDry-Tier1 | DEER2017 | D17 v3 |  | Any | MFm | 1985 | CZ10 | rDXGF | Household | 1 | 1438.9 | None | 407 | 0.073 | -0.69 | 267 | 0.045 | -0.71 | 407 | 0.073 | -0.69 | 267 | 0.045 | -0.71 | DEER:Res:ClothesDishWasher | Annual | 1719 |  | Appl-CW-Top-ElecDHW-ElecDry-Tier1DEER2017 | Appl-CW-Top-ElecDHW-ElecDry-Tier1AnyMFm1985CZ10DEER2017 | 4138
Appl-CW-Top-ElecDHW-ElecDry-Tier1 | DEER2017 | D17 v3 |  | Any | MFm | 1985 | CZ11 | rDXGF | Household | 1 | 1150 | None | 401 | 0.062 | -1.76 | 264 | 0.041 | -1.18 | 401 | 0.062 | -1.76 | 264 | 0.041 | -1.18 | DEER:Res:ClothesDishWasher | Annual | 1719 |  | Appl-CW-Top-ElecDHW-ElecDry-Tier1DEER2017 | Appl-CW-Top-ElecDHW-ElecDry-Tier1AnyMFm1985CZ11DEER2017 | 4139
Appl-CW-Top-ElecDHW-ElecDry-Tier1 | DEER2017 | D17 v3 |  | Any | MFm | 1985 | CZ12 | rDXGF | Household | 1 | 1150 | None | 400 | 0.063 | -1.77 | 263 | 0.042 | -1.2 | 400 | 0.063 | -1.77 | 263 | 0.042 | -1.2 | DEER:Res:ClothesDishWasher | Annual | 1719 |  | Appl-CW-Top-ElecDHW-ElecDry-Tier1DEER2017 | Appl-CW-Top-ElecDHW-ElecDry-Tier1AnyMFm1985CZ12DEER2017 | 4140
Appl-CW-Top-ElecDHW-ElecDry-Tier1 | DEER2017 | D17 v3 |  | Any | MFm | 1985 | CZ13 | rDXGF | Household | 1 | 1150 | None | 403 | 0.063 | -1.82 | 265 | 0.041 | -1.22 | 403 | 0.063 | -1.82 | 265 | 0.041 | -1.22 | DEER:Res:ClothesDishWasher | Annual | 1719 |  | Appl-CW-Top-ElecDHW-ElecDry-Tier1DEER2017 | Appl-CW-Top-ElecDHW-ElecDry-Tier1AnyMFm1985CZ13DEER2017 | 4141
Appl-CW-Top-ElecDHW-ElecDry-Tier1 | DEER2017 | D17 v3 |  | Any | MFm | 1985 | CZ14 | rDXGF | Household | 1 | 1407.2 | None | 405 | 0.06 | -1.54 | 266 | 0.04 | -1.03 | 405 | 0.06 | -1.54 | 266 | 0.04 | -1.03 | DEER:Res:ClothesDishWasher | Annual | 1719 |  | Appl-CW-Top-ElecDHW-ElecDry-Tier1DEER2017 | Appl-CW-Top-ElecDHW-ElecDry-Tier1AnyMFm1985CZ14DEER2017 | 4142
Appl-CW-Top-ElecDHW-ElecDry-Tier1 | DEER2017 | D17 v3 |  | Any | MFm | 1985 | CZ15 | rDXGF | Household | 1 | 1407.2 | None | 401 | 0.059 | -0.76 | 265 | 0.039 | -0.51 | 401 | 0.059 | -0.76 | 265 | 0.039 | -0.51 | DEER:Res:ClothesDishWasher | Annual | 1719 |  | Appl-CW-Top-ElecDHW-ElecDry-Tier1DEER2017 | Appl-CW-Top-ElecDHW-ElecDry-Tier1AnyMFm1985CZ15DEER2017 | 4143
Appl-CW-Top-ElecDHW-ElecDry-Tier1 | DEER2017 | D17 v3 |  | Any | MFm | 1985 | CZ16 | rDXGF | Household | 1 | 1152 | None | 409 | 0.061 | -2 | 268 | 0.04 | -1.34 | 409 | 0.061 | -2 | 268 | 0.04 | -1.34 | DEER:Res:ClothesDishWasher | Annual | 1719 |  | Appl-CW-Top-ElecDHW-ElecDry-Tier1DEER2017 | Appl-CW-Top-ElecDHW-ElecDry-Tier1AnyMFm1985CZ16DEER2017 | 4144
Appl-CW-Top-ElecDHW-ElecDry-Tier1 | DEER2017 | D17 v3 |  | Any | MFm | 1996 | CZ01 | rDXGF | Household | 1 | 981.6 | None | 399 | 0.056 | -2.97 | 262 | 0.037 | -1.92 | 399 | 0.056 | -2.97 | 262 | 0.037 | -1.92 | DEER:Res:ClothesDishWasher | Annual | 1719 |  | Appl-CW-Top-ElecDHW-ElecDry-Tier1DEER2017 | Appl-CW-Top-ElecDHW-ElecDry-Tier1AnyMFm1996CZ01DEER2017 | 4145
Appl-CW-Top-ElecDHW-ElecDry-Tier1 | DEER2017 | D17 v3 |  | Any | MFm | 1996 | CZ02 | rDXGF | Household | 1 | 981.6 | None | 402 | 0.065 | -1.34 | 264 | 0.042 | -0.93 | 402 | 0.065 | -1.34 | 264 | 0.042 | -0.93 | DEER:Res:ClothesDishWasher | Annual | 1719 |  | Appl-CW-Top-ElecDHW-ElecDry-Tier1DEER2017 | Appl-CW-Top-ElecDHW-ElecDry-Tier1AnyMFm1996CZ02DEER2017 | 4146
Appl-CW-Top-ElecDHW-ElecDry-Tier1 | DEER2017 | D17 v3 |  | Any | MFm | 1996 | CZ03 | rDXGF | Household | 1 | 981.6 | None | 399 | 0.059 | -1.54 | 262 | 0.039 | -0.98 | 399 | 0.059 | -1.54 | 262 | 0.039 | -0.98 | DEER:Res:ClothesDishWasher | Annual | 1719 |  | Appl-CW-Top-ElecDHW-ElecDry-Tier1DEER2017 | Appl-CW-Top-ElecDHW-ElecDry-Tier1AnyMFm1996CZ03DEER2017 | 4147
Appl-CW-Top-ElecDHW-ElecDry-Tier1 | DEER2017 | D17 v3 |  | Any | MFm | 1996 | CZ04 | rDXGF | Household | 1 | 981.6 | None | 399 | 0.06 | -1.28 | 262 | 0.04 | -0.84 | 399 | 0.06 | -1.28 | 262 | 0.04 | -0.84 | DEER:Res:ClothesDishWasher | Annual | 1719 |  | Appl-CW-Top-ElecDHW-ElecDry-Tier1DEER2017 | Appl-CW-Top-ElecDHW-ElecDry-Tier1AnyMFm1996CZ04DEER2017 | 4148
Appl-CW-Top-ElecDHW-ElecDry-Tier1 | DEER2017 | D17 v3 |  | Any | MFm | 1996 | CZ05 | rDXGF | Household | 1 | 981.6 | None | 399 | 0.056 | -1.9 | 262 | 0.037 | -1.27 | 399 | 0.056 | -1.9 | 262 | 0.037 | -1.27 | DEER:Res:ClothesDishWasher | Annual | 1719 |  | Appl-CW-Top-ElecDHW-ElecDry-Tier1DEER2017 | Appl-CW-Top-ElecDHW-ElecDry-Tier1AnyMFm1996CZ05DEER2017 | 4149
Appl-CW-Top-ElecDHW-ElecDry-Tier1 | DEER2017 | D17 v3 |  | Any | MFm | 1996 | CZ06 | rDXGF | Household | 1 | 1169.1 | None | 401 | 0.063 | -1.42 | 264 | 0.042 | -0.94 | 401 | 0.063 | -1.42 | 264 | 0.042 | -0.94 | DEER:Res:ClothesDishWasher | Annual | 1719 |  | Appl-CW-Top-ElecDHW-ElecDry-Tier1DEER2017 | Appl-CW-Top-ElecDHW-ElecDry-Tier1AnyMFm1996CZ06DEER2017 | 4150
Appl-CW-Top-ElecDHW-ElecDry-Tier1 | DEER2017 | D17 v3 |  | Any | MFm | 1996 | CZ07 | rDXGF | Household | 1 | 1169.1 | None | 401 | 0.061 | -0.63 | 264 | 0.039 | -0.43 | 401 | 0.061 | -0.63 | 264 | 0.039 | -0.43 | DEER:Res:ClothesDishWasher | Annual | 1719 |  | Appl-CW-Top-ElecDHW-ElecDry-Tier1DEER2017 | Appl-CW-Top-ElecDHW-ElecDry-Tier1AnyMFm1996CZ07DEER2017 | 4151
Appl-CW-Top-ElecDHW-ElecDry-Tier1 | DEER2017 | D17 v3 |  | Any | MFm | 1996 | CZ08 | rDXGF | Household | 1 | 1169.1 | None | 401 | 0.06 | -1.05 | 264 | 0.039 | -0.71 | 401 | 0.06 | -1.05 | 264 | 0.039 | -0.71 | DEER:Res:ClothesDishWasher | Annual | 1719 |  | Appl-CW-Top-ElecDHW-ElecDry-Tier1DEER2017 | Appl-CW-Top-ElecDHW-ElecDry-Tier1AnyMFm1996CZ08DEER2017 | 4152
Appl-CW-Top-ElecDHW-ElecDry-Tier1 | DEER2017 | D17 v3 |  | Any | MFm | 1996 | CZ09 | rDXGF | Household | 1 | 1093.6 | None | 405 | 0.06 | -1.02 | 267 | 0.039 | -0.68 | 405 | 0.06 | -1.02 | 267 | 0.039 | -0.68 | DEER:Res:ClothesDishWasher | Annual | 1719 |  | Appl-CW-Top-ElecDHW-ElecDry-Tier1DEER2017 | Appl-CW-Top-ElecDHW-ElecDry-Tier1AnyMFm1996CZ09DEER2017 | 4153
Appl-CW-Top-ElecDHW-ElecDry-Tier1 | DEER2017 | D17 v3 |  | Any | MFm | 1996 | CZ10 | rDXGF | Household | 1 | 1093.6 | None | 398 | 0.067 | -1.37 | 262 | 0.044 | -0.93 | 398 | 0.067 | -1.37 | 262 | 0.044 | -0.93 | DEER:Res:ClothesDishWasher | Annual | 1719 |  | Appl-CW-Top-ElecDHW-ElecDry-Tier1DEER2017 | Appl-CW-Top-ElecDHW-ElecDry-Tier1AnyMFm1996CZ10DEER2017 | 4154
Appl-CW-Top-ElecDHW-ElecDry-Tier1 | DEER2017 | D17 v3 |  | Any | MFm | 1996 | CZ11 | rDXGF | Household | 1 | 1031.9 | None | 403 | 0.061 | -1.26 | 267 | 0.042 | -0.79 | 403 | 0.061 | -1.26 | 267 | 0.042 | -0.79 | DEER:Res:ClothesDishWasher | Annual | 1719 |  | Appl-CW-Top-ElecDHW-ElecDry-Tier1DEER2017 | Appl-CW-Top-ElecDHW-ElecDry-Tier1AnyMFm1996CZ11DEER2017 | 4155
Appl-CW-Top-ElecDHW-ElecDry-Tier1 | DEER2017 | D17 v3 |  | Any | MFm | 1996 | CZ12 | rDXGF | Household | 1 | 1031.9 | None | 402 | 0.063 | -1.64 | 264 | 0.042 | -1.11 | 402 | 0.063 | -1.64 | 264 | 0.042 | -1.11 | DEER:Res:ClothesDishWasher | Annual | 1719 |  | Appl-CW-Top-ElecDHW-ElecDry-Tier1DEER2017 | Appl-CW-Top-ElecDHW-ElecDry-Tier1AnyMFm1996CZ12DEER2017 | 4156
Appl-CW-Top-ElecDHW-ElecDry-Tier1 | DEER2017 | D17 v3 |  | Any | MFm | 1996 | CZ13 | rDXGF | Household | 1 | 1031.9 | None | 403 | 0.063 | -1.44 | 266 | 0.042 | -0.96 | 403 | 0.063 | -1.44 | 266 | 0.042 | -0.96 | DEER:Res:ClothesDishWasher | Annual | 1719 |  | Appl-CW-Top-ElecDHW-ElecDry-Tier1DEER2017 | Appl-CW-Top-ElecDHW-ElecDry-Tier1AnyMFm1996CZ13DEER2017 | 4157
Appl-CW-Top-ElecDHW-ElecDry-Tier1 | DEER2017 | D17 v3 |  | Any | MFm | 1996 | CZ14 | rDXGF | Household | 1 | 1086 | None | 406 | 0.058 | -1.4 | 268 | 0.038 | -0.94 | 406 | 0.058 | -1.4 | 268 | 0.038 | -0.94 | DEER:Res:ClothesDishWasher | Annual | 1719 |  | Appl-CW-Top-ElecDHW-ElecDry-Tier1DEER2017 | Appl-CW-Top-ElecDHW-ElecDry-Tier1AnyMFm1996CZ14DEER2017 | 4158
Appl-CW-Top-ElecDHW-ElecDry-Tier1 | DEER2017 | D17 v3 |  | Any | MFm | 1996 | CZ15 | rDXGF | Household | 1 | 1086 | None | 400 | 0.059 | -0.66 | 264 | 0.039 | -0.44 | 400 | 0.059 | -0.66 | 264 | 0.039 | -0.44 | DEER:Res:ClothesDishWasher | Annual | 1719 |  | Appl-CW-Top-ElecDHW-ElecDry-Tier1DEER2017 | Appl-CW-Top-ElecDHW-ElecDry-Tier1AnyMFm1996CZ15DEER2017 | 4159
Appl-CW-Top-ElecDHW-ElecDry-Tier1 | DEER2017 | D17 v3 |  | Any | MFm | 1996 | CZ16 | rDXGF | Household | 1 | 981.6 | None | 409 | 0.062 | -1.97 | 269 | 0.041 | -1.32 | 409 | 0.062 | -1.97 | 269 | 0.041 | -1.32 | DEER:Res:ClothesDishWasher | Annual | 1719 |  | Appl-CW-Top-ElecDHW-ElecDry-Tier1DEER2017 | Appl-CW-Top-ElecDHW-ElecDry-Tier1AnyMFm1996CZ16DEER2017 | 4160
Appl-CW-Top-ElecDHW-ElecDry-Tier1 | DEER2017 | D17 v3 |  | Any | MFm | 2003 | CZ01 | rDXGF | Household | 1 | 998.7 | None | 400 | 0.056 | -2.22 | 262 | 0.037 | -1.48 | 400 | 0.056 | -2.22 | 262 | 0.037 | -1.48 | DEER:Res:ClothesDishWasher | Annual | 1719 |  | Appl-CW-Top-ElecDHW-ElecDry-Tier1DEER2017 | Appl-CW-Top-ElecDHW-ElecDry-Tier1AnyMFm2003CZ01DEER2017 | 4161
Appl-CW-Top-ElecDHW-ElecDry-Tier1 | DEER2017 | D17 v3 |  | Any | MFm | 2003 | CZ02 | rDXGF | Household | 1 | 1073.2 | None | 400 | 0.061 | -1.62 | 264 | 0.041 | -0.8 | 400 | 0.061 | -1.62 | 264 | 0.041 | -0.8 | DEER:Res:ClothesDishWasher | Annual | 1719 |  | Appl-CW-Top-ElecDHW-ElecDry-Tier1DEER2017 | Appl-CW-Top-ElecDHW-ElecDry-Tier1AnyMFm2003CZ02DEER2017 | 4162
Appl-CW-Top-ElecDHW-ElecDry-Tier1 | DEER2017 | D17 v3 |  | Any | MFm | 2003 | CZ03 | rDXGF | Household | 1 | 998.7 | None | 397 | 0.057 | -1.73 | 261 | 0.038 | -1.21 | 397 | 0.057 | -1.73 | 261 | 0.038 | -1.21 | DEER:Res:ClothesDishWasher | Annual | 1719 |  | Appl-CW-Top-ElecDHW-ElecDry-Tier1DEER2017 | Appl-CW-Top-ElecDHW-ElecDry-Tier1AnyMFm2003CZ03DEER2017 | 4163
Appl-CW-Top-ElecDHW-ElecDry-Tier1 | DEER2017 | D17 v3 |  | Any | MFm | 2003 | CZ04 | rDXGF | Household | 1 | 998.7 | None | 401 | 0.061 | -1.34 | 264 | 0.04 | -0.93 | 401 | 0.061 | -1.34 | 264 | 0.04 | -0.93 | DEER:Res:ClothesDishWasher | Annual | 1719 |  | Appl-CW-Top-ElecDHW-ElecDry-Tier1DEER2017 | Appl-CW-Top-ElecDHW-ElecDry-Tier1AnyMFm2003CZ04DEER2017 | 4164
Appl-CW-Top-ElecDHW-ElecDry-Tier1 | DEER2017 | D17 v3 |  | Any | MFm | 2003 | CZ05 | rDXGF | Household | 1 | 998.7 | None | 398 | 0.056 | -2.03 | 262 | 0.037 | -1.37 | 398 | 0.056 | -2.03 | 262 | 0.037 | -1.37 | DEER:Res:ClothesDishWasher | Annual | 1719 |  | Appl-CW-Top-ElecDHW-ElecDry-Tier1DEER2017 | Appl-CW-Top-ElecDHW-ElecDry-Tier1AnyMFm2003CZ05DEER2017 | 4165
Appl-CW-Top-ElecDHW-ElecDry-Tier1 | DEER2017 | D17 v3 |  | Any | MFm | 2003 | CZ06 | rDXGF | Household | 1 | 1206 | None | 399 | 0.063 | -1.21 | 263 | 0.041 | -0.81 | 399 | 0.063 | -1.21 | 263 | 0.041 | -0.81 | DEER:Res:ClothesDishWasher | Annual | 1719 |  | Appl-CW-Top-ElecDHW-ElecDry-Tier1DEER2017 | Appl-CW-Top-ElecDHW-ElecDry-Tier1AnyMFm2003CZ06DEER2017 | 4166
Appl-CW-Top-ElecDHW-ElecDry-Tier1 | DEER2017 | D17 v3 |  | Any | MFm | 2003 | CZ07 | rDXGF | Household | 1 | 1206 | None | 403 | 0.059 | -1.1 | 265 | 0.039 | -0.72 | 403 | 0.059 | -1.1 | 265 | 0.039 | -0.72 | DEER:Res:ClothesDishWasher | Annual | 1719 |  | Appl-CW-Top-ElecDHW-ElecDry-Tier1DEER2017 | Appl-CW-Top-ElecDHW-ElecDry-Tier1AnyMFm2003CZ07DEER2017 | 4167
Appl-CW-Top-ElecDHW-ElecDry-Tier1 | DEER2017 | D17 v3 |  | Any | MFm | 2003 | CZ08 | rDXGF | Household | 1 | 1206 | None | 402 | 0.062 | -1.06 | 264 | 0.041 | -0.71 | 402 | 0.062 | -1.06 | 264 | 0.041 | -0.71 | DEER:Res:ClothesDishWasher | Annual | 1719 |  | Appl-CW-Top-ElecDHW-ElecDry-Tier1DEER2017 | Appl-CW-Top-ElecDHW-ElecDry-Tier1AnyMFm2003CZ08DEER2017 | 4168
Appl-CW-Top-ElecDHW-ElecDry-Tier1 | DEER2017 | D17 v3 |  | Any | MFm | 2003 | CZ09 | rDXGF | Household | 1 | 1126.6 | None | 400 | 0.06 | -1.37 | 263 | 0.039 | -0.96 | 400 | 0.06 | -1.37 | 263 | 0.039 | -0.96 | DEER:Res:ClothesDishWasher | Annual | 1719 |  | Appl-CW-Top-ElecDHW-ElecDry-Tier1DEER2017 | Appl-CW-Top-ElecDHW-ElecDry-Tier1AnyMFm2003CZ09DEER2017 | 4169
Appl-CW-Top-ElecDHW-ElecDry-Tier1 | DEER2017 | D17 v3 |  | Any | MFm | 2003 | CZ10 | rDXGF | Household | 1 | 1073.2 | None | 400 | 0.064 | -0.9 | 263 | 0.042 | -0.65 | 400 | 0.064 | -0.9 | 263 | 0.042 | -0.65 | DEER:Res:ClothesDishWasher | Annual | 1719 |  | Appl-CW-Top-ElecDHW-ElecDry-Tier1DEER2017 | Appl-CW-Top-ElecDHW-ElecDry-Tier1AnyMFm2003CZ10DEER2017 | 4170
Appl-CW-Top-ElecDHW-ElecDry-Tier1 | DEER2017 | D17 v3 |  | Any | MFm | 2003 | CZ11 | rDXGF | Household | 1 | 1073.2 | None | 404 | 0.059 | -1.5 | 266 | 0.039 | -1 | 404 | 0.059 | -1.5 | 266 | 0.039 | -1 | DEER:Res:ClothesDishWasher | Annual | 1719 |  | Appl-CW-Top-ElecDHW-ElecDry-Tier1DEER2017 | Appl-CW-Top-ElecDHW-ElecDry-Tier1AnyMFm2003CZ11DEER2017 | 4171
Appl-CW-Top-ElecDHW-ElecDry-Tier1 | DEER2017 | D17 v3 |  | Any | MFm | 2003 | CZ12 | rDXGF | Household | 1 | 1073.2 | None | 404 | 0.062 | -1.41 | 266 | 0.041 | -0.95 | 404 | 0.062 | -1.41 | 266 | 0.041 | -0.95 | DEER:Res:ClothesDishWasher | Annual | 1719 |  | Appl-CW-Top-ElecDHW-ElecDry-Tier1DEER2017 | Appl-CW-Top-ElecDHW-ElecDry-Tier1AnyMFm2003CZ12DEER2017 | 4172
Appl-CW-Top-ElecDHW-ElecDry-Tier1 | DEER2017 | D17 v3 |  | Any | MFm | 2003 | CZ13 | rDXGF | Household | 1 | 1073.2 | None | 404 | 0.06 | -1.31 | 266 | 0.04 | -0.88 | 404 | 0.06 | -1.31 | 266 | 0.04 | -0.88 | DEER:Res:ClothesDishWasher | Annual | 1719 |  | Appl-CW-Top-ElecDHW-ElecDry-Tier1DEER2017 | Appl-CW-Top-ElecDHW-ElecDry-Tier1AnyMFm2003CZ13DEER2017 | 4173
Appl-CW-Top-ElecDHW-ElecDry-Tier1 | DEER2017 | D17 v3 |  | Any | MFm | 2003 | CZ14 | rDXGF | Household | 1 | 1094.6 | None | 406 | 0.058 | -1.46 | 267 | 0.038 | -0.98 | 406 | 0.058 | -1.46 | 267 | 0.038 | -0.98 | DEER:Res:ClothesDishWasher | Annual | 1719 |  | Appl-CW-Top-ElecDHW-ElecDry-Tier1DEER2017 | Appl-CW-Top-ElecDHW-ElecDry-Tier1AnyMFm2003CZ14DEER2017 | 4174
Appl-CW-Top-ElecDHW-ElecDry-Tier1 | DEER2017 | D17 v3 |  | Any | MFm | 2003 | CZ15 | rDXGF | Household | 1 | 1094.6 | None | 400 | 0.059 | -0.65 | 264 | 0.04 | -0.44 | 400 | 0.059 | -0.65 | 264 | 0.04 | -0.44 | DEER:Res:ClothesDishWasher | Annual | 1719 |  | Appl-CW-Top-ElecDHW-ElecDry-Tier1DEER2017 | Appl-CW-Top-ElecDHW-ElecDry-Tier1AnyMFm2003CZ15DEER2017 | 4175
Appl-CW-Top-ElecDHW-ElecDry-Tier1 | DEER2017 | D17 v3 |  | Any | MFm | 2003 | CZ16 | rDXGF | Household | 1 | 998.7 | None | 409 | 0.061 | -1.87 | 269 | 0.041 | -1.25 | 409 | 0.061 | -1.87 | 269 | 0.041 | -1.25 | DEER:Res:ClothesDishWasher | Annual | 1719 |  | Appl-CW-Top-ElecDHW-ElecDry-Tier1DEER2017 | Appl-CW-Top-ElecDHW-ElecDry-Tier1AnyMFm2003CZ16DEER2017 | 4176
Appl-CW-Top-ElecDHW-ElecDry-Tier1 | DEER2017 | D17 v3 |  | Any | MFm | 2007 | CZ01 | rDXGF | Household | 1 | 998.7 | None | 399 | 0.055 | -2.82 | 262 | 0.036 | -2.09 | 399 | 0.055 | -2.82 | 262 | 0.036 | -2.09 | DEER:Res:ClothesDishWasher | Annual | 1719 |  | Appl-CW-Top-ElecDHW-ElecDry-Tier1DEER2017 | Appl-CW-Top-ElecDHW-ElecDry-Tier1AnyMFm2007CZ01DEER2017 | 4177
Appl-CW-Top-ElecDHW-ElecDry-Tier1 | DEER2017 | D17 v3 |  | Any | MFm | 2007 | CZ02 | rDXGF | Household | 1 | 1073.2 | None | 401 | 0.061 | -1.57 | 263 | 0.041 | -1.07 | 401 | 0.061 | -1.57 | 263 | 0.041 | -1.07 | DEER:Res:ClothesDishWasher | Annual | 1719 |  | Appl-CW-Top-ElecDHW-ElecDry-Tier1DEER2017 | Appl-CW-Top-ElecDHW-ElecDry-Tier1AnyMFm2007CZ02DEER2017 | 4178
Appl-CW-Top-ElecDHW-ElecDry-Tier1 | DEER2017 | D17 v3 |  | Any | MFm | 2007 | CZ03 | rDXGF | Household | 1 | 998.7 | None | 397 | 0.057 | -1.95 | 261 | 0.037 | -1.31 | 397 | 0.057 | -1.95 | 261 | 0.037 | -1.31 | DEER:Res:ClothesDishWasher | Annual | 1719 |  | Appl-CW-Top-ElecDHW-ElecDry-Tier1DEER2017 | Appl-CW-Top-ElecDHW-ElecDry-Tier1AnyMFm2007CZ03DEER2017 | 4179
Appl-CW-Top-ElecDHW-ElecDry-Tier1 | DEER2017 | D17 v3 |  | Any | MFm | 2007 | CZ04 | rDXGF | Household | 1 | 998.7 | None | 402 | 0.06 | -1.25 | 264 | 0.039 | -0.85 | 402 | 0.06 | -1.25 | 264 | 0.039 | -0.85 | DEER:Res:ClothesDishWasher | Annual | 1719 |  | Appl-CW-Top-ElecDHW-ElecDry-Tier1DEER2017 | Appl-CW-Top-ElecDHW-ElecDry-Tier1AnyMFm2007CZ04DEER2017 | 4180
Appl-CW-Top-ElecDHW-ElecDry-Tier1 | DEER2017 | D17 v3 |  | Any | MFm | 2007 | CZ05 | rDXGF | Household | 1 | 998.7 | None | 399 | 0.058 | -1.73 | 262 | 0.038 | -1.16 | 399 | 0.058 | -1.73 | 262 | 0.038 | -1.16 | DEER:Res:ClothesDishWasher | Annual | 1719 |  | Appl-CW-Top-ElecDHW-ElecDry-Tier1DEER2017 | Appl-CW-Top-ElecDHW-ElecDry-Tier1AnyMFm2007CZ05DEER2017 | 4181
Appl-CW-Top-ElecDHW-ElecDry-Tier1 | DEER2017 | D17 v3 |  | Any | MFm | 2007 | CZ06 | rDXGF | Household | 1 | 1206 | None | 398 | 0.058 | -1.54 | 262 | 0.038 | -1.1 | 398 | 0.058 | -1.54 | 262 | 0.038 | -1.1 | DEER:Res:ClothesDishWasher | Annual | 1719 |  | Appl-CW-Top-ElecDHW-ElecDry-Tier1DEER2017 | Appl-CW-Top-ElecDHW-ElecDry-Tier1AnyMFm2007CZ06DEER2017 | 4182
Appl-CW-Top-ElecDHW-ElecDry-Tier1 | DEER2017 | D17 v3 |  | Any | MFm | 2007 | CZ07 | rDXGF | Household | 1 | 1206 | None | 401 | 0.057 | -1.32 | 263 | 0.037 | -0.9 | 401 | 0.057 | -1.32 | 263 | 0.037 | -0.9 | DEER:Res:ClothesDishWasher | Annual | 1719 |  | Appl-CW-Top-ElecDHW-ElecDry-Tier1DEER2017 | Appl-CW-Top-ElecDHW-ElecDry-Tier1AnyMFm2007CZ07DEER2017 | 4183
Appl-CW-Top-ElecDHW-ElecDry-Tier1 | DEER2017 | D17 v3 |  | Any | MFm | 2007 | CZ08 | rDXGF | Household | 1 | 1206 | None | 400 | 0.055 | -1.23 | 262 | 0.035 | -0.88 | 400 | 0.055 | -1.23 | 262 | 0.035 | -0.88 | DEER:Res:ClothesDishWasher | Annual | 1719 |  | Appl-CW-Top-ElecDHW-ElecDry-Tier1DEER2017 | Appl-CW-Top-ElecDHW-ElecDry-Tier1AnyMFm2007CZ08DEER2017 | 4184
Appl-CW-Top-ElecDHW-ElecDry-Tier1 | DEER2017 | D17 v3 |  | Any | MFm | 2007 | CZ09 | rDXGF | Household | 1 | 1126.6 | None | 400 | 0.06 | -1.19 | 263 | 0.039 | -0.8 | 400 | 0.06 | -1.19 | 263 | 0.039 | -0.8 | DEER:Res:ClothesDishWasher | Annual | 1719 |  | Appl-CW-Top-ElecDHW-ElecDry-Tier1DEER2017 | Appl-CW-Top-ElecDHW-ElecDry-Tier1AnyMFm2007CZ09DEER2017 | 4185
Appl-CW-Top-ElecDHW-ElecDry-Tier1 | DEER2017 | D17 v3 |  | Any | MFm | 2007 | CZ10 | rDXGF | Household | 1 | 1073.2 | None | 400 | 0.058 | -1.05 | 265 | 0.042 | -0.6 | 400 | 0.058 | -1.05 | 265 | 0.042 | -0.6 | DEER:Res:ClothesDishWasher | Annual | 1719 |  | Appl-CW-Top-ElecDHW-ElecDry-Tier1DEER2017 | Appl-CW-Top-ElecDHW-ElecDry-Tier1AnyMFm2007CZ10DEER2017 | 4186
Appl-CW-Top-ElecDHW-ElecDry-Tier1 | DEER2017 | D17 v3 |  | Any | MFm | 2007 | CZ11 | rDXGF | Household | 1 | 1073.2 | None | 402 | 0.058 | -1.53 | 264 | 0.038 | -1.03 | 402 | 0.058 | -1.53 | 264 | 0.038 | -1.03 | DEER:Res:ClothesDishWasher | Annual | 1719 |  | Appl-CW-Top-ElecDHW-ElecDry-Tier1DEER2017 | Appl-CW-Top-ElecDHW-ElecDry-Tier1AnyMFm2007CZ11DEER2017 | 4187
Appl-CW-Top-ElecDHW-ElecDry-Tier1 | DEER2017 | D17 v3 |  | Any | MFm | 2007 | CZ12 | rDXGF | Household | 1 | 1073.2 | None | 403 | 0.059 | -1.38 | 265 | 0.039 | -0.93 | 403 | 0.059 | -1.38 | 265 | 0.039 | -0.93 | DEER:Res:ClothesDishWasher | Annual | 1719 |  | Appl-CW-Top-ElecDHW-ElecDry-Tier1DEER2017 | Appl-CW-Top-ElecDHW-ElecDry-Tier1AnyMFm2007CZ12DEER2017 | 4188
Appl-CW-Top-ElecDHW-ElecDry-Tier1 | DEER2017 | D17 v3 |  | Any | MFm | 2007 | CZ13 | rDXGF | Household | 1 | 1073.2 | None | 402 | 0.058 | -1.44 | 265 | 0.038 | -0.96 | 402 | 0.058 | -1.44 | 265 | 0.038 | -0.96 | DEER:Res:ClothesDishWasher | Annual | 1719 |  | Appl-CW-Top-ElecDHW-ElecDry-Tier1DEER2017 | Appl-CW-Top-ElecDHW-ElecDry-Tier1AnyMFm2007CZ13DEER2017 | 4189
Appl-CW-Top-ElecDHW-ElecDry-Tier1 | DEER2017 | D17 v3 |  | Any | MFm | 2007 | CZ14 | rDXGF | Household | 1 | 1094.6 | None | 403 | 0.057 | -1.53 | 267 | 0.039 | -0.92 | 403 | 0.057 | -1.53 | 267 | 0.039 | -0.92 | DEER:Res:ClothesDishWasher | Annual | 1719 |  | Appl-CW-Top-ElecDHW-ElecDry-Tier1DEER2017 | Appl-CW-Top-ElecDHW-ElecDry-Tier1AnyMFm2007CZ14DEER2017 | 4190
Appl-CW-Top-ElecDHW-ElecDry-Tier1 | DEER2017 | D17 v3 |  | Any | MFm | 2007 | CZ15 | rDXGF | Household | 1 | 1094.6 | None | 397 | 0.057 | -0.65 | 262 | 0.037 | -0.44 | 397 | 0.057 | -0.65 | 262 | 0.037 | -0.44 | DEER:Res:ClothesDishWasher | Annual | 1719 |  | Appl-CW-Top-ElecDHW-ElecDry-Tier1DEER2017 | Appl-CW-Top-ElecDHW-ElecDry-Tier1AnyMFm2007CZ15DEER2017 | 4191
Appl-CW-Top-ElecDHW-ElecDry-Tier1 | DEER2017 | D17 v3 |  | Any | MFm | 2007 | CZ16 | rDXGF | Household | 1 | 998.7 | None | 407 | 0.059 | -1.93 | 268 | 0.039 | -1.3 | 407 | 0.059 | -1.93 | 268 | 0.039 | -1.3 | DEER:Res:ClothesDishWasher | Annual | 1719 |  | Appl-CW-Top-ElecDHW-ElecDry-Tier1DEER2017 | Appl-CW-Top-ElecDHW-ElecDry-Tier1AnyMFm2007CZ16DEER2017 | 4192
Appl-CW-Top-ElecDHW-ElecDry-Tier1 | DEER2017 | D17 v3 |  | Any | MFm | 2011 | CZ01 | rDXGF | Household | 1 | 998.7 | None | 400 | 0.056 | -2.49 | 262 | 0.037 | -1.68 | 400 | 0.056 | -2.49 | 262 | 0.037 | -1.68 | DEER:Res:ClothesDishWasher | Annual | 1719 |  | Appl-CW-Top-ElecDHW-ElecDry-Tier1DEER2017 | Appl-CW-Top-ElecDHW-ElecDry-Tier1AnyMFm2011CZ01DEER2017 | 4193
Appl-CW-Top-ElecDHW-ElecDry-Tier1 | DEER2017 | D17 v3 |  | Any | MFm | 2011 | CZ02 | rDXGF | Household | 1 | 1073.2 | None | 403 | 0.061 | -1.41 | 265 | 0.041 | -0.87 | 403 | 0.061 | -1.41 | 265 | 0.041 | -0.87 | DEER:Res:ClothesDishWasher | Annual | 1719 |  | Appl-CW-Top-ElecDHW-ElecDry-Tier1DEER2017 | Appl-CW-Top-ElecDHW-ElecDry-Tier1AnyMFm2011CZ02DEER2017 | 4194
Appl-CW-Top-ElecDHW-ElecDry-Tier1 | DEER2017 | D17 v3 |  | Any | MFm | 2011 | CZ03 | rDXGF | Household | 1 | 998.7 | None | 397 | 0.057 | -1.77 | 261 | 0.038 | -1.19 | 397 | 0.057 | -1.77 | 261 | 0.038 | -1.19 | DEER:Res:ClothesDishWasher | Annual | 1719 |  | Appl-CW-Top-ElecDHW-ElecDry-Tier1DEER2017 | Appl-CW-Top-ElecDHW-ElecDry-Tier1AnyMFm2011CZ03DEER2017 | 4195
Appl-CW-Top-ElecDHW-ElecDry-Tier1 | DEER2017 | D17 v3 |  | Any | MFm | 2011 | CZ04 | rDXGF | Household | 1 | 998.7 | None | 402 | 0.058 | -1.07 | 264 | 0.038 | -0.73 | 402 | 0.058 | -1.07 | 264 | 0.038 | -0.73 | DEER:Res:ClothesDishWasher | Annual | 1719 |  | Appl-CW-Top-ElecDHW-ElecDry-Tier1DEER2017 | Appl-CW-Top-ElecDHW-ElecDry-Tier1AnyMFm2011CZ04DEER2017 | 4196
Appl-CW-Top-ElecDHW-ElecDry-Tier1 | DEER2017 | D17 v3 |  | Any | MFm | 2011 | CZ05 | rDXGF | Household | 1 | 998.7 | None | 399 | 0.057 | -1.63 | 262 | 0.038 | -1.11 | 399 | 0.057 | -1.63 | 262 | 0.038 | -1.11 | DEER:Res:ClothesDishWasher | Annual | 1719 |  | Appl-CW-Top-ElecDHW-ElecDry-Tier1DEER2017 | Appl-CW-Top-ElecDHW-ElecDry-Tier1AnyMFm2011CZ05DEER2017 | 4197
Appl-CW-Top-ElecDHW-ElecDry-Tier1 | DEER2017 | D17 v3 |  | Any | MFm | 2011 | CZ06 | rDXGF | Household | 1 | 1206 | None | 400 | 0.06 | -1.32 | 263 | 0.039 | -0.89 | 400 | 0.06 | -1.32 | 263 | 0.039 | -0.89 | DEER:Res:ClothesDishWasher | Annual | 1719 |  | Appl-CW-Top-ElecDHW-ElecDry-Tier1DEER2017 | Appl-CW-Top-ElecDHW-ElecDry-Tier1AnyMFm2011CZ06DEER2017 | 4198
Appl-CW-Top-ElecDHW-ElecDry-Tier1 | DEER2017 | D17 v3 |  | Any | MFm | 2011 | CZ07 | rDXGF | Household | 1 | 1206 | None | 405 | 0.059 | -1.05 | 267 | 0.039 | -0.7 | 405 | 0.059 | -1.05 | 267 | 0.039 | -0.7 | DEER:Res:ClothesDishWasher | Annual | 1719 |  | Appl-CW-Top-ElecDHW-ElecDry-Tier1DEER2017 | Appl-CW-Top-ElecDHW-ElecDry-Tier1AnyMFm2011CZ07DEER2017 | 4199
Appl-CW-Top-ElecDHW-ElecDry-Tier1 | DEER2017 | D17 v3 |  | Any | MFm | 2011 | CZ08 | rDXGF | Household | 1 | 1206 | None | 403 | 0.058 | -0.93 | 267 | 0.04 | -0.58 | 403 | 0.058 | -0.93 | 267 | 0.04 | -0.58 | DEER:Res:ClothesDishWasher | Annual | 1719 |  | Appl-CW-Top-ElecDHW-ElecDry-Tier1DEER2017 | Appl-CW-Top-ElecDHW-ElecDry-Tier1AnyMFm2011CZ08DEER2017 | 4200
Appl-CW-Top-ElecDHW-ElecDry-Tier1 | DEER2017 | D17 v3 |  | Any | MFm | 2011 | CZ09 | rDXGF | Household | 1 | 1126.6 | None | 401 | 0.06 | -1.05 | 264 | 0.04 | -0.7 | 401 | 0.06 | -1.05 | 264 | 0.04 | -0.7 | DEER:Res:ClothesDishWasher | Annual | 1719 |  | Appl-CW-Top-ElecDHW-ElecDry-Tier1DEER2017 | Appl-CW-Top-ElecDHW-ElecDry-Tier1AnyMFm2011CZ09DEER2017 | 4201
Appl-CW-Top-ElecDHW-ElecDry-Tier1 | DEER2017 | D17 v3 |  | Any | MFm | 2011 | CZ10 | rDXGF | Household | 1 | 1073.2 | None | 402 | 0.061 | -0.89 | 264 | 0.039 | -0.61 | 402 | 0.061 | -0.89 | 264 | 0.039 | -0.61 | DEER:Res:ClothesDishWasher | Annual | 1719 |  | Appl-CW-Top-ElecDHW-ElecDry-Tier1DEER2017 | Appl-CW-Top-ElecDHW-ElecDry-Tier1AnyMFm2011CZ10DEER2017 | 4202
Appl-CW-Top-ElecDHW-ElecDry-Tier1 | DEER2017 | D17 v3 |  | Any | MFm | 2011 | CZ11 | rDXGF | Household | 1 | 1073.2 | None | 403 | 0.058 | -1.41 | 265 | 0.038 | -0.96 | 403 | 0.058 | -1.41 | 265 | 0.038 | -0.96 | DEER:Res:ClothesDishWasher | Annual | 1719 |  | Appl-CW-Top-ElecDHW-ElecDry-Tier1DEER2017 | Appl-CW-Top-ElecDHW-ElecDry-Tier1AnyMFm2011CZ11DEER2017 | 4203
Appl-CW-Top-ElecDHW-ElecDry-Tier1 | DEER2017 | D17 v3 |  | Any | MFm | 2011 | CZ12 | rDXGF | Household | 1 | 1073.2 | None | 403 | 0.059 | -1.3 | 266 | 0.04 | -0.85 | 403 | 0.059 | -1.3 | 266 | 0.04 | -0.85 | DEER:Res:ClothesDishWasher | Annual | 1719 |  | Appl-CW-Top-ElecDHW-ElecDry-Tier1DEER2017 | Appl-CW-Top-ElecDHW-ElecDry-Tier1AnyMFm2011CZ12DEER2017 | 4204
Appl-CW-Top-ElecDHW-ElecDry-Tier1 | DEER2017 | D17 v3 |  | Any | MFm | 2011 | CZ13 | rDXGF | Household | 1 | 1073.2 | None | 403 | 0.059 | -1.35 | 265 | 0.039 | -0.9 | 403 | 0.059 | -1.35 | 265 | 0.039 | -0.9 | DEER:Res:ClothesDishWasher | Annual | 1719 |  | Appl-CW-Top-ElecDHW-ElecDry-Tier1DEER2017 | Appl-CW-Top-ElecDHW-ElecDry-Tier1AnyMFm2011CZ13DEER2017 | 4205
Appl-CW-Top-ElecDHW-ElecDry-Tier1 | DEER2017 | D17 v3 |  | Any | MFm | 2011 | CZ14 | rDXGF | Household | 1 | 1094.6 | None | 403 | 0.057 | -1.37 | 266 | 0.038 | -0.93 | 403 | 0.057 | -1.37 | 266 | 0.038 | -0.93 | DEER:Res:ClothesDishWasher | Annual | 1719 |  | Appl-CW-Top-ElecDHW-ElecDry-Tier1DEER2017 | Appl-CW-Top-ElecDHW-ElecDry-Tier1AnyMFm2011CZ14DEER2017 | 4206
Appl-CW-Top-ElecDHW-ElecDry-Tier1 | DEER2017 | D17 v3 |  | Any | MFm | 2011 | CZ15 | rDXGF | Household | 1 | 1094.6 | None | 397 | 0.057 | -0.63 | 262 | 0.037 | -0.42 | 397 | 0.057 | -0.63 | 262 | 0.037 | -0.42 | DEER:Res:ClothesDishWasher | Annual | 1719 |  | Appl-CW-Top-ElecDHW-ElecDry-Tier1DEER2017 | Appl-CW-Top-ElecDHW-ElecDry-Tier1AnyMFm2011CZ15DEER2017 | 4207
Appl-CW-Top-ElecDHW-ElecDry-Tier1 | DEER2017 | D17 v3 |  | Any | MFm | 2011 | CZ16 | rDXGF | Household | 1 | 998.7 | None | 408 | 0.058 | -1.9 | 268 | 0.038 | -1.27 | 408 | 0.058 | -1.9 | 268 | 0.038 | -1.27 | DEER:Res:ClothesDishWasher | Annual | 1719 |  | Appl-CW-Top-ElecDHW-ElecDry-Tier1DEER2017 | Appl-CW-Top-ElecDHW-ElecDry-Tier1AnyMFm2011CZ16DEER2017 | 4208
Appl-CW-Top-ElecDHW-ElecDry-Tier1 | DEER2017 | D17 v3 |  | Any | MFm | 2015 | CZ01 | rDXGF | Household | 1 | 998.7 | None | 400 | 0.056 | -2.27 | 263 | 0.037 | -1.32 | 400 | 0.056 | -2.27 | 263 | 0.037 | -1.32 | DEER:Res:ClothesDishWasher | Annual | 1719 |  | Appl-CW-Top-ElecDHW-ElecDry-Tier1DEER2017 | Appl-CW-Top-ElecDHW-ElecDry-Tier1AnyMFm2015CZ01DEER2017 | 4209
Appl-CW-Top-ElecDHW-ElecDry-Tier1 | DEER2017 | D17 v3 |  | Any | MFm | 2015 | CZ02 | rDXGF | Household | 1 | 1073.2 | None | 402 | 0.06 | -1.39 | 264 | 0.04 | -0.95 | 402 | 0.06 | -1.39 | 264 | 0.04 | -0.95 | DEER:Res:ClothesDishWasher | Annual | 1719 |  | Appl-CW-Top-ElecDHW-ElecDry-Tier1DEER2017 | Appl-CW-Top-ElecDHW-ElecDry-Tier1AnyMFm2015CZ02DEER2017 | 4210
Appl-CW-Top-ElecDHW-ElecDry-Tier1 | DEER2017 | D17 v3 |  | Any | MFm | 2015 | CZ03 | rDXGF | Household | 1 | 998.7 | None | 398 | 0.056 | -1.56 | 261 | 0.037 | -0.97 | 398 | 0.056 | -1.56 | 261 | 0.037 | -0.97 | DEER:Res:ClothesDishWasher | Annual | 1719 |  | Appl-CW-Top-ElecDHW-ElecDry-Tier1DEER2017 | Appl-CW-Top-ElecDHW-ElecDry-Tier1AnyMFm2015CZ03DEER2017 | 4211
Appl-CW-Top-ElecDHW-ElecDry-Tier1 | DEER2017 | D17 v3 |  | Any | MFm | 2015 | CZ04 | rDXGF | Household | 1 | 998.7 | None | 403 | 0.06 | -1.04 | 265 | 0.04 | -0.69 | 403 | 0.06 | -1.04 | 265 | 0.04 | -0.69 | DEER:Res:ClothesDishWasher | Annual | 1719 |  | Appl-CW-Top-ElecDHW-ElecDry-Tier1DEER2017 | Appl-CW-Top-ElecDHW-ElecDry-Tier1AnyMFm2015CZ04DEER2017 | 4212
Appl-CW-Top-ElecDHW-ElecDry-Tier1 | DEER2017 | D17 v3 |  | Any | MFm | 2015 | CZ05 | rDXGF | Household | 1 | 998.7 | None | 401 | 0.059 | -1.12 | 263 | 0.038 | -0.76 | 401 | 0.059 | -1.12 | 263 | 0.038 | -0.76 | DEER:Res:ClothesDishWasher | Annual | 1719 |  | Appl-CW-Top-ElecDHW-ElecDry-Tier1DEER2017 | Appl-CW-Top-ElecDHW-ElecDry-Tier1AnyMFm2015CZ05DEER2017 | 4213
Appl-CW-Top-ElecDHW-ElecDry-Tier1 | DEER2017 | D17 v3 |  | Any | MFm | 2015 | CZ06 | rDXGF | Household | 1 | 1206 | None | 399 | 0.06 | -1.33 | 263 | 0.04 | -0.89 | 399 | 0.06 | -1.33 | 263 | 0.04 | -0.89 | DEER:Res:ClothesDishWasher | Annual | 1719 |  | Appl-CW-Top-ElecDHW-ElecDry-Tier1DEER2017 | Appl-CW-Top-ElecDHW-ElecDry-Tier1AnyMFm2015CZ06DEER2017 | 4214
Appl-CW-Top-ElecDHW-ElecDry-Tier1 | DEER2017 | D17 v3 |  | Any | MFm | 2015 | CZ07 | rDXGF | Household | 1 | 1206 | None | 403 | 0.058 | -1.09 | 265 | 0.038 | -0.74 | 403 | 0.058 | -1.09 | 265 | 0.038 | -0.74 | DEER:Res:ClothesDishWasher | Annual | 1719 |  | Appl-CW-Top-ElecDHW-ElecDry-Tier1DEER2017 | Appl-CW-Top-ElecDHW-ElecDry-Tier1AnyMFm2015CZ07DEER2017 | 4215
Appl-CW-Top-ElecDHW-ElecDry-Tier1 | DEER2017 | D17 v3 |  | Any | MFm | 2015 | CZ08 | rDXGF | Household | 1 | 1206 | None | 403 | 0.06 | -0.93 | 266 | 0.04 | -0.61 | 403 | 0.06 | -0.93 | 266 | 0.04 | -0.61 | DEER:Res:ClothesDishWasher | Annual | 1719 |  | Appl-CW-Top-ElecDHW-ElecDry-Tier1DEER2017 | Appl-CW-Top-ElecDHW-ElecDry-Tier1AnyMFm2015CZ08DEER2017 | 4216
Appl-CW-Top-ElecDHW-ElecDry-Tier1 | DEER2017 | D17 v3 |  | Any | MFm | 2015 | CZ09 | rDXGF | Household | 1 | 1126.6 | None | 401 | 0.06 | -1.09 | 264 | 0.04 | -0.7 | 401 | 0.06 | -1.09 | 264 | 0.04 | -0.7 | DEER:Res:ClothesDishWasher | Annual | 1719 |  | Appl-CW-Top-ElecDHW-ElecDry-Tier1DEER2017 | Appl-CW-Top-ElecDHW-ElecDry-Tier1AnyMFm2015CZ09DEER2017 | 4217
Appl-CW-Top-ElecDHW-ElecDry-Tier1 | DEER2017 | D17 v3 |  | Any | MFm | 2015 | CZ10 | rDXGF | Household | 1 | 1073.2 | None | 400 | 0.059 | -0.89 | 263 | 0.039 | -0.6 | 400 | 0.059 | -0.89 | 263 | 0.039 | -0.6 | DEER:Res:ClothesDishWasher | Annual | 1719 |  | Appl-CW-Top-ElecDHW-ElecDry-Tier1DEER2017 | Appl-CW-Top-ElecDHW-ElecDry-Tier1AnyMFm2015CZ10DEER2017 | 4218
Appl-CW-Top-ElecDHW-ElecDry-Tier1 | DEER2017 | D17 v3 |  | Any | MFm | 2015 | CZ11 | rDXGF | Household | 1 | 1073.2 | None | 401 | 0.058 | -1.41 | 264 | 0.038 | -0.94 | 401 | 0.058 | -1.41 | 264 | 0.038 | -0.94 | DEER:Res:ClothesDishWasher | Annual | 1719 |  | Appl-CW-Top-ElecDHW-ElecDry-Tier1DEER2017 | Appl-CW-Top-ElecDHW-ElecDry-Tier1AnyMFm2015CZ11DEER2017 | 4219
Appl-CW-Top-ElecDHW-ElecDry-Tier1 | DEER2017 | D17 v3 |  | Any | MFm | 2015 | CZ12 | rDXGF | Household | 1 | 1073.2 | None | 403 | 0.059 | -1.29 | 264 | 0.038 | -0.87 | 403 | 0.059 | -1.29 | 264 | 0.038 | -0.87 | DEER:Res:ClothesDishWasher | Annual | 1719 |  | Appl-CW-Top-ElecDHW-ElecDry-Tier1DEER2017 | Appl-CW-Top-ElecDHW-ElecDry-Tier1AnyMFm2015CZ12DEER2017 | 4220
Appl-CW-Top-ElecDHW-ElecDry-Tier1 | DEER2017 | D17 v3 |  | Any | MFm | 2015 | CZ13 | rDXGF | Household | 1 | 1073.2 | None | 401 | 0.058 | -1.32 | 264 | 0.039 | -0.89 | 401 | 0.058 | -1.32 | 264 | 0.039 | -0.89 | DEER:Res:ClothesDishWasher | Annual | 1719 |  | Appl-CW-Top-ElecDHW-ElecDry-Tier1DEER2017 | Appl-CW-Top-ElecDHW-ElecDry-Tier1AnyMFm2015CZ13DEER2017 | 4221
Appl-CW-Top-ElecDHW-ElecDry-Tier1 | DEER2017 | D17 v3 |  | Any | MFm | 2015 | CZ14 | rDXGF | Household | 1 | 1094.6 | None | 404 | 0.058 | -1.44 | 266 | 0.038 | -0.96 | 404 | 0.058 | -1.44 | 266 | 0.038 | -0.96 | DEER:Res:ClothesDishWasher | Annual | 1719 |  | Appl-CW-Top-ElecDHW-ElecDry-Tier1DEER2017 | Appl-CW-Top-ElecDHW-ElecDry-Tier1AnyMFm2015CZ14DEER2017 | 4222
Appl-CW-Top-ElecDHW-ElecDry-Tier1 | DEER2017 | D17 v3 |  | Any | MFm | 2015 | CZ15 | rDXGF | Household | 1 | 1094.6 | None | 396 | 0.056 | -0.62 | 262 | 0.037 | -0.41 | 396 | 0.056 | -0.62 | 262 | 0.037 | -0.41 | DEER:Res:ClothesDishWasher | Annual | 1719 |  | Appl-CW-Top-ElecDHW-ElecDry-Tier1DEER2017 | Appl-CW-Top-ElecDHW-ElecDry-Tier1AnyMFm2015CZ15DEER2017 | 4223
Appl-CW-Top-ElecDHW-ElecDry-Tier1 | DEER2017 | D17 v3 |  | Any | MFm | 2015 | CZ16 | rDXGF | Household | 1 | 998.7 | None | 407 | 0.058 | -2.03 | 267 | 0.038 | -1.36 | 407 | 0.058 | -2.03 | 267 | 0.038 | -1.36 | DEER:Res:ClothesDishWasher | Annual | 1719 |  | Appl-CW-Top-ElecDHW-ElecDry-Tier1DEER2017 | Appl-CW-Top-ElecDHW-ElecDry-Tier1AnyMFm2015CZ16DEER2017 | 4224
Appl-CW-Top-ElecDHW-ElecDry-Tier1 | DEER2017 | D17 v3 |  | Any | MFm | 2017 | CZ01 | rDXGF | Household | 1 | 998.7 | None | 401 | 0.056 | -2.15 | 263 | 0.037 | -1.46 | 401 | 0.056 | -2.15 | 263 | 0.037 | -1.46 | DEER:Res:ClothesDishWasher | Annual | 1719 |  | Appl-CW-Top-ElecDHW-ElecDry-Tier1DEER2017 | Appl-CW-Top-ElecDHW-ElecDry-Tier1AnyMFm2017CZ01DEER2017 | 4225
Appl-CW-Top-ElecDHW-ElecDry-Tier1 | DEER2017 | D17 v3 |  | Any | MFm | 2017 | CZ02 | rDXGF | Household | 1 | 1073.2 | None | 402 | 0.06 | -1.35 | 264 | 0.039 | -0.95 | 402 | 0.06 | -1.35 | 264 | 0.039 | -0.95 | DEER:Res:ClothesDishWasher | Annual | 1719 |  | Appl-CW-Top-ElecDHW-ElecDry-Tier1DEER2017 | Appl-CW-Top-ElecDHW-ElecDry-Tier1AnyMFm2017CZ02DEER2017 | 4226
Appl-CW-Top-ElecDHW-ElecDry-Tier1 | DEER2017 | D17 v3 |  | Any | MFm | 2017 | CZ03 | rDXGF | Household | 1 | 998.7 | None | 397 | 0.057 | -1.67 | 261 | 0.038 | -1.16 | 397 | 0.057 | -1.67 | 261 | 0.038 | -1.16 | DEER:Res:ClothesDishWasher | Annual | 1719 |  | Appl-CW-Top-ElecDHW-ElecDry-Tier1DEER2017 | Appl-CW-Top-ElecDHW-ElecDry-Tier1AnyMFm2017CZ03DEER2017 | 4227
Appl-CW-Top-ElecDHW-ElecDry-Tier1 | DEER2017 | D17 v3 |  | Any | MFm | 2017 | CZ04 | rDXGF | Household | 1 | 998.7 | None | 404 | 0.062 | -0.93 | 265 | 0.04 | -0.63 | 404 | 0.062 | -0.93 | 265 | 0.04 | -0.63 | DEER:Res:ClothesDishWasher | Annual | 1719 |  | Appl-CW-Top-ElecDHW-ElecDry-Tier1DEER2017 | Appl-CW-Top-ElecDHW-ElecDry-Tier1AnyMFm2017CZ04DEER2017 | 4228
Appl-CW-Top-ElecDHW-ElecDry-Tier1 | DEER2017 | D17 v3 |  | Any | MFm | 2017 | CZ05 | rDXGF | Household | 1 | 998.7 | None | 401 | 0.058 | -1.1 | 263 | 0.039 | -0.72 | 401 | 0.058 | -1.1 | 263 | 0.039 | -0.72 | DEER:Res:ClothesDishWasher | Annual | 1719 |  | Appl-CW-Top-ElecDHW-ElecDry-Tier1DEER2017 | Appl-CW-Top-ElecDHW-ElecDry-Tier1AnyMFm2017CZ05DEER2017 | 4229
Appl-CW-Top-ElecDHW-ElecDry-Tier1 | DEER2017 | D17 v3 |  | Any | MFm | 2017 | CZ06 | rDXGF | Household | 1 | 1206 | None | 399 | 0.06 | -1.32 | 262 | 0.039 | -0.89 | 399 | 0.06 | -1.32 | 262 | 0.039 | -0.89 | DEER:Res:ClothesDishWasher | Annual | 1719 |  | Appl-CW-Top-ElecDHW-ElecDry-Tier1DEER2017 | Appl-CW-Top-ElecDHW-ElecDry-Tier1AnyMFm2017CZ06DEER2017 | 4230
Appl-CW-Top-ElecDHW-ElecDry-Tier1 | DEER2017 | D17 v3 |  | Any | MFm | 2017 | CZ07 | rDXGF | Household | 1 | 1206 | None | 403 | 0.059 | -1.08 | 265 | 0.039 | -0.73 | 403 | 0.059 | -1.08 | 265 | 0.039 | -0.73 | DEER:Res:ClothesDishWasher | Annual | 1719 |  | Appl-CW-Top-ElecDHW-ElecDry-Tier1DEER2017 | Appl-CW-Top-ElecDHW-ElecDry-Tier1AnyMFm2017CZ07DEER2017 | 4231
Appl-CW-Top-ElecDHW-ElecDry-Tier1 | DEER2017 | D17 v3 |  | Any | MFm | 2017 | CZ08 | rDXGF | Household | 1 | 1206 | None | 402 | 0.057 | -0.88 | 264 | 0.037 | -0.59 | 402 | 0.057 | -0.88 | 264 | 0.037 | -0.59 | DEER:Res:ClothesDishWasher | Annual | 1719 |  | Appl-CW-Top-ElecDHW-ElecDry-Tier1DEER2017 | Appl-CW-Top-ElecDHW-ElecDry-Tier1AnyMFm2017CZ08DEER2017 | 4232
Appl-CW-Top-ElecDHW-ElecDry-Tier1 | DEER2017 | D17 v3 |  | Any | MFm | 2017 | CZ09 | rDXGF | Household | 1 | 1126.6 | None | 400 | 0.059 | -1.02 | 263 | 0.039 | -0.68 | 400 | 0.059 | -1.02 | 263 | 0.039 | -0.68 | DEER:Res:ClothesDishWasher | Annual | 1719 |  | Appl-CW-Top-ElecDHW-ElecDry-Tier1DEER2017 | Appl-CW-Top-ElecDHW-ElecDry-Tier1AnyMFm2017CZ09DEER2017 | 4233
Appl-CW-Top-ElecDHW-ElecDry-Tier1 | DEER2017 | D17 v3 |  | Any | MFm | 2017 | CZ10 | rDXGF | Household | 1 | 1073.2 | None | 400 | 0.059 | -0.8 | 264 | 0.039 | -0.54 | 400 | 0.059 | -0.8 | 264 | 0.039 | -0.54 | DEER:Res:ClothesDishWasher | Annual | 1719 |  | Appl-CW-Top-ElecDHW-ElecDry-Tier1DEER2017 | Appl-CW-Top-ElecDHW-ElecDry-Tier1AnyMFm2017CZ10DEER2017 | 4234
Appl-CW-Top-ElecDHW-ElecDry-Tier1 | DEER2017 | D17 v3 |  | Any | MFm | 2017 | CZ11 | rDXGF | Household | 1 | 1073.2 | None | 402 | 0.058 | -1.36 | 264 | 0.038 | -0.92 | 402 | 0.058 | -1.36 | 264 | 0.038 | -0.92 | DEER:Res:ClothesDishWasher | Annual | 1719 |  | Appl-CW-Top-ElecDHW-ElecDry-Tier1DEER2017 | Appl-CW-Top-ElecDHW-ElecDry-Tier1AnyMFm2017CZ11DEER2017 | 4235
Appl-CW-Top-ElecDHW-ElecDry-Tier1 | DEER2017 | D17 v3 |  | Any | MFm | 2017 | CZ12 | rDXGF | Household | 1 | 1073.2 | None | 402 | 0.059 | -1.27 | 265 | 0.039 | -0.83 | 402 | 0.059 | -1.27 | 265 | 0.039 | -0.83 | DEER:Res:ClothesDishWasher | Annual | 1719 |  | Appl-CW-Top-ElecDHW-ElecDry-Tier1DEER2017 | Appl-CW-Top-ElecDHW-ElecDry-Tier1AnyMFm2017CZ12DEER2017 | 4236
Appl-CW-Top-ElecDHW-ElecDry-Tier1 | DEER2017 | D17 v3 |  | Any | MFm | 2017 | CZ13 | rDXGF | Household | 1 | 1073.2 | None | 403 | 0.059 | -1.26 | 266 | 0.039 | -0.84 | 403 | 0.059 | -1.26 | 266 | 0.039 | -0.84 | DEER:Res:ClothesDishWasher | Annual | 1719 |  | Appl-CW-Top-ElecDHW-ElecDry-Tier1DEER2017 | Appl-CW-Top-ElecDHW-ElecDry-Tier1AnyMFm2017CZ13DEER2017 | 4237
Appl-CW-Top-ElecDHW-ElecDry-Tier1 | DEER2017 | D17 v3 |  | Any | MFm | 2017 | CZ14 | rDXGF | Household | 1 | 1094.6 | None | 405 | 0.059 | -1.32 | 266 | 0.039 | -0.93 | 405 | 0.059 | -1.32 | 266 | 0.039 | -0.93 | DEER:Res:ClothesDishWasher | Annual | 1719 |  | Appl-CW-Top-ElecDHW-ElecDry-Tier1DEER2017 | Appl-CW-Top-ElecDHW-ElecDry-Tier1AnyMFm2017CZ14DEER2017 | 4238
Appl-CW-Top-ElecDHW-ElecDry-Tier1 | DEER2017 | D17 v3 |  | Any | MFm | 2017 | CZ15 | rDXGF | Household | 1 | 1094.6 | None | 398 | 0.057 | -0.6 | 261 | 0.037 | -0.41 | 398 | 0.057 | -0.6 | 261 | 0.037 | -0.41 | DEER:Res:ClothesDishWasher | Annual | 1719 |  | Appl-CW-Top-ElecDHW-ElecDry-Tier1DEER2017 | Appl-CW-Top-ElecDHW-ElecDry-Tier1AnyMFm2017CZ15DEER2017 | 4239
Appl-CW-Top-ElecDHW-ElecDry-Tier1 | DEER2017 | D17 v3 |  | Any | MFm | 2017 | CZ16 | rDXGF | Household | 1 | 998.7 | None | 407 | 0.059 | -1.98 | 267 | 0.039 | -1.33 | 407 | 0.059 | -1.98 | 267 | 0.039 | -1.33 | DEER:Res:ClothesDishWasher | Annual | 1719 |  | Appl-CW-Top-ElecDHW-ElecDry-Tier1DEER2017 | Appl-CW-Top-ElecDHW-ElecDry-Tier1AnyMFm2017CZ16DEER2017 | 4240
Appl-CW-Top-ElecDHW-ElecDry-Tier1 | DEER2017 | D17 v3 |  | Any | SFm | 1975 | CZ01 | rDXGF | Household | 1 | 1591 | None | 495 | 0.068 | -3.67 | 325 | 0.045 | -2.46 | 495 | 0.068 | -3.67 | 325 | 0.045 | 0.773 | DEER:Res:ClothesDishWasher | Annual | 2 |  | Appl-CW-Top-ElecDHW-ElecDry-Tier1DEER2017 | Appl-CW-Top-ElecDHW-ElecDry-Tier1AnySFm1975CZ01DEER2017 | 4241
Appl-CW-Top-ElecDHW-ElecDry-Tier1 | DEER2017 | D17 v3 |  | Any | SFm | 1975 | CZ02 | rDXGF | Household | 1 | 1591 | None | 498 | 0.089 | -3.48 | 327 | 0.059 | -2.33 | 498 | 0.089 | -3.48 | 327 | 0.059 | 0.713 | DEER:Res:ClothesDishWasher | Annual | 2 |  | Appl-CW-Top-ElecDHW-ElecDry-Tier1DEER2017 | Appl-CW-Top-ElecDHW-ElecDry-Tier1AnySFm1975CZ02DEER2017 | 4242
Appl-CW-Top-ElecDHW-ElecDry-Tier1 | DEER2017 | D17 v3 |  | Any | SFm | 1975 | CZ03 | rDXGF | Household | 1 | 1591 | None | 494 | 0.085 | -3.36 | 324 | 0.057 | -2.24 | 494 | 0.085 | -3.36 | 324 | 0.057 | 0.716 | DEER:Res:ClothesDishWasher | Annual | 2 |  | Appl-CW-Top-ElecDHW-ElecDry-Tier1DEER2017 | Appl-CW-Top-ElecDHW-ElecDry-Tier1AnySFm1975CZ03DEER2017 | 4243
Appl-CW-Top-ElecDHW-ElecDry-Tier1 | DEER2017 | D17 v3 |  | Any | SFm | 1975 | CZ04 | rDXGF | Household | 1 | 1591 | None | 499 | 0.084 | -2.7 | 328 | 0.056 | -1.83 | 499 | 0.084 | -2.7 | 328 | 0.056 | 0.688 | DEER:Res:ClothesDishWasher | Annual | 2 |  | Appl-CW-Top-ElecDHW-ElecDry-Tier1DEER2017 | Appl-CW-Top-ElecDHW-ElecDry-Tier1AnySFm1975CZ04DEER2017 | 4244
Appl-CW-Top-ElecDHW-ElecDry-Tier1 | DEER2017 | D17 v3 |  | Any | SFm | 1975 | CZ05 | rDXGF | Household | 1 | 1591 | None | 493 | 0.083 | -3.96 | 324 | 0.055 | -2.62 | 493 | 0.083 | -3.96 | 324 | 0.055 | 0.735 | DEER:Res:ClothesDishWasher | Annual | 2 |  | Appl-CW-Top-ElecDHW-ElecDry-Tier1DEER2017 | Appl-CW-Top-ElecDHW-ElecDry-Tier1AnySFm1975CZ05DEER2017 | 4245
Appl-CW-Top-ElecDHW-ElecDry-Tier1 | DEER2017 | D17 v3 |  | Any | SFm | 1975 | CZ06 | rDXGF | Household | 1 | 1528 | None | 498 | 0.082 | -2.09 | 329 | 0.053 | -1.4 | 498 | 0.082 | -2.09 | 329 | 0.053 | 0.655 | DEER:Res:ClothesDishWasher | Annual | 2 |  | Appl-CW-Top-ElecDHW-ElecDry-Tier1DEER2017 | Appl-CW-Top-ElecDHW-ElecDry-Tier1AnySFm1975CZ06DEER2017 | 4246
Appl-CW-Top-ElecDHW-ElecDry-Tier1 | DEER2017 | D17 v3 |  | Any | SFm | 1975 | CZ07 | rDXGF | Household | 1 | 1528 | None | 496 | 0.078 | -2.31 | 326 | 0.052 | -1.55 | 496 | 0.078 | -2.31 | 326 | 0.052 | 0.686 | DEER:Res:ClothesDishWasher | Annual | 2 |  | Appl-CW-Top-ElecDHW-ElecDry-Tier1DEER2017 | Appl-CW-Top-ElecDHW-ElecDry-Tier1AnySFm1975CZ07DEER2017 | 4247
Appl-CW-Top-ElecDHW-ElecDry-Tier1 | DEER2017 | D17 v3 |  | Any | SFm | 1975 | CZ08 | rDXGF | Household | 1 | 1528 | None | 500 | 0.082 | -2.11 | 329 | 0.055 | -1.4 | 500 | 0.082 | -2.11 | 329 | 0.055 | 0.643 | DEER:Res:ClothesDishWasher | Annual | 2 |  | Appl-CW-Top-ElecDHW-ElecDry-Tier1DEER2017 | Appl-CW-Top-ElecDHW-ElecDry-Tier1AnySFm1975CZ08DEER2017 | 4248
Appl-CW-Top-ElecDHW-ElecDry-Tier1 | DEER2017 | D17 v3 |  | Any | SFm | 1975 | CZ09 | rDXGF | Household | 1 | 1636 | None | 503 | 0.075 | -2.39 | 331 | 0.049 | -1.6 | 503 | 0.075 | -2.39 | 331 | 0.049 | 0.766 | DEER:Res:ClothesDishWasher | Annual | 2 |  | Appl-CW-Top-ElecDHW-ElecDry-Tier1DEER2017 | Appl-CW-Top-ElecDHW-ElecDry-Tier1AnySFm1975CZ09DEER2017 | 4249
Appl-CW-Top-ElecDHW-ElecDry-Tier1 | DEER2017 | D17 v3 |  | Any | SFm | 1975 | CZ10 | rDXGF | Household | 1 | 1636 | None | 499 | 0.085 | -2.79 | 328 | 0.056 | -1.87 | 499 | 0.085 | -2.79 | 328 | 0.056 | 0.684 | DEER:Res:ClothesDishWasher | Annual | 2 |  | Appl-CW-Top-ElecDHW-ElecDry-Tier1DEER2017 | Appl-CW-Top-ElecDHW-ElecDry-Tier1AnySFm1975CZ10DEER2017 | 4250
Appl-CW-Top-ElecDHW-ElecDry-Tier1 | DEER2017 | D17 v3 |  | Any | SFm | 1975 | CZ11 | rDXGF | Household | 1 | 1528 | None | 503 | 0.084 | -2.83 | 331 | 0.055 | -1.88 | 503 | 0.084 | -2.83 | 331 | 0.055 | 0.781 | DEER:Res:ClothesDishWasher | Annual | 2 |  | Appl-CW-Top-ElecDHW-ElecDry-Tier1DEER2017 | Appl-CW-Top-ElecDHW-ElecDry-Tier1AnySFm1975CZ11DEER2017 | 4251
Appl-CW-Top-ElecDHW-ElecDry-Tier1 | DEER2017 | D17 v3 |  | Any | SFm | 1975 | CZ12 | rDXGF | Household | 1 | 1528 | None | 500 | 0.084 | -2.95 | 329 | 0.056 | -1.97 | 500 | 0.084 | -2.95 | 329 | 0.056 | 0.71 | DEER:Res:ClothesDishWasher | Annual | 2 |  | Appl-CW-Top-ElecDHW-ElecDry-Tier1DEER2017 | Appl-CW-Top-ElecDHW-ElecDry-Tier1AnySFm1975CZ12DEER2017 | 4252
Appl-CW-Top-ElecDHW-ElecDry-Tier1 | DEER2017 | D17 v3 |  | Any | SFm | 1975 | CZ13 | rDXGF | Household | 1 | 1528 | None | 503 | 0.081 | -3.12 | 331 | 0.054 | -2.08 | 503 | 0.081 | -3.12 | 331 | 0.054 | 0.718 | DEER:Res:ClothesDishWasher | Annual | 2 |  | Appl-CW-Top-ElecDHW-ElecDry-Tier1DEER2017 | Appl-CW-Top-ElecDHW-ElecDry-Tier1AnySFm1975CZ13DEER2017 | 4253
Appl-CW-Top-ElecDHW-ElecDry-Tier1 | DEER2017 | D17 v3 |  | Any | SFm | 1975 | CZ14 | rDXGF | Household | 1 | 1555 | None | 508 | 0.077 | -2.76 | 334 | 0.051 | -1.85 | 508 | 0.077 | -2.76 | 334 | 0.051 | 0.682 | DEER:Res:ClothesDishWasher | Annual | 2 |  | Appl-CW-Top-ElecDHW-ElecDry-Tier1DEER2017 | Appl-CW-Top-ElecDHW-ElecDry-Tier1AnySFm1975CZ14DEER2017 | 4254
Appl-CW-Top-ElecDHW-ElecDry-Tier1 | DEER2017 | D17 v3 |  | Any | SFm | 1975 | CZ15 | rDXGF | Household | 1 | 1555 | None | 501 | 0.074 | -1.32 | 331 | 0.049 | -0.85 | 501 | 0.074 | -1.32 | 331 | 0.049 | 0.737 | DEER:Res:ClothesDishWasher | Annual | 2 |  | Appl-CW-Top-ElecDHW-ElecDry-Tier1DEER2017 | Appl-CW-Top-ElecDHW-ElecDry-Tier1AnySFm1975CZ15DEER2017 | 4255
Appl-CW-Top-ElecDHW-ElecDry-Tier1 | DEER2017 | D17 v3 |  | Any | SFm | 1975 | CZ16 | rDXGF | Household | 1 | 1591 | None | 509 | 0.078 | -3.24 | 334 | 0.052 | -2.18 | 509 | 0.078 | -3.24 | 334 | 0.052 | 0.66 | DEER:Res:ClothesDishWasher | Annual | 2 |  | Appl-CW-Top-ElecDHW-ElecDry-Tier1DEER2017 | Appl-CW-Top-ElecDHW-ElecDry-Tier1AnySFm1975CZ16DEER2017 | 4256
Appl-CW-Top-ElecDHW-ElecDry-Tier1 | DEER2017 | D17 v3 |  | Any | SFm | 1985 | CZ01 | rDXGF | Household | 1 | 1904 | None | 494 | 0.068 | -4.86 | 324 | 0.045 | -3.26 | 494 | 0.068 | -4.86 | 324 | 0.045 | 0.674 | DEER:Res:ClothesDishWasher | Annual | 2 |  | Appl-CW-Top-ElecDHW-ElecDry-Tier1DEER2017 | Appl-CW-Top-ElecDHW-ElecDry-Tier1AnySFm1985CZ01DEER2017 | 4257
Appl-CW-Top-ElecDHW-ElecDry-Tier1 | DEER2017 | D17 v3 |  | Any | SFm | 1985 | CZ02 | rDXGF | Household | 1 | 1904 | None | 496 | 0.081 | -4.18 | 326 | 0.053 | -2.81 | 496 | 0.081 | -4.18 | 326 | 0.053 | 0.649 | DEER:Res:ClothesDishWasher | Annual | 2 |  | Appl-CW-Top-ElecDHW-ElecDry-Tier1DEER2017 | Appl-CW-Top-ElecDHW-ElecDry-Tier1AnySFm1985CZ02DEER2017 | 4258
Appl-CW-Top-ElecDHW-ElecDry-Tier1 | DEER2017 | D17 v3 |  | Any | SFm | 1985 | CZ03 | rDXGF | Household | 1 | 1904 | None | 493 | 0.084 | -4.47 | 324 | 0.055 | -3 | 493 | 0.084 | -4.47 | 324 | 0.055 | 0.763 | DEER:Res:ClothesDishWasher | Annual | 2 |  | Appl-CW-Top-ElecDHW-ElecDry-Tier1DEER2017 | Appl-CW-Top-ElecDHW-ElecDry-Tier1AnySFm1985CZ03DEER2017 | 4259
Appl-CW-Top-ElecDHW-ElecDry-Tier1 | DEER2017 | D17 v3 |  | Any | SFm | 1985 | CZ04 | rDXGF | Household | 1 | 1904 | None | 501 | 0.084 | -3.41 | 329 | 0.056 | -2.29 | 501 | 0.084 | -3.41 | 329 | 0.056 | 0.696 | DEER:Res:ClothesDishWasher | Annual | 2 |  | Appl-CW-Top-ElecDHW-ElecDry-Tier1DEER2017 | Appl-CW-Top-ElecDHW-ElecDry-Tier1AnySFm1985CZ04DEER2017 | 4260
Appl-CW-Top-ElecDHW-ElecDry-Tier1 | DEER2017 | D17 v3 |  | Any | SFm | 1985 | CZ05 | rDXGF | Household | 1 | 1904 | None | 493 | 0.085 | -4.9 | 324 | 0.056 | -3.27 | 493 | 0.085 | -4.9 | 324 | 0.056 | 0.923 | DEER:Res:ClothesDishWasher | Annual | 2 |  | Appl-CW-Top-ElecDHW-ElecDry-Tier1DEER2017 | Appl-CW-Top-ElecDHW-ElecDry-Tier1AnySFm1985CZ05DEER2017 | 4261
Appl-CW-Top-ElecDHW-ElecDry-Tier1 | DEER2017 | D17 v3 |  | Any | SFm | 1985 | CZ06 | rDXGF | Household | 1 | 2064 | None | 498 | 0.087 | -2.6 | 327 | 0.058 | -1.74 | 498 | 0.087 | -2.6 | 327 | 0.058 | 0.861 | DEER:Res:ClothesDishWasher | Annual | 2 |  | Appl-CW-Top-ElecDHW-ElecDry-Tier1DEER2017 | Appl-CW-Top-ElecDHW-ElecDry-Tier1AnySFm1985CZ06DEER2017 | 4262
Appl-CW-Top-ElecDHW-ElecDry-Tier1 | DEER2017 | D17 v3 |  | Any | SFm | 1985 | CZ07 | rDXGF | Household | 1 | 2064 | None | 499 | 0.081 | -2.42 | 328 | 0.053 | -1.62 | 499 | 0.081 | -2.42 | 328 | 0.053 | 0.819 | DEER:Res:ClothesDishWasher | Annual | 2 |  | Appl-CW-Top-ElecDHW-ElecDry-Tier1DEER2017 | Appl-CW-Top-ElecDHW-ElecDry-Tier1AnySFm1985CZ07DEER2017 | 4263
Appl-CW-Top-ElecDHW-ElecDry-Tier1 | DEER2017 | D17 v3 |  | Any | SFm | 1985 | CZ08 | rDXGF | Household | 1 | 2064 | None | 504 | 0.076 | -2.49 | 330 | 0.049 | -1.67 | 504 | 0.076 | -2.49 | 330 | 0.049 | 0.799 | DEER:Res:ClothesDishWasher | Annual | 2 |  | Appl-CW-Top-ElecDHW-ElecDry-Tier1DEER2017 | Appl-CW-Top-ElecDHW-ElecDry-Tier1AnySFm1985CZ08DEER2017 | 4264
Appl-CW-Top-ElecDHW-ElecDry-Tier1 | DEER2017 | D17 v3 |  | Any | SFm | 1985 | CZ09 | rDXGF | Household | 1 | 1811 | None | 503 | 0.078 | -2.52 | 332 | 0.052 | -1.67 | 503 | 0.078 | -2.52 | 332 | 0.052 | 0.881 | DEER:Res:ClothesDishWasher | Annual | 2 |  | Appl-CW-Top-ElecDHW-ElecDry-Tier1DEER2017 | Appl-CW-Top-ElecDHW-ElecDry-Tier1AnySFm1985CZ09DEER2017 | 4265
Appl-CW-Top-ElecDHW-ElecDry-Tier1 | DEER2017 | D17 v3 |  | Any | SFm | 1985 | CZ10 | rDXGF | Household | 1 | 1811 | None | 501 | 0.083 | -2.86 | 330 | 0.055 | -1.91 | 501 | 0.083 | -2.86 | 330 | 0.055 | 0.78 | DEER:Res:ClothesDishWasher | Annual | 2 |  | Appl-CW-Top-ElecDHW-ElecDry-Tier1DEER2017 | Appl-CW-Top-ElecDHW-ElecDry-Tier1AnySFm1985CZ10DEER2017 | 4266
Appl-CW-Top-ElecDHW-ElecDry-Tier1 | DEER2017 | D17 v3 |  | Any | SFm | 1985 | CZ11 | rDXGF | Household | 1 | 1704 | None | 503 | 0.081 | -3.58 | 331 | 0.053 | -2.4 | 503 | 0.081 | -3.58 | 331 | 0.053 | 0.812 | DEER:Res:ClothesDishWasher | Annual | 2 |  | Appl-CW-Top-ElecDHW-ElecDry-Tier1DEER2017 | Appl-CW-Top-ElecDHW-ElecDry-Tier1AnySFm1985CZ11DEER2017 | 4267
Appl-CW-Top-ElecDHW-ElecDry-Tier1 | DEER2017 | D17 v3 |  | Any | SFm | 1985 | CZ12 | rDXGF | Household | 1 | 1704 | None | 500 | 0.086 | -3.6 | 329 | 0.055 | -2.42 | 500 | 0.086 | -3.6 | 329 | 0.055 | 0.778 | DEER:Res:ClothesDishWasher | Annual | 2 |  | Appl-CW-Top-ElecDHW-ElecDry-Tier1DEER2017 | Appl-CW-Top-ElecDHW-ElecDry-Tier1AnySFm1985CZ12DEER2017 | 4268
Appl-CW-Top-ElecDHW-ElecDry-Tier1 | DEER2017 | D17 v3 |  | Any | SFm | 1985 | CZ13 | rDXGF | Household | 1 | 1704 | None | 504 | 0.081 | -3.57 | 332 | 0.053 | -2.41 | 504 | 0.081 | -3.57 | 332 | 0.053 | 0.934 | DEER:Res:ClothesDishWasher | Annual | 2 |  | Appl-CW-Top-ElecDHW-ElecDry-Tier1DEER2017 | Appl-CW-Top-ElecDHW-ElecDry-Tier1AnySFm1985CZ13DEER2017 | 4269
Appl-CW-Top-ElecDHW-ElecDry-Tier1 | DEER2017 | D17 v3 |  | Any | SFm | 1985 | CZ14 | rDXGF | Household | 1 | 1741 | None | 508 | 0.076 | -3.5 | 334 | 0.05 | -2.33 | 508 | 0.076 | -3.5 | 334 | 0.05 | 0.815 | DEER:Res:ClothesDishWasher | Annual | 2 |  | Appl-CW-Top-ElecDHW-ElecDry-Tier1DEER2017 | Appl-CW-Top-ElecDHW-ElecDry-Tier1AnySFm1985CZ14DEER2017 | 4270
Appl-CW-Top-ElecDHW-ElecDry-Tier1 | DEER2017 | D17 v3 |  | Any | SFm | 1985 | CZ15 | rDXGF | Household | 1 | 1741 | None | 502 | 0.075 | -1.55 | 331 | 0.05 | -1.02 | 502 | 0.075 | -1.55 | 331 | 0.05 | 0.977 | DEER:Res:ClothesDishWasher | Annual | 2 |  | Appl-CW-Top-ElecDHW-ElecDry-Tier1DEER2017 | Appl-CW-Top-ElecDHW-ElecDry-Tier1AnySFm1985CZ15DEER2017 | 4271
Appl-CW-Top-ElecDHW-ElecDry-Tier1 | DEER2017 | D17 v3 |  | Any | SFm | 1985 | CZ16 | rDXGF | Household | 1 | 1904 | None | 508 | 0.082 | -3.91 | 334 | 0.054 | -2.62 | 508 | 0.082 | -3.91 | 334 | 0.054 | 0.921 | DEER:Res:ClothesDishWasher | Annual | 2 |  | Appl-CW-Top-ElecDHW-ElecDry-Tier1DEER2017 | Appl-CW-Top-ElecDHW-ElecDry-Tier1AnySFm1985CZ16DEER2017 | 4272
Appl-CW-Top-ElecDHW-ElecDry-Tier1 | DEER2017 | D17 v3 |  | Any | SFm | 1996 | CZ01 | rDXGF | Household | 1 | 2193 | None | 496 | 0.068 | -3.12 | 325 | 0.045 | -2.09 | 496 | 0.068 | -3.12 | 325 | 0.045 | 0.905 | DEER:Res:ClothesDishWasher | Annual | 2 |  | Appl-CW-Top-ElecDHW-ElecDry-Tier1DEER2017 | Appl-CW-Top-ElecDHW-ElecDry-Tier1AnySFm1996CZ01DEER2017 | 4273
Appl-CW-Top-ElecDHW-ElecDry-Tier1 | DEER2017 | D17 v3 |  | Any | SFm | 1996 | CZ02 | rDXGF | Household | 1 | 2193 | None | 500 | 0.083 | -3.06 | 327 | 0.061 | -2.05 | 500 | 0.083 | -3.06 | 327 | 0.061 | 0.871 | DEER:Res:ClothesDishWasher | Annual | 2 |  | Appl-CW-Top-ElecDHW-ElecDry-Tier1DEER2017 | Appl-CW-Top-ElecDHW-ElecDry-Tier1AnySFm1996CZ02DEER2017 | 4274
Appl-CW-Top-ElecDHW-ElecDry-Tier1 | DEER2017 | D17 v3 |  | Any | SFm | 1996 | CZ03 | rDXGF | Household | 1 | 2193 | None | 493 | 0.074 | -3.29 | 324 | 0.046 | -2.18 | 493 | 0.074 | -3.29 | 324 | 0.046 | 0.945 | DEER:Res:ClothesDishWasher | Annual | 2 |  | Appl-CW-Top-ElecDHW-ElecDry-Tier1DEER2017 | Appl-CW-Top-ElecDHW-ElecDry-Tier1AnySFm1996CZ03DEER2017 | 4275
Appl-CW-Top-ElecDHW-ElecDry-Tier1 | DEER2017 | D17 v3 |  | Any | SFm | 1996 | CZ04 | rDXGF | Household | 1 | 2193 | None | 499 | 0.085 | -2.84 | 329 | 0.056 | -1.9 | 499 | 0.085 | -2.84 | 329 | 0.056 | 0.834 | DEER:Res:ClothesDishWasher | Annual | 2 |  | Appl-CW-Top-ElecDHW-ElecDry-Tier1DEER2017 | Appl-CW-Top-ElecDHW-ElecDry-Tier1AnySFm1996CZ04DEER2017 | 4276
Appl-CW-Top-ElecDHW-ElecDry-Tier1 | DEER2017 | D17 v3 |  | Any | SFm | 1996 | CZ05 | rDXGF | Household | 1 | 2193 | None | 493 | 0.081 | -4.68 | 324 | 0.053 | -3.13 | 493 | 0.081 | -4.68 | 324 | 0.053 | 0.864 | DEER:Res:ClothesDishWasher | Annual | 2 |  | Appl-CW-Top-ElecDHW-ElecDry-Tier1DEER2017 | Appl-CW-Top-ElecDHW-ElecDry-Tier1AnySFm1996CZ05DEER2017 | 4277
Appl-CW-Top-ElecDHW-ElecDry-Tier1 | DEER2017 | D17 v3 |  | Any | SFm | 1996 | CZ06 | rDXGF | Household | 1 | 2297 | None | 500 | 0.084 | -2.28 | 331 | 0.055 | -1.52 | 500 | 0.084 | -2.28 | 331 | 0.055 | 0.834 | DEER:Res:ClothesDishWasher | Annual | 2 |  | Appl-CW-Top-ElecDHW-ElecDry-Tier1DEER2017 | Appl-CW-Top-ElecDHW-ElecDry-Tier1AnySFm1996CZ06DEER2017 | 4278
Appl-CW-Top-ElecDHW-ElecDry-Tier1 | DEER2017 | D17 v3 |  | Any | SFm | 1996 | CZ07 | rDXGF | Household | 1 | 2297 | None | 505 | 0.09 | -0.24 | 332 | 0.056 | -0.64 | 505 | 0.09 | -0.24 | 332 | 0.056 | 0.969 | DEER:Res:ClothesDishWasher | Annual | 2 |  | Appl-CW-Top-ElecDHW-ElecDry-Tier1DEER2017 | Appl-CW-Top-ElecDHW-ElecDry-Tier1AnySFm1996CZ07DEER2017 | 4279
Appl-CW-Top-ElecDHW-ElecDry-Tier1 | DEER2017 | D17 v3 |  | Any | SFm | 1996 | CZ08 | rDXGF | Household | 1 | 2297 | None | 500 | 0.074 | -1.96 | 329 | 0.049 | -1.33 | 500 | 0.074 | -1.96 | 329 | 0.049 | 0.88 | DEER:Res:ClothesDishWasher | Annual | 2 |  | Appl-CW-Top-ElecDHW-ElecDry-Tier1DEER2017 | Appl-CW-Top-ElecDHW-ElecDry-Tier1AnySFm1996CZ08DEER2017 | 4280
Appl-CW-Top-ElecDHW-ElecDry-Tier1 | DEER2017 | D17 v3 |  | Any | SFm | 1996 | CZ09 | rDXGF | Household | 1 | 2186 | None | 503 | 0.076 | -2.14 | 332 | 0.05 | -1.43 | 503 | 0.076 | -2.14 | 332 | 0.05 | 0.659 | DEER:Res:ClothesDishWasher | Annual | 2 |  | Appl-CW-Top-ElecDHW-ElecDry-Tier1DEER2017 | Appl-CW-Top-ElecDHW-ElecDry-Tier1AnySFm1996CZ09DEER2017 | 4281
Appl-CW-Top-ElecDHW-ElecDry-Tier1 | DEER2017 | D17 v3 |  | Any | SFm | 1996 | CZ10 | rDXGF | Household | 1 | 2186 | None | 504 | 0.077 | -2.65 | 332 | 0.051 | -1.77 | 504 | 0.077 | -2.65 | 332 | 0.051 | 0.64 | DEER:Res:ClothesDishWasher | Annual | 2 |  | Appl-CW-Top-ElecDHW-ElecDry-Tier1DEER2017 | Appl-CW-Top-ElecDHW-ElecDry-Tier1AnySFm1996CZ10DEER2017 | 4282
Appl-CW-Top-ElecDHW-ElecDry-Tier1 | DEER2017 | D17 v3 |  | Any | SFm | 1996 | CZ11 | rDXGF | Household | 1 | 2032 | None | 503 | 0.081 | -3.02 | 332 | 0.053 | -2.03 | 503 | 0.081 | -3.02 | 332 | 0.053 | 0.643 | DEER:Res:ClothesDishWasher | Annual | 2 |  | Appl-CW-Top-ElecDHW-ElecDry-Tier1DEER2017 | Appl-CW-Top-ElecDHW-ElecDry-Tier1AnySFm1996CZ11DEER2017 | 4283
Appl-CW-Top-ElecDHW-ElecDry-Tier1 | DEER2017 | D17 v3 |  | Any | SFm | 1996 | CZ12 | rDXGF | Household | 1 | 2032 | None | 502 | 0.082 | -2.93 | 330 | 0.055 | -1.96 | 502 | 0.082 | -2.93 | 330 | 0.055 | 0.635 | DEER:Res:ClothesDishWasher | Annual | 2 |  | Appl-CW-Top-ElecDHW-ElecDry-Tier1DEER2017 | Appl-CW-Top-ElecDHW-ElecDry-Tier1AnySFm1996CZ12DEER2017 | 4284
Appl-CW-Top-ElecDHW-ElecDry-Tier1 | DEER2017 | D17 v3 |  | Any | SFm | 1996 | CZ13 | rDXGF | Household | 1 | 2032 | None | 503 | 0.08 | -3.18 | 332 | 0.053 | -2.14 | 503 | 0.08 | -3.18 | 332 | 0.053 | 0.643 | DEER:Res:ClothesDishWasher | Annual | 2 |  | Appl-CW-Top-ElecDHW-ElecDry-Tier1DEER2017 | Appl-CW-Top-ElecDHW-ElecDry-Tier1AnySFm1996CZ13DEER2017 | 4285
Appl-CW-Top-ElecDHW-ElecDry-Tier1 | DEER2017 | D17 v3 |  | Any | SFm | 1996 | CZ14 | rDXGF | Household | 1 | 1758 | None | 507 | 0.075 | -3.11 | 334 | 0.049 | -2.08 | 507 | 0.075 | -3.11 | 334 | 0.049 | 0.658 | DEER:Res:ClothesDishWasher | Annual | 2 |  | Appl-CW-Top-ElecDHW-ElecDry-Tier1DEER2017 | Appl-CW-Top-ElecDHW-ElecDry-Tier1AnySFm1996CZ14DEER2017 | 4286
Appl-CW-Top-ElecDHW-ElecDry-Tier1 | DEER2017 | D17 v3 |  | Any | SFm | 1996 | CZ15 | rDXGF | Household | 1 | 1758 | None | 503 | 0.075 | -1.48 | 331 | 0.05 | -0.99 | 503 | 0.075 | -1.48 | 331 | 0.05 | 0.523 | DEER:Res:ClothesDishWasher | Annual | 2 |  | Appl-CW-Top-ElecDHW-ElecDry-Tier1DEER2017 | Appl-CW-Top-ElecDHW-ElecDry-Tier1AnySFm1996CZ15DEER2017 | 4287
Appl-CW-Top-ElecDHW-ElecDry-Tier1 | DEER2017 | D17 v3 |  | Any | SFm | 1996 | CZ16 | rDXGF | Household | 1 | 2193 | None | 508 | 0.08 | -2.54 | 334 | 0.052 | -1.7 | 508 | 0.08 | -2.54 | 334 | 0.052 | 0.766 | DEER:Res:ClothesDishWasher | Annual | 2 |  | Appl-CW-Top-ElecDHW-ElecDry-Tier1DEER2017 | Appl-CW-Top-ElecDHW-ElecDry-Tier1AnySFm1996CZ16DEER2017 | 4288
Appl-CW-Top-ElecDHW-ElecDry-Tier1 | DEER2017 | D17 v3 |  | Any | SFm | 2003 | CZ01 | rDXGF | Household | 1 | 2295.6 | None | 495 | 0.069 | -3.41 | 325 | 0.045 | -2.29 | 495 | 0.069 | -3.41 | 325 | 0.045 | 0.651 | DEER:Res:ClothesDishWasher | Annual | 2 |  | Appl-CW-Top-ElecDHW-ElecDry-Tier1DEER2017 | Appl-CW-Top-ElecDHW-ElecDry-Tier1AnySFm2003CZ01DEER2017 | 4289
Appl-CW-Top-ElecDHW-ElecDry-Tier1 | DEER2017 | D17 v3 |  | Any | SFm | 2003 | CZ02 | rDXGF | Household | 1 | 1948.8 | None | 500 | 0.083 | -3.06 | 329 | 0.054 | -2.05 | 500 | 0.083 | -3.06 | 329 | 0.054 | 0.74 | DEER:Res:ClothesDishWasher | Annual | 2 |  | Appl-CW-Top-ElecDHW-ElecDry-Tier1DEER2017 | Appl-CW-Top-ElecDHW-ElecDry-Tier1AnySFm2003CZ02DEER2017 | 4290
Appl-CW-Top-ElecDHW-ElecDry-Tier1 | DEER2017 | D17 v3 |  | Any | SFm | 2003 | CZ03 | rDXGF | Household | 1 | 2295.6 | None | 493 | 0.081 | -3.33 | 324 | 0.053 | -2.23 | 493 | 0.081 | -3.33 | 324 | 0.053 | 0.657 | DEER:Res:ClothesDishWasher | Annual | 2 |  | Appl-CW-Top-ElecDHW-ElecDry-Tier1DEER2017 | Appl-CW-Top-ElecDHW-ElecDry-Tier1AnySFm2003CZ03DEER2017 | 4291
Appl-CW-Top-ElecDHW-ElecDry-Tier1 | DEER2017 | D17 v3 |  | Any | SFm | 2003 | CZ04 | rDXGF | Household | 1 | 2295.6 | None | 503 | 0.084 | -2.65 | 330 | 0.054 | -1.78 | 503 | 0.084 | -2.65 | 330 | 0.054 | 0.637 | DEER:Res:ClothesDishWasher | Annual | 2 |  | Appl-CW-Top-ElecDHW-ElecDry-Tier1DEER2017 | Appl-CW-Top-ElecDHW-ElecDry-Tier1AnySFm2003CZ04DEER2017 | 4292
Appl-CW-Top-ElecDHW-ElecDry-Tier1 | DEER2017 | D17 v3 |  | Any | SFm | 2003 | CZ05 | rDXGF | Household | 1 | 2295.6 | None | 494 | 0.08 | -4.16 | 324 | 0.053 | -2.8 | 494 | 0.08 | -4.16 | 324 | 0.053 | 0.639 | DEER:Res:ClothesDishWasher | Annual | 2 |  | Appl-CW-Top-ElecDHW-ElecDry-Tier1DEER2017 | Appl-CW-Top-ElecDHW-ElecDry-Tier1AnySFm2003CZ05DEER2017 | 4293
Appl-CW-Top-ElecDHW-ElecDry-Tier1 | DEER2017 | D17 v3 |  | Any | SFm | 2003 | CZ06 | rDXGF | Household | 1 | 2392.9 | None | 503 | 0.08 | -1.94 | 324 | 0.063 | -1.29 | 503 | 0.08 | -1.94 | 324 | 0.063 | 0.819 | DEER:Res:ClothesDishWasher | Annual | 2 |  | Appl-CW-Top-ElecDHW-ElecDry-Tier1DEER2017 | Appl-CW-Top-ElecDHW-ElecDry-Tier1AnySFm2003CZ06DEER2017 | 4294
Appl-CW-Top-ElecDHW-ElecDry-Tier1 | DEER2017 | D17 v3 |  | Any | SFm | 2003 | CZ07 | rDXGF | Household | 1 | 2392.9 | None | 505 | 0.076 | -2.32 | 332 | 0.048 | -1.55 | 505 | 0.076 | -2.32 | 332 | 0.048 | 0.648 | DEER:Res:ClothesDishWasher | Annual | 2 |  | Appl-CW-Top-ElecDHW-ElecDry-Tier1DEER2017 | Appl-CW-Top-ElecDHW-ElecDry-Tier1AnySFm2003CZ07DEER2017 | 4295
Appl-CW-Top-ElecDHW-ElecDry-Tier1 | DEER2017 | D17 v3 |  | Any | SFm | 2003 | CZ08 | rDXGF | Household | 1 | 2392.9 | None | 508 | 0.074 | -1.89 | 336 | 0.049 | -1.27 | 508 | 0.074 | -1.89 | 336 | 0.049 | 0.66 | DEER:Res:ClothesDishWasher | Annual | 2 |  | Appl-CW-Top-ElecDHW-ElecDry-Tier1DEER2017 | Appl-CW-Top-ElecDHW-ElecDry-Tier1AnySFm2003CZ08DEER2017 | 4296
Appl-CW-Top-ElecDHW-ElecDry-Tier1 | DEER2017 | D17 v3 |  | Any | SFm | 2003 | CZ09 | rDXGF | Household | 1 | 2422.9 | None | 501 | 0.072 | -2.26 | 330 | 0.048 | -1.51 | 501 | 0.072 | -2.26 | 330 | 0.048 | 0.529 | DEER:Res:ClothesDishWasher | Annual | 2 |  | Appl-CW-Top-ElecDHW-ElecDry-Tier1DEER2017 | Appl-CW-Top-ElecDHW-ElecDry-Tier1AnySFm2003CZ09DEER2017 | 4297
Appl-CW-Top-ElecDHW-ElecDry-Tier1 | DEER2017 | D17 v3 |  | Any | SFm | 2003 | CZ10 | rDXGF | Household | 1 | 1948.8 | None | 504 | 0.073 | -2.62 | 332 | 0.049 | -1.75 | 504 | 0.073 | -2.62 | 332 | 0.049 | 0.765 | DEER:Res:ClothesDishWasher | Annual | 2 |  | Appl-CW-Top-ElecDHW-ElecDry-Tier1DEER2017 | Appl-CW-Top-ElecDHW-ElecDry-Tier1AnySFm2003CZ10DEER2017 | 4298
Appl-CW-Top-ElecDHW-ElecDry-Tier1 | DEER2017 | D17 v3 |  | Any | SFm | 2003 | CZ11 | rDXGF | Household | 1 | 1948.8 | None | 503 | 0.078 | -2.84 | 331 | 0.052 | -1.9 | 503 | 0.078 | -2.84 | 331 | 0.052 | 0.655 | DEER:Res:ClothesDishWasher | Annual | 2 |  | Appl-CW-Top-ElecDHW-ElecDry-Tier1DEER2017 | Appl-CW-Top-ElecDHW-ElecDry-Tier1AnySFm2003CZ11DEER2017 | 4299
Appl-CW-Top-ElecDHW-ElecDry-Tier1 | DEER2017 | D17 v3 |  | Any | SFm | 2003 | CZ12 | rDXGF | Household | 1 | 1948.8 | None | 500 | 0.082 | -2.86 | 329 | 0.054 | -1.91 | 500 | 0.082 | -2.86 | 329 | 0.054 | 0.89 | DEER:Res:ClothesDishWasher | Annual | 2 |  | Appl-CW-Top-ElecDHW-ElecDry-Tier1DEER2017 | Appl-CW-Top-ElecDHW-ElecDry-Tier1AnySFm2003CZ12DEER2017 | 4300
Appl-CW-Top-ElecDHW-ElecDry-Tier1 | DEER2017 | D17 v3 |  | Any | SFm | 2003 | CZ13 | rDXGF | Household | 1 | 1948.8 | None | 502 | 0.079 | -2.96 | 330 | 0.052 | -1.97 | 502 | 0.079 | -2.96 | 330 | 0.052 | 0.746 | DEER:Res:ClothesDishWasher | Annual | 2 |  | Appl-CW-Top-ElecDHW-ElecDry-Tier1DEER2017 | Appl-CW-Top-ElecDHW-ElecDry-Tier1AnySFm2003CZ13DEER2017 | 4301
Appl-CW-Top-ElecDHW-ElecDry-Tier1 | DEER2017 | D17 v3 |  | Any | SFm | 2003 | CZ14 | rDXGF | Household | 1 | 2160.9 | None | 508 | 0.074 | -3.01 | 334 | 0.049 | -2.02 | 508 | 0.074 | -3.01 | 334 | 0.049 | 0.749 | DEER:Res:ClothesDishWasher | Annual | 2 |  | Appl-CW-Top-ElecDHW-ElecDry-Tier1DEER2017 | Appl-CW-Top-ElecDHW-ElecDry-Tier1AnySFm2003CZ14DEER2017 | 4302
Appl-CW-Top-ElecDHW-ElecDry-Tier1 | DEER2017 | D17 v3 |  | Any | SFm | 2003 | CZ15 | rDXGF | Household | 1 | 2160.9 | None | 499 | 0.074 | -1.46 | 331 | 0.049 | -0.98 | 499 | 0.074 | -1.46 | 331 | 0.049 | 0.756 | DEER:Res:ClothesDishWasher | Annual | 2 |  | Appl-CW-Top-ElecDHW-ElecDry-Tier1DEER2017 | Appl-CW-Top-ElecDHW-ElecDry-Tier1AnySFm2003CZ15DEER2017 | 4303
Appl-CW-Top-ElecDHW-ElecDry-Tier1 | DEER2017 | D17 v3 |  | Any | SFm | 2003 | CZ16 | rDXGF | Household | 1 | 2295.6 | None | 504 | 0.079 | -2.41 | 331 | 0.052 | -1.62 | 504 | 0.079 | -2.41 | 331 | 0.052 | 0.806 | DEER:Res:ClothesDishWasher | Annual | 2 |  | Appl-CW-Top-ElecDHW-ElecDry-Tier1DEER2017 | Appl-CW-Top-ElecDHW-ElecDry-Tier1AnySFm2003CZ16DEER2017 | 4304
Appl-CW-Top-ElecDHW-ElecDry-Tier1 | DEER2017 | D17 v3 |  | Any | SFm | 2007 | CZ01 | rDXGF | Household | 1 | 2295.6 | None | 496 | 0.069 | -3.42 | 325 | 0.045 | -2.29 | 496 | 0.069 | -3.42 | 325 | 0.045 | 0.807 | DEER:Res:ClothesDishWasher | Annual | 2 |  | Appl-CW-Top-ElecDHW-ElecDry-Tier1DEER2017 | Appl-CW-Top-ElecDHW-ElecDry-Tier1AnySFm2007CZ01DEER2017 | 4305
Appl-CW-Top-ElecDHW-ElecDry-Tier1 | DEER2017 | D17 v3 |  | Any | SFm | 2007 | CZ02 | rDXGF | Household | 1 | 1948.8 | None | 499 | 0.077 | -3.67 | 328 | 0.051 | -2.47 | 499 | 0.077 | -3.67 | 328 | 0.051 | 0.817 | DEER:Res:ClothesDishWasher | Annual | 2 |  | Appl-CW-Top-ElecDHW-ElecDry-Tier1DEER2017 | Appl-CW-Top-ElecDHW-ElecDry-Tier1AnySFm2007CZ02DEER2017 | 4306
Appl-CW-Top-ElecDHW-ElecDry-Tier1 | DEER2017 | D17 v3 |  | Any | SFm | 2007 | CZ03 | rDXGF | Household | 1 | 2295.6 | None | 493 | 0.079 | -3.4 | 324 | 0.052 | -2.27 | 493 | 0.079 | -3.4 | 324 | 0.052 | 0.598 | DEER:Res:ClothesDishWasher | Annual | 2 |  | Appl-CW-Top-ElecDHW-ElecDry-Tier1DEER2017 | Appl-CW-Top-ElecDHW-ElecDry-Tier1AnySFm2007CZ03DEER2017 | 4307
Appl-CW-Top-ElecDHW-ElecDry-Tier1 | DEER2017 | D17 v3 |  | Any | SFm | 2007 | CZ04 | rDXGF | Household | 1 | 2295.6 | None | 500 | 0.079 | -2.87 | 328 | 0.052 | -1.93 | 500 | 0.079 | -2.87 | 328 | 0.052 | 0.923 | DEER:Res:ClothesDishWasher | Annual | 2 |  | Appl-CW-Top-ElecDHW-ElecDry-Tier1DEER2017 | Appl-CW-Top-ElecDHW-ElecDry-Tier1AnySFm2007CZ04DEER2017 | 4308
Appl-CW-Top-ElecDHW-ElecDry-Tier1 | DEER2017 | D17 v3 |  | Any | SFm | 2007 | CZ05 | rDXGF | Household | 1 | 2295.6 | None | 493 | 0.077 | -4.17 | 324 | 0.05 | -2.83 | 493 | 0.077 | -4.17 | 324 | 0.05 | 0.769 | DEER:Res:ClothesDishWasher | Annual | 2 |  | Appl-CW-Top-ElecDHW-ElecDry-Tier1DEER2017 | Appl-CW-Top-ElecDHW-ElecDry-Tier1AnySFm2007CZ05DEER2017 | 4309
Appl-CW-Top-ElecDHW-ElecDry-Tier1 | DEER2017 | D17 v3 |  | Any | SFm | 2007 | CZ06 | rDXGF | Household | 1 | 2392.9 | None | 500 | 0.078 | -2.32 | 329 | 0.053 | -1.55 | 500 | 0.078 | -2.32 | 329 | 0.053 | 0.942 | DEER:Res:ClothesDishWasher | Annual | 2 |  | Appl-CW-Top-ElecDHW-ElecDry-Tier1DEER2017 | Appl-CW-Top-ElecDHW-ElecDry-Tier1AnySFm2007CZ06DEER2017 | 4310
Appl-CW-Top-ElecDHW-ElecDry-Tier1 | DEER2017 | D17 v3 |  | Any | SFm | 2007 | CZ07 | rDXGF | Household | 1 | 2392.9 | None | 502 | 0.076 | -1.95 | 331 | 0.05 | -1.31 | 502 | 0.076 | -1.95 | 331 | 0.05 | 0.832 | DEER:Res:ClothesDishWasher | Annual | 2 |  | Appl-CW-Top-ElecDHW-ElecDry-Tier1DEER2017 | Appl-CW-Top-ElecDHW-ElecDry-Tier1AnySFm2007CZ07DEER2017 | 4311
Appl-CW-Top-ElecDHW-ElecDry-Tier1 | DEER2017 | D17 v3 |  | Any | SFm | 2007 | CZ08 | rDXGF | Household | 1 | 2392.9 | None | 502 | 0.072 | -1.85 | 331 | 0.048 | -1.25 | 502 | 0.072 | -1.85 | 331 | 0.048 | 0.81 | DEER:Res:ClothesDishWasher | Annual | 2 |  | Appl-CW-Top-ElecDHW-ElecDry-Tier1DEER2017 | Appl-CW-Top-ElecDHW-ElecDry-Tier1AnySFm2007CZ08DEER2017 | 4312
Appl-CW-Top-ElecDHW-ElecDry-Tier1 | DEER2017 | D17 v3 |  | Any | SFm | 2007 | CZ09 | rDXGF | Household | 1 | 2422.9 | None | 499 | 0.069 | -2.04 | 329 | 0.045 | -1.37 | 499 | 0.069 | -2.04 | 329 | 0.045 | 0.811 | DEER:Res:ClothesDishWasher | Annual | 2 |  | Appl-CW-Top-ElecDHW-ElecDry-Tier1DEER2017 | Appl-CW-Top-ElecDHW-ElecDry-Tier1AnySFm2007CZ09DEER2017 | 4313
Appl-CW-Top-ElecDHW-ElecDry-Tier1 | DEER2017 | D17 v3 |  | Any | SFm | 2007 | CZ10 | rDXGF | Household | 1 | 1948.8 | None | 501 | 0.071 | -2.63 | 330 | 0.047 | -1.76 | 501 | 0.071 | -2.63 | 330 | 0.047 | 0.821 | DEER:Res:ClothesDishWasher | Annual | 2 |  | Appl-CW-Top-ElecDHW-ElecDry-Tier1DEER2017 | Appl-CW-Top-ElecDHW-ElecDry-Tier1AnySFm2007CZ10DEER2017 | 4314
Appl-CW-Top-ElecDHW-ElecDry-Tier1 | DEER2017 | D17 v3 |  | Any | SFm | 2007 | CZ11 | rDXGF | Household | 1 | 1948.8 | None | 499 | 0.073 | -3.02 | 329 | 0.048 | -2.02 | 499 | 0.073 | -3.02 | 329 | 0.048 | 0.832 | DEER:Res:ClothesDishWasher | Annual | 2 |  | Appl-CW-Top-ElecDHW-ElecDry-Tier1DEER2017 | Appl-CW-Top-ElecDHW-ElecDry-Tier1AnySFm2007CZ11DEER2017 | 4315
Appl-CW-Top-ElecDHW-ElecDry-Tier1 | DEER2017 | D17 v3 |  | Any | SFm | 2007 | CZ12 | rDXGF | Household | 1 | 1948.8 | None | 499 | 0.078 | -2.69 | 328 | 0.052 | -1.8 | 499 | 0.078 | -2.69 | 328 | 0.052 | 0.846 | DEER:Res:ClothesDishWasher | Annual | 2 |  | Appl-CW-Top-ElecDHW-ElecDry-Tier1DEER2017 | Appl-CW-Top-ElecDHW-ElecDry-Tier1AnySFm2007CZ12DEER2017 | 4316
Appl-CW-Top-ElecDHW-ElecDry-Tier1 | DEER2017 | D17 v3 |  | Any | SFm | 2007 | CZ13 | rDXGF | Household | 1 | 1948.8 | None | 500 | 0.074 | -2.57 | 330 | 0.049 | -1.72 | 500 | 0.074 | -2.57 | 330 | 0.049 | 0.67 | DEER:Res:ClothesDishWasher | Annual | 2 |  | Appl-CW-Top-ElecDHW-ElecDry-Tier1DEER2017 | Appl-CW-Top-ElecDHW-ElecDry-Tier1AnySFm2007CZ13DEER2017 | 4317
Appl-CW-Top-ElecDHW-ElecDry-Tier1 | DEER2017 | D17 v3 |  | Any | SFm | 2007 | CZ14 | rDXGF | Household | 1 | 2160.9 | None | 503 | 0.071 | -3.11 | 331 | 0.047 | -2.1 | 503 | 0.071 | -3.11 | 331 | 0.047 | 0.97 | DEER:Res:ClothesDishWasher | Annual | 2 |  | Appl-CW-Top-ElecDHW-ElecDry-Tier1DEER2017 | Appl-CW-Top-ElecDHW-ElecDry-Tier1AnySFm2007CZ14DEER2017 | 4318
Appl-CW-Top-ElecDHW-ElecDry-Tier1 | DEER2017 | D17 v3 |  | Any | SFm | 2007 | CZ15 | rDXGF | Household | 1 | 2160.9 | None | 496 | 0.071 | -1.35 | 327 | 0.047 | -0.91 | 496 | 0.071 | -1.35 | 327 | 0.047 | 0.824 | DEER:Res:ClothesDishWasher | Annual | 2 |  | Appl-CW-Top-ElecDHW-ElecDry-Tier1DEER2017 | Appl-CW-Top-ElecDHW-ElecDry-Tier1AnySFm2007CZ15DEER2017 | 4319
Appl-CW-Top-ElecDHW-ElecDry-Tier1 | DEER2017 | D17 v3 |  | Any | SFm | 2007 | CZ16 | rDXGF | Household | 1 | 2295.6 | None | 504 | 0.076 | -2.44 | 331 | 0.051 | -1.64 | 504 | 0.076 | -2.44 | 331 | 0.051 | 0.7 | DEER:Res:ClothesDishWasher | Annual | 2 |  | Appl-CW-Top-ElecDHW-ElecDry-Tier1DEER2017 | Appl-CW-Top-ElecDHW-ElecDry-Tier1AnySFm2007CZ16DEER2017 | 4320
Appl-CW-Top-ElecDHW-ElecDry-Tier1 | DEER2017 | D17 v3 |  | Any | SFm | 2011 | CZ01 | rDXGF | Household | 1 | 2295.6 | None | 496 | 0.068 | -3.25 | 325 | 0.045 | -2.17 | 496 | 0.068 | -3.25 | 325 | 0.045 | 0.739 | DEER:Res:ClothesDishWasher | Annual | 2 |  | Appl-CW-Top-ElecDHW-ElecDry-Tier1DEER2017 | Appl-CW-Top-ElecDHW-ElecDry-Tier1AnySFm2011CZ01DEER2017 | 4321
Appl-CW-Top-ElecDHW-ElecDry-Tier1 | DEER2017 | D17 v3 |  | Any | SFm | 2011 | CZ02 | rDXGF | Household | 1 | 1948.8 | None | 499 | 0.079 | -3.54 | 328 | 0.051 | -2.38 | 499 | 0.079 | -3.54 | 328 | 0.051 | 0.656 | DEER:Res:ClothesDishWasher | Annual | 2 |  | Appl-CW-Top-ElecDHW-ElecDry-Tier1DEER2017 | Appl-CW-Top-ElecDHW-ElecDry-Tier1AnySFm2011CZ02DEER2017 | 4322
Appl-CW-Top-ElecDHW-ElecDry-Tier1 | DEER2017 | D17 v3 |  | Any | SFm | 2011 | CZ03 | rDXGF | Household | 1 | 2295.6 | None | 494 | 0.077 | -3.27 | 324 | 0.054 | -2.19 | 494 | 0.077 | -3.27 | 324 | 0.054 | 0.639 | DEER:Res:ClothesDishWasher | Annual | 2 |  | Appl-CW-Top-ElecDHW-ElecDry-Tier1DEER2017 | Appl-CW-Top-ElecDHW-ElecDry-Tier1AnySFm2011CZ03DEER2017 | 4323
Appl-CW-Top-ElecDHW-ElecDry-Tier1 | DEER2017 | D17 v3 |  | Any | SFm | 2011 | CZ04 | rDXGF | Household | 1 | 2295.6 | None | 500 | 0.084 | -2.8 | 329 | 0.057 | -1.88 | 500 | 0.084 | -2.8 | 329 | 0.057 | 0.644 | DEER:Res:ClothesDishWasher | Annual | 2 |  | Appl-CW-Top-ElecDHW-ElecDry-Tier1DEER2017 | Appl-CW-Top-ElecDHW-ElecDry-Tier1AnySFm2011CZ04DEER2017 | 4324
Appl-CW-Top-ElecDHW-ElecDry-Tier1 | DEER2017 | D17 v3 |  | Any | SFm | 2011 | CZ05 | rDXGF | Household | 1 | 2295.6 | None | 492 | 0.079 | -4.18 | 323 | 0.053 | -2.78 | 492 | 0.079 | -4.18 | 323 | 0.053 | 0.635 | DEER:Res:ClothesDishWasher | Annual | 2 |  | Appl-CW-Top-ElecDHW-ElecDry-Tier1DEER2017 | Appl-CW-Top-ElecDHW-ElecDry-Tier1AnySFm2011CZ05DEER2017 | 4325
Appl-CW-Top-ElecDHW-ElecDry-Tier1 | DEER2017 | D17 v3 |  | Any | SFm | 2011 | CZ06 | rDXGF | Household | 1 | 2392.9 | None | 496 | 0.078 | -2.45 | 326 | 0.051 | -1.65 | 496 | 0.078 | -2.45 | 326 | 0.051 | 0.643 | DEER:Res:ClothesDishWasher | Annual | 2 |  | Appl-CW-Top-ElecDHW-ElecDry-Tier1DEER2017 | Appl-CW-Top-ElecDHW-ElecDry-Tier1AnySFm2011CZ06DEER2017 | 4326
Appl-CW-Top-ElecDHW-ElecDry-Tier1 | DEER2017 | D17 v3 |  | Any | SFm | 2011 | CZ07 | rDXGF | Household | 1 | 2392.9 | None | 509 | 0.082 | -1.03 | 330 | 0.047 | -1.07 | 509 | 0.082 | -1.03 | 330 | 0.047 | 0.667 | DEER:Res:ClothesDishWasher | Annual | 2 |  | Appl-CW-Top-ElecDHW-ElecDry-Tier1DEER2017 | Appl-CW-Top-ElecDHW-ElecDry-Tier1AnySFm2011CZ07DEER2017 | 4327
Appl-CW-Top-ElecDHW-ElecDry-Tier1 | DEER2017 | D17 v3 |  | Any | SFm | 2011 | CZ08 | rDXGF | Household | 1 | 2392.9 | None | 506 | 0.072 | -1.64 | 332 | 0.048 | -1.1 | 506 | 0.072 | -1.64 | 332 | 0.048 | 0.526 | DEER:Res:ClothesDishWasher | Annual | 2 |  | Appl-CW-Top-ElecDHW-ElecDry-Tier1DEER2017 | Appl-CW-Top-ElecDHW-ElecDry-Tier1AnySFm2011CZ08DEER2017 | 4328
Appl-CW-Top-ElecDHW-ElecDry-Tier1 | DEER2017 | D17 v3 |  | Any | SFm | 2011 | CZ09 | rDXGF | Household | 1 | 2422.9 | None | 500 | 0.071 | -1.93 | 329 | 0.047 | -1.3 | 500 | 0.071 | -1.93 | 329 | 0.047 | 0.753 | DEER:Res:ClothesDishWasher | Annual | 2 |  | Appl-CW-Top-ElecDHW-ElecDry-Tier1DEER2017 | Appl-CW-Top-ElecDHW-ElecDry-Tier1AnySFm2011CZ09DEER2017 | 4329
Appl-CW-Top-ElecDHW-ElecDry-Tier1 | DEER2017 | D17 v3 |  | Any | SFm | 2011 | CZ10 | rDXGF | Household | 1 | 1948.8 | None | 501 | 0.072 | -2.58 | 330 | 0.047 | -1.72 | 501 | 0.072 | -2.58 | 330 | 0.047 | 0.641 | DEER:Res:ClothesDishWasher | Annual | 2 |  | Appl-CW-Top-ElecDHW-ElecDry-Tier1DEER2017 | Appl-CW-Top-ElecDHW-ElecDry-Tier1AnySFm2011CZ10DEER2017 | 4330
Appl-CW-Top-ElecDHW-ElecDry-Tier1 | DEER2017 | D17 v3 |  | Any | SFm | 2011 | CZ11 | rDXGF | Household | 1 | 1948.8 | None | 500 | 0.073 | -2.91 | 329 | 0.048 | -1.94 | 500 | 0.073 | -2.91 | 329 | 0.048 | 0.689 | DEER:Res:ClothesDishWasher | Annual | 2 |  | Appl-CW-Top-ElecDHW-ElecDry-Tier1DEER2017 | Appl-CW-Top-ElecDHW-ElecDry-Tier1AnySFm2011CZ11DEER2017 | 4331
Appl-CW-Top-ElecDHW-ElecDry-Tier1 | DEER2017 | D17 v3 |  | Any | SFm | 2011 | CZ12 | rDXGF | Household | 1 | 1948.8 | None | 500 | 0.078 | -2.57 | 329 | 0.051 | -1.72 | 500 | 0.078 | -2.57 | 329 | 0.051 | 0.736 | DEER:Res:ClothesDishWasher | Annual | 2 |  | Appl-CW-Top-ElecDHW-ElecDry-Tier1DEER2017 | Appl-CW-Top-ElecDHW-ElecDry-Tier1AnySFm2011CZ12DEER2017 | 4332
Appl-CW-Top-ElecDHW-ElecDry-Tier1 | DEER2017 | D17 v3 |  | Any | SFm | 2011 | CZ13 | rDXGF | Household | 1 | 1948.8 | None | 500 | 0.074 | -2.42 | 330 | 0.049 | -1.63 | 500 | 0.074 | -2.42 | 330 | 0.049 | 0.657 | DEER:Res:ClothesDishWasher | Annual | 2 |  | Appl-CW-Top-ElecDHW-ElecDry-Tier1DEER2017 | Appl-CW-Top-ElecDHW-ElecDry-Tier1AnySFm2011CZ13DEER2017 | 4333
Appl-CW-Top-ElecDHW-ElecDry-Tier1 | DEER2017 | D17 v3 |  | Any | SFm | 2011 | CZ14 | rDXGF | Household | 1 | 2160.9 | None | 503 | 0.072 | -2.95 | 331 | 0.048 | -1.97 | 503 | 0.072 | -2.95 | 331 | 0.048 | 0.655 | DEER:Res:ClothesDishWasher | Annual | 2 |  | Appl-CW-Top-ElecDHW-ElecDry-Tier1DEER2017 | Appl-CW-Top-ElecDHW-ElecDry-Tier1AnySFm2011CZ14DEER2017 | 4334
Appl-CW-Top-ElecDHW-ElecDry-Tier1 | DEER2017 | D17 v3 |  | Any | SFm | 2011 | CZ15 | rDXGF | Household | 1 | 2160.9 | None | 496 | 0.071 | -1.31 | 328 | 0.047 | -0.88 | 496 | 0.071 | -1.31 | 328 | 0.047 | 0.638 | DEER:Res:ClothesDishWasher | Annual | 2 |  | Appl-CW-Top-ElecDHW-ElecDry-Tier1DEER2017 | Appl-CW-Top-ElecDHW-ElecDry-Tier1AnySFm2011CZ15DEER2017 | 4335
Appl-CW-Top-ElecDHW-ElecDry-Tier1 | DEER2017 | D17 v3 |  | Any | SFm | 2011 | CZ16 | rDXGF | Household | 1 | 2295.6 | None | 504 | 0.076 | -2.29 | 331 | 0.05 | -1.54 | 504 | 0.076 | -2.29 | 331 | 0.05 | 0.64 | DEER:Res:ClothesDishWasher | Annual | 2 |  | Appl-CW-Top-ElecDHW-ElecDry-Tier1DEER2017 | Appl-CW-Top-ElecDHW-ElecDry-Tier1AnySFm2011CZ16DEER2017 | 4336
Appl-CW-Top-ElecDHW-ElecDry-Tier1 | DEER2017 | D17 v3 |  | Any | SFm | 2015 | CZ01 | rDXGF | Household | 1 | 2295.6 | None | 496 | 0.068 | -3.41 | 325 | 0.045 | -2.44 | 496 | 0.068 | -3.41 | 325 | 0.045 | 0.828 | DEER:Res:ClothesDishWasher | Annual | 2 |  | Appl-CW-Top-ElecDHW-ElecDry-Tier1DEER2017 | Appl-CW-Top-ElecDHW-ElecDry-Tier1AnySFm2015CZ01DEER2017 | 4337
Appl-CW-Top-ElecDHW-ElecDry-Tier1 | DEER2017 | D17 v3 |  | Any | SFm | 2015 | CZ02 | rDXGF | Household | 1 | 1948.8 | None | 498 | 0.078 | -3.55 | 327 | 0.052 | -2.37 | 498 | 0.078 | -3.55 | 327 | 0.052 | 0.649 | DEER:Res:ClothesDishWasher | Annual | 2 |  | Appl-CW-Top-ElecDHW-ElecDry-Tier1DEER2017 | Appl-CW-Top-ElecDHW-ElecDry-Tier1AnySFm2015CZ02DEER2017 | 4338
Appl-CW-Top-ElecDHW-ElecDry-Tier1 | DEER2017 | D17 v3 |  | Any | SFm | 2015 | CZ03 | rDXGF | Household | 1 | 2295.6 | None | 495 | 0.077 | -2.8 | 325 | 0.051 | -1.87 | 495 | 0.077 | -2.8 | 325 | 0.051 | 0.66 | DEER:Res:ClothesDishWasher | Annual | 2 |  | Appl-CW-Top-ElecDHW-ElecDry-Tier1DEER2017 | Appl-CW-Top-ElecDHW-ElecDry-Tier1AnySFm2015CZ03DEER2017 | 4339
Appl-CW-Top-ElecDHW-ElecDry-Tier1 | DEER2017 | D17 v3 |  | Any | SFm | 2015 | CZ04 | rDXGF | Household | 1 | 2295.6 | None | 498 | 0.079 | -2.88 | 328 | 0.052 | -1.93 | 498 | 0.079 | -2.88 | 328 | 0.052 | 0.53 | DEER:Res:ClothesDishWasher | Annual | 2 |  | Appl-CW-Top-ElecDHW-ElecDry-Tier1DEER2017 | Appl-CW-Top-ElecDHW-ElecDry-Tier1AnySFm2015CZ04DEER2017 | 4340
Appl-CW-Top-ElecDHW-ElecDry-Tier1 | DEER2017 | D17 v3 |  | Any | SFm | 2015 | CZ05 | rDXGF | Household | 1 | 2295.6 | None | 496 | 0.077 | -3.26 | 326 | 0.05 | -2.2 | 496 | 0.077 | -3.26 | 326 | 0.05 | 0.762 | DEER:Res:ClothesDishWasher | Annual | 2 |  | Appl-CW-Top-ElecDHW-ElecDry-Tier1DEER2017 | Appl-CW-Top-ElecDHW-ElecDry-Tier1AnySFm2015CZ05DEER2017 | 4341
Appl-CW-Top-ElecDHW-ElecDry-Tier1 | DEER2017 | D17 v3 |  | Any | SFm | 2015 | CZ06 | rDXGF | Household | 1 | 2392.9 | None | 496 | 0.083 | -2.45 | 327 | 0.053 | -1.62 | 496 | 0.083 | -2.45 | 327 | 0.053 | 0.649 | DEER:Res:ClothesDishWasher | Annual | 2 |  | Appl-CW-Top-ElecDHW-ElecDry-Tier1DEER2017 | Appl-CW-Top-ElecDHW-ElecDry-Tier1AnySFm2015CZ06DEER2017 | 4342
Appl-CW-Top-ElecDHW-ElecDry-Tier1 | DEER2017 | D17 v3 |  | Any | SFm | 2015 | CZ07 | rDXGF | Household | 1 | 2392.9 | None | 501 | 0.075 | -1.62 | 333 | 0.055 | -0.84 | 501 | 0.075 | -1.62 | 333 | 0.055 | 0.846 | DEER:Res:ClothesDishWasher | Annual | 2 |  | Appl-CW-Top-ElecDHW-ElecDry-Tier1DEER2017 | Appl-CW-Top-ElecDHW-ElecDry-Tier1AnySFm2015CZ07DEER2017 | 4343
Appl-CW-Top-ElecDHW-ElecDry-Tier1 | DEER2017 | D17 v3 |  | Any | SFm | 2015 | CZ08 | rDXGF | Household | 1 | 2392.9 | None | 499 | 0.07 | -1.67 | 334 | 0.056 | -0.63 | 499 | 0.07 | -1.67 | 334 | 0.056 | 0.897 | DEER:Res:ClothesDishWasher | Annual | 2 |  | Appl-CW-Top-ElecDHW-ElecDry-Tier1DEER2017 | Appl-CW-Top-ElecDHW-ElecDry-Tier1AnySFm2015CZ08DEER2017 | 4344
Appl-CW-Top-ElecDHW-ElecDry-Tier1 | DEER2017 | D17 v3 |  | Any | SFm | 2015 | CZ09 | rDXGF | Household | 1 | 2422.9 | None | 496 | 0.072 | -1.97 | 326 | 0.047 | -1.28 | 496 | 0.072 | -1.97 | 326 | 0.047 | 0.765 | DEER:Res:ClothesDishWasher | Annual | 2 |  | Appl-CW-Top-ElecDHW-ElecDry-Tier1DEER2017 | Appl-CW-Top-ElecDHW-ElecDry-Tier1AnySFm2015CZ09DEER2017 | 4345
Appl-CW-Top-ElecDHW-ElecDry-Tier1 | DEER2017 | D17 v3 |  | Any | SFm | 2015 | CZ10 | rDXGF | Household | 1 | 1948.8 | None | 497 | 0.074 | -2.52 | 326 | 0.049 | -1.7 | 497 | 0.074 | -2.52 | 326 | 0.049 | 0.736 | DEER:Res:ClothesDishWasher | Annual | 2 |  | Appl-CW-Top-ElecDHW-ElecDry-Tier1DEER2017 | Appl-CW-Top-ElecDHW-ElecDry-Tier1AnySFm2015CZ10DEER2017 | 4346
Appl-CW-Top-ElecDHW-ElecDry-Tier1 | DEER2017 | D17 v3 |  | Any | SFm | 2015 | CZ11 | rDXGF | Household | 1 | 1948.8 | None | 498 | 0.076 | -2.84 | 327 | 0.049 | -1.91 | 498 | 0.076 | -2.84 | 327 | 0.049 | 0.75 | DEER:Res:ClothesDishWasher | Annual | 2 |  | Appl-CW-Top-ElecDHW-ElecDry-Tier1DEER2017 | Appl-CW-Top-ElecDHW-ElecDry-Tier1AnySFm2015CZ11DEER2017 | 4347
Appl-CW-Top-ElecDHW-ElecDry-Tier1 | DEER2017 | D17 v3 |  | Any | SFm | 2015 | CZ12 | rDXGF | Household | 1 | 1948.8 | None | 497 | 0.077 | -2.56 | 327 | 0.05 | -1.71 | 497 | 0.077 | -2.56 | 327 | 0.05 | 0.73 | DEER:Res:ClothesDishWasher | Annual | 2 |  | Appl-CW-Top-ElecDHW-ElecDry-Tier1DEER2017 | Appl-CW-Top-ElecDHW-ElecDry-Tier1AnySFm2015CZ12DEER2017 | 4348
Appl-CW-Top-ElecDHW-ElecDry-Tier1 | DEER2017 | D17 v3 |  | Any | SFm | 2015 | CZ13 | rDXGF | Household | 1 | 1948.8 | None | 497 | 0.073 | -2.37 | 327 | 0.048 | -1.6 | 497 | 0.073 | -2.37 | 327 | 0.048 | 0.814 | DEER:Res:ClothesDishWasher | Annual | 2 |  | Appl-CW-Top-ElecDHW-ElecDry-Tier1DEER2017 | Appl-CW-Top-ElecDHW-ElecDry-Tier1AnySFm2015CZ13DEER2017 | 4349
Appl-CW-Top-ElecDHW-ElecDry-Tier1 | DEER2017 | D17 v3 |  | Any | SFm | 2015 | CZ14 | rDXGF | Household | 1 | 2160.9 | None | 501 | 0.072 | -3.05 | 330 | 0.048 | -2.03 | 501 | 0.072 | -3.05 | 330 | 0.048 | 0.796 | DEER:Res:ClothesDishWasher | Annual | 2 |  | Appl-CW-Top-ElecDHW-ElecDry-Tier1DEER2017 | Appl-CW-Top-ElecDHW-ElecDry-Tier1AnySFm2015CZ14DEER2017 | 4350
Appl-CW-Top-ElecDHW-ElecDry-Tier1 | DEER2017 | D17 v3 |  | Any | SFm | 2015 | CZ15 | rDXGF | Household | 1 | 2160.9 | None | 495 | 0.071 | -1.31 | 327 | 0.047 | -0.87 | 495 | 0.071 | -1.31 | 327 | 0.047 | 0.819 | DEER:Res:ClothesDishWasher | Annual | 2 |  | Appl-CW-Top-ElecDHW-ElecDry-Tier1DEER2017 | Appl-CW-Top-ElecDHW-ElecDry-Tier1AnySFm2015CZ15DEER2017 | 4351
Appl-CW-Top-ElecDHW-ElecDry-Tier1 | DEER2017 | D17 v3 |  | Any | SFm | 2015 | CZ16 | rDXGF | Household | 1 | 2295.6 | None | 500 | 0.075 | -2.83 | 328 | 0.049 | -1.89 | 500 | 0.075 | -2.83 | 328 | 0.049 | 0.583 | DEER:Res:ClothesDishWasher | Annual | 2 |  | Appl-CW-Top-ElecDHW-ElecDry-Tier1DEER2017 | Appl-CW-Top-ElecDHW-ElecDry-Tier1AnySFm2015CZ16DEER2017 | 4352
Appl-CW-Top-ElecDHW-ElecDry-Tier1 | DEER2017 | D17 v3 |  | Any | SFm | 2017 | CZ01 | rDXGF | Household | 1 | 2295.6 | None | 496 | 0.068 | -2.8 | 326 | 0.045 | -1.87 | 496 | 0.068 | -2.8 | 326 | 0.045 | 0.924 | DEER:Res:ClothesDishWasher | Annual | 2 |  | Appl-CW-Top-ElecDHW-ElecDry-Tier1DEER2017 | Appl-CW-Top-ElecDHW-ElecDry-Tier1AnySFm2017CZ01DEER2017 | 4353
Appl-CW-Top-ElecDHW-ElecDry-Tier1 | DEER2017 | D17 v3 |  | Any | SFm | 2017 | CZ02 | rDXGF | Household | 1 | 1948.8 | None | 498 | 0.079 | -3.43 | 327 | 0.052 | -2.31 | 498 | 0.079 | -3.43 | 327 | 0.052 | 0.761 | DEER:Res:ClothesDishWasher | Annual | 2 |  | Appl-CW-Top-ElecDHW-ElecDry-Tier1DEER2017 | Appl-CW-Top-ElecDHW-ElecDry-Tier1AnySFm2017CZ02DEER2017 | 4354
Appl-CW-Top-ElecDHW-ElecDry-Tier1 | DEER2017 | D17 v3 |  | Any | SFm | 2017 | CZ03 | rDXGF | Household | 1 | 2295.6 | None | 494 | 0.078 | -2.8 | 325 | 0.051 | -1.87 | 494 | 0.078 | -2.8 | 325 | 0.051 | 0.871 | DEER:Res:ClothesDishWasher | Annual | 2 |  | Appl-CW-Top-ElecDHW-ElecDry-Tier1DEER2017 | Appl-CW-Top-ElecDHW-ElecDry-Tier1AnySFm2017CZ03DEER2017 | 4355
Appl-CW-Top-ElecDHW-ElecDry-Tier1 | DEER2017 | D17 v3 |  | Any | SFm | 2017 | CZ04 | rDXGF | Household | 1 | 2295.6 | None | 498 | 0.077 | -2.78 | 328 | 0.052 | -1.86 | 498 | 0.077 | -2.78 | 328 | 0.052 | 0.944 | DEER:Res:ClothesDishWasher | Annual | 2 |  | Appl-CW-Top-ElecDHW-ElecDry-Tier1DEER2017 | Appl-CW-Top-ElecDHW-ElecDry-Tier1AnySFm2017CZ04DEER2017 | 4356
Appl-CW-Top-ElecDHW-ElecDry-Tier1 | DEER2017 | D17 v3 |  | Any | SFm | 2017 | CZ05 | rDXGF | Household | 1 | 2295.6 | None | 495 | 0.078 | -3.22 | 325 | 0.051 | -2.13 | 495 | 0.078 | -3.22 | 325 | 0.051 | 0.833 | DEER:Res:ClothesDishWasher | Annual | 2 |  | Appl-CW-Top-ElecDHW-ElecDry-Tier1DEER2017 | Appl-CW-Top-ElecDHW-ElecDry-Tier1AnySFm2017CZ05DEER2017 | 4357
Appl-CW-Top-ElecDHW-ElecDry-Tier1 | DEER2017 | D17 v3 |  | Any | SFm | 2017 | CZ06 | rDXGF | Household | 1 | 2392.9 | None | 495 | 0.081 | -2.44 | 326 | 0.054 | -1.64 | 495 | 0.081 | -2.44 | 326 | 0.054 | 0.82 | DEER:Res:ClothesDishWasher | Annual | 2 |  | Appl-CW-Top-ElecDHW-ElecDry-Tier1DEER2017 | Appl-CW-Top-ElecDHW-ElecDry-Tier1AnySFm2017CZ06DEER2017 | 4358
Appl-CW-Top-ElecDHW-ElecDry-Tier1 | DEER2017 | D17 v3 |  | Any | SFm | 2017 | CZ07 | rDXGF | Household | 1 | 2392.9 | None | 503 | 0.078 | -1.54 | 329 | 0.048 | -1.24 | 503 | 0.078 | -1.54 | 329 | 0.048 | 0.81 | DEER:Res:ClothesDishWasher | Annual | 2 |  | Appl-CW-Top-ElecDHW-ElecDry-Tier1DEER2017 | Appl-CW-Top-ElecDHW-ElecDry-Tier1AnySFm2017CZ07DEER2017 | 4359
Appl-CW-Top-ElecDHW-ElecDry-Tier1 | DEER2017 | D17 v3 |  | Any | SFm | 2017 | CZ08 | rDXGF | Household | 1 | 2392.9 | None | 497 | 0.075 | -1.56 | 327 | 0.048 | -1.05 | 497 | 0.075 | -1.56 | 327 | 0.048 | 0.811 | DEER:Res:ClothesDishWasher | Annual | 2 |  | Appl-CW-Top-ElecDHW-ElecDry-Tier1DEER2017 | Appl-CW-Top-ElecDHW-ElecDry-Tier1AnySFm2017CZ08DEER2017 | 4360
Appl-CW-Top-ElecDHW-ElecDry-Tier1 | DEER2017 | D17 v3 |  | Any | SFm | 2017 | CZ09 | rDXGF | Household | 1 | 2422.9 | None | 493 | 0.072 | -1.96 | 324 | 0.047 | -1.31 | 493 | 0.072 | -1.96 | 324 | 0.047 | 0.821 | DEER:Res:ClothesDishWasher | Annual | 2 |  | Appl-CW-Top-ElecDHW-ElecDry-Tier1DEER2017 | Appl-CW-Top-ElecDHW-ElecDry-Tier1AnySFm2017CZ09DEER2017 | 4361
Appl-CW-Top-ElecDHW-ElecDry-Tier1 | DEER2017 | D17 v3 |  | Any | SFm | 2017 | CZ10 | rDXGF | Household | 1 | 1948.8 | None | 497 | 0.074 | -2.41 | 327 | 0.049 | -1.62 | 497 | 0.074 | -2.41 | 327 | 0.049 | 0.832 | DEER:Res:ClothesDishWasher | Annual | 2 |  | Appl-CW-Top-ElecDHW-ElecDry-Tier1DEER2017 | Appl-CW-Top-ElecDHW-ElecDry-Tier1AnySFm2017CZ10DEER2017 | 4362
Appl-CW-Top-ElecDHW-ElecDry-Tier1 | DEER2017 | D17 v3 |  | Any | SFm | 2017 | CZ11 | rDXGF | Household | 1 | 1948.8 | None | 497 | 0.076 | -2.76 | 327 | 0.051 | -1.86 | 497 | 0.076 | -2.76 | 327 | 0.051 | 0.846 | DEER:Res:ClothesDishWasher | Annual | 2 |  | Appl-CW-Top-ElecDHW-ElecDry-Tier1DEER2017 | Appl-CW-Top-ElecDHW-ElecDry-Tier1AnySFm2017CZ11DEER2017 | 4363
Appl-CW-Top-ElecDHW-ElecDry-Tier1 | DEER2017 | D17 v3 |  | Any | SFm | 2017 | CZ12 | rDXGF | Household | 1 | 1948.8 | None | 496 | 0.078 | -2.47 | 326 | 0.052 | -1.65 | 496 | 0.078 | -2.47 | 326 | 0.052 | 0.67 | DEER:Res:ClothesDishWasher | Annual | 2 |  | Appl-CW-Top-ElecDHW-ElecDry-Tier1DEER2017 | Appl-CW-Top-ElecDHW-ElecDry-Tier1AnySFm2017CZ12DEER2017 | 4364
Appl-CW-Top-ElecDHW-ElecDry-Tier1 | DEER2017 | D17 v3 |  | Any | SFm | 2017 | CZ13 | rDXGF | Household | 1 | 1948.8 | None | 497 | 0.073 | -2.34 | 327 | 0.049 | -1.57 | 497 | 0.073 | -2.34 | 327 | 0.049 | 0.971 | DEER:Res:ClothesDishWasher | Annual | 2 |  | Appl-CW-Top-ElecDHW-ElecDry-Tier1DEER2017 | Appl-CW-Top-ElecDHW-ElecDry-Tier1AnySFm2017CZ13DEER2017 | 4365
Appl-CW-Top-ElecDHW-ElecDry-Tier1 | DEER2017 | D17 v3 |  | Any | SFm | 2017 | CZ14 | rDXGF | Household | 1 | 2160.9 | None | 500 | 0.071 | -3.09 | 330 | 0.047 | -2.07 | 500 | 0.071 | -3.09 | 330 | 0.047 | 0.823 | DEER:Res:ClothesDishWasher | Annual | 2 |  | Appl-CW-Top-ElecDHW-ElecDry-Tier1DEER2017 | Appl-CW-Top-ElecDHW-ElecDry-Tier1AnySFm2017CZ14DEER2017 | 4366
Appl-CW-Top-ElecDHW-ElecDry-Tier1 | DEER2017 | D17 v3 |  | Any | SFm | 2017 | CZ15 | rDXGF | Household | 1 | 2160.9 | None | 494 | 0.07 | -1.3 | 326 | 0.046 | -0.87 | 494 | 0.07 | -1.3 | 326 | 0.046 | 0.65 | DEER:Res:ClothesDishWasher | Annual | 2 |  | Appl-CW-Top-ElecDHW-ElecDry-Tier1DEER2017 | Appl-CW-Top-ElecDHW-ElecDry-Tier1AnySFm2017CZ15DEER2017 | 4367
Appl-CW-Top-ElecDHW-ElecDry-Tier1 | DEER2017 | D17 v3 |  | Any | SFm | 2017 | CZ16 | rDXGF | Household | 1 | 2295.6 | None | 500 | 0.076 | -2.71 | 328 | 0.05 | -1.81 | 500 | 0.076 | -2.71 | 328 | 0.05 | 0.64 | DEER:Res:ClothesDishWasher | Annual | 2 |  | Appl-CW-Top-ElecDHW-ElecDry-Tier1DEER2017 | Appl-CW-Top-ElecDHW-ElecDry-Tier1AnySFm2017CZ16DEER2017 | 4368
Appl-CW-Top-ElecDHW-ElecDry-Tier2 | DEER2017 | D17 v3 |  | Any | DMo | MH00 | CZ01 | rDXGF | Household | 1 | 1242 | None | 450 | 0.062 | -2.79 | 314 | 0.043 | -1.88 | 450 | 0.062 | -2.79 | 314 | 0.043 | 0.635 | DEER:Res:ClothesDishWasher | Annual | 2 |  | Appl-CW-Top-ElecDHW-ElecDry-Tier2DEER2017 | Appl-CW-Top-ElecDHW-ElecDry-Tier2AnyDMoMH00CZ01DEER2017 | 4369
Appl-CW-Top-ElecDHW-ElecDry-Tier2 | DEER2017 | D17 v3 |  | Any | DMo | MH00 | CZ02 | rDXGF | Household | 1 | 1242 | None | 454 | 0.072 | -2.36 | 316 | 0.048 | -1.61 | 454 | 0.072 | -2.36 | 316 | 0.048 | 0.656 | DEER:Res:ClothesDishWasher | Annual | 2 |  | Appl-CW-Top-ElecDHW-ElecDry-Tier2DEER2017 | Appl-CW-Top-ElecDHW-ElecDry-Tier2AnyDMoMH00CZ02DEER2017 | 4370
Appl-CW-Top-ElecDHW-ElecDry-Tier2 | DEER2017 | D17 v3 |  | Any | DMo | MH00 | CZ03 | rDXGF | Household | 1 | 1242 | None | 447 | 0.075 | -2.81 | 312 | 0.053 | -1.89 | 447 | 0.075 | -2.81 | 312 | 0.053 | 0.643 | DEER:Res:ClothesDishWasher | Annual | 2 |  | Appl-CW-Top-ElecDHW-ElecDry-Tier2DEER2017 | Appl-CW-Top-ElecDHW-ElecDry-Tier2AnyDMoMH00CZ03DEER2017 | 4371
Appl-CW-Top-ElecDHW-ElecDry-Tier2 | DEER2017 | D17 v3 |  | Any | DMo | MH00 | CZ04 | rDXGF | Household | 1 | 1242 | None | 454 | 0.078 | -2.48 | 316 | 0.056 | -1.69 | 454 | 0.078 | -2.48 | 316 | 0.056 | 0.655 | DEER:Res:ClothesDishWasher | Annual | 2 |  | Appl-CW-Top-ElecDHW-ElecDry-Tier2DEER2017 | Appl-CW-Top-ElecDHW-ElecDry-Tier2AnyDMoMH00CZ04DEER2017 | 4372
Appl-CW-Top-ElecDHW-ElecDry-Tier2 | DEER2017 | D17 v3 |  | Any | DMo | MH00 | CZ05 | rDXGF | Household | 1 | 1242 | None | 447 | 0.072 | -4.09 | 312 | 0.049 | -2.79 | 447 | 0.072 | -4.09 | 312 | 0.049 | 0.657 | DEER:Res:ClothesDishWasher | Annual | 2 |  | Appl-CW-Top-ElecDHW-ElecDry-Tier2DEER2017 | Appl-CW-Top-ElecDHW-ElecDry-Tier2AnyDMoMH00CZ05DEER2017 | 4373
Appl-CW-Top-ElecDHW-ElecDry-Tier2 | DEER2017 | D17 v3 |  | Any | DMo | MH00 | CZ06 | rDXGF | Household | 1 | 1242 | None | 452 | 0.068 | -2.1 | 314 | 0.047 | -1.43 | 452 | 0.068 | -2.1 | 314 | 0.047 | 0.63 | DEER:Res:ClothesDishWasher | Annual | 2 |  | Appl-CW-Top-ElecDHW-ElecDry-Tier2DEER2017 | Appl-CW-Top-ElecDHW-ElecDry-Tier2AnyDMoMH00CZ06DEER2017 | 4374
Appl-CW-Top-ElecDHW-ElecDry-Tier2 | DEER2017 | D17 v3 |  | Any | DMo | MH00 | CZ07 | rDXGF | Household | 1 | 1242 | None | 452 | 0.069 | -1.7 | 314 | 0.047 | -1.14 | 452 | 0.069 | -1.7 | 314 | 0.047 | 0.818 | DEER:Res:ClothesDishWasher | Annual | 2 |  | Appl-CW-Top-ElecDHW-ElecDry-Tier2DEER2017 | Appl-CW-Top-ElecDHW-ElecDry-Tier2AnyDMoMH00CZ07DEER2017 | 4375
Appl-CW-Top-ElecDHW-ElecDry-Tier2 | DEER2017 | D17 v3 |  | Any | DMo | MH00 | CZ08 | rDXGF | Household | 1 | 1242 | None | 451 | 0.069 | -1.71 | 314 | 0.048 | -1.16 | 451 | 0.069 | -1.71 | 314 | 0.048 | 0.66 | DEER:Res:ClothesDishWasher | Annual | 2 |  | Appl-CW-Top-ElecDHW-ElecDry-Tier2DEER2017 | Appl-CW-Top-ElecDHW-ElecDry-Tier2AnyDMoMH00CZ08DEER2017 | 4376
Appl-CW-Top-ElecDHW-ElecDry-Tier2 | DEER2017 | D17 v3 |  | Any | DMo | MH00 | CZ09 | rDXGF | Household | 1 | 1242 | None | 452 | 0.071 | -1.92 | 313 | 0.049 | -1.31 | 452 | 0.071 | -1.92 | 313 | 0.049 | 0.53 | DEER:Res:ClothesDishWasher | Annual | 2 |  | Appl-CW-Top-ElecDHW-ElecDry-Tier2DEER2017 | Appl-CW-Top-ElecDHW-ElecDry-Tier2AnyDMoMH00CZ09DEER2017 | 4377
Appl-CW-Top-ElecDHW-ElecDry-Tier2 | DEER2017 | D17 v3 |  | Any | DMo | MH00 | CZ10 | rDXGF | Household | 1 | 1242 | None | 457 | 0.069 | -1.83 | 318 | 0.048 | -1.23 | 457 | 0.069 | -1.83 | 318 | 0.048 | 0.689 | DEER:Res:ClothesDishWasher | Annual | 2 |  | Appl-CW-Top-ElecDHW-ElecDry-Tier2DEER2017 | Appl-CW-Top-ElecDHW-ElecDry-Tier2AnyDMoMH00CZ10DEER2017 | 4378
Appl-CW-Top-ElecDHW-ElecDry-Tier2 | DEER2017 | D17 v3 |  | Any | DMo | MH00 | CZ11 | rDXGF | Household | 1 | 1242 | None | 454 | 0.071 | -2.23 | 316 | 0.049 | -1.52 | 454 | 0.071 | -2.23 | 316 | 0.049 | 0.799 | DEER:Res:ClothesDishWasher | Annual | 2 |  | Appl-CW-Top-ElecDHW-ElecDry-Tier2DEER2017 | Appl-CW-Top-ElecDHW-ElecDry-Tier2AnyDMoMH00CZ11DEER2017 | 4379
Appl-CW-Top-ElecDHW-ElecDry-Tier2 | DEER2017 | D17 v3 |  | Any | DMo | MH00 | CZ12 | rDXGF | Household | 1 | 1242 | None | 458 | 0.072 | -2.44 | 318 | 0.05 | -1.65 | 458 | 0.072 | -2.44 | 318 | 0.05 | 0.758 | DEER:Res:ClothesDishWasher | Annual | 2 |  | Appl-CW-Top-ElecDHW-ElecDry-Tier2DEER2017 | Appl-CW-Top-ElecDHW-ElecDry-Tier2AnyDMoMH00CZ12DEER2017 | 4380
Appl-CW-Top-ElecDHW-ElecDry-Tier2 | DEER2017 | D17 v3 |  | Any | DMo | MH00 | CZ13 | rDXGF | Household | 1 | 1242 | None | 456 | 0.071 | -2.3 | 317 | 0.049 | -1.59 | 456 | 0.071 | -2.3 | 317 | 0.049 | 0.691 | DEER:Res:ClothesDishWasher | Annual | 2 |  | Appl-CW-Top-ElecDHW-ElecDry-Tier2DEER2017 | Appl-CW-Top-ElecDHW-ElecDry-Tier2AnyDMoMH00CZ13DEER2017 | 4381
Appl-CW-Top-ElecDHW-ElecDry-Tier2 | DEER2017 | D17 v3 |  | Any | DMo | MH00 | CZ14 | rDXGF | Household | 1 | 1242 | None | 456 | 0.069 | -2.34 | 318 | 0.048 | -1.59 | 456 | 0.069 | -2.34 | 318 | 0.048 | 0.806 | DEER:Res:ClothesDishWasher | Annual | 2 |  | Appl-CW-Top-ElecDHW-ElecDry-Tier2DEER2017 | Appl-CW-Top-ElecDHW-ElecDry-Tier2AnyDMoMH00CZ14DEER2017 | 4382
Appl-CW-Top-ElecDHW-ElecDry-Tier2 | DEER2017 | D17 v3 |  | Any | DMo | MH00 | CZ15 | rDXGF | Household | 1 | 1242 | None | 448 | 0.066 | -0.82 | 311 | 0.045 | -0.56 | 448 | 0.066 | -0.82 | 311 | 0.045 | 0.816 | DEER:Res:ClothesDishWasher | Annual | 2 |  | Appl-CW-Top-ElecDHW-ElecDry-Tier2DEER2017 | Appl-CW-Top-ElecDHW-ElecDry-Tier2AnyDMoMH00CZ15DEER2017 | 4383
Appl-CW-Top-ElecDHW-ElecDry-Tier2 | DEER2017 | D17 v3 |  | Any | DMo | MH00 | CZ16 | rDXGF | Household | 1 | 1242 | None | 462 | 0.077 | -2.3 | 322 | 0.054 | -1.57 | 462 | 0.077 | -2.3 | 322 | 0.054 | 0.661 | DEER:Res:ClothesDishWasher | Annual | 2 |  | Appl-CW-Top-ElecDHW-ElecDry-Tier2DEER2017 | Appl-CW-Top-ElecDHW-ElecDry-Tier2AnyDMoMH00CZ16DEER2017 | 4384
Appl-CW-Top-ElecDHW-ElecDry-Tier2 | DEER2017 | D17 v3 |  | Any | DMo | MH06 | CZ01 | rDXGF | Household | 1 | 1242 | None | 450 | 0.062 | -3.46 | 314 | 0.043 | -2.33 | 450 | 0.062 | -3.46 | 314 | 0.043 | 0.772 | DEER:Res:ClothesDishWasher | Annual | 2 |  | Appl-CW-Top-ElecDHW-ElecDry-Tier2DEER2017 | Appl-CW-Top-ElecDHW-ElecDry-Tier2AnyDMoMH06CZ01DEER2017 | 4385
Appl-CW-Top-ElecDHW-ElecDry-Tier2 | DEER2017 | D17 v3 |  | Any | DMo | MH06 | CZ02 | rDXGF | Household | 1 | 1242 | None | 455 | 0.07 | -2.67 | 317 | 0.048 | -1.81 | 455 | 0.07 | -2.67 | 317 | 0.048 | 0.836 | DEER:Res:ClothesDishWasher | Annual | 2 |  | Appl-CW-Top-ElecDHW-ElecDry-Tier2DEER2017 | Appl-CW-Top-ElecDHW-ElecDry-Tier2AnyDMoMH06CZ02DEER2017 | 4386
Appl-CW-Top-ElecDHW-ElecDry-Tier2 | DEER2017 | D17 v3 |  | Any | DMo | MH06 | CZ03 | rDXGF | Household | 1 | 1242 | None | 451 | 0.074 | -1.68 | 316 | 0.052 | -1.15 | 451 | 0.074 | -1.68 | 316 | 0.052 | 0.82 | DEER:Res:ClothesDishWasher | Annual | 2 |  | Appl-CW-Top-ElecDHW-ElecDry-Tier2DEER2017 | Appl-CW-Top-ElecDHW-ElecDry-Tier2AnyDMoMH06CZ03DEER2017 | 4387
Appl-CW-Top-ElecDHW-ElecDry-Tier2 | DEER2017 | D17 v3 |  | Any | DMo | MH06 | CZ04 | rDXGF | Household | 1 | 1242 | None | 453 | 0.068 | -2.14 | 315 | 0.047 | -1.45 | 453 | 0.068 | -2.14 | 315 | 0.047 | 0.811 | DEER:Res:ClothesDishWasher | Annual | 2 |  | Appl-CW-Top-ElecDHW-ElecDry-Tier2DEER2017 | Appl-CW-Top-ElecDHW-ElecDry-Tier2AnyDMoMH06CZ04DEER2017 | 4388
Appl-CW-Top-ElecDHW-ElecDry-Tier2 | DEER2017 | D17 v3 |  | Any | DMo | MH06 | CZ05 | rDXGF | Household | 1 | 1242 | None | 451 | 0.072 | -2.74 | 314 | 0.05 | -1.85 | 451 | 0.072 | -2.74 | 314 | 0.05 | 0.823 | DEER:Res:ClothesDishWasher | Annual | 2 |  | Appl-CW-Top-ElecDHW-ElecDry-Tier2DEER2017 | Appl-CW-Top-ElecDHW-ElecDry-Tier2AnyDMoMH06CZ05DEER2017 | 4389
Appl-CW-Top-ElecDHW-ElecDry-Tier2 | DEER2017 | D17 v3 |  | Any | DMo | MH06 | CZ06 | rDXGF | Household | 1 | 1242 | None | 451 | 0.068 | -0.35 | 314 | 0.048 | -0.23 | 451 | 0.068 | -0.35 | 314 | 0.048 | 0.843 | DEER:Res:ClothesDishWasher | Annual | 2 |  | Appl-CW-Top-ElecDHW-ElecDry-Tier2DEER2017 | Appl-CW-Top-ElecDHW-ElecDry-Tier2AnyDMoMH06CZ06DEER2017 | 4390
Appl-CW-Top-ElecDHW-ElecDry-Tier2 | DEER2017 | D17 v3 |  | Any | DMo | MH06 | CZ07 | rDXGF | Household | 1 | 1242 | None | 458 | 0.066 | -0.74 | 319 | 0.046 | -0.49 | 458 | 0.066 | -0.74 | 319 | 0.046 | 0.67 | DEER:Res:ClothesDishWasher | Annual | 2 |  | Appl-CW-Top-ElecDHW-ElecDry-Tier2DEER2017 | Appl-CW-Top-ElecDHW-ElecDry-Tier2AnyDMoMH06CZ07DEER2017 | 4391
Appl-CW-Top-ElecDHW-ElecDry-Tier2 | DEER2017 | D17 v3 |  | Any | DMo | MH06 | CZ08 | rDXGF | Household | 1 | 1242 | None | 455 | 0.066 | -1.19 | 316 | 0.046 | -0.82 | 455 | 0.066 | -1.19 | 316 | 0.046 | 0.822 | DEER:Res:ClothesDishWasher | Annual | 2 |  | Appl-CW-Top-ElecDHW-ElecDry-Tier2DEER2017 | Appl-CW-Top-ElecDHW-ElecDry-Tier2AnyDMoMH06CZ08DEER2017 | 4392
Appl-CW-Top-ElecDHW-ElecDry-Tier2 | DEER2017 | D17 v3 |  | Any | DMo | MH06 | CZ09 | rDXGF | Household | 1 | 1242 | None | 451 | 0.068 | -1.44 | 314 | 0.047 | -0.99 | 451 | 0.068 | -1.44 | 314 | 0.047 | -0.99 | DEER:Res:ClothesDishWasher | Annual | 1719 |  | Appl-CW-Top-ElecDHW-ElecDry-Tier2DEER2017 | Appl-CW-Top-ElecDHW-ElecDry-Tier2AnyDMoMH06CZ09DEER2017 | 4393
Appl-CW-Top-ElecDHW-ElecDry-Tier2 | DEER2017 | D17 v3 |  | Any | DMo | MH06 | CZ10 | rDXGF | Household | 1 | 1242 | None | 453 | 0.066 | -1.84 | 315 | 0.046 | -1.25 | 453 | 0.066 | -1.84 | 315 | 0.046 | -1.25 | DEER:Res:ClothesDishWasher | Annual | 1719 |  | Appl-CW-Top-ElecDHW-ElecDry-Tier2DEER2017 | Appl-CW-Top-ElecDHW-ElecDry-Tier2AnyDMoMH06CZ10DEER2017 | 4394
Appl-CW-Top-ElecDHW-ElecDry-Tier2 | DEER2017 | D17 v3 |  | Any | DMo | MH06 | CZ11 | rDXGF | Household | 1 | 1242 | None | 451 | 0.069 | -1.87 | 314 | 0.048 | -1.27 | 451 | 0.069 | -1.87 | 314 | 0.048 | -1.27 | DEER:Res:ClothesDishWasher | Annual | 1719 |  | Appl-CW-Top-ElecDHW-ElecDry-Tier2DEER2017 | Appl-CW-Top-ElecDHW-ElecDry-Tier2AnyDMoMH06CZ11DEER2017 | 4395
Appl-CW-Top-ElecDHW-ElecDry-Tier2 | DEER2017 | D17 v3 |  | Any | DMo | MH06 | CZ12 | rDXGF | Household | 1 | 1242 | None | 453 | 0.068 | -2.35 | 315 | 0.047 | -1.59 | 453 | 0.068 | -2.35 | 315 | 0.047 | -1.59 | DEER:Res:ClothesDishWasher | Annual | 1719 |  | Appl-CW-Top-ElecDHW-ElecDry-Tier2DEER2017 | Appl-CW-Top-ElecDHW-ElecDry-Tier2AnyDMoMH06CZ12DEER2017 | 4396
Appl-CW-Top-ElecDHW-ElecDry-Tier2 | DEER2017 | D17 v3 |  | Any | DMo | MH06 | CZ13 | rDXGF | Household | 1 | 1242 | None | 454 | 0.067 | -1.96 | 316 | 0.047 | -1.36 | 454 | 0.067 | -1.96 | 316 | 0.047 | -1.36 | DEER:Res:ClothesDishWasher | Annual | 1719 |  | Appl-CW-Top-ElecDHW-ElecDry-Tier2DEER2017 | Appl-CW-Top-ElecDHW-ElecDry-Tier2AnyDMoMH06CZ13DEER2017 | 4397
Appl-CW-Top-ElecDHW-ElecDry-Tier2 | DEER2017 | D17 v3 |  | Any | DMo | MH06 | CZ14 | rDXGF | Household | 1 | 1242 | None | 454 | 0.065 | -2.11 | 316 | 0.045 | -1.44 | 454 | 0.065 | -2.11 | 316 | 0.045 | -1.44 | DEER:Res:ClothesDishWasher | Annual | 1719 |  | Appl-CW-Top-ElecDHW-ElecDry-Tier2DEER2017 | Appl-CW-Top-ElecDHW-ElecDry-Tier2AnyDMoMH06CZ14DEER2017 | 4398
Appl-CW-Top-ElecDHW-ElecDry-Tier2 | DEER2017 | D17 v3 |  | Any | DMo | MH06 | CZ15 | rDXGF | Household | 1 | 1242 | None | 444 | 0.064 | -0.74 | 307 | 0.044 | -0.5 | 444 | 0.064 | -0.74 | 307 | 0.044 | -0.5 | DEER:Res:ClothesDishWasher | Annual | 1719 |  | Appl-CW-Top-ElecDHW-ElecDry-Tier2DEER2017 | Appl-CW-Top-ElecDHW-ElecDry-Tier2AnyDMoMH06CZ15DEER2017 | 4399
Appl-CW-Top-ElecDHW-ElecDry-Tier2 | DEER2017 | D17 v3 |  | Any | DMo | MH06 | CZ16 | rDXGF | Household | 1 | 1242 | None | 458 | 0.069 | -2.23 | 320 | 0.047 | -1.53 | 458 | 0.069 | -2.23 | 320 | 0.047 | -1.53 | DEER:Res:ClothesDishWasher | Annual | 1719 |  | Appl-CW-Top-ElecDHW-ElecDry-Tier2DEER2017 | Appl-CW-Top-ElecDHW-ElecDry-Tier2AnyDMoMH06CZ16DEER2017 | 4400
Appl-CW-Top-ElecDHW-ElecDry-Tier2 | DEER2017 | D17 v3 |  | Any | DMo | MH15 | CZ01 | rDXGF | Household | 1 | 1242 | None | 450 | 0.062 | -3.18 | 314 | 0.043 | -2.14 | 450 | 0.062 | -3.18 | 314 | 0.043 | -2.14 | DEER:Res:ClothesDishWasher | Annual | 1719 |  | Appl-CW-Top-ElecDHW-ElecDry-Tier2DEER2017 | Appl-CW-Top-ElecDHW-ElecDry-Tier2AnyDMoMH15CZ01DEER2017 | 4401
Appl-CW-Top-ElecDHW-ElecDry-Tier2 | DEER2017 | D17 v3 |  | Any | DMo | MH15 | CZ02 | rDXGF | Household | 1 | 1242 | None | 454 | 0.069 | -2.65 | 316 | 0.047 | -1.79 | 454 | 0.069 | -2.65 | 316 | 0.047 | -1.79 | DEER:Res:ClothesDishWasher | Annual | 1719 |  | Appl-CW-Top-ElecDHW-ElecDry-Tier2DEER2017 | Appl-CW-Top-ElecDHW-ElecDry-Tier2AnyDMoMH15CZ02DEER2017 | 4402
Appl-CW-Top-ElecDHW-ElecDry-Tier2 | DEER2017 | D17 v3 |  | Any | DMo | MH15 | CZ03 | rDXGF | Household | 1 | 1242 | None | 447 | 0.071 | -2.55 | 312 | 0.05 | -1.75 | 447 | 0.071 | -2.55 | 312 | 0.05 | -1.75 | DEER:Res:ClothesDishWasher | Annual | 1719 |  | Appl-CW-Top-ElecDHW-ElecDry-Tier2DEER2017 | Appl-CW-Top-ElecDHW-ElecDry-Tier2AnyDMoMH15CZ03DEER2017 | 4403
Appl-CW-Top-ElecDHW-ElecDry-Tier2 | DEER2017 | D17 v3 |  | Any | DMo | MH15 | CZ04 | rDXGF | Household | 1 | 1242 | None | 451 | 0.068 | -2.28 | 314 | 0.047 | -1.54 | 451 | 0.068 | -2.28 | 314 | 0.047 | -1.54 | DEER:Res:ClothesDishWasher | Annual | 1719 |  | Appl-CW-Top-ElecDHW-ElecDry-Tier2DEER2017 | Appl-CW-Top-ElecDHW-ElecDry-Tier2AnyDMoMH15CZ04DEER2017 | 4404
Appl-CW-Top-ElecDHW-ElecDry-Tier2 | DEER2017 | D17 v3 |  | Any | DMo | MH15 | CZ05 | rDXGF | Household | 1 | 1242 | None | 450 | 0.071 | -3 | 313 | 0.049 | -2.04 | 450 | 0.071 | -3 | 313 | 0.049 | -2.04 | DEER:Res:ClothesDishWasher | Annual | 1719 |  | Appl-CW-Top-ElecDHW-ElecDry-Tier2DEER2017 | Appl-CW-Top-ElecDHW-ElecDry-Tier2AnyDMoMH15CZ05DEER2017 | 4405
Appl-CW-Top-ElecDHW-ElecDry-Tier2 | DEER2017 | D17 v3 |  | Any | DMo | MH15 | CZ06 | rDXGF | Household | 1 | 1242 | None | 450 | 0.066 | -1.87 | 313 | 0.046 | -1.3 | 450 | 0.066 | -1.87 | 313 | 0.046 | -1.3 | DEER:Res:ClothesDishWasher | Annual | 1719 |  | Appl-CW-Top-ElecDHW-ElecDry-Tier2DEER2017 | Appl-CW-Top-ElecDHW-ElecDry-Tier2AnyDMoMH15CZ06DEER2017 | 4406
Appl-CW-Top-ElecDHW-ElecDry-Tier2 | DEER2017 | D17 v3 |  | Any | DMo | MH15 | CZ07 | rDXGF | Household | 1 | 1242 | None | 454 | 0.066 | -0.85 | 316 | 0.046 | -0.56 | 454 | 0.066 | -0.85 | 316 | 0.046 | -0.56 | DEER:Res:ClothesDishWasher | Annual | 1719 |  | Appl-CW-Top-ElecDHW-ElecDry-Tier2DEER2017 | Appl-CW-Top-ElecDHW-ElecDry-Tier2AnyDMoMH15CZ07DEER2017 | 4407
Appl-CW-Top-ElecDHW-ElecDry-Tier2 | DEER2017 | D17 v3 |  | Any | DMo | MH15 | CZ08 | rDXGF | Household | 1 | 1242 | None | 453 | 0.066 | -1.22 | 315 | 0.046 | -0.84 | 453 | 0.066 | -1.22 | 315 | 0.046 | -0.84 | DEER:Res:ClothesDishWasher | Annual | 1719 |  | Appl-CW-Top-ElecDHW-ElecDry-Tier2DEER2017 | Appl-CW-Top-ElecDHW-ElecDry-Tier2AnyDMoMH15CZ08DEER2017 | 4408
Appl-CW-Top-ElecDHW-ElecDry-Tier2 | DEER2017 | D17 v3 |  | Any | DMo | MH15 | CZ09 | rDXGF | Household | 1 | 1242 | None | 450 | 0.065 | -1.5 | 313 | 0.045 | -1.02 | 450 | 0.065 | -1.5 | 313 | 0.045 | -1.02 | DEER:Res:ClothesDishWasher | Annual | 1719 |  | Appl-CW-Top-ElecDHW-ElecDry-Tier2DEER2017 | Appl-CW-Top-ElecDHW-ElecDry-Tier2AnyDMoMH15CZ09DEER2017 | 4409
Appl-CW-Top-ElecDHW-ElecDry-Tier2 | DEER2017 | D17 v3 |  | Any | DMo | MH15 | CZ10 | rDXGF | Household | 1 | 1242 | None | 452 | 0.065 | -1.67 | 314 | 0.045 | -1.13 | 452 | 0.065 | -1.67 | 314 | 0.045 | -1.13 | DEER:Res:ClothesDishWasher | Annual | 1719 |  | Appl-CW-Top-ElecDHW-ElecDry-Tier2DEER2017 | Appl-CW-Top-ElecDHW-ElecDry-Tier2AnyDMoMH15CZ10DEER2017 | 4410
Appl-CW-Top-ElecDHW-ElecDry-Tier2 | DEER2017 | D17 v3 |  | Any | DMo | MH15 | CZ11 | rDXGF | Household | 1 | 1242 | None | 450 | 0.065 | -2.04 | 313 | 0.045 | -1.41 | 450 | 0.065 | -2.04 | 313 | 0.045 | -1.41 | DEER:Res:ClothesDishWasher | Annual | 1719 |  | Appl-CW-Top-ElecDHW-ElecDry-Tier2DEER2017 | Appl-CW-Top-ElecDHW-ElecDry-Tier2AnyDMoMH15CZ11DEER2017 | 4411
Appl-CW-Top-ElecDHW-ElecDry-Tier2 | DEER2017 | D17 v3 |  | Any | DMo | MH15 | CZ12 | rDXGF | Household | 1 | 1242 | None | 452 | 0.068 | -2.18 | 314 | 0.047 | -1.47 | 452 | 0.068 | -2.18 | 314 | 0.047 | -1.47 | DEER:Res:ClothesDishWasher | Annual | 1719 |  | Appl-CW-Top-ElecDHW-ElecDry-Tier2DEER2017 | Appl-CW-Top-ElecDHW-ElecDry-Tier2AnyDMoMH15CZ12DEER2017 | 4412
Appl-CW-Top-ElecDHW-ElecDry-Tier2 | DEER2017 | D17 v3 |  | Any | DMo | MH15 | CZ13 | rDXGF | Household | 1 | 1242 | None | 452 | 0.066 | -1.85 | 315 | 0.046 | -1.28 | 452 | 0.066 | -1.85 | 315 | 0.046 | -1.28 | DEER:Res:ClothesDishWasher | Annual | 1719 |  | Appl-CW-Top-ElecDHW-ElecDry-Tier2DEER2017 | Appl-CW-Top-ElecDHW-ElecDry-Tier2AnyDMoMH15CZ13DEER2017 | 4413
Appl-CW-Top-ElecDHW-ElecDry-Tier2 | DEER2017 | D17 v3 |  | Any | DMo | MH15 | CZ14 | rDXGF | Household | 1 | 1242 | None | 452 | 0.065 | -2.21 | 315 | 0.045 | -1.51 | 452 | 0.065 | -2.21 | 315 | 0.045 | -1.51 | DEER:Res:ClothesDishWasher | Annual | 1719 |  | Appl-CW-Top-ElecDHW-ElecDry-Tier2DEER2017 | Appl-CW-Top-ElecDHW-ElecDry-Tier2AnyDMoMH15CZ14DEER2017 | 4414
Appl-CW-Top-ElecDHW-ElecDry-Tier2 | DEER2017 | D17 v3 |  | Any | DMo | MH15 | CZ15 | rDXGF | Household | 1 | 1242 | None | 443 | 0.063 | -0.77 | 307 | 0.043 | -0.52 | 443 | 0.063 | -0.77 | 307 | 0.043 | -0.52 | DEER:Res:ClothesDishWasher | Annual | 1719 |  | Appl-CW-Top-ElecDHW-ElecDry-Tier2DEER2017 | Appl-CW-Top-ElecDHW-ElecDry-Tier2AnyDMoMH15CZ15DEER2017 | 4415
Appl-CW-Top-ElecDHW-ElecDry-Tier2 | DEER2017 | D17 v3 |  | Any | DMo | MH15 | CZ16 | rDXGF | Household | 1 | 1242 | None | 457 | 0.067 | -2.29 | 319 | 0.046 | -1.56 | 457 | 0.067 | -2.29 | 319 | 0.046 | -1.56 | DEER:Res:ClothesDishWasher | Annual | 1719 |  | Appl-CW-Top-ElecDHW-ElecDry-Tier2DEER2017 | Appl-CW-Top-ElecDHW-ElecDry-Tier2AnyDMoMH15CZ16DEER2017 | 4416
Appl-CW-Top-ElecDHW-ElecDry-Tier2 | DEER2017 | D17 v3 |  | Any | DMo | MH72 | CZ01 | rDXGF | Household | 1 | 1196 | None | 450 | 0.062 | -2.52 | 315 | 0.044 | -1.7 | 450 | 0.062 | -2.52 | 315 | 0.044 | -1.7 | DEER:Res:ClothesDishWasher | Annual | 1719 |  | Appl-CW-Top-ElecDHW-ElecDry-Tier2DEER2017 | Appl-CW-Top-ElecDHW-ElecDry-Tier2AnyDMoMH72CZ01DEER2017 | 4417
Appl-CW-Top-ElecDHW-ElecDry-Tier2 | DEER2017 | D17 v3 |  | Any | DMo | MH72 | CZ02 | rDXGF | Household | 1 | 1196 | None | 455 | 0.078 | -2.32 | 317 | 0.054 | -1.6 | 455 | 0.078 | -2.32 | 317 | 0.054 | -1.6 | DEER:Res:ClothesDishWasher | Annual | 1719 |  | Appl-CW-Top-ElecDHW-ElecDry-Tier2DEER2017 | Appl-CW-Top-ElecDHW-ElecDry-Tier2AnyDMoMH72CZ02DEER2017 | 4418
Appl-CW-Top-ElecDHW-ElecDry-Tier2 | DEER2017 | D17 v3 |  | Any | DMo | MH72 | CZ03 | rDXGF | Household | 1 | 1196 | None | 452 | 0.075 | -2.25 | 315 | 0.052 | -1.54 | 452 | 0.075 | -2.25 | 315 | 0.052 | -1.54 | DEER:Res:ClothesDishWasher | Annual | 1719 |  | Appl-CW-Top-ElecDHW-ElecDry-Tier2DEER2017 | Appl-CW-Top-ElecDHW-ElecDry-Tier2AnyDMoMH72CZ03DEER2017 | 4419
Appl-CW-Top-ElecDHW-ElecDry-Tier2 | DEER2017 | D17 v3 |  | Any | DMo | MH72 | CZ04 | rDXGF | Household | 1 | 1196 | None | 455 | 0.072 | -1.92 | 316 | 0.05 | -1.32 | 455 | 0.072 | -1.92 | 316 | 0.05 | -1.32 | DEER:Res:ClothesDishWasher | Annual | 1719 |  | Appl-CW-Top-ElecDHW-ElecDry-Tier2DEER2017 | Appl-CW-Top-ElecDHW-ElecDry-Tier2AnyDMoMH72CZ04DEER2017 | 4420
Appl-CW-Top-ElecDHW-ElecDry-Tier2 | DEER2017 | D17 v3 |  | Any | DMo | MH72 | CZ05 | rDXGF | Household | 1 | 1196 | None | 452 | 0.08 | -2.76 | 314 | 0.051 | -1.95 | 452 | 0.08 | -2.76 | 314 | 0.051 | -1.95 | DEER:Res:ClothesDishWasher | Annual | 1719 |  | Appl-CW-Top-ElecDHW-ElecDry-Tier2DEER2017 | Appl-CW-Top-ElecDHW-ElecDry-Tier2AnyDMoMH72CZ05DEER2017 | 4421
Appl-CW-Top-ElecDHW-ElecDry-Tier2 | DEER2017 | D17 v3 |  | Any | DMo | MH72 | CZ06 | rDXGF | Household | 1 | 1196 | None | 454 | 0.068 | -1.39 | 316 | 0.047 | -0.93 | 454 | 0.068 | -1.39 | 316 | 0.047 | -0.93 | DEER:Res:ClothesDishWasher | Annual | 1719 |  | Appl-CW-Top-ElecDHW-ElecDry-Tier2DEER2017 | Appl-CW-Top-ElecDHW-ElecDry-Tier2AnyDMoMH72CZ06DEER2017 | 4422
Appl-CW-Top-ElecDHW-ElecDry-Tier2 | DEER2017 | D17 v3 |  | Any | DMo | MH72 | CZ07 | rDXGF | Household | 1 | 1196 | None | 454 | 0.068 | -1.37 | 315 | 0.049 | -0.94 | 454 | 0.068 | -1.37 | 315 | 0.049 | -0.94 | DEER:Res:ClothesDishWasher | Annual | 1719 |  | Appl-CW-Top-ElecDHW-ElecDry-Tier2DEER2017 | Appl-CW-Top-ElecDHW-ElecDry-Tier2AnyDMoMH72CZ07DEER2017 | 4423
Appl-CW-Top-ElecDHW-ElecDry-Tier2 | DEER2017 | D17 v3 |  | Any | DMo | MH72 | CZ08 | rDXGF | Household | 1 | 1196 | None | 455 | 0.07 | -1.32 | 316 | 0.048 | -0.89 | 455 | 0.07 | -1.32 | 316 | 0.048 | -0.89 | DEER:Res:ClothesDishWasher | Annual | 1719 |  | Appl-CW-Top-ElecDHW-ElecDry-Tier2DEER2017 | Appl-CW-Top-ElecDHW-ElecDry-Tier2AnyDMoMH72CZ08DEER2017 | 4424
Appl-CW-Top-ElecDHW-ElecDry-Tier2 | DEER2017 | D17 v3 |  | Any | DMo | MH72 | CZ09 | rDXGF | Household | 1 | 1196 | None | 458 | 0.068 | -1.45 | 319 | 0.047 | -0.98 | 458 | 0.068 | -1.45 | 319 | 0.047 | -0.98 | DEER:Res:ClothesDishWasher | Annual | 1719 |  | Appl-CW-Top-ElecDHW-ElecDry-Tier2DEER2017 | Appl-CW-Top-ElecDHW-ElecDry-Tier2AnyDMoMH72CZ09DEER2017 | 4425
Appl-CW-Top-ElecDHW-ElecDry-Tier2 | DEER2017 | D17 v3 |  | Any | DMo | MH72 | CZ10 | rDXGF | Household | 1 | 1196 | None | 454 | 0.07 | -1.43 | 315 | 0.049 | -0.98 | 454 | 0.07 | -1.43 | 315 | 0.049 | -0.98 | DEER:Res:ClothesDishWasher | Annual | 1719 |  | Appl-CW-Top-ElecDHW-ElecDry-Tier2DEER2017 | Appl-CW-Top-ElecDHW-ElecDry-Tier2AnyDMoMH72CZ10DEER2017 | 4426
Appl-CW-Top-ElecDHW-ElecDry-Tier2 | DEER2017 | D17 v3 |  | Any | DMo | MH72 | CZ11 | rDXGF | Household | 1 | 1196 | None | 454 | 0.071 | -1.83 | 315 | 0.049 | -1.23 | 454 | 0.071 | -1.83 | 315 | 0.049 | -1.23 | DEER:Res:ClothesDishWasher | Annual | 1719 |  | Appl-CW-Top-ElecDHW-ElecDry-Tier2DEER2017 | Appl-CW-Top-ElecDHW-ElecDry-Tier2AnyDMoMH72CZ11DEER2017 | 4427
Appl-CW-Top-ElecDHW-ElecDry-Tier2 | DEER2017 | D17 v3 |  | Any | DMo | MH72 | CZ12 | rDXGF | Household | 1 | 1196 | None | 455 | 0.074 | -2.09 | 316 | 0.051 | -1.44 | 455 | 0.074 | -2.09 | 316 | 0.051 | -1.44 | DEER:Res:ClothesDishWasher | Annual | 1719 |  | Appl-CW-Top-ElecDHW-ElecDry-Tier2DEER2017 | Appl-CW-Top-ElecDHW-ElecDry-Tier2AnyDMoMH72CZ12DEER2017 | 4428
Appl-CW-Top-ElecDHW-ElecDry-Tier2 | DEER2017 | D17 v3 |  | Any | DMo | MH72 | CZ13 | rDXGF | Household | 1 | 1196 | None | 454 | 0.07 | -1.97 | 316 | 0.049 | -1.35 | 454 | 0.07 | -1.97 | 316 | 0.049 | -1.35 | DEER:Res:ClothesDishWasher | Annual | 1719 |  | Appl-CW-Top-ElecDHW-ElecDry-Tier2DEER2017 | Appl-CW-Top-ElecDHW-ElecDry-Tier2AnyDMoMH72CZ13DEER2017 | 4429
Appl-CW-Top-ElecDHW-ElecDry-Tier2 | DEER2017 | D17 v3 |  | Any | DMo | MH72 | CZ14 | rDXGF | Household | 1 | 1196 | None | 457 | 0.068 | -1.76 | 318 | 0.047 | -1.21 | 457 | 0.068 | -1.76 | 318 | 0.047 | -1.21 | DEER:Res:ClothesDishWasher | Annual | 1719 |  | Appl-CW-Top-ElecDHW-ElecDry-Tier2DEER2017 | Appl-CW-Top-ElecDHW-ElecDry-Tier2AnyDMoMH72CZ14DEER2017 | 4430
Appl-CW-Top-ElecDHW-ElecDry-Tier2 | DEER2017 | D17 v3 |  | Any | DMo | MH72 | CZ15 | rDXGF | Household | 1 | 1196 | None | 446 | 0.065 | -0.65 | 309 | 0.045 | -0.42 | 446 | 0.065 | -0.65 | 309 | 0.045 | -0.42 | DEER:Res:ClothesDishWasher | Annual | 1719 |  | Appl-CW-Top-ElecDHW-ElecDry-Tier2DEER2017 | Appl-CW-Top-ElecDHW-ElecDry-Tier2AnyDMoMH72CZ15DEER2017 | 4431
Appl-CW-Top-ElecDHW-ElecDry-Tier2 | DEER2017 | D17 v3 |  | Any | DMo | MH72 | CZ16 | rDXGF | Household | 1 | 1196 | None | 463 | 0.07 | -2.55 | 323 | 0.048 | -1.75 | 463 | 0.07 | -2.55 | 323 | 0.048 | -1.75 | DEER:Res:ClothesDishWasher | Annual | 1719 |  | Appl-CW-Top-ElecDHW-ElecDry-Tier2DEER2017 | Appl-CW-Top-ElecDHW-ElecDry-Tier2AnyDMoMH72CZ16DEER2017 | 4432
Appl-CW-Top-ElecDHW-ElecDry-Tier2 | DEER2017 | D17 v3 |  | Any | DMo | MH85 | CZ01 | rDXGF | Household | 1 | 1242 | None | 450 | 0.062 | -3.48 | 314 | 0.043 | -2.38 | 450 | 0.062 | -3.48 | 314 | 0.043 | -2.38 | DEER:Res:ClothesDishWasher | Annual | 1719 |  | Appl-CW-Top-ElecDHW-ElecDry-Tier2DEER2017 | Appl-CW-Top-ElecDHW-ElecDry-Tier2AnyDMoMH85CZ01DEER2017 | 4433
Appl-CW-Top-ElecDHW-ElecDry-Tier2 | DEER2017 | D17 v3 |  | Any | DMo | MH85 | CZ02 | rDXGF | Household | 1 | 1242 | None | 451 | 0.081 | -2.99 | 313 | 0.057 | -2.04 | 451 | 0.081 | -2.99 | 313 | 0.057 | -2.04 | DEER:Res:ClothesDishWasher | Annual | 1719 |  | Appl-CW-Top-ElecDHW-ElecDry-Tier2DEER2017 | Appl-CW-Top-ElecDHW-ElecDry-Tier2AnyDMoMH85CZ02DEER2017 | 4434
Appl-CW-Top-ElecDHW-ElecDry-Tier2 | DEER2017 | D17 v3 |  | Any | DMo | MH85 | CZ03 | rDXGF | Household | 1 | 1242 | None | 451 | 0.073 | -3 | 315 | 0.05 | -2.05 | 451 | 0.073 | -3 | 315 | 0.05 | -2.05 | DEER:Res:ClothesDishWasher | Annual | 1719 |  | Appl-CW-Top-ElecDHW-ElecDry-Tier2DEER2017 | Appl-CW-Top-ElecDHW-ElecDry-Tier2AnyDMoMH85CZ03DEER2017 | 4435
Appl-CW-Top-ElecDHW-ElecDry-Tier2 | DEER2017 | D17 v3 |  | Any | DMo | MH85 | CZ04 | rDXGF | Household | 1 | 1242 | None | 456 | 0.075 | -2.39 | 317 | 0.05 | -1.61 | 456 | 0.075 | -2.39 | 317 | 0.05 | -1.61 | DEER:Res:ClothesDishWasher | Annual | 1719 |  | Appl-CW-Top-ElecDHW-ElecDry-Tier2DEER2017 | Appl-CW-Top-ElecDHW-ElecDry-Tier2AnyDMoMH85CZ04DEER2017 | 4436
Appl-CW-Top-ElecDHW-ElecDry-Tier2 | DEER2017 | D17 v3 |  | Any | DMo | MH85 | CZ05 | rDXGF | Household | 1 | 1242 | None | 450 | 0.078 | -3.23 | 313 | 0.054 | -2.2 | 450 | 0.078 | -3.23 | 313 | 0.054 | -2.2 | DEER:Res:ClothesDishWasher | Annual | 1719 |  | Appl-CW-Top-ElecDHW-ElecDry-Tier2DEER2017 | Appl-CW-Top-ElecDHW-ElecDry-Tier2AnyDMoMH85CZ05DEER2017 | 4437
Appl-CW-Top-ElecDHW-ElecDry-Tier2 | DEER2017 | D17 v3 |  | Any | DMo | MH85 | CZ06 | rDXGF | Household | 1 | 1242 | None | 452 | 0.068 | -1.89 | 315 | 0.047 | -1.3 | 452 | 0.068 | -1.89 | 315 | 0.047 | -1.3 | DEER:Res:ClothesDishWasher | Annual | 1719 |  | Appl-CW-Top-ElecDHW-ElecDry-Tier2DEER2017 | Appl-CW-Top-ElecDHW-ElecDry-Tier2AnyDMoMH85CZ06DEER2017 | 4438
Appl-CW-Top-ElecDHW-ElecDry-Tier2 | DEER2017 | D17 v3 |  | Any | DMo | MH85 | CZ07 | rDXGF | Household | 1 | 1242 | None | 454 | 0.069 | -1.61 | 315 | 0.048 | -1.12 | 454 | 0.069 | -1.61 | 315 | 0.048 | -1.12 | DEER:Res:ClothesDishWasher | Annual | 1719 |  | Appl-CW-Top-ElecDHW-ElecDry-Tier2DEER2017 | Appl-CW-Top-ElecDHW-ElecDry-Tier2AnyDMoMH85CZ07DEER2017 | 4439
Appl-CW-Top-ElecDHW-ElecDry-Tier2 | DEER2017 | D17 v3 |  | Any | DMo | MH85 | CZ08 | rDXGF | Household | 1 | 1242 | None | 453 | 0.068 | -1.68 | 315 | 0.047 | -1.16 | 453 | 0.068 | -1.68 | 315 | 0.047 | -1.16 | DEER:Res:ClothesDishWasher | Annual | 1719 |  | Appl-CW-Top-ElecDHW-ElecDry-Tier2DEER2017 | Appl-CW-Top-ElecDHW-ElecDry-Tier2AnyDMoMH85CZ08DEER2017 | 4440
Appl-CW-Top-ElecDHW-ElecDry-Tier2 | DEER2017 | D17 v3 |  | Any | DMo | MH85 | CZ09 | rDXGF | Household | 1 | 1242 | None | 451 | 0.069 | -1.81 | 315 | 0.048 | -1.24 | 451 | 0.069 | -1.81 | 315 | 0.048 | -1.24 | DEER:Res:ClothesDishWasher | Annual | 1719 |  | Appl-CW-Top-ElecDHW-ElecDry-Tier2DEER2017 | Appl-CW-Top-ElecDHW-ElecDry-Tier2AnyDMoMH85CZ09DEER2017 | 4441
Appl-CW-Top-ElecDHW-ElecDry-Tier2 | DEER2017 | D17 v3 |  | Any | DMo | MH85 | CZ10 | rDXGF | Household | 1 | 1242 | None | 455 | 0.07 | -1.74 | 316 | 0.048 | -1.2 | 455 | 0.07 | -1.74 | 316 | 0.048 | -1.2 | DEER:Res:ClothesDishWasher | Annual | 1719 |  | Appl-CW-Top-ElecDHW-ElecDry-Tier2DEER2017 | Appl-CW-Top-ElecDHW-ElecDry-Tier2AnyDMoMH85CZ10DEER2017 | 4442
Appl-CW-Top-ElecDHW-ElecDry-Tier2 | DEER2017 | D17 v3 |  | Any | DMo | MH85 | CZ11 | rDXGF | Household | 1 | 1242 | None | 453 | 0.07 | -2.37 | 315 | 0.048 | -1.61 | 453 | 0.07 | -2.37 | 315 | 0.048 | -1.61 | DEER:Res:ClothesDishWasher | Annual | 1719 |  | Appl-CW-Top-ElecDHW-ElecDry-Tier2DEER2017 | Appl-CW-Top-ElecDHW-ElecDry-Tier2AnyDMoMH85CZ11DEER2017 | 4443
Appl-CW-Top-ElecDHW-ElecDry-Tier2 | DEER2017 | D17 v3 |  | Any | DMo | MH85 | CZ12 | rDXGF | Household | 1 | 1242 | None | 453 | 0.071 | -2.63 | 316 | 0.052 | -1.79 | 453 | 0.071 | -2.63 | 316 | 0.052 | -1.79 | DEER:Res:ClothesDishWasher | Annual | 1719 |  | Appl-CW-Top-ElecDHW-ElecDry-Tier2DEER2017 | Appl-CW-Top-ElecDHW-ElecDry-Tier2AnyDMoMH85CZ12DEER2017 | 4444
Appl-CW-Top-ElecDHW-ElecDry-Tier2 | DEER2017 | D17 v3 |  | Any | DMo | MH85 | CZ13 | rDXGF | Household | 1 | 1242 | None | 454 | 0.07 | -2.33 | 315 | 0.048 | -1.58 | 454 | 0.07 | -2.33 | 315 | 0.048 | -1.58 | DEER:Res:ClothesDishWasher | Annual | 1719 |  | Appl-CW-Top-ElecDHW-ElecDry-Tier2DEER2017 | Appl-CW-Top-ElecDHW-ElecDry-Tier2AnyDMoMH85CZ13DEER2017 | 4445
Appl-CW-Top-ElecDHW-ElecDry-Tier2 | DEER2017 | D17 v3 |  | Any | DMo | MH85 | CZ14 | rDXGF | Household | 1 | 1242 | None | 458 | 0.068 | -2.37 | 318 | 0.047 | -1.62 | 458 | 0.068 | -2.37 | 318 | 0.047 | -1.62 | DEER:Res:ClothesDishWasher | Annual | 1719 |  | Appl-CW-Top-ElecDHW-ElecDry-Tier2DEER2017 | Appl-CW-Top-ElecDHW-ElecDry-Tier2AnyDMoMH85CZ14DEER2017 | 4446
Appl-CW-Top-ElecDHW-ElecDry-Tier2 | DEER2017 | D17 v3 |  | Any | DMo | MH85 | CZ15 | rDXGF | Household | 1 | 1242 | None | 442 | 0.064 | -0.89 | 305 | 0.045 | -0.61 | 442 | 0.064 | -0.89 | 305 | 0.045 | -0.61 | DEER:Res:ClothesDishWasher | Annual | 1719 |  | Appl-CW-Top-ElecDHW-ElecDry-Tier2DEER2017 | Appl-CW-Top-ElecDHW-ElecDry-Tier2AnyDMoMH85CZ15DEER2017 | 4447
Appl-CW-Top-ElecDHW-ElecDry-Tier2 | DEER2017 | D17 v3 |  | Any | DMo | MH85 | CZ16 | rDXGF | Household | 1 | 1242 | None | 461 | 0.071 | -3.1 | 321 | 0.049 | -2.12 | 461 | 0.071 | -3.1 | 321 | 0.049 | -2.12 | DEER:Res:ClothesDishWasher | Annual | 1719 |  | Appl-CW-Top-ElecDHW-ElecDry-Tier2DEER2017 | Appl-CW-Top-ElecDHW-ElecDry-Tier2AnyDMoMH85CZ16DEER2017 | 4448
Appl-CW-Top-ElecDHW-ElecDry-Tier2 | DEER2017 | D17 v3 |  | Any | MFm | 1975 | CZ01 | rDXGF | Household | 1 | 1070.2 | None | 455 | 0.063 | -2.91 | 318 | 0.044 | -1.98 | 455 | 0.063 | -2.91 | 318 | 0.044 | -1.98 | DEER:Res:ClothesDishWasher | Annual | 1719 |  | Appl-CW-Top-ElecDHW-ElecDry-Tier2DEER2017 | Appl-CW-Top-ElecDHW-ElecDry-Tier2AnyMFm1975CZ01DEER2017 | 4449
Appl-CW-Top-ElecDHW-ElecDry-Tier2 | DEER2017 | D17 v3 |  | Any | MFm | 1975 | CZ02 | rDXGF | Household | 1 | 1070.2 | None | 453 | 0.071 | -1.92 | 316 | 0.05 | -1.31 | 453 | 0.071 | -1.92 | 316 | 0.05 | -1.31 | DEER:Res:ClothesDishWasher | Annual | 1719 |  | Appl-CW-Top-ElecDHW-ElecDry-Tier2DEER2017 | Appl-CW-Top-ElecDHW-ElecDry-Tier2AnyMFm1975CZ02DEER2017 | 4450
Appl-CW-Top-ElecDHW-ElecDry-Tier2 | DEER2017 | D17 v3 |  | Any | MFm | 1975 | CZ03 | rDXGF | Household | 1 | 1070.2 | None | 451 | 0.065 | -1.84 | 315 | 0.045 | -1.24 | 451 | 0.065 | -1.84 | 315 | 0.045 | -1.24 | DEER:Res:ClothesDishWasher | Annual | 1719 |  | Appl-CW-Top-ElecDHW-ElecDry-Tier2DEER2017 | Appl-CW-Top-ElecDHW-ElecDry-Tier2AnyMFm1975CZ03DEER2017 | 4451
Appl-CW-Top-ElecDHW-ElecDry-Tier2 | DEER2017 | D17 v3 |  | Any | MFm | 1975 | CZ04 | rDXGF | Household | 1 | 1070.2 | None | 451 | 0.07 | -1.65 | 314 | 0.049 | -1.12 | 451 | 0.07 | -1.65 | 314 | 0.049 | -1.12 | DEER:Res:ClothesDishWasher | Annual | 1719 |  | Appl-CW-Top-ElecDHW-ElecDry-Tier2DEER2017 | Appl-CW-Top-ElecDHW-ElecDry-Tier2AnyMFm1975CZ04DEER2017 | 4452
Appl-CW-Top-ElecDHW-ElecDry-Tier2 | DEER2017 | D17 v3 |  | Any | MFm | 1975 | CZ05 | rDXGF | Household | 1 | 1070.2 | None | 450 | 0.063 | -2.55 | 314 | 0.044 | -1.74 | 450 | 0.063 | -2.55 | 314 | 0.044 | -1.74 | DEER:Res:ClothesDishWasher | Annual | 1719 |  | Appl-CW-Top-ElecDHW-ElecDry-Tier2DEER2017 | Appl-CW-Top-ElecDHW-ElecDry-Tier2AnyMFm1975CZ05DEER2017 | 4453
Appl-CW-Top-ElecDHW-ElecDry-Tier2 | DEER2017 | D17 v3 |  | Any | MFm | 1975 | CZ06 | rDXGF | Household | 1 | 1047.7 | None | 452 | 0.069 | -1.43 | 314 | 0.047 | -0.98 | 452 | 0.069 | -1.43 | 314 | 0.047 | -0.98 | DEER:Res:ClothesDishWasher | Annual | 1719 |  | Appl-CW-Top-ElecDHW-ElecDry-Tier2DEER2017 | Appl-CW-Top-ElecDHW-ElecDry-Tier2AnyMFm1975CZ06DEER2017 | 4454
Appl-CW-Top-ElecDHW-ElecDry-Tier2 | DEER2017 | D17 v3 |  | Any | MFm | 1975 | CZ07 | rDXGF | Household | 1 | 1047.7 | None | 448 | 0.065 | -1.32 | 311 | 0.045 | -0.97 | 448 | 0.065 | -1.32 | 311 | 0.045 | -0.97 | DEER:Res:ClothesDishWasher | Annual | 1719 |  | Appl-CW-Top-ElecDHW-ElecDry-Tier2DEER2017 | Appl-CW-Top-ElecDHW-ElecDry-Tier2AnyMFm1975CZ07DEER2017 | 4455
Appl-CW-Top-ElecDHW-ElecDry-Tier2 | DEER2017 | D17 v3 |  | Any | MFm | 1975 | CZ08 | rDXGF | Household | 1 | 1047.7 | None | 450 | 0.069 | -1.11 | 313 | 0.048 | -0.75 | 450 | 0.069 | -1.11 | 313 | 0.048 | -0.75 | DEER:Res:ClothesDishWasher | Annual | 1719 |  | Appl-CW-Top-ElecDHW-ElecDry-Tier2DEER2017 | Appl-CW-Top-ElecDHW-ElecDry-Tier2AnyMFm1975CZ08DEER2017 | 4456
Appl-CW-Top-ElecDHW-ElecDry-Tier2 | DEER2017 | D17 v3 |  | Any | MFm | 1975 | CZ09 | rDXGF | Household | 1 | 1216.8 | None | 453 | 0.067 | -1.36 | 315 | 0.047 | -0.93 | 453 | 0.067 | -1.36 | 315 | 0.047 | -0.93 | DEER:Res:ClothesDishWasher | Annual | 1719 |  | Appl-CW-Top-ElecDHW-ElecDry-Tier2DEER2017 | Appl-CW-Top-ElecDHW-ElecDry-Tier2AnyMFm1975CZ09DEER2017 | 4457
Appl-CW-Top-ElecDHW-ElecDry-Tier2 | DEER2017 | D17 v3 |  | Any | MFm | 1975 | CZ10 | rDXGF | Household | 1 | 1216.8 | None | 449 | 0.071 | -1.55 | 313 | 0.049 | -1.06 | 449 | 0.071 | -1.55 | 313 | 0.049 | -1.06 | DEER:Res:ClothesDishWasher | Annual | 1719 |  | Appl-CW-Top-ElecDHW-ElecDry-Tier2DEER2017 | Appl-CW-Top-ElecDHW-ElecDry-Tier2AnyMFm1975CZ10DEER2017 | 4458
Appl-CW-Top-ElecDHW-ElecDry-Tier2 | DEER2017 | D17 v3 |  | Any | MFm | 1975 | CZ11 | rDXGF | Household | 1 | 1098.9 | None | 450 | 0.068 | -1.82 | 313 | 0.047 | -1.24 | 450 | 0.068 | -1.82 | 313 | 0.047 | -1.24 | DEER:Res:ClothesDishWasher | Annual | 1719 |  | Appl-CW-Top-ElecDHW-ElecDry-Tier2DEER2017 | Appl-CW-Top-ElecDHW-ElecDry-Tier2AnyMFm1975CZ11DEER2017 | 4459
Appl-CW-Top-ElecDHW-ElecDry-Tier2 | DEER2017 | D17 v3 |  | Any | MFm | 1975 | CZ12 | rDXGF | Household | 1 | 1098.9 | None | 451 | 0.069 | -1.91 | 314 | 0.048 | -1.3 | 451 | 0.069 | -1.91 | 314 | 0.048 | -1.3 | DEER:Res:ClothesDishWasher | Annual | 1719 |  | Appl-CW-Top-ElecDHW-ElecDry-Tier2DEER2017 | Appl-CW-Top-ElecDHW-ElecDry-Tier2AnyMFm1975CZ12DEER2017 | 4460
Appl-CW-Top-ElecDHW-ElecDry-Tier2 | DEER2017 | D17 v3 |  | Any | MFm | 1975 | CZ13 | rDXGF | Household | 1 | 1098.9 | None | 452 | 0.07 | -1.69 | 314 | 0.048 | -1.15 | 452 | 0.07 | -1.69 | 314 | 0.048 | -1.15 | DEER:Res:ClothesDishWasher | Annual | 1719 |  | Appl-CW-Top-ElecDHW-ElecDry-Tier2DEER2017 | Appl-CW-Top-ElecDHW-ElecDry-Tier2AnyMFm1975CZ13DEER2017 | 4461
Appl-CW-Top-ElecDHW-ElecDry-Tier2 | DEER2017 | D17 v3 |  | Any | MFm | 1975 | CZ14 | rDXGF | Household | 1 | 1409.4 | None | 454 | 0.063 | -1.82 | 315 | 0.043 | -1.26 | 454 | 0.063 | -1.82 | 315 | 0.043 | -1.26 | DEER:Res:ClothesDishWasher | Annual | 1719 |  | Appl-CW-Top-ElecDHW-ElecDry-Tier2DEER2017 | Appl-CW-Top-ElecDHW-ElecDry-Tier2AnyMFm1975CZ14DEER2017 | 4462
Appl-CW-Top-ElecDHW-ElecDry-Tier2 | DEER2017 | D17 v3 |  | Any | MFm | 1975 | CZ15 | rDXGF | Household | 1 | 1409.4 | None | 444 | 0.064 | -0.77 | 308 | 0.044 | -0.53 | 444 | 0.064 | -0.77 | 308 | 0.044 | -0.53 | DEER:Res:ClothesDishWasher | Annual | 1719 |  | Appl-CW-Top-ElecDHW-ElecDry-Tier2DEER2017 | Appl-CW-Top-ElecDHW-ElecDry-Tier2AnyMFm1975CZ15DEER2017 | 4463
Appl-CW-Top-ElecDHW-ElecDry-Tier2 | DEER2017 | D17 v3 |  | Any | MFm | 1975 | CZ16 | rDXGF | Household | 1 | 1070.2 | None | 463 | 0.068 | -1.99 | 323 | 0.047 | -1.36 | 463 | 0.068 | -1.99 | 323 | 0.047 | -1.36 | DEER:Res:ClothesDishWasher | Annual | 1719 |  | Appl-CW-Top-ElecDHW-ElecDry-Tier2DEER2017 | Appl-CW-Top-ElecDHW-ElecDry-Tier2AnyMFm1975CZ16DEER2017 | 4464
Appl-CW-Top-ElecDHW-ElecDry-Tier2 | DEER2017 | D17 v3 |  | Any | MFm | 1985 | CZ01 | rDXGF | Household | 1 | 1152 | None | 455 | 0.063 | -3.29 | 318 | 0.044 | -2.24 | 455 | 0.063 | -3.29 | 318 | 0.044 | -2.24 | DEER:Res:ClothesDishWasher | Annual | 1719 |  | Appl-CW-Top-ElecDHW-ElecDry-Tier2DEER2017 | Appl-CW-Top-ElecDHW-ElecDry-Tier2AnyMFm1985CZ01DEER2017 | 4465
Appl-CW-Top-ElecDHW-ElecDry-Tier2 | DEER2017 | D17 v3 |  | Any | MFm | 1985 | CZ02 | rDXGF | Household | 1 | 1152 | None | 452 | 0.065 | -2.41 | 314 | 0.043 | -1.79 | 452 | 0.065 | -2.41 | 314 | 0.043 | -1.79 | DEER:Res:ClothesDishWasher | Annual | 1719 |  | Appl-CW-Top-ElecDHW-ElecDry-Tier2DEER2017 | Appl-CW-Top-ElecDHW-ElecDry-Tier2AnyMFm1985CZ02DEER2017 | 4466
Appl-CW-Top-ElecDHW-ElecDry-Tier2 | DEER2017 | D17 v3 |  | Any | MFm | 1985 | CZ03 | rDXGF | Household | 1 | 1152 | None | 448 | 0.062 | -3.31 | 312 | 0.042 | -2.66 | 448 | 0.062 | -3.31 | 312 | 0.042 | -2.66 | DEER:Res:ClothesDishWasher | Annual | 1719 |  | Appl-CW-Top-ElecDHW-ElecDry-Tier2DEER2017 | Appl-CW-Top-ElecDHW-ElecDry-Tier2AnyMFm1985CZ03DEER2017 | 4467
Appl-CW-Top-ElecDHW-ElecDry-Tier2 | DEER2017 | D17 v3 |  | Any | MFm | 1985 | CZ04 | rDXGF | Household | 1 | 1152 | None | 450 | 0.068 | -1.56 | 313 | 0.047 | -1.06 | 450 | 0.068 | -1.56 | 313 | 0.047 | -1.06 | DEER:Res:ClothesDishWasher | Annual | 1719 |  | Appl-CW-Top-ElecDHW-ElecDry-Tier2DEER2017 | Appl-CW-Top-ElecDHW-ElecDry-Tier2AnyMFm1985CZ04DEER2017 | 4468
Appl-CW-Top-ElecDHW-ElecDry-Tier2 | DEER2017 | D17 v3 |  | Any | MFm | 1985 | CZ05 | rDXGF | Household | 1 | 1152 | None | 452 | 0.067 | -2.26 | 315 | 0.046 | -1.48 | 452 | 0.067 | -2.26 | 315 | 0.046 | -1.48 | DEER:Res:ClothesDishWasher | Annual | 1719 |  | Appl-CW-Top-ElecDHW-ElecDry-Tier2DEER2017 | Appl-CW-Top-ElecDHW-ElecDry-Tier2AnyMFm1985CZ05DEER2017 | 4469
Appl-CW-Top-ElecDHW-ElecDry-Tier2 | DEER2017 | D17 v3 |  | Any | MFm | 1985 | CZ06 | rDXGF | Household | 1 | 1295.2 | None | 451 | 0.073 | -0.97 | 314 | 0.049 | -0.74 | 451 | 0.073 | -0.97 | 314 | 0.049 | -0.74 | DEER:Res:ClothesDishWasher | Annual | 1719 |  | Appl-CW-Top-ElecDHW-ElecDry-Tier2DEER2017 | Appl-CW-Top-ElecDHW-ElecDry-Tier2AnyMFm1985CZ06DEER2017 | 4470
Appl-CW-Top-ElecDHW-ElecDry-Tier2 | DEER2017 | D17 v3 |  | Any | MFm | 1985 | CZ07 | rDXGF | Household | 1 | 1295.2 | None | 448 | 0.066 | -1.16 | 312 | 0.046 | -0.78 | 448 | 0.066 | -1.16 | 312 | 0.046 | -0.78 | DEER:Res:ClothesDishWasher | Annual | 1719 |  | Appl-CW-Top-ElecDHW-ElecDry-Tier2DEER2017 | Appl-CW-Top-ElecDHW-ElecDry-Tier2AnyMFm1985CZ07DEER2017 | 4471
Appl-CW-Top-ElecDHW-ElecDry-Tier2 | DEER2017 | D17 v3 |  | Any | MFm | 1985 | CZ08 | rDXGF | Household | 1 | 1295.2 | None | 451 | 0.069 | -1.15 | 314 | 0.048 | -0.75 | 451 | 0.069 | -1.15 | 314 | 0.048 | -0.75 | DEER:Res:ClothesDishWasher | Annual | 1719 |  | Appl-CW-Top-ElecDHW-ElecDry-Tier2DEER2017 | Appl-CW-Top-ElecDHW-ElecDry-Tier2AnyMFm1985CZ08DEER2017 | 4472
Appl-CW-Top-ElecDHW-ElecDry-Tier2 | DEER2017 | D17 v3 |  | Any | MFm | 1985 | CZ09 | rDXGF | Household | 1 | 1438.9 | None | 453 | 0.067 | -1.47 | 315 | 0.047 | -1 | 453 | 0.067 | -1.47 | 315 | 0.047 | -1 | DEER:Res:ClothesDishWasher | Annual | 1719 |  | Appl-CW-Top-ElecDHW-ElecDry-Tier2DEER2017 | Appl-CW-Top-ElecDHW-ElecDry-Tier2AnyMFm1985CZ09DEER2017 | 4473
Appl-CW-Top-ElecDHW-ElecDry-Tier2 | DEER2017 | D17 v3 |  | Any | MFm | 1985 | CZ10 | rDXGF | Household | 1 | 1438.9 | None | 456 | 0.08 | -0.73 | 316 | 0.052 | -0.75 | 456 | 0.08 | -0.73 | 316 | 0.052 | -0.75 | DEER:Res:ClothesDishWasher | Annual | 1719 |  | Appl-CW-Top-ElecDHW-ElecDry-Tier2DEER2017 | Appl-CW-Top-ElecDHW-ElecDry-Tier2AnyMFm1985CZ10DEER2017 | 4474
Appl-CW-Top-ElecDHW-ElecDry-Tier2 | DEER2017 | D17 v3 |  | Any | MFm | 1985 | CZ11 | rDXGF | Household | 1 | 1150 | None | 451 | 0.069 | -1.82 | 314 | 0.048 | -1.24 | 451 | 0.069 | -1.82 | 314 | 0.048 | -1.24 | DEER:Res:ClothesDishWasher | Annual | 1719 |  | Appl-CW-Top-ElecDHW-ElecDry-Tier2DEER2017 | Appl-CW-Top-ElecDHW-ElecDry-Tier2AnyMFm1985CZ11DEER2017 | 4475
Appl-CW-Top-ElecDHW-ElecDry-Tier2 | DEER2017 | D17 v3 |  | Any | MFm | 1985 | CZ12 | rDXGF | Household | 1 | 1150 | None | 451 | 0.07 | -1.83 | 314 | 0.049 | -1.26 | 451 | 0.07 | -1.83 | 314 | 0.049 | -1.26 | DEER:Res:ClothesDishWasher | Annual | 1719 |  | Appl-CW-Top-ElecDHW-ElecDry-Tier2DEER2017 | Appl-CW-Top-ElecDHW-ElecDry-Tier2AnyMFm1985CZ12DEER2017 | 4476
Appl-CW-Top-ElecDHW-ElecDry-Tier2 | DEER2017 | D17 v3 |  | Any | MFm | 1985 | CZ13 | rDXGF | Household | 1 | 1150 | None | 452 | 0.07 | -1.88 | 314 | 0.048 | -1.28 | 452 | 0.07 | -1.88 | 314 | 0.048 | -1.28 | DEER:Res:ClothesDishWasher | Annual | 1719 |  | Appl-CW-Top-ElecDHW-ElecDry-Tier2DEER2017 | Appl-CW-Top-ElecDHW-ElecDry-Tier2AnyMFm1985CZ13DEER2017 | 4477
Appl-CW-Top-ElecDHW-ElecDry-Tier2 | DEER2017 | D17 v3 |  | Any | MFm | 1985 | CZ14 | rDXGF | Household | 1 | 1407.2 | None | 455 | 0.066 | -1.59 | 316 | 0.046 | -1.08 | 455 | 0.066 | -1.59 | 316 | 0.046 | -1.08 | DEER:Res:ClothesDishWasher | Annual | 1719 |  | Appl-CW-Top-ElecDHW-ElecDry-Tier2DEER2017 | Appl-CW-Top-ElecDHW-ElecDry-Tier2AnyMFm1985CZ14DEER2017 | 4478
Appl-CW-Top-ElecDHW-ElecDry-Tier2 | DEER2017 | D17 v3 |  | Any | MFm | 1985 | CZ15 | rDXGF | Household | 1 | 1407.2 | None | 444 | 0.064 | -0.78 | 308 | 0.044 | -0.53 | 444 | 0.064 | -0.78 | 308 | 0.044 | -0.53 | DEER:Res:ClothesDishWasher | Annual | 1719 |  | Appl-CW-Top-ElecDHW-ElecDry-Tier2DEER2017 | Appl-CW-Top-ElecDHW-ElecDry-Tier2AnyMFm1985CZ15DEER2017 | 4479
Appl-CW-Top-ElecDHW-ElecDry-Tier2 | DEER2017 | D17 v3 |  | Any | MFm | 1985 | CZ16 | rDXGF | Household | 1 | 1152 | None | 465 | 0.068 | -2.07 | 325 | 0.047 | -1.41 | 465 | 0.068 | -2.07 | 325 | 0.047 | -1.41 | DEER:Res:ClothesDishWasher | Annual | 1719 |  | Appl-CW-Top-ElecDHW-ElecDry-Tier2DEER2017 | Appl-CW-Top-ElecDHW-ElecDry-Tier2AnyMFm1985CZ16DEER2017 | 4480
Appl-CW-Top-ElecDHW-ElecDry-Tier2 | DEER2017 | D17 v3 |  | Any | MFm | 1996 | CZ01 | rDXGF | Household | 1 | 981.6 | None | 454 | 0.063 | -3.07 | 318 | 0.044 | -2.02 | 454 | 0.063 | -3.07 | 318 | 0.044 | -2.02 | DEER:Res:ClothesDishWasher | Annual | 1719 |  | Appl-CW-Top-ElecDHW-ElecDry-Tier2DEER2017 | Appl-CW-Top-ElecDHW-ElecDry-Tier2AnyMFm1996CZ01DEER2017 | 4481
Appl-CW-Top-ElecDHW-ElecDry-Tier2 | DEER2017 | D17 v3 |  | Any | MFm | 1996 | CZ02 | rDXGF | Household | 1 | 981.6 | None | 454 | 0.072 | -1.4 | 317 | 0.049 | -0.99 | 454 | 0.072 | -1.4 | 317 | 0.049 | -0.99 | DEER:Res:ClothesDishWasher | Annual | 1719 |  | Appl-CW-Top-ElecDHW-ElecDry-Tier2DEER2017 | Appl-CW-Top-ElecDHW-ElecDry-Tier2AnyMFm1996CZ02DEER2017 | 4482
Appl-CW-Top-ElecDHW-ElecDry-Tier2 | DEER2017 | D17 v3 |  | Any | MFm | 1996 | CZ03 | rDXGF | Household | 1 | 981.6 | None | 452 | 0.066 | -1.61 | 315 | 0.046 | -1.05 | 452 | 0.066 | -1.61 | 315 | 0.046 | -1.05 | DEER:Res:ClothesDishWasher | Annual | 1719 |  | Appl-CW-Top-ElecDHW-ElecDry-Tier2DEER2017 | Appl-CW-Top-ElecDHW-ElecDry-Tier2AnyMFm1996CZ03DEER2017 | 4483
Appl-CW-Top-ElecDHW-ElecDry-Tier2 | DEER2017 | D17 v3 |  | Any | MFm | 1996 | CZ04 | rDXGF | Household | 1 | 981.6 | None | 450 | 0.066 | -1.32 | 314 | 0.046 | -0.88 | 450 | 0.066 | -1.32 | 314 | 0.046 | -0.88 | DEER:Res:ClothesDishWasher | Annual | 1719 |  | Appl-CW-Top-ElecDHW-ElecDry-Tier2DEER2017 | Appl-CW-Top-ElecDHW-ElecDry-Tier2AnyMFm1996CZ04DEER2017 | 4484
Appl-CW-Top-ElecDHW-ElecDry-Tier2 | DEER2017 | D17 v3 |  | Any | MFm | 1996 | CZ05 | rDXGF | Household | 1 | 981.6 | None | 452 | 0.063 | -1.96 | 315 | 0.044 | -1.33 | 452 | 0.063 | -1.96 | 315 | 0.044 | -1.33 | DEER:Res:ClothesDishWasher | Annual | 1719 |  | Appl-CW-Top-ElecDHW-ElecDry-Tier2DEER2017 | Appl-CW-Top-ElecDHW-ElecDry-Tier2AnyMFm1996CZ05DEER2017 | 4485
Appl-CW-Top-ElecDHW-ElecDry-Tier2 | DEER2017 | D17 v3 |  | Any | MFm | 1996 | CZ06 | rDXGF | Household | 1 | 1169.1 | None | 452 | 0.07 | -1.43 | 315 | 0.049 | -0.95 | 452 | 0.07 | -1.43 | 315 | 0.049 | -0.95 | DEER:Res:ClothesDishWasher | Annual | 1719 |  | Appl-CW-Top-ElecDHW-ElecDry-Tier2DEER2017 | Appl-CW-Top-ElecDHW-ElecDry-Tier2AnyMFm1996CZ06DEER2017 | 4486
Appl-CW-Top-ElecDHW-ElecDry-Tier2 | DEER2017 | D17 v3 |  | Any | MFm | 1996 | CZ07 | rDXGF | Household | 1 | 1169.1 | None | 451 | 0.068 | -0.65 | 314 | 0.046 | -0.45 | 451 | 0.068 | -0.65 | 314 | 0.046 | -0.45 | DEER:Res:ClothesDishWasher | Annual | 1719 |  | Appl-CW-Top-ElecDHW-ElecDry-Tier2DEER2017 | Appl-CW-Top-ElecDHW-ElecDry-Tier2AnyMFm1996CZ07DEER2017 | 4487
Appl-CW-Top-ElecDHW-ElecDry-Tier2 | DEER2017 | D17 v3 |  | Any | MFm | 1996 | CZ08 | rDXGF | Household | 1 | 1169.1 | None | 450 | 0.067 | -1.09 | 313 | 0.046 | -0.75 | 450 | 0.067 | -1.09 | 313 | 0.046 | -0.75 | DEER:Res:ClothesDishWasher | Annual | 1719 |  | Appl-CW-Top-ElecDHW-ElecDry-Tier2DEER2017 | Appl-CW-Top-ElecDHW-ElecDry-Tier2AnyMFm1996CZ08DEER2017 | 4488
Appl-CW-Top-ElecDHW-ElecDry-Tier2 | DEER2017 | D17 v3 |  | Any | MFm | 1996 | CZ09 | rDXGF | Household | 1 | 1093.6 | None | 454 | 0.067 | -1.06 | 316 | 0.046 | -0.72 | 454 | 0.067 | -1.06 | 316 | 0.046 | -0.72 | DEER:Res:ClothesDishWasher | Annual | 1719 |  | Appl-CW-Top-ElecDHW-ElecDry-Tier2DEER2017 | Appl-CW-Top-ElecDHW-ElecDry-Tier2AnyMFm1996CZ09DEER2017 | 4489
Appl-CW-Top-ElecDHW-ElecDry-Tier2 | DEER2017 | D17 v3 |  | Any | MFm | 1996 | CZ10 | rDXGF | Household | 1 | 1093.6 | None | 447 | 0.074 | -1.43 | 311 | 0.051 | -0.99 | 447 | 0.074 | -1.43 | 311 | 0.051 | -0.99 | DEER:Res:ClothesDishWasher | Annual | 1719 |  | Appl-CW-Top-ElecDHW-ElecDry-Tier2DEER2017 | Appl-CW-Top-ElecDHW-ElecDry-Tier2AnyMFm1996CZ10DEER2017 | 4490
Appl-CW-Top-ElecDHW-ElecDry-Tier2 | DEER2017 | D17 v3 |  | Any | MFm | 1996 | CZ11 | rDXGF | Household | 1 | 1031.9 | None | 452 | 0.067 | -1.31 | 317 | 0.048 | -0.84 | 452 | 0.067 | -1.31 | 317 | 0.048 | -0.84 | DEER:Res:ClothesDishWasher | Annual | 1719 |  | Appl-CW-Top-ElecDHW-ElecDry-Tier2DEER2017 | Appl-CW-Top-ElecDHW-ElecDry-Tier2AnyMFm1996CZ11DEER2017 | 4491
Appl-CW-Top-ElecDHW-ElecDry-Tier2 | DEER2017 | D17 v3 |  | Any | MFm | 1996 | CZ12 | rDXGF | Household | 1 | 1031.9 | None | 453 | 0.07 | -1.69 | 315 | 0.049 | -1.16 | 453 | 0.07 | -1.69 | 315 | 0.049 | -1.16 | DEER:Res:ClothesDishWasher | Annual | 1719 |  | Appl-CW-Top-ElecDHW-ElecDry-Tier2DEER2017 | Appl-CW-Top-ElecDHW-ElecDry-Tier2AnyMFm1996CZ12DEER2017 | 4492
Appl-CW-Top-ElecDHW-ElecDry-Tier2 | DEER2017 | D17 v3 |  | Any | MFm | 1996 | CZ13 | rDXGF | Household | 1 | 1031.9 | None | 452 | 0.069 | -1.48 | 315 | 0.048 | -1 | 452 | 0.069 | -1.48 | 315 | 0.048 | -1 | DEER:Res:ClothesDishWasher | Annual | 1719 |  | Appl-CW-Top-ElecDHW-ElecDry-Tier2DEER2017 | Appl-CW-Top-ElecDHW-ElecDry-Tier2AnyMFm1996CZ13DEER2017 | 4493
Appl-CW-Top-ElecDHW-ElecDry-Tier2 | DEER2017 | D17 v3 |  | Any | MFm | 1996 | CZ14 | rDXGF | Household | 1 | 1086 | None | 456 | 0.064 | -1.44 | 317 | 0.044 | -0.98 | 456 | 0.064 | -1.44 | 317 | 0.044 | -0.98 | DEER:Res:ClothesDishWasher | Annual | 1719 |  | Appl-CW-Top-ElecDHW-ElecDry-Tier2DEER2017 | Appl-CW-Top-ElecDHW-ElecDry-Tier2AnyMFm1996CZ14DEER2017 | 4494
Appl-CW-Top-ElecDHW-ElecDry-Tier2 | DEER2017 | D17 v3 |  | Any | MFm | 1996 | CZ15 | rDXGF | Household | 1 | 1086 | None | 443 | 0.064 | -0.69 | 307 | 0.044 | -0.47 | 443 | 0.064 | -0.69 | 307 | 0.044 | -0.47 | DEER:Res:ClothesDishWasher | Annual | 1719 |  | Appl-CW-Top-ElecDHW-ElecDry-Tier2DEER2017 | Appl-CW-Top-ElecDHW-ElecDry-Tier2AnyMFm1996CZ15DEER2017 | 4495
Appl-CW-Top-ElecDHW-ElecDry-Tier2 | DEER2017 | D17 v3 |  | Any | MFm | 1996 | CZ16 | rDXGF | Household | 1 | 981.6 | None | 465 | 0.069 | -2.04 | 325 | 0.048 | -1.39 | 465 | 0.069 | -2.04 | 325 | 0.048 | -1.39 | DEER:Res:ClothesDishWasher | Annual | 1719 |  | Appl-CW-Top-ElecDHW-ElecDry-Tier2DEER2017 | Appl-CW-Top-ElecDHW-ElecDry-Tier2AnyMFm1996CZ16DEER2017 | 4496
Appl-CW-Top-ElecDHW-ElecDry-Tier2 | DEER2017 | D17 v3 |  | Any | MFm | 2003 | CZ01 | rDXGF | Household | 1 | 998.7 | None | 456 | 0.063 | -2.31 | 318 | 0.044 | -1.57 | 456 | 0.063 | -2.31 | 318 | 0.044 | -1.57 | DEER:Res:ClothesDishWasher | Annual | 1719 |  | Appl-CW-Top-ElecDHW-ElecDry-Tier2DEER2017 | Appl-CW-Top-ElecDHW-ElecDry-Tier2AnyMFm2003CZ01DEER2017 | 4497
Appl-CW-Top-ElecDHW-ElecDry-Tier2 | DEER2017 | D17 v3 |  | Any | MFm | 2003 | CZ02 | rDXGF | Household | 1 | 1073.2 | None | 453 | 0.068 | -1.67 | 317 | 0.048 | -0.85 | 453 | 0.068 | -1.67 | 317 | 0.048 | -0.85 | DEER:Res:ClothesDishWasher | Annual | 1719 |  | Appl-CW-Top-ElecDHW-ElecDry-Tier2DEER2017 | Appl-CW-Top-ElecDHW-ElecDry-Tier2AnyMFm2003CZ02DEER2017 | 4498
Appl-CW-Top-ElecDHW-ElecDry-Tier2 | DEER2017 | D17 v3 |  | Any | MFm | 2003 | CZ03 | rDXGF | Household | 1 | 998.7 | None | 450 | 0.064 | -1.74 | 314 | 0.045 | -1.22 | 450 | 0.064 | -1.74 | 314 | 0.045 | -1.22 | DEER:Res:ClothesDishWasher | Annual | 1719 |  | Appl-CW-Top-ElecDHW-ElecDry-Tier2DEER2017 | Appl-CW-Top-ElecDHW-ElecDry-Tier2AnyMFm2003CZ03DEER2017 | 4499
Appl-CW-Top-ElecDHW-ElecDry-Tier2 | DEER2017 | D17 v3 |  | Any | MFm | 2003 | CZ04 | rDXGF | Household | 1 | 998.7 | None | 453 | 0.068 | -1.38 | 315 | 0.047 | -0.97 | 453 | 0.068 | -1.38 | 315 | 0.047 | -0.97 | DEER:Res:ClothesDishWasher | Annual | 1719 |  | Appl-CW-Top-ElecDHW-ElecDry-Tier2DEER2017 | Appl-CW-Top-ElecDHW-ElecDry-Tier2AnyMFm2003CZ04DEER2017 | 4500
Appl-CW-Top-ElecDHW-ElecDry-Tier2 | DEER2017 | D17 v3 |  | Any | MFm | 2003 | CZ05 | rDXGF | Household | 1 | 998.7 | None | 452 | 0.063 | -2.1 | 315 | 0.044 | -1.44 | 452 | 0.063 | -2.1 | 315 | 0.044 | -1.44 | DEER:Res:ClothesDishWasher | Annual | 1719 |  | Appl-CW-Top-ElecDHW-ElecDry-Tier2DEER2017 | Appl-CW-Top-ElecDHW-ElecDry-Tier2AnyMFm2003CZ05DEER2017 | 4501
Appl-CW-Top-ElecDHW-ElecDry-Tier2 | DEER2017 | D17 v3 |  | Any | MFm | 2003 | CZ06 | rDXGF | Household | 1 | 1206 | None | 450 | 0.07 | -1.25 | 313 | 0.048 | -0.85 | 450 | 0.07 | -1.25 | 313 | 0.048 | -0.85 | DEER:Res:ClothesDishWasher | Annual | 1719 |  | Appl-CW-Top-ElecDHW-ElecDry-Tier2DEER2017 | Appl-CW-Top-ElecDHW-ElecDry-Tier2AnyMFm2003CZ06DEER2017 | 4502
Appl-CW-Top-ElecDHW-ElecDry-Tier2 | DEER2017 | D17 v3 |  | Any | MFm | 2003 | CZ07 | rDXGF | Household | 1 | 1206 | None | 453 | 0.066 | -1.14 | 315 | 0.046 | -0.76 | 453 | 0.066 | -1.14 | 315 | 0.046 | -0.76 | DEER:Res:ClothesDishWasher | Annual | 1719 |  | Appl-CW-Top-ElecDHW-ElecDry-Tier2DEER2017 | Appl-CW-Top-ElecDHW-ElecDry-Tier2AnyMFm2003CZ07DEER2017 | 4503
Appl-CW-Top-ElecDHW-ElecDry-Tier2 | DEER2017 | D17 v3 |  | Any | MFm | 2003 | CZ08 | rDXGF | Household | 1 | 1206 | None | 451 | 0.069 | -1.1 | 314 | 0.048 | -0.75 | 451 | 0.069 | -1.1 | 314 | 0.048 | -0.75 | DEER:Res:ClothesDishWasher | Annual | 1719 |  | Appl-CW-Top-ElecDHW-ElecDry-Tier2DEER2017 | Appl-CW-Top-ElecDHW-ElecDry-Tier2AnyMFm2003CZ08DEER2017 | 4504
Appl-CW-Top-ElecDHW-ElecDry-Tier2 | DEER2017 | D17 v3 |  | Any | MFm | 2003 | CZ09 | rDXGF | Household | 1 | 1126.6 | None | 447 | 0.064 | -1.48 | 310 | 0.043 | -1.07 | 447 | 0.064 | -1.48 | 310 | 0.043 | -1.07 | DEER:Res:ClothesDishWasher | Annual | 1719 |  | Appl-CW-Top-ElecDHW-ElecDry-Tier2DEER2017 | Appl-CW-Top-ElecDHW-ElecDry-Tier2AnyMFm2003CZ09DEER2017 | 4505
Appl-CW-Top-ElecDHW-ElecDry-Tier2 | DEER2017 | D17 v3 |  | Any | MFm | 2003 | CZ10 | rDXGF | Household | 1 | 1073.2 | None | 449 | 0.07 | -0.93 | 311 | 0.048 | -0.68 | 449 | 0.07 | -0.93 | 311 | 0.048 | -0.68 | DEER:Res:ClothesDishWasher | Annual | 1719 |  | Appl-CW-Top-ElecDHW-ElecDry-Tier2DEER2017 | Appl-CW-Top-ElecDHW-ElecDry-Tier2AnyMFm2003CZ10DEER2017 | 4506
Appl-CW-Top-ElecDHW-ElecDry-Tier2 | DEER2017 | D17 v3 |  | Any | MFm | 2003 | CZ11 | rDXGF | Household | 1 | 1073.2 | None | 453 | 0.066 | -1.56 | 315 | 0.046 | -1.06 | 453 | 0.066 | -1.56 | 315 | 0.046 | -1.06 | DEER:Res:ClothesDishWasher | Annual | 1719 |  | Appl-CW-Top-ElecDHW-ElecDry-Tier2DEER2017 | Appl-CW-Top-ElecDHW-ElecDry-Tier2AnyMFm2003CZ11DEER2017 | 4507
Appl-CW-Top-ElecDHW-ElecDry-Tier2 | DEER2017 | D17 v3 |  | Any | MFm | 2003 | CZ12 | rDXGF | Household | 1 | 1073.2 | None | 454 | 0.069 | -1.46 | 316 | 0.048 | -1 | 454 | 0.069 | -1.46 | 316 | 0.048 | -1 | DEER:Res:ClothesDishWasher | Annual | 1719 |  | Appl-CW-Top-ElecDHW-ElecDry-Tier2DEER2017 | Appl-CW-Top-ElecDHW-ElecDry-Tier2AnyMFm2003CZ12DEER2017 | 4508
Appl-CW-Top-ElecDHW-ElecDry-Tier2 | DEER2017 | D17 v3 |  | Any | MFm | 2003 | CZ13 | rDXGF | Household | 1 | 1073.2 | None | 453 | 0.066 | -1.35 | 315 | 0.046 | -0.92 | 453 | 0.066 | -1.35 | 315 | 0.046 | -0.92 | DEER:Res:ClothesDishWasher | Annual | 1719 |  | Appl-CW-Top-ElecDHW-ElecDry-Tier2DEER2017 | Appl-CW-Top-ElecDHW-ElecDry-Tier2AnyMFm2003CZ13DEER2017 | 4509
Appl-CW-Top-ElecDHW-ElecDry-Tier2 | DEER2017 | D17 v3 |  | Any | MFm | 2003 | CZ14 | rDXGF | Household | 1 | 1094.6 | None | 455 | 0.065 | -1.51 | 317 | 0.045 | -1.03 | 455 | 0.065 | -1.51 | 317 | 0.045 | -1.03 | DEER:Res:ClothesDishWasher | Annual | 1719 |  | Appl-CW-Top-ElecDHW-ElecDry-Tier2DEER2017 | Appl-CW-Top-ElecDHW-ElecDry-Tier2AnyMFm2003CZ14DEER2017 | 4510
Appl-CW-Top-ElecDHW-ElecDry-Tier2 | DEER2017 | D17 v3 |  | Any | MFm | 2003 | CZ15 | rDXGF | Household | 1 | 1094.6 | None | 443 | 0.064 | -0.67 | 307 | 0.045 | -0.46 | 443 | 0.064 | -0.67 | 307 | 0.045 | -0.46 | DEER:Res:ClothesDishWasher | Annual | 1719 |  | Appl-CW-Top-ElecDHW-ElecDry-Tier2DEER2017 | Appl-CW-Top-ElecDHW-ElecDry-Tier2AnyMFm2003CZ15DEER2017 | 4511
Appl-CW-Top-ElecDHW-ElecDry-Tier2 | DEER2017 | D17 v3 |  | Any | MFm | 2003 | CZ16 | rDXGF | Household | 1 | 998.7 | None | 465 | 0.068 | -1.94 | 325 | 0.048 | -1.32 | 465 | 0.068 | -1.94 | 325 | 0.048 | -1.32 | DEER:Res:ClothesDishWasher | Annual | 1719 |  | Appl-CW-Top-ElecDHW-ElecDry-Tier2DEER2017 | Appl-CW-Top-ElecDHW-ElecDry-Tier2AnyMFm2003CZ16DEER2017 | 4512
Appl-CW-Top-ElecDHW-ElecDry-Tier2 | DEER2017 | D17 v3 |  | Any | MFm | 2007 | CZ01 | rDXGF | Household | 1 | 998.7 | None | 455 | 0.063 | -2.81 | 318 | 0.044 | -2.08 | 455 | 0.063 | -2.81 | 318 | 0.044 | -2.08 | DEER:Res:ClothesDishWasher | Annual | 1719 |  | Appl-CW-Top-ElecDHW-ElecDry-Tier2DEER2017 | Appl-CW-Top-ElecDHW-ElecDry-Tier2AnyMFm2007CZ01DEER2017 | 4513
Appl-CW-Top-ElecDHW-ElecDry-Tier2 | DEER2017 | D17 v3 |  | Any | MFm | 2007 | CZ02 | rDXGF | Household | 1 | 1073.2 | None | 454 | 0.068 | -1.63 | 316 | 0.048 | -1.13 | 454 | 0.068 | -1.63 | 316 | 0.048 | -1.13 | DEER:Res:ClothesDishWasher | Annual | 1719 |  | Appl-CW-Top-ElecDHW-ElecDry-Tier2DEER2017 | Appl-CW-Top-ElecDHW-ElecDry-Tier2AnyMFm2007CZ02DEER2017 | 4514
Appl-CW-Top-ElecDHW-ElecDry-Tier2 | DEER2017 | D17 v3 |  | Any | MFm | 2007 | CZ03 | rDXGF | Household | 1 | 998.7 | None | 449 | 0.064 | -2.02 | 313 | 0.044 | -1.38 | 449 | 0.064 | -2.02 | 313 | 0.044 | -1.38 | DEER:Res:ClothesDishWasher | Annual | 1719 |  | Appl-CW-Top-ElecDHW-ElecDry-Tier2DEER2017 | Appl-CW-Top-ElecDHW-ElecDry-Tier2AnyMFm2007CZ03DEER2017 | 4515
Appl-CW-Top-ElecDHW-ElecDry-Tier2 | DEER2017 | D17 v3 |  | Any | MFm | 2007 | CZ04 | rDXGF | Household | 1 | 998.7 | None | 453 | 0.066 | -1.3 | 315 | 0.045 | -0.9 | 453 | 0.066 | -1.3 | 315 | 0.045 | -0.9 | DEER:Res:ClothesDishWasher | Annual | 1719 |  | Appl-CW-Top-ElecDHW-ElecDry-Tier2DEER2017 | Appl-CW-Top-ElecDHW-ElecDry-Tier2AnyMFm2007CZ04DEER2017 | 4516
Appl-CW-Top-ElecDHW-ElecDry-Tier2 | DEER2017 | D17 v3 |  | Any | MFm | 2007 | CZ05 | rDXGF | Household | 1 | 998.7 | None | 452 | 0.065 | -1.79 | 315 | 0.045 | -1.22 | 452 | 0.065 | -1.79 | 315 | 0.045 | -1.22 | DEER:Res:ClothesDishWasher | Annual | 1719 |  | Appl-CW-Top-ElecDHW-ElecDry-Tier2DEER2017 | Appl-CW-Top-ElecDHW-ElecDry-Tier2AnyMFm2007CZ05DEER2017 | 4517
Appl-CW-Top-ElecDHW-ElecDry-Tier2 | DEER2017 | D17 v3 |  | Any | MFm | 2007 | CZ06 | rDXGF | Household | 1 | 1206 | None | 449 | 0.065 | -1.56 | 312 | 0.045 | -1.12 | 449 | 0.065 | -1.56 | 312 | 0.045 | -1.12 | DEER:Res:ClothesDishWasher | Annual | 1719 |  | Appl-CW-Top-ElecDHW-ElecDry-Tier2DEER2017 | Appl-CW-Top-ElecDHW-ElecDry-Tier2AnyMFm2007CZ06DEER2017 | 4518
Appl-CW-Top-ElecDHW-ElecDry-Tier2 | DEER2017 | D17 v3 |  | Any | MFm | 2007 | CZ07 | rDXGF | Household | 1 | 1206 | None | 450 | 0.062 | -1.5 | 312 | 0.042 | -1.08 | 450 | 0.062 | -1.5 | 312 | 0.042 | -1.08 | DEER:Res:ClothesDishWasher | Annual | 1719 |  | Appl-CW-Top-ElecDHW-ElecDry-Tier2DEER2017 | Appl-CW-Top-ElecDHW-ElecDry-Tier2AnyMFm2007CZ07DEER2017 | 4519
Appl-CW-Top-ElecDHW-ElecDry-Tier2 | DEER2017 | D17 v3 |  | Any | MFm | 2007 | CZ08 | rDXGF | Household | 1 | 1206 | None | 447 | 0.058 | -1.34 | 309 | 0.038 | -0.99 | 447 | 0.058 | -1.34 | 309 | 0.038 | -0.99 | DEER:Res:ClothesDishWasher | Annual | 1719 |  | Appl-CW-Top-ElecDHW-ElecDry-Tier2DEER2017 | Appl-CW-Top-ElecDHW-ElecDry-Tier2AnyMFm2007CZ08DEER2017 | 4520
Appl-CW-Top-ElecDHW-ElecDry-Tier2 | DEER2017 | D17 v3 |  | Any | MFm | 2007 | CZ09 | rDXGF | Household | 1 | 1126.6 | None | 449 | 0.067 | -1.23 | 312 | 0.046 | -0.84 | 449 | 0.067 | -1.23 | 312 | 0.046 | -0.84 | DEER:Res:ClothesDishWasher | Annual | 1719 |  | Appl-CW-Top-ElecDHW-ElecDry-Tier2DEER2017 | Appl-CW-Top-ElecDHW-ElecDry-Tier2AnyMFm2007CZ09DEER2017 | 4521
Appl-CW-Top-ElecDHW-ElecDry-Tier2 | DEER2017 | D17 v3 |  | Any | MFm | 2007 | CZ10 | rDXGF | Household | 1 | 1073.2 | None | 449 | 0.065 | -1.08 | 314 | 0.049 | -0.63 | 449 | 0.065 | -1.08 | 314 | 0.049 | -0.63 | DEER:Res:ClothesDishWasher | Annual | 1719 |  | Appl-CW-Top-ElecDHW-ElecDry-Tier2DEER2017 | Appl-CW-Top-ElecDHW-ElecDry-Tier2AnyMFm2007CZ10DEER2017 | 4522
Appl-CW-Top-ElecDHW-ElecDry-Tier2 | DEER2017 | D17 v3 |  | Any | MFm | 2007 | CZ11 | rDXGF | Household | 1 | 1073.2 | None | 452 | 0.065 | -1.57 | 314 | 0.045 | -1.07 | 452 | 0.065 | -1.57 | 314 | 0.045 | -1.07 | DEER:Res:ClothesDishWasher | Annual | 1719 |  | Appl-CW-Top-ElecDHW-ElecDry-Tier2DEER2017 | Appl-CW-Top-ElecDHW-ElecDry-Tier2AnyMFm2007CZ11DEER2017 | 4523
Appl-CW-Top-ElecDHW-ElecDry-Tier2 | DEER2017 | D17 v3 |  | Any | MFm | 2007 | CZ12 | rDXGF | Household | 1 | 1073.2 | None | 453 | 0.066 | -1.43 | 316 | 0.046 | -0.98 | 453 | 0.066 | -1.43 | 316 | 0.046 | -0.98 | DEER:Res:ClothesDishWasher | Annual | 1719 |  | Appl-CW-Top-ElecDHW-ElecDry-Tier2DEER2017 | Appl-CW-Top-ElecDHW-ElecDry-Tier2AnyMFm2007CZ12DEER2017 | 4524
Appl-CW-Top-ElecDHW-ElecDry-Tier2 | DEER2017 | D17 v3 |  | Any | MFm | 2007 | CZ13 | rDXGF | Household | 1 | 1073.2 | None | 451 | 0.064 | -1.49 | 314 | 0.044 | -1.01 | 451 | 0.064 | -1.49 | 314 | 0.044 | -1.01 | DEER:Res:ClothesDishWasher | Annual | 1719 |  | Appl-CW-Top-ElecDHW-ElecDry-Tier2DEER2017 | Appl-CW-Top-ElecDHW-ElecDry-Tier2AnyMFm2007CZ13DEER2017 | 4525
Appl-CW-Top-ElecDHW-ElecDry-Tier2 | DEER2017 | D17 v3 |  | Any | MFm | 2007 | CZ14 | rDXGF | Household | 1 | 1094.6 | None | 453 | 0.063 | -1.57 | 317 | 0.045 | -0.96 | 453 | 0.063 | -1.57 | 317 | 0.045 | -0.96 | DEER:Res:ClothesDishWasher | Annual | 1719 |  | Appl-CW-Top-ElecDHW-ElecDry-Tier2DEER2017 | Appl-CW-Top-ElecDHW-ElecDry-Tier2AnyMFm2007CZ14DEER2017 | 4526
Appl-CW-Top-ElecDHW-ElecDry-Tier2 | DEER2017 | D17 v3 |  | Any | MFm | 2007 | CZ15 | rDXGF | Household | 1 | 1094.6 | None | 440 | 0.062 | -0.68 | 304 | 0.042 | -0.47 | 440 | 0.062 | -0.68 | 304 | 0.042 | -0.47 | DEER:Res:ClothesDishWasher | Annual | 1719 |  | Appl-CW-Top-ElecDHW-ElecDry-Tier2DEER2017 | Appl-CW-Top-ElecDHW-ElecDry-Tier2AnyMFm2007CZ15DEER2017 | 4527
Appl-CW-Top-ElecDHW-ElecDry-Tier2 | DEER2017 | D17 v3 |  | Any | MFm | 2007 | CZ16 | rDXGF | Household | 1 | 998.7 | None | 463 | 0.067 | -2 | 323 | 0.047 | -1.37 | 463 | 0.067 | -2 | 323 | 0.047 | -1.37 | DEER:Res:ClothesDishWasher | Annual | 1719 |  | Appl-CW-Top-ElecDHW-ElecDry-Tier2DEER2017 | Appl-CW-Top-ElecDHW-ElecDry-Tier2AnyMFm2007CZ16DEER2017 | 4528
Appl-CW-Top-ElecDHW-ElecDry-Tier2 | DEER2017 | D17 v3 |  | Any | MFm | 2011 | CZ01 | rDXGF | Household | 1 | 998.7 | None | 456 | 0.063 | -2.56 | 318 | 0.044 | -1.75 | 456 | 0.063 | -2.56 | 318 | 0.044 | -1.75 | DEER:Res:ClothesDishWasher | Annual | 1719 |  | Appl-CW-Top-ElecDHW-ElecDry-Tier2DEER2017 | Appl-CW-Top-ElecDHW-ElecDry-Tier2AnyMFm2011CZ01DEER2017 | 4529
Appl-CW-Top-ElecDHW-ElecDry-Tier2 | DEER2017 | D17 v3 |  | Any | MFm | 2011 | CZ02 | rDXGF | Household | 1 | 1073.2 | None | 456 | 0.068 | -1.42 | 318 | 0.048 | -0.88 | 456 | 0.068 | -1.42 | 318 | 0.048 | -0.88 | DEER:Res:ClothesDishWasher | Annual | 1719 |  | Appl-CW-Top-ElecDHW-ElecDry-Tier2DEER2017 | Appl-CW-Top-ElecDHW-ElecDry-Tier2AnyMFm2011CZ02DEER2017 | 4530
Appl-CW-Top-ElecDHW-ElecDry-Tier2 | DEER2017 | D17 v3 |  | Any | MFm | 2011 | CZ03 | rDXGF | Household | 1 | 998.7 | None | 450 | 0.064 | -1.83 | 314 | 0.045 | -1.25 | 450 | 0.064 | -1.83 | 314 | 0.045 | -1.25 | DEER:Res:ClothesDishWasher | Annual | 1719 |  | Appl-CW-Top-ElecDHW-ElecDry-Tier2DEER2017 | Appl-CW-Top-ElecDHW-ElecDry-Tier2AnyMFm2011CZ03DEER2017 | 4531
Appl-CW-Top-ElecDHW-ElecDry-Tier2 | DEER2017 | D17 v3 |  | Any | MFm | 2011 | CZ04 | rDXGF | Household | 1 | 998.7 | None | 454 | 0.065 | -1.1 | 316 | 0.045 | -0.76 | 454 | 0.065 | -1.1 | 316 | 0.045 | -0.76 | DEER:Res:ClothesDishWasher | Annual | 1719 |  | Appl-CW-Top-ElecDHW-ElecDry-Tier2DEER2017 | Appl-CW-Top-ElecDHW-ElecDry-Tier2AnyMFm2011CZ04DEER2017 | 4532
Appl-CW-Top-ElecDHW-ElecDry-Tier2 | DEER2017 | D17 v3 |  | Any | MFm | 2011 | CZ05 | rDXGF | Household | 1 | 998.7 | None | 453 | 0.064 | -1.69 | 316 | 0.045 | -1.17 | 453 | 0.064 | -1.69 | 316 | 0.045 | -1.17 | DEER:Res:ClothesDishWasher | Annual | 1719 |  | Appl-CW-Top-ElecDHW-ElecDry-Tier2DEER2017 | Appl-CW-Top-ElecDHW-ElecDry-Tier2AnyMFm2011CZ05DEER2017 | 4533
Appl-CW-Top-ElecDHW-ElecDry-Tier2 | DEER2017 | D17 v3 |  | Any | MFm | 2011 | CZ06 | rDXGF | Household | 1 | 1206 | None | 450 | 0.067 | -1.36 | 313 | 0.046 | -0.93 | 450 | 0.067 | -1.36 | 313 | 0.046 | -0.93 | DEER:Res:ClothesDishWasher | Annual | 1719 |  | Appl-CW-Top-ElecDHW-ElecDry-Tier2DEER2017 | Appl-CW-Top-ElecDHW-ElecDry-Tier2AnyMFm2011CZ06DEER2017 | 4534
Appl-CW-Top-ElecDHW-ElecDry-Tier2 | DEER2017 | D17 v3 |  | Any | MFm | 2011 | CZ07 | rDXGF | Household | 1 | 1206 | None | 455 | 0.066 | -1.07 | 317 | 0.046 | -0.72 | 455 | 0.066 | -1.07 | 317 | 0.046 | -0.72 | DEER:Res:ClothesDishWasher | Annual | 1719 |  | Appl-CW-Top-ElecDHW-ElecDry-Tier2DEER2017 | Appl-CW-Top-ElecDHW-ElecDry-Tier2AnyMFm2011CZ07DEER2017 | 4535
Appl-CW-Top-ElecDHW-ElecDry-Tier2 | DEER2017 | D17 v3 |  | Any | MFm | 2011 | CZ08 | rDXGF | Household | 1 | 1206 | None | 452 | 0.065 | -0.97 | 316 | 0.047 | -0.62 | 452 | 0.065 | -0.97 | 316 | 0.047 | -0.62 | DEER:Res:ClothesDishWasher | Annual | 1719 |  | Appl-CW-Top-ElecDHW-ElecDry-Tier2DEER2017 | Appl-CW-Top-ElecDHW-ElecDry-Tier2AnyMFm2011CZ08DEER2017 | 4536
Appl-CW-Top-ElecDHW-ElecDry-Tier2 | DEER2017 | D17 v3 |  | Any | MFm | 2011 | CZ09 | rDXGF | Household | 1 | 1126.6 | None | 450 | 0.066 | -1.09 | 313 | 0.046 | -0.74 | 450 | 0.066 | -1.09 | 313 | 0.046 | -0.74 | DEER:Res:ClothesDishWasher | Annual | 1719 |  | Appl-CW-Top-ElecDHW-ElecDry-Tier2DEER2017 | Appl-CW-Top-ElecDHW-ElecDry-Tier2AnyMFm2011CZ09DEER2017 | 4537
Appl-CW-Top-ElecDHW-ElecDry-Tier2 | DEER2017 | D17 v3 |  | Any | MFm | 2011 | CZ10 | rDXGF | Household | 1 | 1073.2 | None | 451 | 0.067 | -0.92 | 313 | 0.045 | -0.64 | 451 | 0.067 | -0.92 | 313 | 0.045 | -0.64 | DEER:Res:ClothesDishWasher | Annual | 1719 |  | Appl-CW-Top-ElecDHW-ElecDry-Tier2DEER2017 | Appl-CW-Top-ElecDHW-ElecDry-Tier2AnyMFm2011CZ10DEER2017 | 4538
Appl-CW-Top-ElecDHW-ElecDry-Tier2 | DEER2017 | D17 v3 |  | Any | MFm | 2011 | CZ11 | rDXGF | Household | 1 | 1073.2 | None | 452 | 0.065 | -1.46 | 314 | 0.045 | -1.01 | 452 | 0.065 | -1.46 | 314 | 0.045 | -1.01 | DEER:Res:ClothesDishWasher | Annual | 1719 |  | Appl-CW-Top-ElecDHW-ElecDry-Tier2DEER2017 | Appl-CW-Top-ElecDHW-ElecDry-Tier2AnyMFm2011CZ11DEER2017 | 4539
Appl-CW-Top-ElecDHW-ElecDry-Tier2 | DEER2017 | D17 v3 |  | Any | MFm | 2011 | CZ12 | rDXGF | Household | 1 | 1073.2 | None | 454 | 0.065 | -1.34 | 316 | 0.046 | -0.89 | 454 | 0.065 | -1.34 | 316 | 0.046 | -0.89 | DEER:Res:ClothesDishWasher | Annual | 1719 |  | Appl-CW-Top-ElecDHW-ElecDry-Tier2DEER2017 | Appl-CW-Top-ElecDHW-ElecDry-Tier2AnyMFm2011CZ12DEER2017 | 4540
Appl-CW-Top-ElecDHW-ElecDry-Tier2 | DEER2017 | D17 v3 |  | Any | MFm | 2011 | CZ13 | rDXGF | Household | 1 | 1073.2 | None | 452 | 0.065 | -1.4 | 314 | 0.045 | -0.95 | 452 | 0.065 | -1.4 | 314 | 0.045 | -0.95 | DEER:Res:ClothesDishWasher | Annual | 1719 |  | Appl-CW-Top-ElecDHW-ElecDry-Tier2DEER2017 | Appl-CW-Top-ElecDHW-ElecDry-Tier2AnyMFm2011CZ13DEER2017 | 4541
Appl-CW-Top-ElecDHW-ElecDry-Tier2 | DEER2017 | D17 v3 |  | Any | MFm | 2011 | CZ14 | rDXGF | Household | 1 | 1094.6 | None | 453 | 0.063 | -1.42 | 316 | 0.044 | -0.98 | 453 | 0.063 | -1.42 | 316 | 0.044 | -0.98 | DEER:Res:ClothesDishWasher | Annual | 1719 |  | Appl-CW-Top-ElecDHW-ElecDry-Tier2DEER2017 | Appl-CW-Top-ElecDHW-ElecDry-Tier2AnyMFm2011CZ14DEER2017 | 4542
Appl-CW-Top-ElecDHW-ElecDry-Tier2 | DEER2017 | D17 v3 |  | Any | MFm | 2011 | CZ15 | rDXGF | Household | 1 | 1094.6 | None | 440 | 0.062 | -0.65 | 305 | 0.042 | -0.44 | 440 | 0.062 | -0.65 | 305 | 0.042 | -0.44 | DEER:Res:ClothesDishWasher | Annual | 1719 |  | Appl-CW-Top-ElecDHW-ElecDry-Tier2DEER2017 | Appl-CW-Top-ElecDHW-ElecDry-Tier2AnyMFm2011CZ15DEER2017 | 4543
Appl-CW-Top-ElecDHW-ElecDry-Tier2 | DEER2017 | D17 v3 |  | Any | MFm | 2011 | CZ16 | rDXGF | Household | 1 | 998.7 | None | 464 | 0.066 | -1.96 | 324 | 0.046 | -1.33 | 464 | 0.066 | -1.96 | 324 | 0.046 | -1.33 | DEER:Res:ClothesDishWasher | Annual | 1719 |  | Appl-CW-Top-ElecDHW-ElecDry-Tier2DEER2017 | Appl-CW-Top-ElecDHW-ElecDry-Tier2AnyMFm2011CZ16DEER2017 | 4544
Appl-CW-Top-ElecDHW-ElecDry-Tier2 | DEER2017 | D17 v3 |  | Any | MFm | 2015 | CZ01 | rDXGF | Household | 1 | 998.7 | None | 456 | 0.063 | -2.36 | 319 | 0.044 | -1.41 | 456 | 0.063 | -2.36 | 319 | 0.044 | -1.41 | DEER:Res:ClothesDishWasher | Annual | 1719 |  | Appl-CW-Top-ElecDHW-ElecDry-Tier2DEER2017 | Appl-CW-Top-ElecDHW-ElecDry-Tier2AnyMFm2015CZ01DEER2017 | 4545
Appl-CW-Top-ElecDHW-ElecDry-Tier2 | DEER2017 | D17 v3 |  | Any | MFm | 2015 | CZ02 | rDXGF | Household | 1 | 1073.2 | None | 455 | 0.067 | -1.44 | 317 | 0.047 | -1 | 455 | 0.067 | -1.44 | 317 | 0.047 | -1 | DEER:Res:ClothesDishWasher | Annual | 1719 |  | Appl-CW-Top-ElecDHW-ElecDry-Tier2DEER2017 | Appl-CW-Top-ElecDHW-ElecDry-Tier2AnyMFm2015CZ02DEER2017 | 4546
Appl-CW-Top-ElecDHW-ElecDry-Tier2 | DEER2017 | D17 v3 |  | Any | MFm | 2015 | CZ03 | rDXGF | Household | 1 | 998.7 | None | 450 | 0.064 | -1.61 | 314 | 0.045 | -1.02 | 450 | 0.064 | -1.61 | 314 | 0.045 | -1.02 | DEER:Res:ClothesDishWasher | Annual | 1719 |  | Appl-CW-Top-ElecDHW-ElecDry-Tier2DEER2017 | Appl-CW-Top-ElecDHW-ElecDry-Tier2AnyMFm2015CZ03DEER2017 | 4547
Appl-CW-Top-ElecDHW-ElecDry-Tier2 | DEER2017 | D17 v3 |  | Any | MFm | 2015 | CZ04 | rDXGF | Household | 1 | 998.7 | None | 455 | 0.067 | -1.08 | 317 | 0.047 | -0.73 | 455 | 0.067 | -1.08 | 317 | 0.047 | -0.73 | DEER:Res:ClothesDishWasher | Annual | 1719 |  | Appl-CW-Top-ElecDHW-ElecDry-Tier2DEER2017 | Appl-CW-Top-ElecDHW-ElecDry-Tier2AnyMFm2015CZ04DEER2017 | 4548
Appl-CW-Top-ElecDHW-ElecDry-Tier2 | DEER2017 | D17 v3 |  | Any | MFm | 2015 | CZ05 | rDXGF | Household | 1 | 998.7 | None | 454 | 0.066 | -1.16 | 317 | 0.045 | -0.8 | 454 | 0.066 | -1.16 | 317 | 0.045 | -0.8 | DEER:Res:ClothesDishWasher | Annual | 1719 |  | Appl-CW-Top-ElecDHW-ElecDry-Tier2DEER2017 | Appl-CW-Top-ElecDHW-ElecDry-Tier2AnyMFm2015CZ05DEER2017 | 4549
Appl-CW-Top-ElecDHW-ElecDry-Tier2 | DEER2017 | D17 v3 |  | Any | MFm | 2015 | CZ06 | rDXGF | Household | 1 | 1206 | None | 449 | 0.067 | -1.38 | 313 | 0.047 | -0.94 | 449 | 0.067 | -1.38 | 313 | 0.047 | -0.94 | DEER:Res:ClothesDishWasher | Annual | 1719 |  | Appl-CW-Top-ElecDHW-ElecDry-Tier2DEER2017 | Appl-CW-Top-ElecDHW-ElecDry-Tier2AnyMFm2015CZ06DEER2017 | 4550
Appl-CW-Top-ElecDHW-ElecDry-Tier2 | DEER2017 | D17 v3 |  | Any | MFm | 2015 | CZ07 | rDXGF | Household | 1 | 1206 | None | 453 | 0.065 | -1.13 | 315 | 0.045 | -0.78 | 453 | 0.065 | -1.13 | 315 | 0.045 | -0.78 | DEER:Res:ClothesDishWasher | Annual | 1719 |  | Appl-CW-Top-ElecDHW-ElecDry-Tier2DEER2017 | Appl-CW-Top-ElecDHW-ElecDry-Tier2AnyMFm2015CZ07DEER2017 | 4551
Appl-CW-Top-ElecDHW-ElecDry-Tier2 | DEER2017 | D17 v3 |  | Any | MFm | 2015 | CZ08 | rDXGF | Household | 1 | 1206 | None | 452 | 0.067 | -0.96 | 315 | 0.047 | -0.64 | 452 | 0.067 | -0.96 | 315 | 0.047 | -0.64 | DEER:Res:ClothesDishWasher | Annual | 1719 |  | Appl-CW-Top-ElecDHW-ElecDry-Tier2DEER2017 | Appl-CW-Top-ElecDHW-ElecDry-Tier2AnyMFm2015CZ08DEER2017 | 4552
Appl-CW-Top-ElecDHW-ElecDry-Tier2 | DEER2017 | D17 v3 |  | Any | MFm | 2015 | CZ09 | rDXGF | Household | 1 | 1126.6 | None | 450 | 0.066 | -1.12 | 313 | 0.046 | -0.73 | 450 | 0.066 | -1.12 | 313 | 0.046 | -0.73 | DEER:Res:ClothesDishWasher | Annual | 1719 |  | Appl-CW-Top-ElecDHW-ElecDry-Tier2DEER2017 | Appl-CW-Top-ElecDHW-ElecDry-Tier2AnyMFm2015CZ09DEER2017 | 4553
Appl-CW-Top-ElecDHW-ElecDry-Tier2 | DEER2017 | D17 v3 |  | Any | MFm | 2015 | CZ10 | rDXGF | Household | 1 | 1073.2 | None | 449 | 0.065 | -0.92 | 312 | 0.045 | -0.63 | 449 | 0.065 | -0.92 | 312 | 0.045 | -0.63 | DEER:Res:ClothesDishWasher | Annual | 1719 |  | Appl-CW-Top-ElecDHW-ElecDry-Tier2DEER2017 | Appl-CW-Top-ElecDHW-ElecDry-Tier2AnyMFm2015CZ10DEER2017 | 4554
Appl-CW-Top-ElecDHW-ElecDry-Tier2 | DEER2017 | D17 v3 |  | Any | MFm | 2015 | CZ11 | rDXGF | Household | 1 | 1073.2 | None | 451 | 0.064 | -1.46 | 314 | 0.044 | -0.99 | 451 | 0.064 | -1.46 | 314 | 0.044 | -0.99 | DEER:Res:ClothesDishWasher | Annual | 1719 |  | Appl-CW-Top-ElecDHW-ElecDry-Tier2DEER2017 | Appl-CW-Top-ElecDHW-ElecDry-Tier2AnyMFm2015CZ11DEER2017 | 4555
Appl-CW-Top-ElecDHW-ElecDry-Tier2 | DEER2017 | D17 v3 |  | Any | MFm | 2015 | CZ12 | rDXGF | Household | 1 | 1073.2 | None | 453 | 0.066 | -1.34 | 315 | 0.045 | -0.92 | 453 | 0.066 | -1.34 | 315 | 0.045 | -0.92 | DEER:Res:ClothesDishWasher | Annual | 1719 |  | Appl-CW-Top-ElecDHW-ElecDry-Tier2DEER2017 | Appl-CW-Top-ElecDHW-ElecDry-Tier2AnyMFm2015CZ12DEER2017 | 4556
Appl-CW-Top-ElecDHW-ElecDry-Tier2 | DEER2017 | D17 v3 |  | Any | MFm | 2015 | CZ13 | rDXGF | Household | 1 | 1073.2 | None | 450 | 0.064 | -1.37 | 313 | 0.045 | -0.94 | 450 | 0.064 | -1.37 | 313 | 0.045 | -0.94 | DEER:Res:ClothesDishWasher | Annual | 1719 |  | Appl-CW-Top-ElecDHW-ElecDry-Tier2DEER2017 | Appl-CW-Top-ElecDHW-ElecDry-Tier2AnyMFm2015CZ13DEER2017 | 4557
Appl-CW-Top-ElecDHW-ElecDry-Tier2 | DEER2017 | D17 v3 |  | Any | MFm | 2015 | CZ14 | rDXGF | Household | 1 | 1094.6 | None | 453 | 0.064 | -1.49 | 315 | 0.044 | -1.01 | 453 | 0.064 | -1.49 | 315 | 0.044 | -1.01 | DEER:Res:ClothesDishWasher | Annual | 1719 |  | Appl-CW-Top-ElecDHW-ElecDry-Tier2DEER2017 | Appl-CW-Top-ElecDHW-ElecDry-Tier2AnyMFm2015CZ14DEER2017 | 4558
Appl-CW-Top-ElecDHW-ElecDry-Tier2 | DEER2017 | D17 v3 |  | Any | MFm | 2015 | CZ15 | rDXGF | Household | 1 | 1094.6 | None | 439 | 0.061 | -0.65 | 304 | 0.042 | -0.44 | 439 | 0.061 | -0.65 | 304 | 0.042 | -0.44 | DEER:Res:ClothesDishWasher | Annual | 1719 |  | Appl-CW-Top-ElecDHW-ElecDry-Tier2DEER2017 | Appl-CW-Top-ElecDHW-ElecDry-Tier2AnyMFm2015CZ15DEER2017 | 4559
Appl-CW-Top-ElecDHW-ElecDry-Tier2 | DEER2017 | D17 v3 |  | Any | MFm | 2015 | CZ16 | rDXGF | Household | 1 | 998.7 | None | 463 | 0.066 | -2.1 | 323 | 0.046 | -1.43 | 463 | 0.066 | -2.1 | 323 | 0.046 | -1.43 | DEER:Res:ClothesDishWasher | Annual | 1719 |  | Appl-CW-Top-ElecDHW-ElecDry-Tier2DEER2017 | Appl-CW-Top-ElecDHW-ElecDry-Tier2AnyMFm2015CZ16DEER2017 | 4560
Appl-CW-Top-ElecDHW-ElecDry-Tier2 | DEER2017 | D17 v3 |  | Any | MFm | 2017 | CZ01 | rDXGF | Household | 1 | 998.7 | None | 457 | 0.063 | -2.23 | 319 | 0.044 | -1.54 | 457 | 0.063 | -2.23 | 319 | 0.044 | -1.54 | DEER:Res:ClothesDishWasher | Annual | 1719 |  | Appl-CW-Top-ElecDHW-ElecDry-Tier2DEER2017 | Appl-CW-Top-ElecDHW-ElecDry-Tier2AnyMFm2017CZ01DEER2017 | 4561
Appl-CW-Top-ElecDHW-ElecDry-Tier2 | DEER2017 | D17 v3 |  | Any | MFm | 2017 | CZ02 | rDXGF | Household | 1 | 1073.2 | None | 455 | 0.068 | -1.39 | 317 | 0.047 | -0.99 | 455 | 0.068 | -1.39 | 317 | 0.047 | -0.99 | DEER:Res:ClothesDishWasher | Annual | 1719 |  | Appl-CW-Top-ElecDHW-ElecDry-Tier2DEER2017 | Appl-CW-Top-ElecDHW-ElecDry-Tier2AnyMFm2017CZ02DEER2017 | 4562
Appl-CW-Top-ElecDHW-ElecDry-Tier2 | DEER2017 | D17 v3 |  | Any | MFm | 2017 | CZ03 | rDXGF | Household | 1 | 998.7 | None | 450 | 0.064 | -1.72 | 314 | 0.045 | -1.21 | 450 | 0.064 | -1.72 | 314 | 0.045 | -1.21 | DEER:Res:ClothesDishWasher | Annual | 1719 |  | Appl-CW-Top-ElecDHW-ElecDry-Tier2DEER2017 | Appl-CW-Top-ElecDHW-ElecDry-Tier2AnyMFm2017CZ03DEER2017 | 4563
Appl-CW-Top-ElecDHW-ElecDry-Tier2 | DEER2017 | D17 v3 |  | Any | MFm | 2017 | CZ04 | rDXGF | Household | 1 | 998.7 | None | 455 | 0.068 | -0.96 | 316 | 0.046 | -0.66 | 455 | 0.068 | -0.96 | 316 | 0.046 | -0.66 | DEER:Res:ClothesDishWasher | Annual | 1719 |  | Appl-CW-Top-ElecDHW-ElecDry-Tier2DEER2017 | Appl-CW-Top-ElecDHW-ElecDry-Tier2AnyMFm2017CZ04DEER2017 | 4564
Appl-CW-Top-ElecDHW-ElecDry-Tier2 | DEER2017 | D17 v3 |  | Any | MFm | 2017 | CZ05 | rDXGF | Household | 1 | 998.7 | None | 454 | 0.065 | -1.14 | 317 | 0.046 | -0.76 | 454 | 0.065 | -1.14 | 317 | 0.046 | -0.76 | DEER:Res:ClothesDishWasher | Annual | 1719 |  | Appl-CW-Top-ElecDHW-ElecDry-Tier2DEER2017 | Appl-CW-Top-ElecDHW-ElecDry-Tier2AnyMFm2017CZ05DEER2017 | 4565
Appl-CW-Top-ElecDHW-ElecDry-Tier2 | DEER2017 | D17 v3 |  | Any | MFm | 2017 | CZ06 | rDXGF | Household | 1 | 1206 | None | 448 | 0.066 | -1.47 | 312 | 0.045 | -1.04 | 448 | 0.066 | -1.47 | 312 | 0.045 | -1.04 | DEER:Res:ClothesDishWasher | Annual | 1719 |  | Appl-CW-Top-ElecDHW-ElecDry-Tier2DEER2017 | Appl-CW-Top-ElecDHW-ElecDry-Tier2AnyMFm2017CZ06DEER2017 | 4566
Appl-CW-Top-ElecDHW-ElecDry-Tier2 | DEER2017 | D17 v3 |  | Any | MFm | 2017 | CZ07 | rDXGF | Household | 1 | 1206 | None | 453 | 0.066 | -1.12 | 315 | 0.046 | -0.77 | 453 | 0.066 | -1.12 | 315 | 0.046 | -0.77 | DEER:Res:ClothesDishWasher | Annual | 1719 |  | Appl-CW-Top-ElecDHW-ElecDry-Tier2DEER2017 | Appl-CW-Top-ElecDHW-ElecDry-Tier2AnyMFm2017CZ07DEER2017 | 4567
Appl-CW-Top-ElecDHW-ElecDry-Tier2 | DEER2017 | D17 v3 |  | Any | MFm | 2017 | CZ08 | rDXGF | Household | 1 | 1206 | None | 451 | 0.064 | -0.91 | 314 | 0.044 | -0.62 | 451 | 0.064 | -0.91 | 314 | 0.044 | -0.62 | DEER:Res:ClothesDishWasher | Annual | 1719 |  | Appl-CW-Top-ElecDHW-ElecDry-Tier2DEER2017 | Appl-CW-Top-ElecDHW-ElecDry-Tier2AnyMFm2017CZ08DEER2017 | 4568
Appl-CW-Top-ElecDHW-ElecDry-Tier2 | DEER2017 | D17 v3 |  | Any | MFm | 2017 | CZ09 | rDXGF | Household | 1 | 1126.6 | None | 449 | 0.066 | -1.06 | 312 | 0.046 | -0.72 | 449 | 0.066 | -1.06 | 312 | 0.046 | -0.72 | DEER:Res:ClothesDishWasher | Annual | 1719 |  | Appl-CW-Top-ElecDHW-ElecDry-Tier2DEER2017 | Appl-CW-Top-ElecDHW-ElecDry-Tier2AnyMFm2017CZ09DEER2017 | 4569
Appl-CW-Top-ElecDHW-ElecDry-Tier2 | DEER2017 | D17 v3 |  | Any | MFm | 2017 | CZ10 | rDXGF | Household | 1 | 1073.2 | None | 449 | 0.066 | -0.83 | 312 | 0.046 | -0.57 | 449 | 0.066 | -0.83 | 312 | 0.046 | -0.57 | DEER:Res:ClothesDishWasher | Annual | 1719 |  | Appl-CW-Top-ElecDHW-ElecDry-Tier2DEER2017 | Appl-CW-Top-ElecDHW-ElecDry-Tier2AnyMFm2017CZ10DEER2017 | 4570
Appl-CW-Top-ElecDHW-ElecDry-Tier2 | DEER2017 | D17 v3 |  | Any | MFm | 2017 | CZ11 | rDXGF | Household | 1 | 1073.2 | None | 451 | 0.064 | -1.41 | 313 | 0.044 | -0.97 | 451 | 0.064 | -1.41 | 313 | 0.044 | -0.97 | DEER:Res:ClothesDishWasher | Annual | 1719 |  | Appl-CW-Top-ElecDHW-ElecDry-Tier2DEER2017 | Appl-CW-Top-ElecDHW-ElecDry-Tier2AnyMFm2017CZ11DEER2017 | 4571
Appl-CW-Top-ElecDHW-ElecDry-Tier2 | DEER2017 | D17 v3 |  | Any | MFm | 2017 | CZ12 | rDXGF | Household | 1 | 1073.2 | None | 453 | 0.065 | -1.32 | 316 | 0.045 | -0.88 | 453 | 0.065 | -1.32 | 316 | 0.045 | -0.88 | DEER:Res:ClothesDishWasher | Annual | 1719 |  | Appl-CW-Top-ElecDHW-ElecDry-Tier2DEER2017 | Appl-CW-Top-ElecDHW-ElecDry-Tier2AnyMFm2017CZ12DEER2017 | 4572
Appl-CW-Top-ElecDHW-ElecDry-Tier2 | DEER2017 | D17 v3 |  | Any | MFm | 2017 | CZ13 | rDXGF | Household | 1 | 1073.2 | None | 452 | 0.066 | -1.3 | 314 | 0.046 | -0.88 | 452 | 0.066 | -1.3 | 314 | 0.046 | -0.88 | DEER:Res:ClothesDishWasher | Annual | 1719 |  | Appl-CW-Top-ElecDHW-ElecDry-Tier2DEER2017 | Appl-CW-Top-ElecDHW-ElecDry-Tier2AnyMFm2017CZ13DEER2017 | 4573
Appl-CW-Top-ElecDHW-ElecDry-Tier2 | DEER2017 | D17 v3 |  | Any | MFm | 2017 | CZ14 | rDXGF | Household | 1 | 1094.6 | None | 455 | 0.065 | -1.37 | 316 | 0.045 | -0.98 | 455 | 0.065 | -1.37 | 316 | 0.045 | -0.98 | DEER:Res:ClothesDishWasher | Annual | 1719 |  | Appl-CW-Top-ElecDHW-ElecDry-Tier2DEER2017 | Appl-CW-Top-ElecDHW-ElecDry-Tier2AnyMFm2017CZ14DEER2017 | 4574
Appl-CW-Top-ElecDHW-ElecDry-Tier2 | DEER2017 | D17 v3 |  | Any | MFm | 2017 | CZ15 | rDXGF | Household | 1 | 1094.6 | None | 440 | 0.062 | -0.62 | 304 | 0.042 | -0.43 | 440 | 0.062 | -0.62 | 304 | 0.042 | -0.43 | DEER:Res:ClothesDishWasher | Annual | 1719 |  | Appl-CW-Top-ElecDHW-ElecDry-Tier2DEER2017 | Appl-CW-Top-ElecDHW-ElecDry-Tier2AnyMFm2017CZ15DEER2017 | 4575
Appl-CW-Top-ElecDHW-ElecDry-Tier2 | DEER2017 | D17 v3 |  | Any | MFm | 2017 | CZ16 | rDXGF | Household | 1 | 998.7 | None | 463 | 0.066 | -2.04 | 323 | 0.046 | -1.39 | 463 | 0.066 | -2.04 | 323 | 0.046 | -1.39 | DEER:Res:ClothesDishWasher | Annual | 1719 |  | Appl-CW-Top-ElecDHW-ElecDry-Tier2DEER2017 | Appl-CW-Top-ElecDHW-ElecDry-Tier2AnyMFm2017CZ16DEER2017 | 4576
Appl-CW-Top-ElecDHW-ElecDry-Tier2 | DEER2017 | D17 v3 |  | Any | SFm | 1975 | CZ01 | rDXGF | Household | 1 | 1591 | None | 564 | 0.077 | -3.8 | 394 | 0.054 | -2.59 | 564 | 0.077 | -3.8 | 394 | 0.054 | -2.59 | DEER:Res:ClothesDishWasher | Annual | 1719 |  | Appl-CW-Top-ElecDHW-ElecDry-Tier2DEER2017 | Appl-CW-Top-ElecDHW-ElecDry-Tier2AnySFm1975CZ01DEER2017 | 4577
Appl-CW-Top-ElecDHW-ElecDry-Tier2 | DEER2017 | D17 v3 |  | Any | SFm | 1975 | CZ02 | rDXGF | Household | 1 | 1591 | None | 563 | 0.098 | -3.6 | 392 | 0.068 | -2.45 | 563 | 0.098 | -3.6 | 392 | 0.068 | -2.45 | DEER:Res:ClothesDishWasher | Annual | 1719 |  | Appl-CW-Top-ElecDHW-ElecDry-Tier2DEER2017 | Appl-CW-Top-ElecDHW-ElecDry-Tier2AnySFm1975CZ02DEER2017 | 4578
Appl-CW-Top-ElecDHW-ElecDry-Tier2 | DEER2017 | D17 v3 |  | Any | SFm | 1975 | CZ03 | rDXGF | Household | 1 | 1591 | None | 559 | 0.095 | -3.47 | 390 | 0.067 | -2.35 | 559 | 0.095 | -3.47 | 390 | 0.067 | -2.35 | DEER:Res:ClothesDishWasher | Annual | 1719 |  | Appl-CW-Top-ElecDHW-ElecDry-Tier2DEER2017 | Appl-CW-Top-ElecDHW-ElecDry-Tier2AnySFm1975CZ03DEER2017 | 4579
Appl-CW-Top-ElecDHW-ElecDry-Tier2 | DEER2017 | D17 v3 |  | Any | SFm | 1975 | CZ04 | rDXGF | Household | 1 | 1591 | None | 563 | 0.093 | -2.79 | 392 | 0.065 | -1.92 | 563 | 0.093 | -2.79 | 392 | 0.065 | -1.92 | DEER:Res:ClothesDishWasher | Annual | 1719 |  | Appl-CW-Top-ElecDHW-ElecDry-Tier2DEER2017 | Appl-CW-Top-ElecDHW-ElecDry-Tier2AnySFm1975CZ04DEER2017 | 4580
Appl-CW-Top-ElecDHW-ElecDry-Tier2 | DEER2017 | D17 v3 |  | Any | SFm | 1975 | CZ05 | rDXGF | Household | 1 | 1591 | None | 559 | 0.092 | -4.1 | 390 | 0.064 | -2.76 | 559 | 0.092 | -4.1 | 390 | 0.064 | -2.76 | DEER:Res:ClothesDishWasher | Annual | 1719 |  | Appl-CW-Top-ElecDHW-ElecDry-Tier2DEER2017 | Appl-CW-Top-ElecDHW-ElecDry-Tier2AnySFm1975CZ05DEER2017 | 4581
Appl-CW-Top-ElecDHW-ElecDry-Tier2 | DEER2017 | D17 v3 |  | Any | SFm | 1975 | CZ06 | rDXGF | Household | 1 | 1528 | None | 561 | 0.091 | -2.17 | 391 | 0.062 | -1.48 | 561 | 0.091 | -2.17 | 391 | 0.062 | -1.48 | DEER:Res:ClothesDishWasher | Annual | 1719 |  | Appl-CW-Top-ElecDHW-ElecDry-Tier2DEER2017 | Appl-CW-Top-ElecDHW-ElecDry-Tier2AnySFm1975CZ06DEER2017 | 4582
Appl-CW-Top-ElecDHW-ElecDry-Tier2 | DEER2017 | D17 v3 |  | Any | SFm | 1975 | CZ07 | rDXGF | Household | 1 | 1528 | None | 557 | 0.087 | -2.39 | 388 | 0.061 | -1.63 | 557 | 0.087 | -2.39 | 388 | 0.061 | -1.63 | DEER:Res:ClothesDishWasher | Annual | 1719 |  | Appl-CW-Top-ElecDHW-ElecDry-Tier2DEER2017 | Appl-CW-Top-ElecDHW-ElecDry-Tier2AnySFm1975CZ07DEER2017 | 4583
Appl-CW-Top-ElecDHW-ElecDry-Tier2 | DEER2017 | D17 v3 |  | Any | SFm | 1975 | CZ08 | rDXGF | Household | 1 | 1528 | None | 561 | 0.09 | -2.18 | 390 | 0.063 | -1.47 | 561 | 0.09 | -2.18 | 390 | 0.063 | -1.47 | DEER:Res:ClothesDishWasher | Annual | 1719 |  | Appl-CW-Top-ElecDHW-ElecDry-Tier2DEER2017 | Appl-CW-Top-ElecDHW-ElecDry-Tier2AnySFm1975CZ08DEER2017 | 4584
Appl-CW-Top-ElecDHW-ElecDry-Tier2 | DEER2017 | D17 v3 |  | Any | SFm | 1975 | CZ09 | rDXGF | Household | 1 | 1636 | None | 564 | 0.083 | -2.46 | 392 | 0.057 | -1.67 | 564 | 0.083 | -2.46 | 392 | 0.057 | -1.67 | DEER:Res:ClothesDishWasher | Annual | 1719 |  | Appl-CW-Top-ElecDHW-ElecDry-Tier2DEER2017 | Appl-CW-Top-ElecDHW-ElecDry-Tier2AnySFm1975CZ09DEER2017 | 4585
Appl-CW-Top-ElecDHW-ElecDry-Tier2 | DEER2017 | D17 v3 |  | Any | SFm | 1975 | CZ10 | rDXGF | Household | 1 | 1636 | None | 559 | 0.093 | -2.89 | 389 | 0.064 | -1.97 | 559 | 0.093 | -2.89 | 389 | 0.064 | -1.97 | DEER:Res:ClothesDishWasher | Annual | 1719 |  | Appl-CW-Top-ElecDHW-ElecDry-Tier2DEER2017 | Appl-CW-Top-ElecDHW-ElecDry-Tier2AnySFm1975CZ10DEER2017 | 4586
Appl-CW-Top-ElecDHW-ElecDry-Tier2 | DEER2017 | D17 v3 |  | Any | SFm | 1975 | CZ11 | rDXGF | Household | 1 | 1528 | None | 564 | 0.092 | -2.92 | 392 | 0.063 | -1.97 | 564 | 0.092 | -2.92 | 392 | 0.063 | -1.97 | DEER:Res:ClothesDishWasher | Annual | 1719 |  | Appl-CW-Top-ElecDHW-ElecDry-Tier2DEER2017 | Appl-CW-Top-ElecDHW-ElecDry-Tier2AnySFm1975CZ11DEER2017 | 4587
Appl-CW-Top-ElecDHW-ElecDry-Tier2 | DEER2017 | D17 v3 |  | Any | SFm | 1975 | CZ12 | rDXGF | Household | 1 | 1528 | None | 563 | 0.093 | -3.06 | 392 | 0.065 | -2.08 | 563 | 0.093 | -3.06 | 392 | 0.065 | -2.08 | DEER:Res:ClothesDishWasher | Annual | 1719 |  | Appl-CW-Top-ElecDHW-ElecDry-Tier2DEER2017 | Appl-CW-Top-ElecDHW-ElecDry-Tier2AnySFm1975CZ12DEER2017 | 4588
Appl-CW-Top-ElecDHW-ElecDry-Tier2 | DEER2017 | D17 v3 |  | Any | SFm | 1975 | CZ13 | rDXGF | Household | 1 | 1528 | None | 563 | 0.089 | -3.23 | 392 | 0.062 | -2.19 | 563 | 0.089 | -3.23 | 392 | 0.062 | -2.19 | DEER:Res:ClothesDishWasher | Annual | 1719 |  | Appl-CW-Top-ElecDHW-ElecDry-Tier2DEER2017 | Appl-CW-Top-ElecDHW-ElecDry-Tier2AnySFm1975CZ13DEER2017 | 4589
Appl-CW-Top-ElecDHW-ElecDry-Tier2 | DEER2017 | D17 v3 |  | Any | SFm | 1975 | CZ14 | rDXGF | Household | 1 | 1555 | None | 570 | 0.085 | -2.85 | 396 | 0.059 | -1.94 | 570 | 0.085 | -2.85 | 396 | 0.059 | -1.94 | DEER:Res:ClothesDishWasher | Annual | 1719 |  | Appl-CW-Top-ElecDHW-ElecDry-Tier2DEER2017 | Appl-CW-Top-ElecDHW-ElecDry-Tier2AnySFm1975CZ14DEER2017 | 4590
Appl-CW-Top-ElecDHW-ElecDry-Tier2 | DEER2017 | D17 v3 |  | Any | SFm | 1975 | CZ15 | rDXGF | Household | 1 | 1555 | None | 554 | 0.08 | -1.37 | 384 | 0.055 | -0.9 | 554 | 0.08 | -1.37 | 384 | 0.055 | -0.9 | DEER:Res:ClothesDishWasher | Annual | 1719 |  | Appl-CW-Top-ElecDHW-ElecDry-Tier2DEER2017 | Appl-CW-Top-ElecDHW-ElecDry-Tier2AnySFm1975CZ15DEER2017 | 4591
Appl-CW-Top-ElecDHW-ElecDry-Tier2 | DEER2017 | D17 v3 |  | Any | SFm | 1975 | CZ16 | rDXGF | Household | 1 | 1591 | None | 579 | 0.088 | -3.35 | 404 | 0.062 | -2.29 | 579 | 0.088 | -3.35 | 404 | 0.062 | -2.29 | DEER:Res:ClothesDishWasher | Annual | 1719 |  | Appl-CW-Top-ElecDHW-ElecDry-Tier2DEER2017 | Appl-CW-Top-ElecDHW-ElecDry-Tier2AnySFm1975CZ16DEER2017 | 4592
Appl-CW-Top-ElecDHW-ElecDry-Tier2 | DEER2017 | D17 v3 |  | Any | SFm | 1985 | CZ01 | rDXGF | Household | 1 | 1904 | None | 563 | 0.078 | -5.03 | 393 | 0.055 | -3.43 | 563 | 0.078 | -5.03 | 393 | 0.055 | -3.43 | DEER:Res:ClothesDishWasher | Annual | 1719 |  | Appl-CW-Top-ElecDHW-ElecDry-Tier2DEER2017 | Appl-CW-Top-ElecDHW-ElecDry-Tier2AnySFm1985CZ01DEER2017 | 4593
Appl-CW-Top-ElecDHW-ElecDry-Tier2 | DEER2017 | D17 v3 |  | Any | SFm | 1985 | CZ02 | rDXGF | Household | 1 | 1904 | None | 562 | 0.091 | -4.33 | 391 | 0.063 | -2.96 | 562 | 0.091 | -4.33 | 391 | 0.063 | -2.96 | DEER:Res:ClothesDishWasher | Annual | 1719 |  | Appl-CW-Top-ElecDHW-ElecDry-Tier2DEER2017 | Appl-CW-Top-ElecDHW-ElecDry-Tier2AnySFm1985CZ02DEER2017 | 4594
Appl-CW-Top-ElecDHW-ElecDry-Tier2 | DEER2017 | D17 v3 |  | Any | SFm | 1985 | CZ03 | rDXGF | Household | 1 | 1904 | None | 559 | 0.093 | -4.62 | 390 | 0.064 | -3.15 | 559 | 0.093 | -4.62 | 390 | 0.064 | -3.15 | DEER:Res:ClothesDishWasher | Annual | 1719 |  | Appl-CW-Top-ElecDHW-ElecDry-Tier2DEER2017 | Appl-CW-Top-ElecDHW-ElecDry-Tier2AnySFm1985CZ03DEER2017 | 4595
Appl-CW-Top-ElecDHW-ElecDry-Tier2 | DEER2017 | D17 v3 |  | Any | SFm | 1985 | CZ04 | rDXGF | Household | 1 | 1904 | None | 565 | 0.093 | -3.53 | 393 | 0.065 | -2.41 | 565 | 0.093 | -3.53 | 393 | 0.065 | -2.41 | DEER:Res:ClothesDishWasher | Annual | 1719 |  | Appl-CW-Top-ElecDHW-ElecDry-Tier2DEER2017 | Appl-CW-Top-ElecDHW-ElecDry-Tier2AnySFm1985CZ04DEER2017 | 4596
Appl-CW-Top-ElecDHW-ElecDry-Tier2 | DEER2017 | D17 v3 |  | Any | SFm | 1985 | CZ05 | rDXGF | Household | 1 | 1904 | None | 560 | 0.095 | -5.06 | 390 | 0.066 | -3.43 | 560 | 0.095 | -5.06 | 390 | 0.066 | -3.43 | DEER:Res:ClothesDishWasher | Annual | 1719 |  | Appl-CW-Top-ElecDHW-ElecDry-Tier2DEER2017 | Appl-CW-Top-ElecDHW-ElecDry-Tier2AnySFm1985CZ05DEER2017 | 4597
Appl-CW-Top-ElecDHW-ElecDry-Tier2 | DEER2017 | D17 v3 |  | Any | SFm | 1985 | CZ06 | rDXGF | Household | 1 | 2064 | None | 561 | 0.096 | -2.69 | 390 | 0.067 | -1.83 | 561 | 0.096 | -2.69 | 390 | 0.067 | -1.83 | DEER:Res:ClothesDishWasher | Annual | 1719 |  | Appl-CW-Top-ElecDHW-ElecDry-Tier2DEER2017 | Appl-CW-Top-ElecDHW-ElecDry-Tier2AnySFm1985CZ06DEER2017 | 4598
Appl-CW-Top-ElecDHW-ElecDry-Tier2 | DEER2017 | D17 v3 |  | Any | SFm | 1985 | CZ07 | rDXGF | Household | 1 | 2064 | None | 561 | 0.089 | -2.51 | 390 | 0.061 | -1.71 | 561 | 0.089 | -2.51 | 390 | 0.061 | -1.71 | DEER:Res:ClothesDishWasher | Annual | 1719 |  | Appl-CW-Top-ElecDHW-ElecDry-Tier2DEER2017 | Appl-CW-Top-ElecDHW-ElecDry-Tier2AnySFm1985CZ07DEER2017 | 4599
Appl-CW-Top-ElecDHW-ElecDry-Tier2 | DEER2017 | D17 v3 |  | Any | SFm | 1985 | CZ08 | rDXGF | Household | 1 | 2064 | None | 565 | 0.084 | -2.57 | 392 | 0.057 | -1.75 | 565 | 0.084 | -2.57 | 392 | 0.057 | -1.75 | DEER:Res:ClothesDishWasher | Annual | 1719 |  | Appl-CW-Top-ElecDHW-ElecDry-Tier2DEER2017 | Appl-CW-Top-ElecDHW-ElecDry-Tier2AnySFm1985CZ08DEER2017 | 4600
Appl-CW-Top-ElecDHW-ElecDry-Tier2 | DEER2017 | D17 v3 |  | Any | SFm | 1985 | CZ09 | rDXGF | Household | 1 | 1811 | None | 564 | 0.086 | -2.6 | 393 | 0.06 | -1.75 | 564 | 0.086 | -2.6 | 393 | 0.06 | -1.75 | DEER:Res:ClothesDishWasher | Annual | 1719 |  | Appl-CW-Top-ElecDHW-ElecDry-Tier2DEER2017 | Appl-CW-Top-ElecDHW-ElecDry-Tier2AnySFm1985CZ09DEER2017 | 4601
Appl-CW-Top-ElecDHW-ElecDry-Tier2 | DEER2017 | D17 v3 |  | Any | SFm | 1985 | CZ10 | rDXGF | Household | 1 | 1811 | None | 562 | 0.091 | -2.96 | 390 | 0.063 | -2.01 | 562 | 0.091 | -2.96 | 390 | 0.063 | -2.01 | DEER:Res:ClothesDishWasher | Annual | 1719 |  | Appl-CW-Top-ElecDHW-ElecDry-Tier2DEER2017 | Appl-CW-Top-ElecDHW-ElecDry-Tier2AnySFm1985CZ10DEER2017 | 4602
Appl-CW-Top-ElecDHW-ElecDry-Tier2 | DEER2017 | D17 v3 |  | Any | SFm | 1985 | CZ11 | rDXGF | Household | 1 | 1704 | None | 565 | 0.089 | -3.71 | 392 | 0.061 | -2.53 | 565 | 0.089 | -3.71 | 392 | 0.061 | -2.53 | DEER:Res:ClothesDishWasher | Annual | 1719 |  | Appl-CW-Top-ElecDHW-ElecDry-Tier2DEER2017 | Appl-CW-Top-ElecDHW-ElecDry-Tier2AnySFm1985CZ11DEER2017 | 4603
Appl-CW-Top-ElecDHW-ElecDry-Tier2 | DEER2017 | D17 v3 |  | Any | SFm | 1985 | CZ12 | rDXGF | Household | 1 | 1704 | None | 563 | 0.095 | -3.72 | 392 | 0.064 | -2.54 | 563 | 0.095 | -3.72 | 392 | 0.064 | -2.54 | DEER:Res:ClothesDishWasher | Annual | 1719 |  | Appl-CW-Top-ElecDHW-ElecDry-Tier2DEER2017 | Appl-CW-Top-ElecDHW-ElecDry-Tier2AnySFm1985CZ12DEER2017 | 4604
Appl-CW-Top-ElecDHW-ElecDry-Tier2 | DEER2017 | D17 v3 |  | Any | SFm | 1985 | CZ13 | rDXGF | Household | 1 | 1704 | None | 565 | 0.089 | -3.68 | 393 | 0.061 | -2.52 | 565 | 0.089 | -3.68 | 393 | 0.061 | -2.52 | DEER:Res:ClothesDishWasher | Annual | 1719 |  | Appl-CW-Top-ElecDHW-ElecDry-Tier2DEER2017 | Appl-CW-Top-ElecDHW-ElecDry-Tier2AnySFm1985CZ13DEER2017 | 4605
Appl-CW-Top-ElecDHW-ElecDry-Tier2 | DEER2017 | D17 v3 |  | Any | SFm | 1985 | CZ14 | rDXGF | Household | 1 | 1741 | None | 570 | 0.084 | -3.62 | 396 | 0.058 | -2.45 | 570 | 0.084 | -3.62 | 396 | 0.058 | -2.45 | DEER:Res:ClothesDishWasher | Annual | 1719 |  | Appl-CW-Top-ElecDHW-ElecDry-Tier2DEER2017 | Appl-CW-Top-ElecDHW-ElecDry-Tier2AnySFm1985CZ14DEER2017 | 4606
Appl-CW-Top-ElecDHW-ElecDry-Tier2 | DEER2017 | D17 v3 |  | Any | SFm | 1985 | CZ15 | rDXGF | Household | 1 | 1741 | None | 555 | 0.081 | -1.6 | 384 | 0.056 | -1.07 | 555 | 0.081 | -1.6 | 384 | 0.056 | -1.07 | DEER:Res:ClothesDishWasher | Annual | 1719 |  | Appl-CW-Top-ElecDHW-ElecDry-Tier2DEER2017 | Appl-CW-Top-ElecDHW-ElecDry-Tier2AnySFm1985CZ15DEER2017 | 4607
Appl-CW-Top-ElecDHW-ElecDry-Tier2 | DEER2017 | D17 v3 |  | Any | SFm | 1985 | CZ16 | rDXGF | Household | 1 | 1904 | None | 578 | 0.091 | -4.04 | 403 | 0.063 | -2.75 | 578 | 0.091 | -4.04 | 403 | 0.063 | -2.75 | DEER:Res:ClothesDishWasher | Annual | 1719 |  | Appl-CW-Top-ElecDHW-ElecDry-Tier2DEER2017 | Appl-CW-Top-ElecDHW-ElecDry-Tier2AnySFm1985CZ16DEER2017 | 4608
Appl-CW-Top-ElecDHW-ElecDry-Tier2 | DEER2017 | D17 v3 |  | Any | SFm | 1996 | CZ01 | rDXGF | Household | 1 | 2193 | None | 565 | 0.077 | -3.24 | 394 | 0.054 | -2.21 | 565 | 0.077 | -3.24 | 394 | 0.054 | -2.21 | DEER:Res:ClothesDishWasher | Annual | 1719 |  | Appl-CW-Top-ElecDHW-ElecDry-Tier2DEER2017 | Appl-CW-Top-ElecDHW-ElecDry-Tier2AnySFm1996CZ01DEER2017 | 4609
Appl-CW-Top-ElecDHW-ElecDry-Tier2 | DEER2017 | D17 v3 |  | Any | SFm | 1996 | CZ02 | rDXGF | Household | 1 | 2193 | None | 565 | 0.093 | -3.16 | 392 | 0.071 | -2.15 | 565 | 0.093 | -3.16 | 392 | 0.071 | -2.15 | DEER:Res:ClothesDishWasher | Annual | 1719 |  | Appl-CW-Top-ElecDHW-ElecDry-Tier2DEER2017 | Appl-CW-Top-ElecDHW-ElecDry-Tier2AnySFm1996CZ02DEER2017 | 4610
Appl-CW-Top-ElecDHW-ElecDry-Tier2 | DEER2017 | D17 v3 |  | Any | SFm | 1996 | CZ03 | rDXGF | Household | 1 | 2193 | None | 559 | 0.083 | -3.4 | 390 | 0.055 | -2.29 | 559 | 0.083 | -3.4 | 390 | 0.055 | -2.29 | DEER:Res:ClothesDishWasher | Annual | 1719 |  | Appl-CW-Top-ElecDHW-ElecDry-Tier2DEER2017 | Appl-CW-Top-ElecDHW-ElecDry-Tier2AnySFm1996CZ03DEER2017 | 4611
Appl-CW-Top-ElecDHW-ElecDry-Tier2 | DEER2017 | D17 v3 |  | Any | SFm | 1996 | CZ04 | rDXGF | Household | 1 | 2193 | None | 563 | 0.094 | -2.94 | 393 | 0.065 | -2 | 563 | 0.094 | -2.94 | 393 | 0.065 | -2 | DEER:Res:ClothesDishWasher | Annual | 1719 |  | Appl-CW-Top-ElecDHW-ElecDry-Tier2DEER2017 | Appl-CW-Top-ElecDHW-ElecDry-Tier2AnySFm1996CZ04DEER2017 | 4612
Appl-CW-Top-ElecDHW-ElecDry-Tier2 | DEER2017 | D17 v3 |  | Any | SFm | 1996 | CZ05 | rDXGF | Household | 1 | 2193 | None | 559 | 0.09 | -4.84 | 390 | 0.062 | -3.29 | 559 | 0.09 | -4.84 | 390 | 0.062 | -3.29 | DEER:Res:ClothesDishWasher | Annual | 1719 |  | Appl-CW-Top-ElecDHW-ElecDry-Tier2DEER2017 | Appl-CW-Top-ElecDHW-ElecDry-Tier2AnySFm1996CZ05DEER2017 | 4613
Appl-CW-Top-ElecDHW-ElecDry-Tier2 | DEER2017 | D17 v3 |  | Any | SFm | 1996 | CZ06 | rDXGF | Household | 1 | 2297 | None | 559 | 0.093 | -2.36 | 390 | 0.064 | -1.6 | 559 | 0.093 | -2.36 | 390 | 0.064 | -1.6 | DEER:Res:ClothesDishWasher | Annual | 1719 |  | Appl-CW-Top-ElecDHW-ElecDry-Tier2DEER2017 | Appl-CW-Top-ElecDHW-ElecDry-Tier2AnySFm1996CZ06DEER2017 | 4614
Appl-CW-Top-ElecDHW-ElecDry-Tier2 | DEER2017 | D17 v3 |  | Any | SFm | 1996 | CZ07 | rDXGF | Household | 1 | 2297 | None | 567 | 0.117 | -0.31 | 394 | 0.083 | -0.71 | 567 | 0.117 | -0.31 | 394 | 0.083 | -0.71 | DEER:Res:ClothesDishWasher | Annual | 1719 |  | Appl-CW-Top-ElecDHW-ElecDry-Tier2DEER2017 | Appl-CW-Top-ElecDHW-ElecDry-Tier2AnySFm1996CZ07DEER2017 | 4615
Appl-CW-Top-ElecDHW-ElecDry-Tier2 | DEER2017 | D17 v3 |  | Any | SFm | 1996 | CZ08 | rDXGF | Household | 1 | 2297 | None | 562 | 0.081 | -2.04 | 391 | 0.056 | -1.41 | 562 | 0.081 | -2.04 | 391 | 0.056 | -1.41 | DEER:Res:ClothesDishWasher | Annual | 1719 |  | Appl-CW-Top-ElecDHW-ElecDry-Tier2DEER2017 | Appl-CW-Top-ElecDHW-ElecDry-Tier2AnySFm1996CZ08DEER2017 | 4616
Appl-CW-Top-ElecDHW-ElecDry-Tier2 | DEER2017 | D17 v3 |  | Any | SFm | 1996 | CZ09 | rDXGF | Household | 1 | 2186 | None | 564 | 0.084 | -2.21 | 393 | 0.058 | -1.5 | 564 | 0.084 | -2.21 | 393 | 0.058 | -1.5 | DEER:Res:ClothesDishWasher | Annual | 1719 |  | Appl-CW-Top-ElecDHW-ElecDry-Tier2DEER2017 | Appl-CW-Top-ElecDHW-ElecDry-Tier2AnySFm1996CZ09DEER2017 | 4617
Appl-CW-Top-ElecDHW-ElecDry-Tier2 | DEER2017 | D17 v3 |  | Any | SFm | 1996 | CZ10 | rDXGF | Household | 1 | 2186 | None | 565 | 0.086 | -2.74 | 393 | 0.06 | -1.86 | 565 | 0.086 | -2.74 | 393 | 0.06 | -1.86 | DEER:Res:ClothesDishWasher | Annual | 1719 |  | Appl-CW-Top-ElecDHW-ElecDry-Tier2DEER2017 | Appl-CW-Top-ElecDHW-ElecDry-Tier2AnySFm1996CZ10DEER2017 | 4618
Appl-CW-Top-ElecDHW-ElecDry-Tier2 | DEER2017 | D17 v3 |  | Any | SFm | 1996 | CZ11 | rDXGF | Household | 1 | 2032 | None | 565 | 0.089 | -3.12 | 393 | 0.061 | -2.13 | 565 | 0.089 | -3.12 | 393 | 0.061 | -2.13 | DEER:Res:ClothesDishWasher | Annual | 1719 |  | Appl-CW-Top-ElecDHW-ElecDry-Tier2DEER2017 | Appl-CW-Top-ElecDHW-ElecDry-Tier2AnySFm1996CZ11DEER2017 | 4619
Appl-CW-Top-ElecDHW-ElecDry-Tier2 | DEER2017 | D17 v3 |  | Any | SFm | 1996 | CZ12 | rDXGF | Household | 1 | 2032 | None | 566 | 0.091 | -3.02 | 393 | 0.064 | -2.05 | 566 | 0.091 | -3.02 | 393 | 0.064 | -2.05 | DEER:Res:ClothesDishWasher | Annual | 1719 |  | Appl-CW-Top-ElecDHW-ElecDry-Tier2DEER2017 | Appl-CW-Top-ElecDHW-ElecDry-Tier2AnySFm1996CZ12DEER2017 | 4620
Appl-CW-Top-ElecDHW-ElecDry-Tier2 | DEER2017 | D17 v3 |  | Any | SFm | 1996 | CZ13 | rDXGF | Household | 1 | 2032 | None | 564 | 0.087 | -3.29 | 392 | 0.06 | -2.25 | 564 | 0.087 | -3.29 | 392 | 0.06 | -2.25 | DEER:Res:ClothesDishWasher | Annual | 1719 |  | Appl-CW-Top-ElecDHW-ElecDry-Tier2DEER2017 | Appl-CW-Top-ElecDHW-ElecDry-Tier2AnySFm1996CZ13DEER2017 | 4621
Appl-CW-Top-ElecDHW-ElecDry-Tier2 | DEER2017 | D17 v3 |  | Any | SFm | 1996 | CZ14 | rDXGF | Household | 1 | 1758 | None | 569 | 0.082 | -3.21 | 396 | 0.056 | -2.18 | 569 | 0.082 | -3.21 | 396 | 0.056 | -2.18 | DEER:Res:ClothesDishWasher | Annual | 1719 |  | Appl-CW-Top-ElecDHW-ElecDry-Tier2DEER2017 | Appl-CW-Top-ElecDHW-ElecDry-Tier2AnySFm1996CZ14DEER2017 | 4622
Appl-CW-Top-ElecDHW-ElecDry-Tier2 | DEER2017 | D17 v3 |  | Any | SFm | 1996 | CZ15 | rDXGF | Household | 1 | 1758 | None | 556 | 0.081 | -1.52 | 384 | 0.056 | -1.03 | 556 | 0.081 | -1.52 | 384 | 0.056 | -1.03 | DEER:Res:ClothesDishWasher | Annual | 1719 |  | Appl-CW-Top-ElecDHW-ElecDry-Tier2DEER2017 | Appl-CW-Top-ElecDHW-ElecDry-Tier2AnySFm1996CZ15DEER2017 | 4623
Appl-CW-Top-ElecDHW-ElecDry-Tier2 | DEER2017 | D17 v3 |  | Any | SFm | 1996 | CZ16 | rDXGF | Household | 1 | 2193 | None | 578 | 0.089 | -2.62 | 403 | 0.061 | -1.78 | 578 | 0.089 | -2.62 | 403 | 0.061 | -1.78 | DEER:Res:ClothesDishWasher | Annual | 1719 |  | Appl-CW-Top-ElecDHW-ElecDry-Tier2DEER2017 | Appl-CW-Top-ElecDHW-ElecDry-Tier2AnySFm1996CZ16DEER2017 | 4624
Appl-CW-Top-ElecDHW-ElecDry-Tier2 | DEER2017 | D17 v3 |  | Any | SFm | 2003 | CZ01 | rDXGF | Household | 1 | 2295.6 | None | 565 | 0.078 | -3.53 | 394 | 0.054 | -2.41 | 565 | 0.078 | -3.53 | 394 | 0.054 | -2.41 | DEER:Res:ClothesDishWasher | Annual | 1719 |  | Appl-CW-Top-ElecDHW-ElecDry-Tier2DEER2017 | Appl-CW-Top-ElecDHW-ElecDry-Tier2AnySFm2003CZ01DEER2017 | 4625
Appl-CW-Top-ElecDHW-ElecDry-Tier2 | DEER2017 | D17 v3 |  | Any | SFm | 2003 | CZ02 | rDXGF | Household | 1 | 1948.8 | None | 566 | 0.093 | -3.16 | 394 | 0.064 | -2.15 | 566 | 0.093 | -3.16 | 394 | 0.064 | -2.15 | DEER:Res:ClothesDishWasher | Annual | 1719 |  | Appl-CW-Top-ElecDHW-ElecDry-Tier2DEER2017 | Appl-CW-Top-ElecDHW-ElecDry-Tier2AnySFm2003CZ02DEER2017 | 4626
Appl-CW-Top-ElecDHW-ElecDry-Tier2 | DEER2017 | D17 v3 |  | Any | SFm | 2003 | CZ03 | rDXGF | Household | 1 | 2295.6 | None | 558 | 0.09 | -3.44 | 389 | 0.062 | -2.34 | 558 | 0.09 | -3.44 | 389 | 0.062 | -2.34 | DEER:Res:ClothesDishWasher | Annual | 1719 |  | Appl-CW-Top-ElecDHW-ElecDry-Tier2DEER2017 | Appl-CW-Top-ElecDHW-ElecDry-Tier2AnySFm2003CZ03DEER2017 | 4627
Appl-CW-Top-ElecDHW-ElecDry-Tier2 | DEER2017 | D17 v3 |  | Any | SFm | 2003 | CZ04 | rDXGF | Household | 1 | 2295.6 | None | 566 | 0.093 | -2.74 | 394 | 0.063 | -1.87 | 566 | 0.093 | -2.74 | 394 | 0.063 | -1.87 | DEER:Res:ClothesDishWasher | Annual | 1719 |  | Appl-CW-Top-ElecDHW-ElecDry-Tier2DEER2017 | Appl-CW-Top-ElecDHW-ElecDry-Tier2AnySFm2003CZ04DEER2017 | 4628
Appl-CW-Top-ElecDHW-ElecDry-Tier2 | DEER2017 | D17 v3 |  | Any | SFm | 2003 | CZ05 | rDXGF | Household | 1 | 2295.6 | None | 560 | 0.089 | -4.3 | 390 | 0.062 | -2.94 | 560 | 0.089 | -4.3 | 390 | 0.062 | -2.94 | DEER:Res:ClothesDishWasher | Annual | 1719 |  | Appl-CW-Top-ElecDHW-ElecDry-Tier2DEER2017 | Appl-CW-Top-ElecDHW-ElecDry-Tier2AnySFm2003CZ05DEER2017 | 4629
Appl-CW-Top-ElecDHW-ElecDry-Tier2 | DEER2017 | D17 v3 |  | Any | SFm | 2003 | CZ06 | rDXGF | Household | 1 | 2392.9 | None | 562 | 0.085 | -2.01 | 383 | 0.068 | -1.36 | 562 | 0.085 | -2.01 | 383 | 0.068 | -1.36 | DEER:Res:ClothesDishWasher | Annual | 1719 |  | Appl-CW-Top-ElecDHW-ElecDry-Tier2DEER2017 | Appl-CW-Top-ElecDHW-ElecDry-Tier2AnySFm2003CZ06DEER2017 | 4630
Appl-CW-Top-ElecDHW-ElecDry-Tier2 | DEER2017 | D17 v3 |  | Any | SFm | 2003 | CZ07 | rDXGF | Household | 1 | 2392.9 | None | 567 | 0.084 | -2.4 | 394 | 0.056 | -1.63 | 567 | 0.084 | -2.4 | 394 | 0.056 | -1.63 | DEER:Res:ClothesDishWasher | Annual | 1719 |  | Appl-CW-Top-ElecDHW-ElecDry-Tier2DEER2017 | Appl-CW-Top-ElecDHW-ElecDry-Tier2AnySFm2003CZ07DEER2017 | 4631
Appl-CW-Top-ElecDHW-ElecDry-Tier2 | DEER2017 | D17 v3 |  | Any | SFm | 2003 | CZ08 | rDXGF | Household | 1 | 2392.9 | None | 570 | 0.082 | -1.96 | 397 | 0.057 | -1.34 | 570 | 0.082 | -1.96 | 397 | 0.057 | -1.34 | DEER:Res:ClothesDishWasher | Annual | 1719 |  | Appl-CW-Top-ElecDHW-ElecDry-Tier2DEER2017 | Appl-CW-Top-ElecDHW-ElecDry-Tier2AnySFm2003CZ08DEER2017 | 4632
Appl-CW-Top-ElecDHW-ElecDry-Tier2 | DEER2017 | D17 v3 |  | Any | SFm | 2003 | CZ09 | rDXGF | Household | 1 | 2422.9 | None | 562 | 0.079 | -2.34 | 391 | 0.055 | -1.59 | 562 | 0.079 | -2.34 | 391 | 0.055 | -1.59 | DEER:Res:ClothesDishWasher | Annual | 1719 |  | Appl-CW-Top-ElecDHW-ElecDry-Tier2DEER2017 | Appl-CW-Top-ElecDHW-ElecDry-Tier2AnySFm2003CZ09DEER2017 | 4633
Appl-CW-Top-ElecDHW-ElecDry-Tier2 | DEER2017 | D17 v3 |  | Any | SFm | 2003 | CZ10 | rDXGF | Household | 1 | 1948.8 | None | 565 | 0.081 | -2.7 | 393 | 0.057 | -1.83 | 565 | 0.081 | -2.7 | 393 | 0.057 | -1.83 | DEER:Res:ClothesDishWasher | Annual | 1719 |  | Appl-CW-Top-ElecDHW-ElecDry-Tier2DEER2017 | Appl-CW-Top-ElecDHW-ElecDry-Tier2AnySFm2003CZ10DEER2017 | 4634
Appl-CW-Top-ElecDHW-ElecDry-Tier2 | DEER2017 | D17 v3 |  | Any | SFm | 2003 | CZ11 | rDXGF | Household | 1 | 1948.8 | None | 564 | 0.086 | -2.95 | 392 | 0.06 | -2.01 | 564 | 0.086 | -2.95 | 392 | 0.06 | -2.01 | DEER:Res:ClothesDishWasher | Annual | 1719 |  | Appl-CW-Top-ElecDHW-ElecDry-Tier2DEER2017 | Appl-CW-Top-ElecDHW-ElecDry-Tier2AnySFm2003CZ11DEER2017 | 4635
Appl-CW-Top-ElecDHW-ElecDry-Tier2 | DEER2017 | D17 v3 |  | Any | SFm | 2003 | CZ12 | rDXGF | Household | 1 | 1948.8 | None | 563 | 0.09 | -2.96 | 392 | 0.062 | -2.01 | 563 | 0.09 | -2.96 | 392 | 0.062 | -2.01 | DEER:Res:ClothesDishWasher | Annual | 1719 |  | Appl-CW-Top-ElecDHW-ElecDry-Tier2DEER2017 | Appl-CW-Top-ElecDHW-ElecDry-Tier2AnySFm2003CZ12DEER2017 | 4636
Appl-CW-Top-ElecDHW-ElecDry-Tier2 | DEER2017 | D17 v3 |  | Any | SFm | 2003 | CZ13 | rDXGF | Household | 1 | 1948.8 | None | 563 | 0.087 | -3.06 | 391 | 0.06 | -2.07 | 563 | 0.087 | -3.06 | 391 | 0.06 | -2.07 | DEER:Res:ClothesDishWasher | Annual | 1719 |  | Appl-CW-Top-ElecDHW-ElecDry-Tier2DEER2017 | Appl-CW-Top-ElecDHW-ElecDry-Tier2AnySFm2003CZ13DEER2017 | 4637
Appl-CW-Top-ElecDHW-ElecDry-Tier2 | DEER2017 | D17 v3 |  | Any | SFm | 2003 | CZ14 | rDXGF | Household | 1 | 2160.9 | None | 570 | 0.081 | -3.12 | 396 | 0.056 | -2.13 | 570 | 0.081 | -3.12 | 396 | 0.056 | -2.13 | DEER:Res:ClothesDishWasher | Annual | 1719 |  | Appl-CW-Top-ElecDHW-ElecDry-Tier2DEER2017 | Appl-CW-Top-ElecDHW-ElecDry-Tier2AnySFm2003CZ14DEER2017 | 4638
Appl-CW-Top-ElecDHW-ElecDry-Tier2 | DEER2017 | D17 v3 |  | Any | SFm | 2003 | CZ15 | rDXGF | Household | 1 | 2160.9 | None | 552 | 0.081 | -1.51 | 384 | 0.056 | -1.03 | 552 | 0.081 | -1.51 | 384 | 0.056 | -1.03 | DEER:Res:ClothesDishWasher | Annual | 1719 |  | Appl-CW-Top-ElecDHW-ElecDry-Tier2DEER2017 | Appl-CW-Top-ElecDHW-ElecDry-Tier2AnySFm2003CZ15DEER2017 | 4639
Appl-CW-Top-ElecDHW-ElecDry-Tier2 | DEER2017 | D17 v3 |  | Any | SFm | 2003 | CZ16 | rDXGF | Household | 1 | 2295.6 | None | 573 | 0.088 | -2.49 | 400 | 0.061 | -1.7 | 573 | 0.088 | -2.49 | 400 | 0.061 | -1.7 | DEER:Res:ClothesDishWasher | Annual | 1719 |  | Appl-CW-Top-ElecDHW-ElecDry-Tier2DEER2017 | Appl-CW-Top-ElecDHW-ElecDry-Tier2AnySFm2003CZ16DEER2017 | 4640
Appl-CW-Top-ElecDHW-ElecDry-Tier2 | DEER2017 | D17 v3 |  | Any | SFm | 2007 | CZ01 | rDXGF | Household | 1 | 2295.6 | None | 565 | 0.078 | -3.53 | 395 | 0.054 | -2.4 | 565 | 0.078 | -3.53 | 395 | 0.054 | -2.4 | DEER:Res:ClothesDishWasher | Annual | 1719 |  | Appl-CW-Top-ElecDHW-ElecDry-Tier2DEER2017 | Appl-CW-Top-ElecDHW-ElecDry-Tier2AnySFm2007CZ01DEER2017 | 4641
Appl-CW-Top-ElecDHW-ElecDry-Tier2 | DEER2017 | D17 v3 |  | Any | SFm | 2007 | CZ02 | rDXGF | Household | 1 | 1948.8 | None | 564 | 0.086 | -3.79 | 393 | 0.06 | -2.59 | 564 | 0.086 | -3.79 | 393 | 0.06 | -2.59 | DEER:Res:ClothesDishWasher | Annual | 1719 |  | Appl-CW-Top-ElecDHW-ElecDry-Tier2DEER2017 | Appl-CW-Top-ElecDHW-ElecDry-Tier2AnySFm2007CZ02DEER2017 | 4642
Appl-CW-Top-ElecDHW-ElecDry-Tier2 | DEER2017 | D17 v3 |  | Any | SFm | 2007 | CZ03 | rDXGF | Household | 1 | 2295.6 | None | 559 | 0.088 | -3.51 | 389 | 0.061 | -2.38 | 559 | 0.088 | -3.51 | 389 | 0.061 | -2.38 | DEER:Res:ClothesDishWasher | Annual | 1719 |  | Appl-CW-Top-ElecDHW-ElecDry-Tier2DEER2017 | Appl-CW-Top-ElecDHW-ElecDry-Tier2AnySFm2007CZ03DEER2017 | 4643
Appl-CW-Top-ElecDHW-ElecDry-Tier2 | DEER2017 | D17 v3 |  | Any | SFm | 2007 | CZ04 | rDXGF | Household | 1 | 2295.6 | None | 564 | 0.087 | -2.97 | 392 | 0.06 | -2.03 | 564 | 0.087 | -2.97 | 392 | 0.06 | -2.03 | DEER:Res:ClothesDishWasher | Annual | 1719 |  | Appl-CW-Top-ElecDHW-ElecDry-Tier2DEER2017 | Appl-CW-Top-ElecDHW-ElecDry-Tier2AnySFm2007CZ04DEER2017 | 4644
Appl-CW-Top-ElecDHW-ElecDry-Tier2 | DEER2017 | D17 v3 |  | Any | SFm | 2007 | CZ05 | rDXGF | Household | 1 | 2295.6 | None | 559 | 0.086 | -4.31 | 390 | 0.059 | -2.97 | 559 | 0.086 | -4.31 | 390 | 0.059 | -2.97 | DEER:Res:ClothesDishWasher | Annual | 1719 |  | Appl-CW-Top-ElecDHW-ElecDry-Tier2DEER2017 | Appl-CW-Top-ElecDHW-ElecDry-Tier2AnySFm2007CZ05DEER2017 | 4645
Appl-CW-Top-ElecDHW-ElecDry-Tier2 | DEER2017 | D17 v3 |  | Any | SFm | 2007 | CZ06 | rDXGF | Household | 1 | 2392.9 | None | 562 | 0.087 | -2.41 | 391 | 0.062 | -1.64 | 562 | 0.087 | -2.41 | 391 | 0.062 | -1.64 | DEER:Res:ClothesDishWasher | Annual | 1719 |  | Appl-CW-Top-ElecDHW-ElecDry-Tier2DEER2017 | Appl-CW-Top-ElecDHW-ElecDry-Tier2AnySFm2007CZ06DEER2017 | 4646
Appl-CW-Top-ElecDHW-ElecDry-Tier2 | DEER2017 | D17 v3 |  | Any | SFm | 2007 | CZ07 | rDXGF | Household | 1 | 2392.9 | None | 564 | 0.084 | -2.02 | 393 | 0.058 | -1.38 | 564 | 0.084 | -2.02 | 393 | 0.058 | -1.38 | DEER:Res:ClothesDishWasher | Annual | 1719 |  | Appl-CW-Top-ElecDHW-ElecDry-Tier2DEER2017 | Appl-CW-Top-ElecDHW-ElecDry-Tier2AnySFm2007CZ07DEER2017 | 4647
Appl-CW-Top-ElecDHW-ElecDry-Tier2 | DEER2017 | D17 v3 |  | Any | SFm | 2007 | CZ08 | rDXGF | Household | 1 | 2392.9 | None | 563 | 0.079 | -1.92 | 392 | 0.055 | -1.32 | 563 | 0.079 | -1.92 | 392 | 0.055 | -1.32 | DEER:Res:ClothesDishWasher | Annual | 1719 |  | Appl-CW-Top-ElecDHW-ElecDry-Tier2DEER2017 | Appl-CW-Top-ElecDHW-ElecDry-Tier2AnySFm2007CZ08DEER2017 | 4648
Appl-CW-Top-ElecDHW-ElecDry-Tier2 | DEER2017 | D17 v3 |  | Any | SFm | 2007 | CZ09 | rDXGF | Household | 1 | 2422.9 | None | 560 | 0.077 | -2.11 | 389 | 0.053 | -1.44 | 560 | 0.077 | -2.11 | 389 | 0.053 | -1.44 | DEER:Res:ClothesDishWasher | Annual | 1719 |  | Appl-CW-Top-ElecDHW-ElecDry-Tier2DEER2017 | Appl-CW-Top-ElecDHW-ElecDry-Tier2AnySFm2007CZ09DEER2017 | 4649
Appl-CW-Top-ElecDHW-ElecDry-Tier2 | DEER2017 | D17 v3 |  | Any | SFm | 2007 | CZ10 | rDXGF | Household | 1 | 1948.8 | None | 562 | 0.079 | -2.72 | 391 | 0.055 | -1.85 | 562 | 0.079 | -2.72 | 391 | 0.055 | -1.85 | DEER:Res:ClothesDishWasher | Annual | 1719 |  | Appl-CW-Top-ElecDHW-ElecDry-Tier2DEER2017 | Appl-CW-Top-ElecDHW-ElecDry-Tier2AnySFm2007CZ10DEER2017 | 4650
Appl-CW-Top-ElecDHW-ElecDry-Tier2 | DEER2017 | D17 v3 |  | Any | SFm | 2007 | CZ11 | rDXGF | Household | 1 | 1948.8 | None | 561 | 0.081 | -3.12 | 391 | 0.056 | -2.12 | 561 | 0.081 | -3.12 | 391 | 0.056 | -2.12 | DEER:Res:ClothesDishWasher | Annual | 1719 |  | Appl-CW-Top-ElecDHW-ElecDry-Tier2DEER2017 | Appl-CW-Top-ElecDHW-ElecDry-Tier2AnySFm2007CZ11DEER2017 | 4651
Appl-CW-Top-ElecDHW-ElecDry-Tier2 | DEER2017 | D17 v3 |  | Any | SFm | 2007 | CZ12 | rDXGF | Household | 1 | 1948.8 | None | 562 | 0.086 | -2.78 | 391 | 0.06 | -1.89 | 562 | 0.086 | -2.78 | 391 | 0.06 | -1.89 | DEER:Res:ClothesDishWasher | Annual | 1719 |  | Appl-CW-Top-ElecDHW-ElecDry-Tier2DEER2017 | Appl-CW-Top-ElecDHW-ElecDry-Tier2AnySFm2007CZ12DEER2017 | 4652
Appl-CW-Top-ElecDHW-ElecDry-Tier2 | DEER2017 | D17 v3 |  | Any | SFm | 2007 | CZ13 | rDXGF | Household | 1 | 1948.8 | None | 561 | 0.082 | -2.65 | 390 | 0.057 | -1.8 | 561 | 0.082 | -2.65 | 390 | 0.057 | -1.8 | DEER:Res:ClothesDishWasher | Annual | 1719 |  | Appl-CW-Top-ElecDHW-ElecDry-Tier2DEER2017 | Appl-CW-Top-ElecDHW-ElecDry-Tier2AnySFm2007CZ13DEER2017 | 4653
Appl-CW-Top-ElecDHW-ElecDry-Tier2 | DEER2017 | D17 v3 |  | Any | SFm | 2007 | CZ14 | rDXGF | Household | 1 | 2160.9 | None | 564 | 0.079 | -3.21 | 393 | 0.055 | -2.2 | 564 | 0.079 | -3.21 | 393 | 0.055 | -2.2 | DEER:Res:ClothesDishWasher | Annual | 1719 |  | Appl-CW-Top-ElecDHW-ElecDry-Tier2DEER2017 | Appl-CW-Top-ElecDHW-ElecDry-Tier2AnySFm2007CZ14DEER2017 | 4654
Appl-CW-Top-ElecDHW-ElecDry-Tier2 | DEER2017 | D17 v3 |  | Any | SFm | 2007 | CZ15 | rDXGF | Household | 1 | 2160.9 | None | 549 | 0.077 | -1.39 | 380 | 0.053 | -0.95 | 549 | 0.077 | -1.39 | 380 | 0.053 | -0.95 | DEER:Res:ClothesDishWasher | Annual | 1719 |  | Appl-CW-Top-ElecDHW-ElecDry-Tier2DEER2017 | Appl-CW-Top-ElecDHW-ElecDry-Tier2AnySFm2007CZ15DEER2017 | 4655
Appl-CW-Top-ElecDHW-ElecDry-Tier2 | DEER2017 | D17 v3 |  | Any | SFm | 2007 | CZ16 | rDXGF | Household | 1 | 2295.6 | None | 573 | 0.085 | -2.52 | 400 | 0.06 | -1.72 | 573 | 0.085 | -2.52 | 400 | 0.06 | -1.72 | DEER:Res:ClothesDishWasher | Annual | 1719 |  | Appl-CW-Top-ElecDHW-ElecDry-Tier2DEER2017 | Appl-CW-Top-ElecDHW-ElecDry-Tier2AnySFm2007CZ16DEER2017 | 4656
Appl-CW-Top-ElecDHW-ElecDry-Tier2 | DEER2017 | D17 v3 |  | Any | SFm | 2011 | CZ01 | rDXGF | Household | 1 | 2295.6 | None | 565 | 0.078 | -3.35 | 395 | 0.055 | -2.27 | 565 | 0.078 | -3.35 | 395 | 0.055 | -2.27 | DEER:Res:ClothesDishWasher | Annual | 1719 |  | Appl-CW-Top-ElecDHW-ElecDry-Tier2DEER2017 | Appl-CW-Top-ElecDHW-ElecDry-Tier2AnySFm2011CZ01DEER2017 | 4657
Appl-CW-Top-ElecDHW-ElecDry-Tier2 | DEER2017 | D17 v3 |  | Any | SFm | 2011 | CZ02 | rDXGF | Household | 1 | 1948.8 | None | 565 | 0.088 | -3.66 | 393 | 0.06 | -2.5 | 565 | 0.088 | -3.66 | 393 | 0.06 | -2.5 | DEER:Res:ClothesDishWasher | Annual | 1719 |  | Appl-CW-Top-ElecDHW-ElecDry-Tier2DEER2017 | Appl-CW-Top-ElecDHW-ElecDry-Tier2AnySFm2011CZ02DEER2017 | 4658
Appl-CW-Top-ElecDHW-ElecDry-Tier2 | DEER2017 | D17 v3 |  | Any | SFm | 2011 | CZ03 | rDXGF | Household | 1 | 2295.6 | None | 559 | 0.086 | -3.38 | 390 | 0.063 | -2.3 | 559 | 0.086 | -3.38 | 390 | 0.063 | -2.3 | DEER:Res:ClothesDishWasher | Annual | 1719 |  | Appl-CW-Top-ElecDHW-ElecDry-Tier2DEER2017 | Appl-CW-Top-ElecDHW-ElecDry-Tier2AnySFm2011CZ03DEER2017 | 4659
Appl-CW-Top-ElecDHW-ElecDry-Tier2 | DEER2017 | D17 v3 |  | Any | SFm | 2011 | CZ04 | rDXGF | Household | 1 | 2295.6 | None | 564 | 0.096 | -2.9 | 393 | 0.069 | -1.98 | 564 | 0.096 | -2.9 | 393 | 0.069 | -1.98 | DEER:Res:ClothesDishWasher | Annual | 1719 |  | Appl-CW-Top-ElecDHW-ElecDry-Tier2DEER2017 | Appl-CW-Top-ElecDHW-ElecDry-Tier2AnySFm2011CZ04DEER2017 | 4660
Appl-CW-Top-ElecDHW-ElecDry-Tier2 | DEER2017 | D17 v3 |  | Any | SFm | 2011 | CZ05 | rDXGF | Household | 1 | 2295.6 | None | 558 | 0.087 | -4.33 | 389 | 0.061 | -2.93 | 558 | 0.087 | -4.33 | 389 | 0.061 | -2.93 | DEER:Res:ClothesDishWasher | Annual | 1719 |  | Appl-CW-Top-ElecDHW-ElecDry-Tier2DEER2017 | Appl-CW-Top-ElecDHW-ElecDry-Tier2AnySFm2011CZ05DEER2017 | 4661
Appl-CW-Top-ElecDHW-ElecDry-Tier2 | DEER2017 | D17 v3 |  | Any | SFm | 2011 | CZ06 | rDXGF | Household | 1 | 2392.9 | None | 558 | 0.086 | -2.53 | 388 | 0.059 | -1.73 | 558 | 0.086 | -2.53 | 388 | 0.059 | -1.73 | DEER:Res:ClothesDishWasher | Annual | 1719 |  | Appl-CW-Top-ElecDHW-ElecDry-Tier2DEER2017 | Appl-CW-Top-ElecDHW-ElecDry-Tier2AnySFm2011CZ06DEER2017 | 4662
Appl-CW-Top-ElecDHW-ElecDry-Tier2 | DEER2017 | D17 v3 |  | Any | SFm | 2011 | CZ07 | rDXGF | Household | 1 | 2392.9 | None | 571 | 0.092 | -1.09 | 392 | 0.057 | -1.13 | 571 | 0.092 | -1.09 | 392 | 0.057 | -1.13 | DEER:Res:ClothesDishWasher | Annual | 1719 |  | Appl-CW-Top-ElecDHW-ElecDry-Tier2DEER2017 | Appl-CW-Top-ElecDHW-ElecDry-Tier2AnySFm2011CZ07DEER2017 | 4663
Appl-CW-Top-ElecDHW-ElecDry-Tier2 | DEER2017 | D17 v3 |  | Any | SFm | 2011 | CZ08 | rDXGF | Household | 1 | 2392.9 | None | 567 | 0.079 | -1.71 | 392 | 0.055 | -1.17 | 567 | 0.079 | -1.71 | 392 | 0.055 | -1.17 | DEER:Res:ClothesDishWasher | Annual | 1719 |  | Appl-CW-Top-ElecDHW-ElecDry-Tier2DEER2017 | Appl-CW-Top-ElecDHW-ElecDry-Tier2AnySFm2011CZ08DEER2017 | 4664
Appl-CW-Top-ElecDHW-ElecDry-Tier2 | DEER2017 | D17 v3 |  | Any | SFm | 2011 | CZ09 | rDXGF | Household | 1 | 2422.9 | None | 561 | 0.079 | -1.98 | 390 | 0.055 | -1.35 | 561 | 0.079 | -1.98 | 390 | 0.055 | -1.35 | DEER:Res:ClothesDishWasher | Annual | 1719 |  | Appl-CW-Top-ElecDHW-ElecDry-Tier2DEER2017 | Appl-CW-Top-ElecDHW-ElecDry-Tier2AnySFm2011CZ09DEER2017 | 4665
Appl-CW-Top-ElecDHW-ElecDry-Tier2 | DEER2017 | D17 v3 |  | Any | SFm | 2011 | CZ10 | rDXGF | Household | 1 | 1948.8 | None | 562 | 0.08 | -2.66 | 391 | 0.055 | -1.8 | 562 | 0.08 | -2.66 | 391 | 0.055 | -1.8 | DEER:Res:ClothesDishWasher | Annual | 1719 |  | Appl-CW-Top-ElecDHW-ElecDry-Tier2DEER2017 | Appl-CW-Top-ElecDHW-ElecDry-Tier2AnySFm2011CZ10DEER2017 | 4666
Appl-CW-Top-ElecDHW-ElecDry-Tier2 | DEER2017 | D17 v3 |  | Any | SFm | 2011 | CZ11 | rDXGF | Household | 1 | 1948.8 | None | 561 | 0.081 | -3 | 390 | 0.056 | -2.03 | 561 | 0.081 | -3 | 390 | 0.056 | -2.03 | DEER:Res:ClothesDishWasher | Annual | 1719 |  | Appl-CW-Top-ElecDHW-ElecDry-Tier2DEER2017 | Appl-CW-Top-ElecDHW-ElecDry-Tier2AnySFm2011CZ11DEER2017 | 4667
Appl-CW-Top-ElecDHW-ElecDry-Tier2 | DEER2017 | D17 v3 |  | Any | SFm | 2011 | CZ12 | rDXGF | Household | 1 | 1948.8 | None | 563 | 0.086 | -2.66 | 392 | 0.059 | -1.81 | 563 | 0.086 | -2.66 | 392 | 0.059 | -1.81 | DEER:Res:ClothesDishWasher | Annual | 1719 |  | Appl-CW-Top-ElecDHW-ElecDry-Tier2DEER2017 | Appl-CW-Top-ElecDHW-ElecDry-Tier2AnySFm2011CZ12DEER2017 | 4668
Appl-CW-Top-ElecDHW-ElecDry-Tier2 | DEER2017 | D17 v3 |  | Any | SFm | 2011 | CZ13 | rDXGF | Household | 1 | 1948.8 | None | 561 | 0.082 | -2.51 | 390 | 0.057 | -1.72 | 561 | 0.082 | -2.51 | 390 | 0.057 | -1.72 | DEER:Res:ClothesDishWasher | Annual | 1719 |  | Appl-CW-Top-ElecDHW-ElecDry-Tier2DEER2017 | Appl-CW-Top-ElecDHW-ElecDry-Tier2AnySFm2011CZ13DEER2017 | 4669
Appl-CW-Top-ElecDHW-ElecDry-Tier2 | DEER2017 | D17 v3 |  | Any | SFm | 2011 | CZ14 | rDXGF | Household | 1 | 2160.9 | None | 565 | 0.079 | -3.05 | 393 | 0.055 | -2.07 | 565 | 0.079 | -3.05 | 393 | 0.055 | -2.07 | DEER:Res:ClothesDishWasher | Annual | 1719 |  | Appl-CW-Top-ElecDHW-ElecDry-Tier2DEER2017 | Appl-CW-Top-ElecDHW-ElecDry-Tier2AnySFm2011CZ14DEER2017 | 4670
Appl-CW-Top-ElecDHW-ElecDry-Tier2 | DEER2017 | D17 v3 |  | Any | SFm | 2011 | CZ15 | rDXGF | Household | 1 | 2160.9 | None | 549 | 0.078 | -1.36 | 381 | 0.054 | -0.93 | 549 | 0.078 | -1.36 | 381 | 0.054 | -0.93 | DEER:Res:ClothesDishWasher | Annual | 1719 |  | Appl-CW-Top-ElecDHW-ElecDry-Tier2DEER2017 | Appl-CW-Top-ElecDHW-ElecDry-Tier2AnySFm2011CZ15DEER2017 | 4671
Appl-CW-Top-ElecDHW-ElecDry-Tier2 | DEER2017 | D17 v3 |  | Any | SFm | 2011 | CZ16 | rDXGF | Household | 1 | 2295.6 | None | 573 | 0.085 | -2.37 | 400 | 0.059 | -1.62 | 573 | 0.085 | -2.37 | 400 | 0.059 | -1.62 | DEER:Res:ClothesDishWasher | Annual | 1719 |  | Appl-CW-Top-ElecDHW-ElecDry-Tier2DEER2017 | Appl-CW-Top-ElecDHW-ElecDry-Tier2AnySFm2011CZ16DEER2017 | 4672
Appl-CW-Top-ElecDHW-ElecDry-Tier2 | DEER2017 | D17 v3 |  | Any | SFm | 2015 | CZ01 | rDXGF | Household | 1 | 2295.6 | None | 565 | 0.078 | -3.51 | 395 | 0.055 | -2.54 | 565 | 0.078 | -3.51 | 395 | 0.055 | -2.54 | DEER:Res:ClothesDishWasher | Annual | 1719 |  | Appl-CW-Top-ElecDHW-ElecDry-Tier2DEER2017 | Appl-CW-Top-ElecDHW-ElecDry-Tier2AnySFm2015CZ01DEER2017 | 4673
Appl-CW-Top-ElecDHW-ElecDry-Tier2 | DEER2017 | D17 v3 |  | Any | SFm | 2015 | CZ02 | rDXGF | Household | 1 | 1948.8 | None | 563 | 0.087 | -3.67 | 392 | 0.061 | -2.49 | 563 | 0.087 | -3.67 | 392 | 0.061 | -2.49 | DEER:Res:ClothesDishWasher | Annual | 1719 |  | Appl-CW-Top-ElecDHW-ElecDry-Tier2DEER2017 | Appl-CW-Top-ElecDHW-ElecDry-Tier2AnySFm2015CZ02DEER2017 | 4674
Appl-CW-Top-ElecDHW-ElecDry-Tier2 | DEER2017 | D17 v3 |  | Any | SFm | 2015 | CZ03 | rDXGF | Household | 1 | 2295.6 | None | 560 | 0.086 | -2.9 | 391 | 0.06 | -1.97 | 560 | 0.086 | -2.9 | 391 | 0.06 | -1.97 | DEER:Res:ClothesDishWasher | Annual | 1719 |  | Appl-CW-Top-ElecDHW-ElecDry-Tier2DEER2017 | Appl-CW-Top-ElecDHW-ElecDry-Tier2AnySFm2015CZ03DEER2017 | 4675
Appl-CW-Top-ElecDHW-ElecDry-Tier2 | DEER2017 | D17 v3 |  | Any | SFm | 2015 | CZ04 | rDXGF | Household | 1 | 2295.6 | None | 562 | 0.087 | -2.97 | 391 | 0.06 | -2.02 | 562 | 0.087 | -2.97 | 391 | 0.06 | -2.02 | DEER:Res:ClothesDishWasher | Annual | 1719 |  | Appl-CW-Top-ElecDHW-ElecDry-Tier2DEER2017 | Appl-CW-Top-ElecDHW-ElecDry-Tier2AnySFm2015CZ04DEER2017 | 4676
Appl-CW-Top-ElecDHW-ElecDry-Tier2 | DEER2017 | D17 v3 |  | Any | SFm | 2015 | CZ05 | rDXGF | Household | 1 | 2295.6 | None | 562 | 0.087 | -3.39 | 392 | 0.06 | -2.33 | 562 | 0.087 | -3.39 | 392 | 0.06 | -2.33 | DEER:Res:ClothesDishWasher | Annual | 1719 |  | Appl-CW-Top-ElecDHW-ElecDry-Tier2DEER2017 | Appl-CW-Top-ElecDHW-ElecDry-Tier2AnySFm2015CZ05DEER2017 | 4677
Appl-CW-Top-ElecDHW-ElecDry-Tier2 | DEER2017 | D17 v3 |  | Any | SFm | 2015 | CZ06 | rDXGF | Household | 1 | 2392.9 | None | 557 | 0.092 | -2.55 | 388 | 0.062 | -1.72 | 557 | 0.092 | -2.55 | 388 | 0.062 | -1.72 | DEER:Res:ClothesDishWasher | Annual | 1719 |  | Appl-CW-Top-ElecDHW-ElecDry-Tier2DEER2017 | Appl-CW-Top-ElecDHW-ElecDry-Tier2AnySFm2015CZ06DEER2017 | 4678
Appl-CW-Top-ElecDHW-ElecDry-Tier2 | DEER2017 | D17 v3 |  | Any | SFm | 2015 | CZ07 | rDXGF | Household | 1 | 2392.9 | None | 563 | 0.083 | -1.67 | 396 | 0.063 | -0.89 | 563 | 0.083 | -1.67 | 396 | 0.063 | -0.89 | DEER:Res:ClothesDishWasher | Annual | 1719 |  | Appl-CW-Top-ElecDHW-ElecDry-Tier2DEER2017 | Appl-CW-Top-ElecDHW-ElecDry-Tier2AnySFm2015CZ07DEER2017 | 4679
Appl-CW-Top-ElecDHW-ElecDry-Tier2 | DEER2017 | D17 v3 |  | Any | SFm | 2015 | CZ08 | rDXGF | Household | 1 | 2392.9 | None | 560 | 0.078 | -1.74 | 395 | 0.064 | -0.7 | 560 | 0.078 | -1.74 | 395 | 0.064 | -0.7 | DEER:Res:ClothesDishWasher | Annual | 1719 |  | Appl-CW-Top-ElecDHW-ElecDry-Tier2DEER2017 | Appl-CW-Top-ElecDHW-ElecDry-Tier2AnySFm2015CZ08DEER2017 | 4680
Appl-CW-Top-ElecDHW-ElecDry-Tier2 | DEER2017 | D17 v3 |  | Any | SFm | 2015 | CZ09 | rDXGF | Household | 1 | 2422.9 | None | 557 | 0.08 | -2.04 | 387 | 0.055 | -1.35 | 557 | 0.08 | -2.04 | 387 | 0.055 | -1.35 | DEER:Res:ClothesDishWasher | Annual | 1719 |  | Appl-CW-Top-ElecDHW-ElecDry-Tier2DEER2017 | Appl-CW-Top-ElecDHW-ElecDry-Tier2AnySFm2015CZ09DEER2017 | 4681
Appl-CW-Top-ElecDHW-ElecDry-Tier2 | DEER2017 | D17 v3 |  | Any | SFm | 2015 | CZ10 | rDXGF | Household | 1 | 1948.8 | None | 557 | 0.082 | -2.61 | 387 | 0.057 | -1.79 | 557 | 0.082 | -2.61 | 387 | 0.057 | -1.79 | DEER:Res:ClothesDishWasher | Annual | 1719 |  | Appl-CW-Top-ElecDHW-ElecDry-Tier2DEER2017 | Appl-CW-Top-ElecDHW-ElecDry-Tier2AnySFm2015CZ10DEER2017 | 4682
Appl-CW-Top-ElecDHW-ElecDry-Tier2 | DEER2017 | D17 v3 |  | Any | SFm | 2015 | CZ11 | rDXGF | Household | 1 | 1948.8 | None | 559 | 0.084 | -2.94 | 388 | 0.057 | -2.01 | 559 | 0.084 | -2.94 | 388 | 0.057 | -2.01 | DEER:Res:ClothesDishWasher | Annual | 1719 |  | Appl-CW-Top-ElecDHW-ElecDry-Tier2DEER2017 | Appl-CW-Top-ElecDHW-ElecDry-Tier2AnySFm2015CZ11DEER2017 | 4683
Appl-CW-Top-ElecDHW-ElecDry-Tier2 | DEER2017 | D17 v3 |  | Any | SFm | 2015 | CZ12 | rDXGF | Household | 1 | 1948.8 | None | 559 | 0.086 | -2.65 | 390 | 0.059 | -1.8 | 559 | 0.086 | -2.65 | 390 | 0.059 | -1.8 | DEER:Res:ClothesDishWasher | Annual | 1719 |  | Appl-CW-Top-ElecDHW-ElecDry-Tier2DEER2017 | Appl-CW-Top-ElecDHW-ElecDry-Tier2AnySFm2015CZ12DEER2017 | 4684
Appl-CW-Top-ElecDHW-ElecDry-Tier2 | DEER2017 | D17 v3 |  | Any | SFm | 2015 | CZ13 | rDXGF | Household | 1 | 1948.8 | None | 558 | 0.081 | -2.44 | 388 | 0.056 | -1.67 | 558 | 0.081 | -2.44 | 388 | 0.056 | -1.67 | DEER:Res:ClothesDishWasher | Annual | 1719 |  | Appl-CW-Top-ElecDHW-ElecDry-Tier2DEER2017 | Appl-CW-Top-ElecDHW-ElecDry-Tier2AnySFm2015CZ13DEER2017 | 4685
Appl-CW-Top-ElecDHW-ElecDry-Tier2 | DEER2017 | D17 v3 |  | Any | SFm | 2015 | CZ14 | rDXGF | Household | 1 | 2160.9 | None | 563 | 0.08 | -3.15 | 391 | 0.056 | -2.13 | 563 | 0.08 | -3.15 | 391 | 0.056 | -2.13 | DEER:Res:ClothesDishWasher | Annual | 1719 |  | Appl-CW-Top-ElecDHW-ElecDry-Tier2DEER2017 | Appl-CW-Top-ElecDHW-ElecDry-Tier2AnySFm2015CZ14DEER2017 | 4686
Appl-CW-Top-ElecDHW-ElecDry-Tier2 | DEER2017 | D17 v3 |  | Any | SFm | 2015 | CZ15 | rDXGF | Household | 1 | 2160.9 | None | 547 | 0.077 | -1.36 | 379 | 0.053 | -0.92 | 547 | 0.077 | -1.36 | 379 | 0.053 | -0.92 | DEER:Res:ClothesDishWasher | Annual | 1719 |  | Appl-CW-Top-ElecDHW-ElecDry-Tier2DEER2017 | Appl-CW-Top-ElecDHW-ElecDry-Tier2AnySFm2015CZ15DEER2017 | 4687
Appl-CW-Top-ElecDHW-ElecDry-Tier2 | DEER2017 | D17 v3 |  | Any | SFm | 2015 | CZ16 | rDXGF | Household | 1 | 2295.6 | None | 570 | 0.085 | -2.92 | 398 | 0.059 | -1.98 | 570 | 0.085 | -2.92 | 398 | 0.059 | -1.98 | DEER:Res:ClothesDishWasher | Annual | 1719 |  | Appl-CW-Top-ElecDHW-ElecDry-Tier2DEER2017 | Appl-CW-Top-ElecDHW-ElecDry-Tier2AnySFm2015CZ16DEER2017 | 4688
Appl-CW-Top-ElecDHW-ElecDry-Tier2 | DEER2017 | D17 v3 |  | Any | SFm | 2017 | CZ01 | rDXGF | Household | 1 | 2295.6 | None | 566 | 0.078 | -2.9 | 395 | 0.055 | -1.97 | 566 | 0.078 | -2.9 | 395 | 0.055 | -1.97 | DEER:Res:ClothesDishWasher | Annual | 1719 |  | Appl-CW-Top-ElecDHW-ElecDry-Tier2DEER2017 | Appl-CW-Top-ElecDHW-ElecDry-Tier2AnySFm2017CZ01DEER2017 | 4689
Appl-CW-Top-ElecDHW-ElecDry-Tier2 | DEER2017 | D17 v3 |  | Any | SFm | 2017 | CZ02 | rDXGF | Household | 1 | 1948.8 | None | 563 | 0.088 | -3.55 | 392 | 0.061 | -2.43 | 563 | 0.088 | -3.55 | 392 | 0.061 | -2.43 | DEER:Res:ClothesDishWasher | Annual | 1719 |  | Appl-CW-Top-ElecDHW-ElecDry-Tier2DEER2017 | Appl-CW-Top-ElecDHW-ElecDry-Tier2AnySFm2017CZ02DEER2017 | 4690
Appl-CW-Top-ElecDHW-ElecDry-Tier2 | DEER2017 | D17 v3 |  | Any | SFm | 2017 | CZ03 | rDXGF | Household | 1 | 2295.6 | None | 559 | 0.087 | -2.89 | 390 | 0.06 | -1.96 | 559 | 0.087 | -2.89 | 390 | 0.06 | -1.96 | DEER:Res:ClothesDishWasher | Annual | 1719 |  | Appl-CW-Top-ElecDHW-ElecDry-Tier2DEER2017 | Appl-CW-Top-ElecDHW-ElecDry-Tier2AnySFm2017CZ03DEER2017 | 4691
Appl-CW-Top-ElecDHW-ElecDry-Tier2 | DEER2017 | D17 v3 |  | Any | SFm | 2017 | CZ04 | rDXGF | Household | 1 | 2295.6 | None | 562 | 0.086 | -2.88 | 391 | 0.061 | -1.96 | 562 | 0.086 | -2.88 | 391 | 0.061 | -1.96 | DEER:Res:ClothesDishWasher | Annual | 1719 |  | Appl-CW-Top-ElecDHW-ElecDry-Tier2DEER2017 | Appl-CW-Top-ElecDHW-ElecDry-Tier2AnySFm2017CZ04DEER2017 | 4692
Appl-CW-Top-ElecDHW-ElecDry-Tier2 | DEER2017 | D17 v3 |  | Any | SFm | 2017 | CZ05 | rDXGF | Household | 1 | 2295.6 | None | 561 | 0.087 | -3.34 | 391 | 0.06 | -2.25 | 561 | 0.087 | -3.34 | 391 | 0.06 | -2.25 | DEER:Res:ClothesDishWasher | Annual | 1719 |  | Appl-CW-Top-ElecDHW-ElecDry-Tier2DEER2017 | Appl-CW-Top-ElecDHW-ElecDry-Tier2AnySFm2017CZ05DEER2017 | 4693
Appl-CW-Top-ElecDHW-ElecDry-Tier2 | DEER2017 | D17 v3 |  | Any | SFm | 2017 | CZ06 | rDXGF | Household | 1 | 2392.9 | None | 557 | 0.09 | -2.52 | 388 | 0.063 | -1.72 | 557 | 0.09 | -2.52 | 388 | 0.063 | -1.72 | DEER:Res:ClothesDishWasher | Annual | 1719 |  | Appl-CW-Top-ElecDHW-ElecDry-Tier2DEER2017 | Appl-CW-Top-ElecDHW-ElecDry-Tier2AnySFm2017CZ06DEER2017 | 4694
Appl-CW-Top-ElecDHW-ElecDry-Tier2 | DEER2017 | D17 v3 |  | Any | SFm | 2017 | CZ07 | rDXGF | Household | 1 | 2392.9 | None | 564 | 0.086 | -1.59 | 391 | 0.056 | -1.29 | 564 | 0.086 | -1.59 | 391 | 0.056 | -1.29 | DEER:Res:ClothesDishWasher | Annual | 1719 |  | Appl-CW-Top-ElecDHW-ElecDry-Tier2DEER2017 | Appl-CW-Top-ElecDHW-ElecDry-Tier2AnySFm2017CZ07DEER2017 | 4695
Appl-CW-Top-ElecDHW-ElecDry-Tier2 | DEER2017 | D17 v3 |  | Any | SFm | 2017 | CZ08 | rDXGF | Household | 1 | 2392.9 | None | 558 | 0.084 | -1.61 | 388 | 0.057 | -1.1 | 558 | 0.084 | -1.61 | 388 | 0.057 | -1.1 | DEER:Res:ClothesDishWasher | Annual | 1719 |  | Appl-CW-Top-ElecDHW-ElecDry-Tier2DEER2017 | Appl-CW-Top-ElecDHW-ElecDry-Tier2AnySFm2017CZ08DEER2017 | 4696
Appl-CW-Top-ElecDHW-ElecDry-Tier2 | DEER2017 | D17 v3 |  | Any | SFm | 2017 | CZ09 | rDXGF | Household | 1 | 2422.9 | None | 554 | 0.081 | -2.04 | 384 | 0.056 | -1.39 | 554 | 0.081 | -2.04 | 384 | 0.056 | -1.39 | DEER:Res:ClothesDishWasher | Annual | 1719 |  | Appl-CW-Top-ElecDHW-ElecDry-Tier2DEER2017 | Appl-CW-Top-ElecDHW-ElecDry-Tier2AnySFm2017CZ09DEER2017 | 4697
Appl-CW-Top-ElecDHW-ElecDry-Tier2 | DEER2017 | D17 v3 |  | Any | SFm | 2017 | CZ10 | rDXGF | Household | 1 | 1948.8 | None | 558 | 0.082 | -2.5 | 388 | 0.057 | -1.71 | 558 | 0.082 | -2.5 | 388 | 0.057 | -1.71 | DEER:Res:ClothesDishWasher | Annual | 1719 |  | Appl-CW-Top-ElecDHW-ElecDry-Tier2DEER2017 | Appl-CW-Top-ElecDHW-ElecDry-Tier2AnySFm2017CZ10DEER2017 | 4698
Appl-CW-Top-ElecDHW-ElecDry-Tier2 | DEER2017 | D17 v3 |  | Any | SFm | 2017 | CZ11 | rDXGF | Household | 1 | 1948.8 | None | 558 | 0.084 | -2.85 | 388 | 0.059 | -1.95 | 558 | 0.084 | -2.85 | 388 | 0.059 | -1.95 | DEER:Res:ClothesDishWasher | Annual | 1719 |  | Appl-CW-Top-ElecDHW-ElecDry-Tier2DEER2017 | Appl-CW-Top-ElecDHW-ElecDry-Tier2AnySFm2017CZ11DEER2017 | 4699
Appl-CW-Top-ElecDHW-ElecDry-Tier2 | DEER2017 | D17 v3 |  | Any | SFm | 2017 | CZ12 | rDXGF | Household | 1 | 1948.8 | None | 559 | 0.086 | -2.55 | 389 | 0.06 | -1.73 | 559 | 0.086 | -2.55 | 389 | 0.06 | -1.73 | DEER:Res:ClothesDishWasher | Annual | 1719 |  | Appl-CW-Top-ElecDHW-ElecDry-Tier2DEER2017 | Appl-CW-Top-ElecDHW-ElecDry-Tier2AnySFm2017CZ12DEER2017 | 4700
Appl-CW-Top-ElecDHW-ElecDry-Tier2 | DEER2017 | D17 v3 |  | Any | SFm | 2017 | CZ13 | rDXGF | Household | 1 | 1948.8 | None | 558 | 0.081 | -2.42 | 388 | 0.057 | -1.65 | 558 | 0.081 | -2.42 | 388 | 0.057 | -1.65 | DEER:Res:ClothesDishWasher | Annual | 1719 |  | Appl-CW-Top-ElecDHW-ElecDry-Tier2DEER2017 | Appl-CW-Top-ElecDHW-ElecDry-Tier2AnySFm2017CZ13DEER2017 | 4701
Appl-CW-Top-ElecDHW-ElecDry-Tier2 | DEER2017 | D17 v3 |  | Any | SFm | 2017 | CZ14 | rDXGF | Household | 1 | 2160.9 | None | 562 | 0.079 | -3.2 | 391 | 0.055 | -2.18 | 562 | 0.079 | -3.2 | 391 | 0.055 | -2.18 | DEER:Res:ClothesDishWasher | Annual | 1719 |  | Appl-CW-Top-ElecDHW-ElecDry-Tier2DEER2017 | Appl-CW-Top-ElecDHW-ElecDry-Tier2AnySFm2017CZ14DEER2017 | 4702
Appl-CW-Top-ElecDHW-ElecDry-Tier2 | DEER2017 | D17 v3 |  | Any | SFm | 2017 | CZ15 | rDXGF | Household | 1 | 2160.9 | None | 547 | 0.077 | -1.34 | 379 | 0.053 | -0.91 | 547 | 0.077 | -1.34 | 379 | 0.053 | -0.91 | DEER:Res:ClothesDishWasher | Annual | 1719 |  | Appl-CW-Top-ElecDHW-ElecDry-Tier2DEER2017 | Appl-CW-Top-ElecDHW-ElecDry-Tier2AnySFm2017CZ15DEER2017 | 4703
Appl-CW-Top-ElecDHW-ElecDry-Tier2 | DEER2017 | D17 v3 |  | Any | SFm | 2017 | CZ16 | rDXGF | Household | 1 | 2295.6 | None | 569 | 0.085 | -2.8 | 397 | 0.059 | -1.9 | 569 | 0.085 | -2.8 | 397 | 0.059 | -1.9 | DEER:Res:ClothesDishWasher | Annual | 1719 |  | Appl-CW-Top-ElecDHW-ElecDry-Tier2DEER2017 | Appl-CW-Top-ElecDHW-ElecDry-Tier2AnySFm2017CZ16DEER2017 | 4704
Appl-CW-Top-ElecDHW-ElecDry-Tier3 | DEER2017 | D17 v3 |  | Any | DMo | MH00 | CZ01 | rDXGF | Household | 1 | 1242 | None | 509 | 0.07 | -3.19 | 373 | 0.051 | -2.28 | 509 | 0.07 | -3.19 | 373 | 0.051 | -2.28 | DEER:Res:ClothesDishWasher | Annual | 1719 |  | Appl-CW-Top-ElecDHW-ElecDry-Tier3DEER2017 | Appl-CW-Top-ElecDHW-ElecDry-Tier3AnyDMoMH00CZ01DEER2017 | 4705
Appl-CW-Top-ElecDHW-ElecDry-Tier3 | DEER2017 | D17 v3 |  | Any | DMo | MH00 | CZ02 | rDXGF | Household | 1 | 1242 | None | 515 | 0.083 | -2.7 | 377 | 0.059 | -1.95 | 515 | 0.083 | -2.7 | 377 | 0.059 | -1.95 | DEER:Res:ClothesDishWasher | Annual | 1719 |  | Appl-CW-Top-ElecDHW-ElecDry-Tier3DEER2017 | Appl-CW-Top-ElecDHW-ElecDry-Tier3AnyDMoMH00CZ02DEER2017 | 4706
Appl-CW-Top-ElecDHW-ElecDry-Tier3 | DEER2017 | D17 v3 |  | Any | DMo | MH00 | CZ03 | rDXGF | Household | 1 | 1242 | None | 507 | 0.085 | -3.25 | 371 | 0.063 | -2.33 | 507 | 0.085 | -3.25 | 371 | 0.063 | -2.33 | DEER:Res:ClothesDishWasher | Annual | 1719 |  | Appl-CW-Top-ElecDHW-ElecDry-Tier3DEER2017 | Appl-CW-Top-ElecDHW-ElecDry-Tier3AnyDMoMH00CZ03DEER2017 | 4707
Appl-CW-Top-ElecDHW-ElecDry-Tier3 | DEER2017 | D17 v3 |  | Any | DMo | MH00 | CZ04 | rDXGF | Household | 1 | 1242 | None | 515 | 0.088 | -2.86 | 377 | 0.066 | -2.07 | 515 | 0.088 | -2.86 | 377 | 0.066 | -2.07 | DEER:Res:ClothesDishWasher | Annual | 1719 |  | Appl-CW-Top-ElecDHW-ElecDry-Tier3DEER2017 | Appl-CW-Top-ElecDHW-ElecDry-Tier3AnyDMoMH00CZ04DEER2017 | 4708
Appl-CW-Top-ElecDHW-ElecDry-Tier3 | DEER2017 | D17 v3 |  | Any | DMo | MH00 | CZ05 | rDXGF | Household | 1 | 1242 | None | 507 | 0.083 | -4.69 | 372 | 0.06 | -3.39 | 507 | 0.083 | -4.69 | 372 | 0.06 | -3.39 | DEER:Res:ClothesDishWasher | Annual | 1719 |  | Appl-CW-Top-ElecDHW-ElecDry-Tier3DEER2017 | Appl-CW-Top-ElecDHW-ElecDry-Tier3AnyDMoMH00CZ05DEER2017 | 4709
Appl-CW-Top-ElecDHW-ElecDry-Tier3 | DEER2017 | D17 v3 |  | Any | DMo | MH00 | CZ06 | rDXGF | Household | 1 | 1242 | None | 514 | 0.078 | -2.41 | 376 | 0.057 | -1.74 | 514 | 0.078 | -2.41 | 376 | 0.057 | -1.74 | DEER:Res:ClothesDishWasher | Annual | 1719 |  | Appl-CW-Top-ElecDHW-ElecDry-Tier3DEER2017 | Appl-CW-Top-ElecDHW-ElecDry-Tier3AnyDMoMH00CZ06DEER2017 | 4710
Appl-CW-Top-ElecDHW-ElecDry-Tier3 | DEER2017 | D17 v3 |  | Any | DMo | MH00 | CZ07 | rDXGF | Household | 1 | 1242 | None | 513 | 0.079 | -1.95 | 376 | 0.057 | -1.39 | 513 | 0.079 | -1.95 | 376 | 0.057 | -1.39 | DEER:Res:ClothesDishWasher | Annual | 1719 |  | Appl-CW-Top-ElecDHW-ElecDry-Tier3DEER2017 | Appl-CW-Top-ElecDHW-ElecDry-Tier3AnyDMoMH00CZ07DEER2017 | 4711
Appl-CW-Top-ElecDHW-ElecDry-Tier3 | DEER2017 | D17 v3 |  | Any | DMo | MH00 | CZ08 | rDXGF | Household | 1 | 1242 | None | 515 | 0.079 | -1.96 | 378 | 0.058 | -1.41 | 515 | 0.079 | -1.96 | 378 | 0.058 | -1.41 | DEER:Res:ClothesDishWasher | Annual | 1719 |  | Appl-CW-Top-ElecDHW-ElecDry-Tier3DEER2017 | Appl-CW-Top-ElecDHW-ElecDry-Tier3AnyDMoMH00CZ08DEER2017 | 4712
Appl-CW-Top-ElecDHW-ElecDry-Tier3 | DEER2017 | D17 v3 |  | Any | DMo | MH00 | CZ09 | rDXGF | Household | 1 | 1242 | None | 515 | 0.081 | -2.18 | 376 | 0.059 | -1.57 | 515 | 0.081 | -2.18 | 376 | 0.059 | -1.57 | DEER:Res:ClothesDishWasher | Annual | 1719 |  | Appl-CW-Top-ElecDHW-ElecDry-Tier3DEER2017 | Appl-CW-Top-ElecDHW-ElecDry-Tier3AnyDMoMH00CZ09DEER2017 | 4713
Appl-CW-Top-ElecDHW-ElecDry-Tier3 | DEER2017 | D17 v3 |  | Any | DMo | MH00 | CZ10 | rDXGF | Household | 1 | 1242 | None | 519 | 0.079 | -2.11 | 379 | 0.058 | -1.51 | 519 | 0.079 | -2.11 | 379 | 0.058 | -1.51 | DEER:Res:ClothesDishWasher | Annual | 1719 |  | Appl-CW-Top-ElecDHW-ElecDry-Tier3DEER2017 | Appl-CW-Top-ElecDHW-ElecDry-Tier3AnyDMoMH00CZ10DEER2017 | 4714
Appl-CW-Top-ElecDHW-ElecDry-Tier3 | DEER2017 | D17 v3 |  | Any | DMo | MH00 | CZ11 | rDXGF | Household | 1 | 1242 | None | 516 | 0.081 | -2.55 | 377 | 0.059 | -1.84 | 516 | 0.081 | -2.55 | 377 | 0.059 | -1.84 | DEER:Res:ClothesDishWasher | Annual | 1719 |  | Appl-CW-Top-ElecDHW-ElecDry-Tier3DEER2017 | Appl-CW-Top-ElecDHW-ElecDry-Tier3AnyDMoMH00CZ11DEER2017 | 4715
Appl-CW-Top-ElecDHW-ElecDry-Tier3 | DEER2017 | D17 v3 |  | Any | DMo | MH00 | CZ12 | rDXGF | Household | 1 | 1242 | None | 519 | 0.082 | -2.79 | 379 | 0.06 | -2 | 519 | 0.082 | -2.79 | 379 | 0.06 | -2 | DEER:Res:ClothesDishWasher | Annual | 1719 |  | Appl-CW-Top-ElecDHW-ElecDry-Tier3DEER2017 | Appl-CW-Top-ElecDHW-ElecDry-Tier3AnyDMoMH00CZ12DEER2017 | 4716
Appl-CW-Top-ElecDHW-ElecDry-Tier3 | DEER2017 | D17 v3 |  | Any | DMo | MH00 | CZ13 | rDXGF | Household | 1 | 1242 | None | 518 | 0.081 | -2.62 | 379 | 0.059 | -1.91 | 518 | 0.081 | -2.62 | 379 | 0.059 | -1.91 | DEER:Res:ClothesDishWasher | Annual | 1719 |  | Appl-CW-Top-ElecDHW-ElecDry-Tier3DEER2017 | Appl-CW-Top-ElecDHW-ElecDry-Tier3AnyDMoMH00CZ13DEER2017 | 4717
Appl-CW-Top-ElecDHW-ElecDry-Tier3 | DEER2017 | D17 v3 |  | Any | DMo | MH00 | CZ14 | rDXGF | Household | 1 | 1242 | None | 522 | 0.078 | -2.69 | 383 | 0.057 | -1.94 | 522 | 0.078 | -2.69 | 383 | 0.057 | -1.94 | DEER:Res:ClothesDishWasher | Annual | 1719 |  | Appl-CW-Top-ElecDHW-ElecDry-Tier3DEER2017 | Appl-CW-Top-ElecDHW-ElecDry-Tier3AnyDMoMH00CZ14DEER2017 | 4718
Appl-CW-Top-ElecDHW-ElecDry-Tier3 | DEER2017 | D17 v3 |  | Any | DMo | MH00 | CZ15 | rDXGF | Household | 1 | 1242 | None | 513 | 0.076 | -0.92 | 376 | 0.055 | -0.66 | 513 | 0.076 | -0.92 | 376 | 0.055 | -0.66 | DEER:Res:ClothesDishWasher | Annual | 1719 |  | Appl-CW-Top-ElecDHW-ElecDry-Tier3DEER2017 | Appl-CW-Top-ElecDHW-ElecDry-Tier3AnyDMoMH00CZ15DEER2017 | 4719
Appl-CW-Top-ElecDHW-ElecDry-Tier3 | DEER2017 | D17 v3 |  | Any | DMo | MH00 | CZ16 | rDXGF | Household | 1 | 1242 | None | 522 | 0.087 | -2.63 | 383 | 0.064 | -1.9 | 522 | 0.087 | -2.63 | 383 | 0.064 | -1.9 | DEER:Res:ClothesDishWasher | Annual | 1719 |  | Appl-CW-Top-ElecDHW-ElecDry-Tier3DEER2017 | Appl-CW-Top-ElecDHW-ElecDry-Tier3AnyDMoMH00CZ16DEER2017 | 4720
Appl-CW-Top-ElecDHW-ElecDry-Tier3 | DEER2017 | D17 v3 |  | Any | DMo | MH06 | CZ01 | rDXGF | Household | 1 | 1242 | None | 508 | 0.07 | -3.95 | 373 | 0.051 | -2.82 | 508 | 0.07 | -3.95 | 373 | 0.051 | -2.82 | DEER:Res:ClothesDishWasher | Annual | 1719 |  | Appl-CW-Top-ElecDHW-ElecDry-Tier3DEER2017 | Appl-CW-Top-ElecDHW-ElecDry-Tier3AnyDMoMH06CZ01DEER2017 | 4721
Appl-CW-Top-ElecDHW-ElecDry-Tier3 | DEER2017 | D17 v3 |  | Any | DMo | MH06 | CZ02 | rDXGF | Household | 1 | 1242 | None | 515 | 0.08 | -3.09 | 377 | 0.058 | -2.23 | 515 | 0.08 | -3.09 | 377 | 0.058 | -2.23 | DEER:Res:ClothesDishWasher | Annual | 1719 |  | Appl-CW-Top-ElecDHW-ElecDry-Tier3DEER2017 | Appl-CW-Top-ElecDHW-ElecDry-Tier3AnyDMoMH06CZ02DEER2017 | 4722
Appl-CW-Top-ElecDHW-ElecDry-Tier3 | DEER2017 | D17 v3 |  | Any | DMo | MH06 | CZ03 | rDXGF | Household | 1 | 1242 | None | 512 | 0.084 | -1.92 | 376 | 0.062 | -1.39 | 512 | 0.084 | -1.92 | 376 | 0.062 | -1.39 | DEER:Res:ClothesDishWasher | Annual | 1719 |  | Appl-CW-Top-ElecDHW-ElecDry-Tier3DEER2017 | Appl-CW-Top-ElecDHW-ElecDry-Tier3AnyDMoMH06CZ03DEER2017 | 4723
Appl-CW-Top-ElecDHW-ElecDry-Tier3 | DEER2017 | D17 v3 |  | Any | DMo | MH06 | CZ04 | rDXGF | Household | 1 | 1242 | None | 513 | 0.082 | -2.45 | 376 | 0.061 | -1.76 | 513 | 0.082 | -2.45 | 376 | 0.061 | -1.76 | DEER:Res:ClothesDishWasher | Annual | 1719 |  | Appl-CW-Top-ElecDHW-ElecDry-Tier3DEER2017 | Appl-CW-Top-ElecDHW-ElecDry-Tier3AnyDMoMH06CZ04DEER2017 | 4724
Appl-CW-Top-ElecDHW-ElecDry-Tier3 | DEER2017 | D17 v3 |  | Any | DMo | MH06 | CZ05 | rDXGF | Household | 1 | 1242 | None | 511 | 0.081 | -3.14 | 374 | 0.059 | -2.25 | 511 | 0.081 | -3.14 | 374 | 0.059 | -2.25 | DEER:Res:ClothesDishWasher | Annual | 1719 |  | Appl-CW-Top-ElecDHW-ElecDry-Tier3DEER2017 | Appl-CW-Top-ElecDHW-ElecDry-Tier3AnyDMoMH06CZ05DEER2017 | 4725
Appl-CW-Top-ElecDHW-ElecDry-Tier3 | DEER2017 | D17 v3 |  | Any | DMo | MH06 | CZ06 | rDXGF | Household | 1 | 1242 | None | 513 | 0.077 | -0.4 | 376 | 0.057 | -0.28 | 513 | 0.077 | -0.4 | 376 | 0.057 | -0.28 | DEER:Res:ClothesDishWasher | Annual | 1719 |  | Appl-CW-Top-ElecDHW-ElecDry-Tier3DEER2017 | Appl-CW-Top-ElecDHW-ElecDry-Tier3AnyDMoMH06CZ06DEER2017 | 4726
Appl-CW-Top-ElecDHW-ElecDry-Tier3 | DEER2017 | D17 v3 |  | Any | DMo | MH06 | CZ07 | rDXGF | Household | 1 | 1242 | None | 520 | 0.076 | -0.85 | 382 | 0.056 | -0.6 | 520 | 0.076 | -0.85 | 382 | 0.056 | -0.6 | DEER:Res:ClothesDishWasher | Annual | 1719 |  | Appl-CW-Top-ElecDHW-ElecDry-Tier3DEER2017 | Appl-CW-Top-ElecDHW-ElecDry-Tier3AnyDMoMH06CZ07DEER2017 | 4727
Appl-CW-Top-ElecDHW-ElecDry-Tier3 | DEER2017 | D17 v3 |  | Any | DMo | MH06 | CZ08 | rDXGF | Household | 1 | 1242 | None | 517 | 0.076 | -1.35 | 378 | 0.056 | -0.98 | 517 | 0.076 | -1.35 | 378 | 0.056 | -0.98 | DEER:Res:ClothesDishWasher | Annual | 1719 |  | Appl-CW-Top-ElecDHW-ElecDry-Tier3DEER2017 | Appl-CW-Top-ElecDHW-ElecDry-Tier3AnyDMoMH06CZ08DEER2017 | 4728
Appl-CW-Top-ElecDHW-ElecDry-Tier3 | DEER2017 | D17 v3 |  | Any | DMo | MH06 | CZ09 | rDXGF | Household | 1 | 1242 | None | 513 | 0.077 | -1.64 | 376 | 0.056 | -1.19 | 513 | 0.077 | -1.64 | 376 | 0.056 | 2.73 | DEER:Res:ClothesDishWasher | Annual | 2 |  | Appl-CW-Top-ElecDHW-ElecDry-Tier3DEER2017 | Appl-CW-Top-ElecDHW-ElecDry-Tier3AnyDMoMH06CZ09DEER2017 | 4729
Appl-CW-Top-ElecDHW-ElecDry-Tier3 | DEER2017 | D17 v3 |  | Any | DMo | MH06 | CZ10 | rDXGF | Household | 1 | 1242 | None | 515 | 0.075 | -2.1 | 377 | 0.055 | -1.51 | 515 | 0.075 | -2.1 | 377 | 0.055 | 2.73 | DEER:Res:ClothesDishWasher | Annual | 2 |  | Appl-CW-Top-ElecDHW-ElecDry-Tier3DEER2017 | Appl-CW-Top-ElecDHW-ElecDry-Tier3AnyDMoMH06CZ10DEER2017 | 4730
Appl-CW-Top-ElecDHW-ElecDry-Tier3 | DEER2017 | D17 v3 |  | Any | DMo | MH06 | CZ11 | rDXGF | Household | 1 | 1242 | None | 512 | 0.08 | -2.12 | 375 | 0.059 | -1.52 | 512 | 0.08 | -2.12 | 375 | 0.059 | 2.76 | DEER:Res:ClothesDishWasher | Annual | 2 |  | Appl-CW-Top-ElecDHW-ElecDry-Tier3DEER2017 | Appl-CW-Top-ElecDHW-ElecDry-Tier3AnyDMoMH06CZ11DEER2017 | 4731
Appl-CW-Top-ElecDHW-ElecDry-Tier3 | DEER2017 | D17 v3 |  | Any | DMo | MH06 | CZ12 | rDXGF | Household | 1 | 1242 | None | 515 | 0.078 | -2.7 | 376 | 0.057 | -1.94 | 515 | 0.078 | -2.7 | 376 | 0.057 | 2.78 | DEER:Res:ClothesDishWasher | Annual | 2 |  | Appl-CW-Top-ElecDHW-ElecDry-Tier3DEER2017 | Appl-CW-Top-ElecDHW-ElecDry-Tier3AnyDMoMH06CZ12DEER2017 | 4732
Appl-CW-Top-ElecDHW-ElecDry-Tier3 | DEER2017 | D17 v3 |  | Any | DMo | MH06 | CZ13 | rDXGF | Household | 1 | 1242 | None | 515 | 0.076 | -2.24 | 377 | 0.056 | -1.64 | 515 | 0.076 | -2.24 | 377 | 0.056 | 2.66 | DEER:Res:ClothesDishWasher | Annual | 2 |  | Appl-CW-Top-ElecDHW-ElecDry-Tier3DEER2017 | Appl-CW-Top-ElecDHW-ElecDry-Tier3AnyDMoMH06CZ13DEER2017 | 4733
Appl-CW-Top-ElecDHW-ElecDry-Tier3 | DEER2017 | D17 v3 |  | Any | DMo | MH06 | CZ14 | rDXGF | Household | 1 | 1242 | None | 516 | 0.075 | -2.43 | 378 | 0.055 | -1.76 | 516 | 0.075 | -2.43 | 378 | 0.055 | 2.77 | DEER:Res:ClothesDishWasher | Annual | 2 |  | Appl-CW-Top-ElecDHW-ElecDry-Tier3DEER2017 | Appl-CW-Top-ElecDHW-ElecDry-Tier3AnyDMoMH06CZ14DEER2017 | 4734
Appl-CW-Top-ElecDHW-ElecDry-Tier3 | DEER2017 | D17 v3 |  | Any | DMo | MH06 | CZ15 | rDXGF | Household | 1 | 1242 | None | 507 | 0.073 | -0.85 | 370 | 0.053 | -0.61 | 507 | 0.073 | -0.85 | 370 | 0.053 | 2.76 | DEER:Res:ClothesDishWasher | Annual | 2 |  | Appl-CW-Top-ElecDHW-ElecDry-Tier3DEER2017 | Appl-CW-Top-ElecDHW-ElecDry-Tier3AnyDMoMH06CZ15DEER2017 | 4735
Appl-CW-Top-ElecDHW-ElecDry-Tier3 | DEER2017 | D17 v3 |  | Any | DMo | MH06 | CZ16 | rDXGF | Household | 1 | 1242 | None | 518 | 0.079 | -2.55 | 380 | 0.057 | -1.85 | 518 | 0.079 | -2.55 | 380 | 0.057 | 2.78 | DEER:Res:ClothesDishWasher | Annual | 2 |  | Appl-CW-Top-ElecDHW-ElecDry-Tier3DEER2017 | Appl-CW-Top-ElecDHW-ElecDry-Tier3AnyDMoMH06CZ16DEER2017 | 4736
Appl-CW-Top-ElecDHW-ElecDry-Tier3 | DEER2017 | D17 v3 |  | Any | DMo | MH15 | CZ01 | rDXGF | Household | 1 | 1242 | None | 509 | 0.071 | -3.62 | 373 | 0.052 | -2.58 | 509 | 0.071 | -3.62 | 373 | 0.052 | 2.71 | DEER:Res:ClothesDishWasher | Annual | 2 |  | Appl-CW-Top-ElecDHW-ElecDry-Tier3DEER2017 | Appl-CW-Top-ElecDHW-ElecDry-Tier3AnyDMoMH15CZ01DEER2017 | 4737
Appl-CW-Top-ElecDHW-ElecDry-Tier3 | DEER2017 | D17 v3 |  | Any | DMo | MH15 | CZ02 | rDXGF | Household | 1 | 1242 | None | 514 | 0.079 | -3.04 | 376 | 0.057 | -2.18 | 514 | 0.079 | -3.04 | 376 | 0.057 | 2.76 | DEER:Res:ClothesDishWasher | Annual | 2 |  | Appl-CW-Top-ElecDHW-ElecDry-Tier3DEER2017 | Appl-CW-Top-ElecDHW-ElecDry-Tier3AnyDMoMH15CZ02DEER2017 | 4738
Appl-CW-Top-ElecDHW-ElecDry-Tier3 | DEER2017 | D17 v3 |  | Any | DMo | MH15 | CZ03 | rDXGF | Household | 1 | 1242 | None | 507 | 0.081 | -2.94 | 372 | 0.06 | -2.14 | 507 | 0.081 | -2.94 | 372 | 0.06 | 2.77 | DEER:Res:ClothesDishWasher | Annual | 2 |  | Appl-CW-Top-ElecDHW-ElecDry-Tier3DEER2017 | Appl-CW-Top-ElecDHW-ElecDry-Tier3AnyDMoMH15CZ03DEER2017 | 4739
Appl-CW-Top-ElecDHW-ElecDry-Tier3 | DEER2017 | D17 v3 |  | Any | DMo | MH15 | CZ04 | rDXGF | Household | 1 | 1242 | None | 512 | 0.079 | -2.6 | 375 | 0.058 | -1.86 | 512 | 0.079 | -2.6 | 375 | 0.058 | 2.88 | DEER:Res:ClothesDishWasher | Annual | 2 |  | Appl-CW-Top-ElecDHW-ElecDry-Tier3DEER2017 | Appl-CW-Top-ElecDHW-ElecDry-Tier3AnyDMoMH15CZ04DEER2017 | 4740
Appl-CW-Top-ElecDHW-ElecDry-Tier3 | DEER2017 | D17 v3 |  | Any | DMo | MH15 | CZ05 | rDXGF | Household | 1 | 1242 | None | 510 | 0.08 | -3.55 | 373 | 0.058 | -2.59 | 510 | 0.08 | -3.55 | 373 | 0.058 | 2.83 | DEER:Res:ClothesDishWasher | Annual | 2 |  | Appl-CW-Top-ElecDHW-ElecDry-Tier3DEER2017 | Appl-CW-Top-ElecDHW-ElecDry-Tier3AnyDMoMH15CZ05DEER2017 | 4741
Appl-CW-Top-ElecDHW-ElecDry-Tier3 | DEER2017 | D17 v3 |  | Any | DMo | MH15 | CZ06 | rDXGF | Household | 1 | 1242 | None | 511 | 0.075 | -2.14 | 373 | 0.055 | -1.57 | 511 | 0.075 | -2.14 | 373 | 0.055 | 2.87 | DEER:Res:ClothesDishWasher | Annual | 2 |  | Appl-CW-Top-ElecDHW-ElecDry-Tier3DEER2017 | Appl-CW-Top-ElecDHW-ElecDry-Tier3AnyDMoMH15CZ06DEER2017 | 4742
Appl-CW-Top-ElecDHW-ElecDry-Tier3 | DEER2017 | D17 v3 |  | Any | DMo | MH15 | CZ07 | rDXGF | Household | 1 | 1242 | None | 516 | 0.075 | -0.99 | 378 | 0.055 | -0.7 | 516 | 0.075 | -0.99 | 378 | 0.055 | 2.79 | DEER:Res:ClothesDishWasher | Annual | 2 |  | Appl-CW-Top-ElecDHW-ElecDry-Tier3DEER2017 | Appl-CW-Top-ElecDHW-ElecDry-Tier3AnyDMoMH15CZ07DEER2017 | 4743
Appl-CW-Top-ElecDHW-ElecDry-Tier3 | DEER2017 | D17 v3 |  | Any | DMo | MH15 | CZ08 | rDXGF | Household | 1 | 1242 | None | 515 | 0.075 | -1.39 | 377 | 0.055 | -1.01 | 515 | 0.075 | -1.39 | 377 | 0.055 | 2.83 | DEER:Res:ClothesDishWasher | Annual | 2 |  | Appl-CW-Top-ElecDHW-ElecDry-Tier3DEER2017 | Appl-CW-Top-ElecDHW-ElecDry-Tier3AnyDMoMH15CZ08DEER2017 | 4744
Appl-CW-Top-ElecDHW-ElecDry-Tier3 | DEER2017 | D17 v3 |  | Any | DMo | MH15 | CZ09 | rDXGF | Household | 1 | 1242 | None | 512 | 0.075 | -1.71 | 375 | 0.055 | -1.23 | 512 | 0.075 | -1.71 | 375 | 0.055 | 2.84 | DEER:Res:ClothesDishWasher | Annual | 2 |  | Appl-CW-Top-ElecDHW-ElecDry-Tier3DEER2017 | Appl-CW-Top-ElecDHW-ElecDry-Tier3AnyDMoMH15CZ09DEER2017 | 4745
Appl-CW-Top-ElecDHW-ElecDry-Tier3 | DEER2017 | D17 v3 |  | Any | DMo | MH15 | CZ10 | rDXGF | Household | 1 | 1242 | None | 513 | 0.075 | -1.92 | 375 | 0.055 | -1.38 | 513 | 0.075 | -1.92 | 375 | 0.055 | 2.85 | DEER:Res:ClothesDishWasher | Annual | 2 |  | Appl-CW-Top-ElecDHW-ElecDry-Tier3DEER2017 | Appl-CW-Top-ElecDHW-ElecDry-Tier3AnyDMoMH15CZ10DEER2017 | 4746
Appl-CW-Top-ElecDHW-ElecDry-Tier3 | DEER2017 | D17 v3 |  | Any | DMo | MH15 | CZ11 | rDXGF | Household | 1 | 1242 | None | 511 | 0.074 | -2.33 | 374 | 0.054 | -1.7 | 511 | 0.074 | -2.33 | 374 | 0.054 | 2.84 | DEER:Res:ClothesDishWasher | Annual | 2 |  | Appl-CW-Top-ElecDHW-ElecDry-Tier3DEER2017 | Appl-CW-Top-ElecDHW-ElecDry-Tier3AnyDMoMH15CZ11DEER2017 | 4747
Appl-CW-Top-ElecDHW-ElecDry-Tier3 | DEER2017 | D17 v3 |  | Any | DMo | MH15 | CZ12 | rDXGF | Household | 1 | 1242 | None | 513 | 0.078 | -2.51 | 375 | 0.057 | -1.8 | 513 | 0.078 | -2.51 | 375 | 0.057 | 2.84 | DEER:Res:ClothesDishWasher | Annual | 2 |  | Appl-CW-Top-ElecDHW-ElecDry-Tier3DEER2017 | Appl-CW-Top-ElecDHW-ElecDry-Tier3AnyDMoMH15CZ12DEER2017 | 4748
Appl-CW-Top-ElecDHW-ElecDry-Tier3 | DEER2017 | D17 v3 |  | Any | DMo | MH15 | CZ13 | rDXGF | Household | 1 | 1242 | None | 513 | 0.076 | -2.12 | 376 | 0.056 | -1.55 | 513 | 0.076 | -2.12 | 376 | 0.056 | 3.22 | DEER:Res:ClothesDishWasher | Annual | 2 |  | Appl-CW-Top-ElecDHW-ElecDry-Tier3DEER2017 | Appl-CW-Top-ElecDHW-ElecDry-Tier3AnyDMoMH15CZ13DEER2017 | 4749
Appl-CW-Top-ElecDHW-ElecDry-Tier3 | DEER2017 | D17 v3 |  | Any | DMo | MH15 | CZ14 | rDXGF | Household | 1 | 1242 | None | 514 | 0.074 | -2.52 | 376 | 0.054 | -1.82 | 514 | 0.074 | -2.52 | 376 | 0.054 | 3.23 | DEER:Res:ClothesDishWasher | Annual | 2 |  | Appl-CW-Top-ElecDHW-ElecDry-Tier3DEER2017 | Appl-CW-Top-ElecDHW-ElecDry-Tier3AnyDMoMH15CZ14DEER2017 | 4750
Appl-CW-Top-ElecDHW-ElecDry-Tier3 | DEER2017 | D17 v3 |  | Any | DMo | MH15 | CZ15 | rDXGF | Household | 1 | 1242 | None | 506 | 0.073 | -0.88 | 370 | 0.053 | -0.63 | 506 | 0.073 | -0.88 | 370 | 0.053 | 3.14 | DEER:Res:ClothesDishWasher | Annual | 2 |  | Appl-CW-Top-ElecDHW-ElecDry-Tier3DEER2017 | Appl-CW-Top-ElecDHW-ElecDry-Tier3AnyDMoMH15CZ15DEER2017 | 4751
Appl-CW-Top-ElecDHW-ElecDry-Tier3 | DEER2017 | D17 v3 |  | Any | DMo | MH15 | CZ16 | rDXGF | Household | 1 | 1242 | None | 517 | 0.077 | -2.61 | 379 | 0.056 | -1.88 | 517 | 0.077 | -2.61 | 379 | 0.056 | 3.21 | DEER:Res:ClothesDishWasher | Annual | 2 |  | Appl-CW-Top-ElecDHW-ElecDry-Tier3DEER2017 | Appl-CW-Top-ElecDHW-ElecDry-Tier3AnyDMoMH15CZ16DEER2017 | 4752
Appl-CW-Top-ElecDHW-ElecDry-Tier3 | DEER2017 | D17 v3 |  | Any | DMo | MH72 | CZ01 | rDXGF | Household | 1 | 1196 | None | 509 | 0.07 | -2.87 | 373 | 0.052 | -2.05 | 509 | 0.07 | -2.87 | 373 | 0.052 | 3.15 | DEER:Res:ClothesDishWasher | Annual | 2 |  | Appl-CW-Top-ElecDHW-ElecDry-Tier3DEER2017 | Appl-CW-Top-ElecDHW-ElecDry-Tier3AnyDMoMH72CZ01DEER2017 | 4753
Appl-CW-Top-ElecDHW-ElecDry-Tier3 | DEER2017 | D17 v3 |  | Any | DMo | MH72 | CZ02 | rDXGF | Household | 1 | 1196 | None | 515 | 0.09 | -2.66 | 377 | 0.066 | -1.94 | 515 | 0.09 | -2.66 | 377 | 0.066 | 3.23 | DEER:Res:ClothesDishWasher | Annual | 2 |  | Appl-CW-Top-ElecDHW-ElecDry-Tier3DEER2017 | Appl-CW-Top-ElecDHW-ElecDry-Tier3AnyDMoMH72CZ02DEER2017 | 4754
Appl-CW-Top-ElecDHW-ElecDry-Tier3 | DEER2017 | D17 v3 |  | Any | DMo | MH72 | CZ03 | rDXGF | Household | 1 | 1196 | None | 512 | 0.085 | -2.57 | 375 | 0.062 | -1.86 | 512 | 0.085 | -2.57 | 375 | 0.062 | 3.27 | DEER:Res:ClothesDishWasher | Annual | 2 |  | Appl-CW-Top-ElecDHW-ElecDry-Tier3DEER2017 | Appl-CW-Top-ElecDHW-ElecDry-Tier3AnyDMoMH72CZ03DEER2017 | 4755
Appl-CW-Top-ElecDHW-ElecDry-Tier3 | DEER2017 | D17 v3 |  | Any | DMo | MH72 | CZ04 | rDXGF | Household | 1 | 1196 | None | 516 | 0.082 | -2.19 | 377 | 0.06 | -1.59 | 516 | 0.082 | -2.19 | 377 | 0.06 | 3.24 | DEER:Res:ClothesDishWasher | Annual | 2 |  | Appl-CW-Top-ElecDHW-ElecDry-Tier3DEER2017 | Appl-CW-Top-ElecDHW-ElecDry-Tier3AnyDMoMH72CZ04DEER2017 | 4756
Appl-CW-Top-ElecDHW-ElecDry-Tier3 | DEER2017 | D17 v3 |  | Any | DMo | MH72 | CZ05 | rDXGF | Household | 1 | 1196 | None | 511 | 0.091 | -3.21 | 373 | 0.062 | -2.4 | 511 | 0.091 | -3.21 | 373 | 0.062 | 3.3 | DEER:Res:ClothesDishWasher | Annual | 2 |  | Appl-CW-Top-ElecDHW-ElecDry-Tier3DEER2017 | Appl-CW-Top-ElecDHW-ElecDry-Tier3AnyDMoMH72CZ05DEER2017 | 4757
Appl-CW-Top-ElecDHW-ElecDry-Tier3 | DEER2017 | D17 v3 |  | Any | DMo | MH72 | CZ06 | rDXGF | Household | 1 | 1196 | None | 515 | 0.077 | -1.59 | 377 | 0.056 | -1.13 | 515 | 0.077 | -1.59 | 377 | 0.056 | 3.21 | DEER:Res:ClothesDishWasher | Annual | 2 |  | Appl-CW-Top-ElecDHW-ElecDry-Tier3DEER2017 | Appl-CW-Top-ElecDHW-ElecDry-Tier3AnyDMoMH72CZ06DEER2017 | 4758
Appl-CW-Top-ElecDHW-ElecDry-Tier3 | DEER2017 | D17 v3 |  | Any | DMo | MH72 | CZ07 | rDXGF | Household | 1 | 1196 | None | 516 | 0.078 | -1.57 | 377 | 0.059 | -1.14 | 516 | 0.078 | -1.57 | 377 | 0.059 | 3.39 | DEER:Res:ClothesDishWasher | Annual | 2 |  | Appl-CW-Top-ElecDHW-ElecDry-Tier3DEER2017 | Appl-CW-Top-ElecDHW-ElecDry-Tier3AnyDMoMH72CZ07DEER2017 | 4759
Appl-CW-Top-ElecDHW-ElecDry-Tier3 | DEER2017 | D17 v3 |  | Any | DMo | MH72 | CZ08 | rDXGF | Household | 1 | 1196 | None | 517 | 0.079 | -1.52 | 379 | 0.057 | -1.09 | 517 | 0.079 | -1.52 | 379 | 0.057 | 3.39 | DEER:Res:ClothesDishWasher | Annual | 2 |  | Appl-CW-Top-ElecDHW-ElecDry-Tier3DEER2017 | Appl-CW-Top-ElecDHW-ElecDry-Tier3AnyDMoMH72CZ08DEER2017 | 4760
Appl-CW-Top-ElecDHW-ElecDry-Tier3 | DEER2017 | D17 v3 |  | Any | DMo | MH72 | CZ09 | rDXGF | Household | 1 | 1196 | None | 520 | 0.078 | -1.67 | 381 | 0.057 | -1.2 | 520 | 0.078 | -1.67 | 381 | 0.057 | 3.4 | DEER:Res:ClothesDishWasher | Annual | 2 |  | Appl-CW-Top-ElecDHW-ElecDry-Tier3DEER2017 | Appl-CW-Top-ElecDHW-ElecDry-Tier3AnyDMoMH72CZ09DEER2017 | 4761
Appl-CW-Top-ElecDHW-ElecDry-Tier3 | DEER2017 | D17 v3 |  | Any | DMo | MH72 | CZ10 | rDXGF | Household | 1 | 1196 | None | 516 | 0.08 | -1.64 | 377 | 0.059 | -1.19 | 516 | 0.08 | -1.64 | 377 | 0.059 | 3.42 | DEER:Res:ClothesDishWasher | Annual | 2 |  | Appl-CW-Top-ElecDHW-ElecDry-Tier3DEER2017 | Appl-CW-Top-ElecDHW-ElecDry-Tier3AnyDMoMH72CZ10DEER2017 | 4762
Appl-CW-Top-ElecDHW-ElecDry-Tier3 | DEER2017 | D17 v3 |  | Any | DMo | MH72 | CZ11 | rDXGF | Household | 1 | 1196 | None | 516 | 0.081 | -2.09 | 377 | 0.059 | -1.49 | 516 | 0.081 | -2.09 | 377 | 0.059 | 3.33 | DEER:Res:ClothesDishWasher | Annual | 2 |  | Appl-CW-Top-ElecDHW-ElecDry-Tier3DEER2017 | Appl-CW-Top-ElecDHW-ElecDry-Tier3AnyDMoMH72CZ11DEER2017 | 4763
Appl-CW-Top-ElecDHW-ElecDry-Tier3 | DEER2017 | D17 v3 |  | Any | DMo | MH72 | CZ12 | rDXGF | Household | 1 | 1196 | None | 516 | 0.085 | -2.39 | 378 | 0.062 | -1.74 | 516 | 0.085 | -2.39 | 378 | 0.062 | 3.42 | DEER:Res:ClothesDishWasher | Annual | 2 |  | Appl-CW-Top-ElecDHW-ElecDry-Tier3DEER2017 | Appl-CW-Top-ElecDHW-ElecDry-Tier3AnyDMoMH72CZ12DEER2017 | 4764
Appl-CW-Top-ElecDHW-ElecDry-Tier3 | DEER2017 | D17 v3 |  | Any | DMo | MH72 | CZ13 | rDXGF | Household | 1 | 1196 | None | 516 | 0.08 | -2.25 | 378 | 0.059 | -1.63 | 516 | 0.08 | -2.25 | 378 | 0.059 | 3.43 | DEER:Res:ClothesDishWasher | Annual | 2 |  | Appl-CW-Top-ElecDHW-ElecDry-Tier3DEER2017 | Appl-CW-Top-ElecDHW-ElecDry-Tier3AnyDMoMH72CZ13DEER2017 | 4765
Appl-CW-Top-ElecDHW-ElecDry-Tier3 | DEER2017 | D17 v3 |  | Any | DMo | MH72 | CZ14 | rDXGF | Household | 1 | 1196 | None | 519 | 0.078 | -2.01 | 380 | 0.057 | -1.46 | 519 | 0.078 | -2.01 | 380 | 0.057 | 3.42 | DEER:Res:ClothesDishWasher | Annual | 2 |  | Appl-CW-Top-ElecDHW-ElecDry-Tier3DEER2017 | Appl-CW-Top-ElecDHW-ElecDry-Tier3AnyDMoMH72CZ14DEER2017 | 4766
Appl-CW-Top-ElecDHW-ElecDry-Tier3 | DEER2017 | D17 v3 |  | Any | DMo | MH72 | CZ15 | rDXGF | Household | 1 | 1196 | None | 510 | 0.075 | -0.76 | 373 | 0.055 | -0.53 | 510 | 0.075 | -0.76 | 373 | 0.055 | 3.42 | DEER:Res:ClothesDishWasher | Annual | 2 |  | Appl-CW-Top-ElecDHW-ElecDry-Tier3DEER2017 | Appl-CW-Top-ElecDHW-ElecDry-Tier3AnyDMoMH72CZ15DEER2017 | 4767
Appl-CW-Top-ElecDHW-ElecDry-Tier3 | DEER2017 | D17 v3 |  | Any | DMo | MH72 | CZ16 | rDXGF | Household | 1 | 1196 | None | 524 | 0.08 | -2.92 | 383 | 0.058 | -2.12 | 524 | 0.08 | -2.92 | 383 | 0.058 | 3.41 | DEER:Res:ClothesDishWasher | Annual | 2 |  | Appl-CW-Top-ElecDHW-ElecDry-Tier3DEER2017 | Appl-CW-Top-ElecDHW-ElecDry-Tier3AnyDMoMH72CZ16DEER2017 | 4768
Appl-CW-Top-ElecDHW-ElecDry-Tier3 | DEER2017 | D17 v3 |  | Any | DMo | MH85 | CZ01 | rDXGF | Household | 1 | 1242 | None | 508 | 0.07 | -3.97 | 372 | 0.051 | -2.87 | 508 | 0.07 | -3.97 | 372 | 0.051 | 2.83 | DEER:Res:ClothesDishWasher | Annual | 2 |  | Appl-CW-Top-ElecDHW-ElecDry-Tier3DEER2017 | Appl-CW-Top-ElecDHW-ElecDry-Tier3AnyDMoMH85CZ01DEER2017 | 4769
Appl-CW-Top-ElecDHW-ElecDry-Tier3 | DEER2017 | D17 v3 |  | Any | DMo | MH85 | CZ02 | rDXGF | Household | 1 | 1242 | None | 515 | 0.093 | -3.42 | 377 | 0.069 | -2.47 | 515 | 0.093 | -3.42 | 377 | 0.069 | 2.84 | DEER:Res:ClothesDishWasher | Annual | 2 |  | Appl-CW-Top-ElecDHW-ElecDry-Tier3DEER2017 | Appl-CW-Top-ElecDHW-ElecDry-Tier3AnyDMoMH85CZ02DEER2017 | 4770
Appl-CW-Top-ElecDHW-ElecDry-Tier3 | DEER2017 | D17 v3 |  | Any | DMo | MH85 | CZ03 | rDXGF | Household | 1 | 1242 | None | 510 | 0.084 | -3.47 | 374 | 0.061 | -2.52 | 510 | 0.084 | -3.47 | 374 | 0.061 | 2.81 | DEER:Res:ClothesDishWasher | Annual | 2 |  | Appl-CW-Top-ElecDHW-ElecDry-Tier3DEER2017 | Appl-CW-Top-ElecDHW-ElecDry-Tier3AnyDMoMH85CZ03DEER2017 | 4771
Appl-CW-Top-ElecDHW-ElecDry-Tier3 | DEER2017 | D17 v3 |  | Any | DMo | MH85 | CZ04 | rDXGF | Household | 1 | 1242 | None | 518 | 0.085 | -2.75 | 379 | 0.06 | -1.97 | 518 | 0.085 | -2.75 | 379 | 0.06 | 2.81 | DEER:Res:ClothesDishWasher | Annual | 2 |  | Appl-CW-Top-ElecDHW-ElecDry-Tier3DEER2017 | Appl-CW-Top-ElecDHW-ElecDry-Tier3AnyDMoMH85CZ04DEER2017 | 4772
Appl-CW-Top-ElecDHW-ElecDry-Tier3 | DEER2017 | D17 v3 |  | Any | DMo | MH85 | CZ05 | rDXGF | Household | 1 | 1242 | None | 509 | 0.088 | -3.7 | 373 | 0.064 | -2.67 | 509 | 0.088 | -3.7 | 373 | 0.064 | 2.78 | DEER:Res:ClothesDishWasher | Annual | 2 |  | Appl-CW-Top-ElecDHW-ElecDry-Tier3DEER2017 | Appl-CW-Top-ElecDHW-ElecDry-Tier3AnyDMoMH85CZ05DEER2017 | 4773
Appl-CW-Top-ElecDHW-ElecDry-Tier3 | DEER2017 | D17 v3 |  | Any | DMo | MH85 | CZ06 | rDXGF | Household | 1 | 1242 | None | 513 | 0.078 | -2.18 | 377 | 0.057 | -1.59 | 513 | 0.078 | -2.18 | 377 | 0.057 | 2.77 | DEER:Res:ClothesDishWasher | Annual | 2 |  | Appl-CW-Top-ElecDHW-ElecDry-Tier3DEER2017 | Appl-CW-Top-ElecDHW-ElecDry-Tier3AnyDMoMH85CZ06DEER2017 | 4774
Appl-CW-Top-ElecDHW-ElecDry-Tier3 | DEER2017 | D17 v3 |  | Any | DMo | MH85 | CZ07 | rDXGF | Household | 1 | 1242 | None | 515 | 0.078 | -1.86 | 377 | 0.057 | -1.37 | 515 | 0.078 | -1.86 | 377 | 0.057 | 2.88 | DEER:Res:ClothesDishWasher | Annual | 2 |  | Appl-CW-Top-ElecDHW-ElecDry-Tier3DEER2017 | Appl-CW-Top-ElecDHW-ElecDry-Tier3AnyDMoMH85CZ07DEER2017 | 4775
Appl-CW-Top-ElecDHW-ElecDry-Tier3 | DEER2017 | D17 v3 |  | Any | DMo | MH85 | CZ08 | rDXGF | Household | 1 | 1242 | None | 515 | 0.078 | -1.92 | 377 | 0.057 | -1.4 | 515 | 0.078 | -1.92 | 377 | 0.057 | 2.71 | DEER:Res:ClothesDishWasher | Annual | 2 |  | Appl-CW-Top-ElecDHW-ElecDry-Tier3DEER2017 | Appl-CW-Top-ElecDHW-ElecDry-Tier3AnyDMoMH85CZ08DEER2017 | 4776
Appl-CW-Top-ElecDHW-ElecDry-Tier3 | DEER2017 | D17 v3 |  | Any | DMo | MH85 | CZ09 | rDXGF | Household | 1 | 1242 | None | 513 | 0.079 | -2.07 | 377 | 0.058 | -1.5 | 513 | 0.079 | -2.07 | 377 | 0.058 | 2.81 | DEER:Res:ClothesDishWasher | Annual | 2 |  | Appl-CW-Top-ElecDHW-ElecDry-Tier3DEER2017 | Appl-CW-Top-ElecDHW-ElecDry-Tier3AnyDMoMH85CZ09DEER2017 | 4777
Appl-CW-Top-ElecDHW-ElecDry-Tier3 | DEER2017 | D17 v3 |  | Any | DMo | MH85 | CZ10 | rDXGF | Household | 1 | 1242 | None | 517 | 0.08 | -1.98 | 378 | 0.058 | -1.44 | 517 | 0.08 | -1.98 | 378 | 0.058 | 2.77 | DEER:Res:ClothesDishWasher | Annual | 2 |  | Appl-CW-Top-ElecDHW-ElecDry-Tier3DEER2017 | Appl-CW-Top-ElecDHW-ElecDry-Tier3AnyDMoMH85CZ10DEER2017 | 4778
Appl-CW-Top-ElecDHW-ElecDry-Tier3 | DEER2017 | D17 v3 |  | Any | DMo | MH85 | CZ11 | rDXGF | Household | 1 | 1242 | None | 516 | 0.079 | -2.71 | 378 | 0.057 | -1.95 | 516 | 0.079 | -2.71 | 378 | 0.057 | 2.83 | DEER:Res:ClothesDishWasher | Annual | 2 |  | Appl-CW-Top-ElecDHW-ElecDry-Tier3DEER2017 | Appl-CW-Top-ElecDHW-ElecDry-Tier3AnyDMoMH85CZ11DEER2017 | 4779
Appl-CW-Top-ElecDHW-ElecDry-Tier3 | DEER2017 | D17 v3 |  | Any | DMo | MH85 | CZ12 | rDXGF | Household | 1 | 1242 | None | 515 | 0.081 | -3 | 377 | 0.062 | -2.16 | 515 | 0.081 | -3 | 377 | 0.062 | 2.89 | DEER:Res:ClothesDishWasher | Annual | 2 |  | Appl-CW-Top-ElecDHW-ElecDry-Tier3DEER2017 | Appl-CW-Top-ElecDHW-ElecDry-Tier3AnyDMoMH85CZ12DEER2017 | 4780
Appl-CW-Top-ElecDHW-ElecDry-Tier3 | DEER2017 | D17 v3 |  | Any | DMo | MH85 | CZ13 | rDXGF | Household | 1 | 1242 | None | 516 | 0.08 | -2.66 | 378 | 0.058 | -1.91 | 516 | 0.08 | -2.66 | 378 | 0.058 | 2.88 | DEER:Res:ClothesDishWasher | Annual | 2 |  | Appl-CW-Top-ElecDHW-ElecDry-Tier3DEER2017 | Appl-CW-Top-ElecDHW-ElecDry-Tier3AnyDMoMH85CZ13DEER2017 | 4781
Appl-CW-Top-ElecDHW-ElecDry-Tier3 | DEER2017 | D17 v3 |  | Any | DMo | MH85 | CZ14 | rDXGF | Household | 1 | 1242 | None | 520 | 0.077 | -2.71 | 380 | 0.056 | -1.96 | 520 | 0.077 | -2.71 | 380 | 0.056 | 2.86 | DEER:Res:ClothesDishWasher | Annual | 2 |  | Appl-CW-Top-ElecDHW-ElecDry-Tier3DEER2017 | Appl-CW-Top-ElecDHW-ElecDry-Tier3AnyDMoMH85CZ14DEER2017 | 4782
Appl-CW-Top-ElecDHW-ElecDry-Tier3 | DEER2017 | D17 v3 |  | Any | DMo | MH85 | CZ15 | rDXGF | Household | 1 | 1242 | None | 507 | 0.074 | -1 | 370 | 0.055 | -0.72 | 507 | 0.074 | -1 | 370 | 0.055 | 2.85 | DEER:Res:ClothesDishWasher | Annual | 2 |  | Appl-CW-Top-ElecDHW-ElecDry-Tier3DEER2017 | Appl-CW-Top-ElecDHW-ElecDry-Tier3AnyDMoMH85CZ15DEER2017 | 4783
Appl-CW-Top-ElecDHW-ElecDry-Tier3 | DEER2017 | D17 v3 |  | Any | DMo | MH85 | CZ16 | rDXGF | Household | 1 | 1242 | None | 521 | 0.08 | -3.54 | 382 | 0.058 | -2.56 | 521 | 0.08 | -3.54 | 382 | 0.058 | 2.85 | DEER:Res:ClothesDishWasher | Annual | 2 |  | Appl-CW-Top-ElecDHW-ElecDry-Tier3DEER2017 | Appl-CW-Top-ElecDHW-ElecDry-Tier3AnyDMoMH85CZ16DEER2017 | 4784
Appl-CW-Top-ElecDHW-ElecDry-Tier3 | DEER2017 | D17 v3 |  | Any | MFm | 1975 | CZ01 | rDXGF | Household | 1 | 1070.2 | None | 515 | 0.071 | -3.34 | 377 | 0.052 | -2.41 | 515 | 0.071 | -3.34 | 377 | 0.052 | 2.92 | DEER:Res:ClothesDishWasher | Annual | 2 |  | Appl-CW-Top-ElecDHW-ElecDry-Tier3DEER2017 | Appl-CW-Top-ElecDHW-ElecDry-Tier3AnyMFm1975CZ01DEER2017 | 4785
Appl-CW-Top-ElecDHW-ElecDry-Tier3 | DEER2017 | D17 v3 |  | Any | MFm | 1975 | CZ02 | rDXGF | Household | 1 | 1070.2 | None | 514 | 0.081 | -2.2 | 376 | 0.06 | -1.59 | 514 | 0.081 | -2.2 | 376 | 0.06 | 2.84 | DEER:Res:ClothesDishWasher | Annual | 2 |  | Appl-CW-Top-ElecDHW-ElecDry-Tier3DEER2017 | Appl-CW-Top-ElecDHW-ElecDry-Tier3AnyMFm1975CZ02DEER2017 | 4786
Appl-CW-Top-ElecDHW-ElecDry-Tier3 | DEER2017 | D17 v3 |  | Any | MFm | 1975 | CZ03 | rDXGF | Household | 1 | 1070.2 | None | 511 | 0.074 | -2.12 | 374 | 0.054 | -1.52 | 511 | 0.074 | -2.12 | 374 | 0.054 | 2.86 | DEER:Res:ClothesDishWasher | Annual | 2 |  | Appl-CW-Top-ElecDHW-ElecDry-Tier3DEER2017 | Appl-CW-Top-ElecDHW-ElecDry-Tier3AnyMFm1975CZ03DEER2017 | 4787
Appl-CW-Top-ElecDHW-ElecDry-Tier3 | DEER2017 | D17 v3 |  | Any | MFm | 1975 | CZ04 | rDXGF | Household | 1 | 1070.2 | None | 512 | 0.08 | -1.9 | 375 | 0.059 | -1.37 | 512 | 0.08 | -1.9 | 375 | 0.059 | 3.2 | DEER:Res:ClothesDishWasher | Annual | 2 |  | Appl-CW-Top-ElecDHW-ElecDry-Tier3DEER2017 | Appl-CW-Top-ElecDHW-ElecDry-Tier3AnyMFm1975CZ04DEER2017 | 4788
Appl-CW-Top-ElecDHW-ElecDry-Tier3 | DEER2017 | D17 v3 |  | Any | MFm | 1975 | CZ05 | rDXGF | Household | 1 | 1070.2 | None | 510 | 0.071 | -2.93 | 374 | 0.052 | -2.12 | 510 | 0.071 | -2.93 | 374 | 0.052 | 3.18 | DEER:Res:ClothesDishWasher | Annual | 2 |  | Appl-CW-Top-ElecDHW-ElecDry-Tier3DEER2017 | Appl-CW-Top-ElecDHW-ElecDry-Tier3AnyMFm1975CZ05DEER2017 | 4789
Appl-CW-Top-ElecDHW-ElecDry-Tier3 | DEER2017 | D17 v3 |  | Any | MFm | 1975 | CZ06 | rDXGF | Household | 1 | 1047.7 | None | 513 | 0.078 | -1.65 | 375 | 0.056 | -1.2 | 513 | 0.078 | -1.65 | 375 | 0.056 | 3.29 | DEER:Res:ClothesDishWasher | Annual | 2 |  | Appl-CW-Top-ElecDHW-ElecDry-Tier3DEER2017 | Appl-CW-Top-ElecDHW-ElecDry-Tier3AnyMFm1975CZ06DEER2017 | 4790
Appl-CW-Top-ElecDHW-ElecDry-Tier3 | DEER2017 | D17 v3 |  | Any | MFm | 1975 | CZ07 | rDXGF | Household | 1 | 1047.7 | None | 507 | 0.073 | -1.53 | 371 | 0.053 | -1.18 | 507 | 0.073 | -1.53 | 371 | 0.053 | 3.29 | DEER:Res:ClothesDishWasher | Annual | 2 |  | Appl-CW-Top-ElecDHW-ElecDry-Tier3DEER2017 | Appl-CW-Top-ElecDHW-ElecDry-Tier3AnyMFm1975CZ07DEER2017 | 4791
Appl-CW-Top-ElecDHW-ElecDry-Tier3 | DEER2017 | D17 v3 |  | Any | MFm | 1975 | CZ08 | rDXGF | Household | 1 | 1047.7 | None | 512 | 0.079 | -1.28 | 375 | 0.058 | -0.92 | 512 | 0.079 | -1.28 | 375 | 0.058 | 3.34 | DEER:Res:ClothesDishWasher | Annual | 2 |  | Appl-CW-Top-ElecDHW-ElecDry-Tier3DEER2017 | Appl-CW-Top-ElecDHW-ElecDry-Tier3AnyMFm1975CZ08DEER2017 | 4792
Appl-CW-Top-ElecDHW-ElecDry-Tier3 | DEER2017 | D17 v3 |  | Any | MFm | 1975 | CZ09 | rDXGF | Household | 1 | 1216.8 | None | 515 | 0.076 | -1.56 | 377 | 0.056 | -1.13 | 515 | 0.076 | -1.56 | 377 | 0.056 | 3.34 | DEER:Res:ClothesDishWasher | Annual | 2 |  | Appl-CW-Top-ElecDHW-ElecDry-Tier3DEER2017 | Appl-CW-Top-ElecDHW-ElecDry-Tier3AnyMFm1975CZ09DEER2017 | 4793
Appl-CW-Top-ElecDHW-ElecDry-Tier3 | DEER2017 | D17 v3 |  | Any | MFm | 1975 | CZ10 | rDXGF | Household | 1 | 1216.8 | None | 512 | 0.083 | -1.59 | 375 | 0.061 | -1.1 | 512 | 0.083 | -1.59 | 375 | 0.061 | 3.33 | DEER:Res:ClothesDishWasher | Annual | 2 |  | Appl-CW-Top-ElecDHW-ElecDry-Tier3DEER2017 | Appl-CW-Top-ElecDHW-ElecDry-Tier3AnyMFm1975CZ10DEER2017 | 4794
Appl-CW-Top-ElecDHW-ElecDry-Tier3 | DEER2017 | D17 v3 |  | Any | MFm | 1975 | CZ11 | rDXGF | Household | 1 | 1098.9 | None | 512 | 0.078 | -2.09 | 375 | 0.057 | -1.51 | 512 | 0.078 | -2.09 | 375 | 0.057 | 3.23 | DEER:Res:ClothesDishWasher | Annual | 2 |  | Appl-CW-Top-ElecDHW-ElecDry-Tier3DEER2017 | Appl-CW-Top-ElecDHW-ElecDry-Tier3AnyMFm1975CZ11DEER2017 | 4795
Appl-CW-Top-ElecDHW-ElecDry-Tier3 | DEER2017 | D17 v3 |  | Any | MFm | 1975 | CZ12 | rDXGF | Household | 1 | 1098.9 | None | 512 | 0.079 | -2.19 | 375 | 0.058 | -1.58 | 512 | 0.079 | -2.19 | 375 | 0.058 | 3.28 | DEER:Res:ClothesDishWasher | Annual | 2 |  | Appl-CW-Top-ElecDHW-ElecDry-Tier3DEER2017 | Appl-CW-Top-ElecDHW-ElecDry-Tier3AnyMFm1975CZ12DEER2017 | 4796
Appl-CW-Top-ElecDHW-ElecDry-Tier3 | DEER2017 | D17 v3 |  | Any | MFm | 1975 | CZ13 | rDXGF | Household | 1 | 1098.9 | None | 513 | 0.08 | -1.93 | 376 | 0.058 | -1.39 | 513 | 0.08 | -1.93 | 376 | 0.058 | 3.28 | DEER:Res:ClothesDishWasher | Annual | 2 |  | Appl-CW-Top-ElecDHW-ElecDry-Tier3DEER2017 | Appl-CW-Top-ElecDHW-ElecDry-Tier3AnyMFm1975CZ13DEER2017 | 4797
Appl-CW-Top-ElecDHW-ElecDry-Tier3 | DEER2017 | D17 v3 |  | Any | MFm | 1975 | CZ14 | rDXGF | Household | 1 | 1409.4 | None | 516 | 0.073 | -2.08 | 377 | 0.053 | -1.52 | 516 | 0.073 | -2.08 | 377 | 0.053 | 3.35 | DEER:Res:ClothesDishWasher | Annual | 2 |  | Appl-CW-Top-ElecDHW-ElecDry-Tier3DEER2017 | Appl-CW-Top-ElecDHW-ElecDry-Tier3AnyMFm1975CZ14DEER2017 | 4798
Appl-CW-Top-ElecDHW-ElecDry-Tier3 | DEER2017 | D17 v3 |  | Any | MFm | 1975 | CZ15 | rDXGF | Household | 1 | 1409.4 | None | 508 | 0.073 | -0.88 | 372 | 0.053 | -0.64 | 508 | 0.073 | -0.88 | 372 | 0.053 | 3.52 | DEER:Res:ClothesDishWasher | Annual | 2 |  | Appl-CW-Top-ElecDHW-ElecDry-Tier3DEER2017 | Appl-CW-Top-ElecDHW-ElecDry-Tier3AnyMFm1975CZ15DEER2017 | 4799
Appl-CW-Top-ElecDHW-ElecDry-Tier3 | DEER2017 | D17 v3 |  | Any | MFm | 1975 | CZ16 | rDXGF | Household | 1 | 1070.2 | None | 524 | 0.077 | -2.28 | 384 | 0.056 | -1.65 | 524 | 0.077 | -2.28 | 384 | 0.056 | 3.51 | DEER:Res:ClothesDishWasher | Annual | 2 |  | Appl-CW-Top-ElecDHW-ElecDry-Tier3DEER2017 | Appl-CW-Top-ElecDHW-ElecDry-Tier3AnyMFm1975CZ16DEER2017 | 4800
Appl-CW-Top-ElecDHW-ElecDry-Tier3 | DEER2017 | D17 v3 |  | Any | MFm | 1985 | CZ01 | rDXGF | Household | 1 | 1152 | None | 514 | 0.071 | -3.78 | 377 | 0.052 | -2.73 | 514 | 0.071 | -3.78 | 377 | 0.052 | 3.49 | DEER:Res:ClothesDishWasher | Annual | 2 |  | Appl-CW-Top-ElecDHW-ElecDry-Tier3DEER2017 | Appl-CW-Top-ElecDHW-ElecDry-Tier3AnyMFm1985CZ01DEER2017 | 4801
Appl-CW-Top-ElecDHW-ElecDry-Tier3 | DEER2017 | D17 v3 |  | Any | MFm | 1985 | CZ02 | rDXGF | Household | 1 | 1152 | None | 514 | 0.082 | -2.14 | 377 | 0.06 | -1.52 | 514 | 0.082 | -2.14 | 377 | 0.06 | 3.45 | DEER:Res:ClothesDishWasher | Annual | 2 |  | Appl-CW-Top-ElecDHW-ElecDry-Tier3DEER2017 | Appl-CW-Top-ElecDHW-ElecDry-Tier3AnyMFm1985CZ02DEER2017 | 4802
Appl-CW-Top-ElecDHW-ElecDry-Tier3 | DEER2017 | D17 v3 |  | Any | MFm | 1985 | CZ03 | rDXGF | Household | 1 | 1152 | None | 510 | 0.074 | -2.37 | 374 | 0.054 | -1.72 | 510 | 0.074 | -2.37 | 374 | 0.054 | 3.42 | DEER:Res:ClothesDishWasher | Annual | 2 |  | Appl-CW-Top-ElecDHW-ElecDry-Tier3DEER2017 | Appl-CW-Top-ElecDHW-ElecDry-Tier3AnyMFm1985CZ03DEER2017 | 4803
Appl-CW-Top-ElecDHW-ElecDry-Tier3 | DEER2017 | D17 v3 |  | Any | MFm | 1985 | CZ04 | rDXGF | Household | 1 | 1152 | None | 510 | 0.077 | -1.79 | 374 | 0.056 | -1.29 | 510 | 0.077 | -1.79 | 374 | 0.056 | 3.42 | DEER:Res:ClothesDishWasher | Annual | 2 |  | Appl-CW-Top-ElecDHW-ElecDry-Tier3DEER2017 | Appl-CW-Top-ElecDHW-ElecDry-Tier3AnyMFm1985CZ04DEER2017 | 4804
Appl-CW-Top-ElecDHW-ElecDry-Tier3 | DEER2017 | D17 v3 |  | Any | MFm | 1985 | CZ05 | rDXGF | Household | 1 | 1152 | None | 511 | 0.076 | -2.61 | 375 | 0.055 | -1.83 | 511 | 0.076 | -2.61 | 375 | 0.055 | 3.56 | DEER:Res:ClothesDishWasher | Annual | 2 |  | Appl-CW-Top-ElecDHW-ElecDry-Tier3DEER2017 | Appl-CW-Top-ElecDHW-ElecDry-Tier3AnyMFm1985CZ05DEER2017 | 4805
Appl-CW-Top-ElecDHW-ElecDry-Tier3 | DEER2017 | D17 v3 |  | Any | MFm | 1985 | CZ06 | rDXGF | Household | 1 | 1295.2 | None | 512 | 0.085 | -0.95 | 375 | 0.061 | -0.72 | 512 | 0.085 | -0.95 | 375 | 0.061 | 3.42 | DEER:Res:ClothesDishWasher | Annual | 2 |  | Appl-CW-Top-ElecDHW-ElecDry-Tier3DEER2017 | Appl-CW-Top-ElecDHW-ElecDry-Tier3AnyMFm1985CZ06DEER2017 | 4806
Appl-CW-Top-ElecDHW-ElecDry-Tier3 | DEER2017 | D17 v3 |  | Any | MFm | 1985 | CZ07 | rDXGF | Household | 1 | 1295.2 | None | 509 | 0.076 | -1.34 | 373 | 0.056 | -0.96 | 509 | 0.076 | -1.34 | 373 | 0.056 | 3.48 | DEER:Res:ClothesDishWasher | Annual | 2 |  | Appl-CW-Top-ElecDHW-ElecDry-Tier3DEER2017 | Appl-CW-Top-ElecDHW-ElecDry-Tier3AnyMFm1985CZ07DEER2017 | 4807
Appl-CW-Top-ElecDHW-ElecDry-Tier3 | DEER2017 | D17 v3 |  | Any | MFm | 1985 | CZ08 | rDXGF | Household | 1 | 1295.2 | None | 513 | 0.079 | -1.34 | 376 | 0.058 | -0.94 | 513 | 0.079 | -1.34 | 376 | 0.058 | 2.75 | DEER:Res:ClothesDishWasher | Annual | 2 |  | Appl-CW-Top-ElecDHW-ElecDry-Tier3DEER2017 | Appl-CW-Top-ElecDHW-ElecDry-Tier3AnyMFm1985CZ08DEER2017 | 4808
Appl-CW-Top-ElecDHW-ElecDry-Tier3 | DEER2017 | D17 v3 |  | Any | MFm | 1985 | CZ09 | rDXGF | Household | 1 | 1438.9 | None | 515 | 0.076 | -1.69 | 376 | 0.056 | -1.22 | 515 | 0.076 | -1.69 | 376 | 0.056 | 2.65 | DEER:Res:ClothesDishWasher | Annual | 2 |  | Appl-CW-Top-ElecDHW-ElecDry-Tier3DEER2017 | Appl-CW-Top-ElecDHW-ElecDry-Tier3AnyMFm1985CZ09DEER2017 | 4809
Appl-CW-Top-ElecDHW-ElecDry-Tier3 | DEER2017 | D17 v3 |  | Any | MFm | 1985 | CZ10 | rDXGF | Household | 1 | 1438.9 | None | 516 | 0.084 | -1.29 | 375 | 0.056 | -1.31 | 516 | 0.084 | -1.29 | 375 | 0.056 | 2.83 | DEER:Res:ClothesDishWasher | Annual | 2 |  | Appl-CW-Top-ElecDHW-ElecDry-Tier3DEER2017 | Appl-CW-Top-ElecDHW-ElecDry-Tier3AnyMFm1985CZ10DEER2017 | 4810
Appl-CW-Top-ElecDHW-ElecDry-Tier3 | DEER2017 | D17 v3 |  | Any | MFm | 1985 | CZ11 | rDXGF | Household | 1 | 1150 | None | 512 | 0.078 | -2.09 | 375 | 0.057 | -1.51 | 512 | 0.078 | -2.09 | 375 | 0.057 | 2.83 | DEER:Res:ClothesDishWasher | Annual | 2 |  | Appl-CW-Top-ElecDHW-ElecDry-Tier3DEER2017 | Appl-CW-Top-ElecDHW-ElecDry-Tier3AnyMFm1985CZ11DEER2017 | 4811
Appl-CW-Top-ElecDHW-ElecDry-Tier3 | DEER2017 | D17 v3 |  | Any | MFm | 1985 | CZ12 | rDXGF | Household | 1 | 1150 | None | 512 | 0.079 | -2.09 | 374 | 0.058 | -1.52 | 512 | 0.079 | -2.09 | 374 | 0.058 | 2.81 | DEER:Res:ClothesDishWasher | Annual | 2 |  | Appl-CW-Top-ElecDHW-ElecDry-Tier3DEER2017 | Appl-CW-Top-ElecDHW-ElecDry-Tier3AnyMFm1985CZ12DEER2017 | 4812
Appl-CW-Top-ElecDHW-ElecDry-Tier3 | DEER2017 | D17 v3 |  | Any | MFm | 1985 | CZ13 | rDXGF | Household | 1 | 1150 | None | 513 | 0.08 | -2.16 | 376 | 0.058 | -1.56 | 513 | 0.08 | -2.16 | 376 | 0.058 | 2.81 | DEER:Res:ClothesDishWasher | Annual | 2 |  | Appl-CW-Top-ElecDHW-ElecDry-Tier3DEER2017 | Appl-CW-Top-ElecDHW-ElecDry-Tier3AnyMFm1985CZ13DEER2017 | 4813
Appl-CW-Top-ElecDHW-ElecDry-Tier3 | DEER2017 | D17 v3 |  | Any | MFm | 1985 | CZ14 | rDXGF | Household | 1 | 1407.2 | None | 516 | 0.076 | -1.83 | 378 | 0.056 | -1.32 | 516 | 0.076 | -1.83 | 378 | 0.056 | 2.78 | DEER:Res:ClothesDishWasher | Annual | 2 |  | Appl-CW-Top-ElecDHW-ElecDry-Tier3DEER2017 | Appl-CW-Top-ElecDHW-ElecDry-Tier3AnyMFm1985CZ14DEER2017 | 4814
Appl-CW-Top-ElecDHW-ElecDry-Tier3 | DEER2017 | D17 v3 |  | Any | MFm | 1985 | CZ15 | rDXGF | Household | 1 | 1407.2 | None | 507 | 0.074 | -0.89 | 371 | 0.054 | -0.64 | 507 | 0.074 | -0.89 | 371 | 0.054 | 2.75 | DEER:Res:ClothesDishWasher | Annual | 2 |  | Appl-CW-Top-ElecDHW-ElecDry-Tier3DEER2017 | Appl-CW-Top-ElecDHW-ElecDry-Tier3AnyMFm1985CZ15DEER2017 | 4815
Appl-CW-Top-ElecDHW-ElecDry-Tier3 | DEER2017 | D17 v3 |  | Any | MFm | 1985 | CZ16 | rDXGF | Household | 1 | 1152 | None | 526 | 0.077 | -2.36 | 385 | 0.056 | -1.7 | 526 | 0.077 | -2.36 | 385 | 0.056 | 2.88 | DEER:Res:ClothesDishWasher | Annual | 2 |  | Appl-CW-Top-ElecDHW-ElecDry-Tier3DEER2017 | Appl-CW-Top-ElecDHW-ElecDry-Tier3AnyMFm1985CZ16DEER2017 | 4816
Appl-CW-Top-ElecDHW-ElecDry-Tier3 | DEER2017 | D17 v3 |  | Any | MFm | 1996 | CZ01 | rDXGF | Household | 1 | 981.6 | None | 514 | 0.071 | -3.52 | 377 | 0.052 | -2.47 | 514 | 0.071 | -3.52 | 377 | 0.052 | 2.77 | DEER:Res:ClothesDishWasher | Annual | 2 |  | Appl-CW-Top-ElecDHW-ElecDry-Tier3DEER2017 | Appl-CW-Top-ElecDHW-ElecDry-Tier3AnyMFm1996CZ01DEER2017 | 4817
Appl-CW-Top-ElecDHW-ElecDry-Tier3 | DEER2017 | D17 v3 |  | Any | MFm | 1996 | CZ02 | rDXGF | Household | 1 | 981.6 | None | 515 | 0.082 | -1.64 | 377 | 0.059 | -1.23 | 515 | 0.082 | -1.64 | 377 | 0.059 | 2.81 | DEER:Res:ClothesDishWasher | Annual | 2 |  | Appl-CW-Top-ElecDHW-ElecDry-Tier3DEER2017 | Appl-CW-Top-ElecDHW-ElecDry-Tier3AnyMFm1996CZ02DEER2017 | 4818
Appl-CW-Top-ElecDHW-ElecDry-Tier3 | DEER2017 | D17 v3 |  | Any | MFm | 1996 | CZ03 | rDXGF | Household | 1 | 981.6 | None | 511 | 0.075 | -1.89 | 375 | 0.055 | -1.33 | 511 | 0.075 | -1.89 | 375 | 0.055 | 2.87 | DEER:Res:ClothesDishWasher | Annual | 2 |  | Appl-CW-Top-ElecDHW-ElecDry-Tier3DEER2017 | Appl-CW-Top-ElecDHW-ElecDry-Tier3AnyMFm1996CZ03DEER2017 | 4819
Appl-CW-Top-ElecDHW-ElecDry-Tier3 | DEER2017 | D17 v3 |  | Any | MFm | 1996 | CZ04 | rDXGF | Household | 1 | 981.6 | None | 510 | 0.075 | -1.52 | 374 | 0.055 | -1.08 | 510 | 0.075 | -1.52 | 374 | 0.055 | 2.79 | DEER:Res:ClothesDishWasher | Annual | 2 |  | Appl-CW-Top-ElecDHW-ElecDry-Tier3DEER2017 | Appl-CW-Top-ElecDHW-ElecDry-Tier3AnyMFm1996CZ04DEER2017 | 4820
Appl-CW-Top-ElecDHW-ElecDry-Tier3 | DEER2017 | D17 v3 |  | Any | MFm | 1996 | CZ05 | rDXGF | Household | 1 | 981.6 | None | 512 | 0.071 | -2.26 | 375 | 0.052 | -1.63 | 512 | 0.071 | -2.26 | 375 | 0.052 | 2.82 | DEER:Res:ClothesDishWasher | Annual | 2 |  | Appl-CW-Top-ElecDHW-ElecDry-Tier3DEER2017 | Appl-CW-Top-ElecDHW-ElecDry-Tier3AnyMFm1996CZ05DEER2017 | 4821
Appl-CW-Top-ElecDHW-ElecDry-Tier3 | DEER2017 | D17 v3 |  | Any | MFm | 1996 | CZ06 | rDXGF | Household | 1 | 1169.1 | None | 512 | 0.08 | -1.69 | 375 | 0.059 | -1.21 | 512 | 0.08 | -1.69 | 375 | 0.059 | 2.85 | DEER:Res:ClothesDishWasher | Annual | 2 |  | Appl-CW-Top-ElecDHW-ElecDry-Tier3DEER2017 | Appl-CW-Top-ElecDHW-ElecDry-Tier3AnyMFm1996CZ06DEER2017 | 4822
Appl-CW-Top-ElecDHW-ElecDry-Tier3 | DEER2017 | D17 v3 |  | Any | MFm | 1996 | CZ07 | rDXGF | Household | 1 | 1169.1 | None | 512 | 0.077 | -0.75 | 375 | 0.055 | -0.55 | 512 | 0.077 | -0.75 | 375 | 0.055 | 2.89 | DEER:Res:ClothesDishWasher | Annual | 2 |  | Appl-CW-Top-ElecDHW-ElecDry-Tier3DEER2017 | Appl-CW-Top-ElecDHW-ElecDry-Tier3AnyMFm1996CZ07DEER2017 | 4823
Appl-CW-Top-ElecDHW-ElecDry-Tier3 | DEER2017 | D17 v3 |  | Any | MFm | 1996 | CZ08 | rDXGF | Household | 1 | 1169.1 | None | 512 | 0.076 | -1.25 | 375 | 0.055 | -0.91 | 512 | 0.076 | -1.25 | 375 | 0.055 | 2.88 | DEER:Res:ClothesDishWasher | Annual | 2 |  | Appl-CW-Top-ElecDHW-ElecDry-Tier3DEER2017 | Appl-CW-Top-ElecDHW-ElecDry-Tier3AnyMFm1996CZ08DEER2017 | 4824
Appl-CW-Top-ElecDHW-ElecDry-Tier3 | DEER2017 | D17 v3 |  | Any | MFm | 1996 | CZ09 | rDXGF | Household | 1 | 1093.6 | None | 516 | 0.076 | -1.21 | 378 | 0.055 | -0.87 | 516 | 0.076 | -1.21 | 378 | 0.055 | 2.87 | DEER:Res:ClothesDishWasher | Annual | 2 |  | Appl-CW-Top-ElecDHW-ElecDry-Tier3DEER2017 | Appl-CW-Top-ElecDHW-ElecDry-Tier3AnyMFm1996CZ09DEER2017 | 4825
Appl-CW-Top-ElecDHW-ElecDry-Tier3 | DEER2017 | D17 v3 |  | Any | MFm | 1996 | CZ10 | rDXGF | Household | 1 | 1093.6 | None | 508 | 0.084 | -1.69 | 372 | 0.061 | -1.25 | 508 | 0.084 | -1.69 | 372 | 0.061 | 2.85 | DEER:Res:ClothesDishWasher | Annual | 2 |  | Appl-CW-Top-ElecDHW-ElecDry-Tier3DEER2017 | Appl-CW-Top-ElecDHW-ElecDry-Tier3AnyMFm1996CZ10DEER2017 | 4826
Appl-CW-Top-ElecDHW-ElecDry-Tier3 | DEER2017 | D17 v3 |  | Any | MFm | 1996 | CZ11 | rDXGF | Household | 1 | 1031.9 | None | 514 | 0.077 | -1.5 | 378 | 0.058 | -1.03 | 514 | 0.077 | -1.5 | 378 | 0.058 | 2.85 | DEER:Res:ClothesDishWasher | Annual | 2 |  | Appl-CW-Top-ElecDHW-ElecDry-Tier3DEER2017 | Appl-CW-Top-ElecDHW-ElecDry-Tier3AnyMFm1996CZ11DEER2017 | 4827
Appl-CW-Top-ElecDHW-ElecDry-Tier3 | DEER2017 | D17 v3 |  | Any | MFm | 1996 | CZ12 | rDXGF | Household | 1 | 1031.9 | None | 514 | 0.08 | -1.94 | 376 | 0.059 | -1.41 | 514 | 0.08 | -1.94 | 376 | 0.059 | 2.92 | DEER:Res:ClothesDishWasher | Annual | 2 |  | Appl-CW-Top-ElecDHW-ElecDry-Tier3DEER2017 | Appl-CW-Top-ElecDHW-ElecDry-Tier3AnyMFm1996CZ12DEER2017 | 4828
Appl-CW-Top-ElecDHW-ElecDry-Tier3 | DEER2017 | D17 v3 |  | Any | MFm | 1996 | CZ13 | rDXGF | Household | 1 | 1031.9 | None | 514 | 0.079 | -1.68 | 377 | 0.058 | -1.2 | 514 | 0.079 | -1.68 | 377 | 0.058 | 2.83 | DEER:Res:ClothesDishWasher | Annual | 2 |  | Appl-CW-Top-ElecDHW-ElecDry-Tier3DEER2017 | Appl-CW-Top-ElecDHW-ElecDry-Tier3AnyMFm1996CZ13DEER2017 | 4829
Appl-CW-Top-ElecDHW-ElecDry-Tier3 | DEER2017 | D17 v3 |  | Any | MFm | 1996 | CZ14 | rDXGF | Household | 1 | 1086 | None | 518 | 0.073 | -1.65 | 380 | 0.053 | -1.19 | 518 | 0.073 | -1.65 | 380 | 0.053 | 2.87 | DEER:Res:ClothesDishWasher | Annual | 2 |  | Appl-CW-Top-ElecDHW-ElecDry-Tier3DEER2017 | Appl-CW-Top-ElecDHW-ElecDry-Tier3AnyMFm1996CZ14DEER2017 | 4830
Appl-CW-Top-ElecDHW-ElecDry-Tier3 | DEER2017 | D17 v3 |  | Any | MFm | 1996 | CZ15 | rDXGF | Household | 1 | 1086 | None | 506 | 0.073 | -0.79 | 370 | 0.053 | -0.57 | 506 | 0.073 | -0.79 | 370 | 0.053 | 3.36 | DEER:Res:ClothesDishWasher | Annual | 2 |  | Appl-CW-Top-ElecDHW-ElecDry-Tier3DEER2017 | Appl-CW-Top-ElecDHW-ElecDry-Tier3AnyMFm1996CZ15DEER2017 | 4831
Appl-CW-Top-ElecDHW-ElecDry-Tier3 | DEER2017 | D17 v3 |  | Any | MFm | 1996 | CZ16 | rDXGF | Household | 1 | 981.6 | None | 526 | 0.078 | -2.34 | 385 | 0.057 | -1.69 | 526 | 0.078 | -2.34 | 385 | 0.057 | 3.2 | DEER:Res:ClothesDishWasher | Annual | 2 |  | Appl-CW-Top-ElecDHW-ElecDry-Tier3DEER2017 | Appl-CW-Top-ElecDHW-ElecDry-Tier3AnyMFm1996CZ16DEER2017 | 4832
Appl-CW-Top-ElecDHW-ElecDry-Tier3 | DEER2017 | D17 v3 |  | Any | MFm | 2003 | CZ01 | rDXGF | Household | 1 | 998.7 | None | 515 | 0.071 | -2.71 | 377 | 0.052 | -1.97 | 515 | 0.071 | -2.71 | 377 | 0.052 | 3.25 | DEER:Res:ClothesDishWasher | Annual | 2 |  | Appl-CW-Top-ElecDHW-ElecDry-Tier3DEER2017 | Appl-CW-Top-ElecDHW-ElecDry-Tier3AnyMFm2003CZ01DEER2017 | 4833
Appl-CW-Top-ElecDHW-ElecDry-Tier3 | DEER2017 | D17 v3 |  | Any | MFm | 2003 | CZ02 | rDXGF | Household | 1 | 1073.2 | None | 513 | 0.078 | -1.89 | 377 | 0.058 | -1.07 | 513 | 0.078 | -1.89 | 377 | 0.058 | 3.17 | DEER:Res:ClothesDishWasher | Annual | 2 |  | Appl-CW-Top-ElecDHW-ElecDry-Tier3DEER2017 | Appl-CW-Top-ElecDHW-ElecDry-Tier3AnyMFm2003CZ02DEER2017 | 4834
Appl-CW-Top-ElecDHW-ElecDry-Tier3 | DEER2017 | D17 v3 |  | Any | MFm | 2003 | CZ03 | rDXGF | Household | 1 | 998.7 | None | 510 | 0.072 | -2.03 | 373 | 0.053 | -1.51 | 510 | 0.072 | -2.03 | 373 | 0.053 | 3.29 | DEER:Res:ClothesDishWasher | Annual | 2 |  | Appl-CW-Top-ElecDHW-ElecDry-Tier3DEER2017 | Appl-CW-Top-ElecDHW-ElecDry-Tier3AnyMFm2003CZ03DEER2017 | 4835
Appl-CW-Top-ElecDHW-ElecDry-Tier3 | DEER2017 | D17 v3 |  | Any | MFm | 2003 | CZ04 | rDXGF | Household | 1 | 998.7 | None | 515 | 0.079 | -1.52 | 377 | 0.058 | -1.11 | 515 | 0.079 | -1.52 | 377 | 0.058 | 3.2 | DEER:Res:ClothesDishWasher | Annual | 2 |  | Appl-CW-Top-ElecDHW-ElecDry-Tier3DEER2017 | Appl-CW-Top-ElecDHW-ElecDry-Tier3AnyMFm2003CZ04DEER2017 | 4836
Appl-CW-Top-ElecDHW-ElecDry-Tier3 | DEER2017 | D17 v3 |  | Any | MFm | 2003 | CZ05 | rDXGF | Household | 1 | 998.7 | None | 512 | 0.072 | -2.41 | 375 | 0.053 | -1.75 | 512 | 0.072 | -2.41 | 375 | 0.053 | 3.38 | DEER:Res:ClothesDishWasher | Annual | 2 |  | Appl-CW-Top-ElecDHW-ElecDry-Tier3DEER2017 | Appl-CW-Top-ElecDHW-ElecDry-Tier3AnyMFm2003CZ05DEER2017 | 4837
Appl-CW-Top-ElecDHW-ElecDry-Tier3 | DEER2017 | D17 v3 |  | Any | MFm | 2003 | CZ06 | rDXGF | Household | 1 | 1206 | None | 510 | 0.079 | -1.44 | 374 | 0.057 | -1.04 | 510 | 0.079 | -1.44 | 374 | 0.057 | 3.31 | DEER:Res:ClothesDishWasher | Annual | 2 |  | Appl-CW-Top-ElecDHW-ElecDry-Tier3DEER2017 | Appl-CW-Top-ElecDHW-ElecDry-Tier3AnyMFm2003CZ06DEER2017 | 4838
Appl-CW-Top-ElecDHW-ElecDry-Tier3 | DEER2017 | D17 v3 |  | Any | MFm | 2003 | CZ07 | rDXGF | Household | 1 | 1206 | None | 514 | 0.075 | -1.32 | 377 | 0.055 | -0.94 | 514 | 0.075 | -1.32 | 377 | 0.055 | 3.33 | DEER:Res:ClothesDishWasher | Annual | 2 |  | Appl-CW-Top-ElecDHW-ElecDry-Tier3DEER2017 | Appl-CW-Top-ElecDHW-ElecDry-Tier3AnyMFm2003CZ07DEER2017 | 4839
Appl-CW-Top-ElecDHW-ElecDry-Tier3 | DEER2017 | D17 v3 |  | Any | MFm | 2003 | CZ08 | rDXGF | Household | 1 | 1206 | None | 512 | 0.079 | -1.26 | 375 | 0.058 | -0.91 | 512 | 0.079 | -1.26 | 375 | 0.058 | 3.16 | DEER:Res:ClothesDishWasher | Annual | 2 |  | Appl-CW-Top-ElecDHW-ElecDry-Tier3DEER2017 | Appl-CW-Top-ElecDHW-ElecDry-Tier3AnyMFm2003CZ08DEER2017 | 4840
Appl-CW-Top-ElecDHW-ElecDry-Tier3 | DEER2017 | D17 v3 |  | Any | MFm | 2003 | CZ09 | rDXGF | Household | 1 | 1126.6 | None | 510 | 0.076 | -1.54 | 373 | 0.055 | -1.13 | 510 | 0.076 | -1.54 | 373 | 0.055 | 3.29 | DEER:Res:ClothesDishWasher | Annual | 2 |  | Appl-CW-Top-ElecDHW-ElecDry-Tier3DEER2017 | Appl-CW-Top-ElecDHW-ElecDry-Tier3AnyMFm2003CZ09DEER2017 | 4841
Appl-CW-Top-ElecDHW-ElecDry-Tier3 | DEER2017 | D17 v3 |  | Any | MFm | 2003 | CZ10 | rDXGF | Household | 1 | 1073.2 | None | 510 | 0.08 | -1.07 | 373 | 0.058 | -0.82 | 510 | 0.08 | -1.07 | 373 | 0.058 | 3.26 | DEER:Res:ClothesDishWasher | Annual | 2 |  | Appl-CW-Top-ElecDHW-ElecDry-Tier3DEER2017 | Appl-CW-Top-ElecDHW-ElecDry-Tier3AnyMFm2003CZ10DEER2017 | 4842
Appl-CW-Top-ElecDHW-ElecDry-Tier3 | DEER2017 | D17 v3 |  | Any | MFm | 2003 | CZ11 | rDXGF | Household | 1 | 1073.2 | None | 515 | 0.075 | -1.78 | 377 | 0.055 | -1.28 | 515 | 0.075 | -1.78 | 377 | 0.055 | 3.44 | DEER:Res:ClothesDishWasher | Annual | 2 |  | Appl-CW-Top-ElecDHW-ElecDry-Tier3DEER2017 | Appl-CW-Top-ElecDHW-ElecDry-Tier3AnyMFm2003CZ11DEER2017 | 4843
Appl-CW-Top-ElecDHW-ElecDry-Tier3 | DEER2017 | D17 v3 |  | Any | MFm | 2003 | CZ12 | rDXGF | Household | 1 | 1073.2 | None | 515 | 0.079 | -1.67 | 378 | 0.058 | -1.21 | 515 | 0.079 | -1.67 | 378 | 0.058 | 3.33 | DEER:Res:ClothesDishWasher | Annual | 2 |  | Appl-CW-Top-ElecDHW-ElecDry-Tier3DEER2017 | Appl-CW-Top-ElecDHW-ElecDry-Tier3AnyMFm2003CZ12DEER2017 | 4844
Appl-CW-Top-ElecDHW-ElecDry-Tier3 | DEER2017 | D17 v3 |  | Any | MFm | 2003 | CZ13 | rDXGF | Household | 1 | 1073.2 | None | 515 | 0.076 | -1.55 | 377 | 0.056 | -1.12 | 515 | 0.076 | -1.55 | 377 | 0.056 | 3.52 | DEER:Res:ClothesDishWasher | Annual | 2 |  | Appl-CW-Top-ElecDHW-ElecDry-Tier3DEER2017 | Appl-CW-Top-ElecDHW-ElecDry-Tier3AnyMFm2003CZ13DEER2017 | 4845
Appl-CW-Top-ElecDHW-ElecDry-Tier3 | DEER2017 | D17 v3 |  | Any | MFm | 2003 | CZ14 | rDXGF | Household | 1 | 1094.6 | None | 517 | 0.074 | -1.72 | 379 | 0.054 | -1.24 | 517 | 0.074 | -1.72 | 379 | 0.054 | 3.5 | DEER:Res:ClothesDishWasher | Annual | 2 |  | Appl-CW-Top-ElecDHW-ElecDry-Tier3DEER2017 | Appl-CW-Top-ElecDHW-ElecDry-Tier3AnyMFm2003CZ14DEER2017 | 4846
Appl-CW-Top-ElecDHW-ElecDry-Tier3 | DEER2017 | D17 v3 |  | Any | MFm | 2003 | CZ15 | rDXGF | Household | 1 | 1094.6 | None | 506 | 0.073 | -0.77 | 370 | 0.054 | -0.56 | 506 | 0.073 | -0.77 | 370 | 0.054 | 3.51 | DEER:Res:ClothesDishWasher | Annual | 2 |  | Appl-CW-Top-ElecDHW-ElecDry-Tier3DEER2017 | Appl-CW-Top-ElecDHW-ElecDry-Tier3AnyMFm2003CZ15DEER2017 | 4847
Appl-CW-Top-ElecDHW-ElecDry-Tier3 | DEER2017 | D17 v3 |  | Any | MFm | 2003 | CZ16 | rDXGF | Household | 1 | 998.7 | None | 526 | 0.078 | -2.22 | 385 | 0.058 | -1.6 | 526 | 0.078 | -2.22 | 385 | 0.058 | 3.49 | DEER:Res:ClothesDishWasher | Annual | 2 |  | Appl-CW-Top-ElecDHW-ElecDry-Tier3DEER2017 | Appl-CW-Top-ElecDHW-ElecDry-Tier3AnyMFm2003CZ16DEER2017 | 4848
Appl-CW-Top-ElecDHW-ElecDry-Tier3 | DEER2017 | D17 v3 |  | Any | MFm | 2007 | CZ01 | rDXGF | Household | 1 | 998.7 | None | 514 | 0.071 | -3.15 | 377 | 0.052 | -2.42 | 514 | 0.071 | -3.15 | 377 | 0.052 | 3.45 | DEER:Res:ClothesDishWasher | Annual | 2 |  | Appl-CW-Top-ElecDHW-ElecDry-Tier3DEER2017 | Appl-CW-Top-ElecDHW-ElecDry-Tier3AnyMFm2007CZ01DEER2017 | 4849
Appl-CW-Top-ElecDHW-ElecDry-Tier3 | DEER2017 | D17 v3 |  | Any | MFm | 2007 | CZ02 | rDXGF | Household | 1 | 1073.2 | None | 515 | 0.078 | -1.79 | 377 | 0.058 | -1.29 | 515 | 0.078 | -1.79 | 377 | 0.058 | 3.42 | DEER:Res:ClothesDishWasher | Annual | 2 |  | Appl-CW-Top-ElecDHW-ElecDry-Tier3DEER2017 | Appl-CW-Top-ElecDHW-ElecDry-Tier3AnyMFm2007CZ02DEER2017 | 4850
Appl-CW-Top-ElecDHW-ElecDry-Tier3 | DEER2017 | D17 v3 |  | Any | MFm | 2007 | CZ03 | rDXGF | Household | 1 | 998.7 | None | 509 | 0.073 | -2.31 | 373 | 0.053 | -1.67 | 509 | 0.073 | -2.31 | 373 | 0.053 | 3.41 | DEER:Res:ClothesDishWasher | Annual | 2 |  | Appl-CW-Top-ElecDHW-ElecDry-Tier3DEER2017 | Appl-CW-Top-ElecDHW-ElecDry-Tier3AnyMFm2007CZ03DEER2017 | 4851
Appl-CW-Top-ElecDHW-ElecDry-Tier3 | DEER2017 | D17 v3 |  | Any | MFm | 2007 | CZ04 | rDXGF | Household | 1 | 998.7 | None | 514 | 0.076 | -1.49 | 376 | 0.055 | -1.09 | 514 | 0.076 | -1.49 | 376 | 0.055 | 3.56 | DEER:Res:ClothesDishWasher | Annual | 2 |  | Appl-CW-Top-ElecDHW-ElecDry-Tier3DEER2017 | Appl-CW-Top-ElecDHW-ElecDry-Tier3AnyMFm2007CZ04DEER2017 | 4852
Appl-CW-Top-ElecDHW-ElecDry-Tier3 | DEER2017 | D17 v3 |  | Any | MFm | 2007 | CZ05 | rDXGF | Household | 1 | 998.7 | None | 512 | 0.074 | -2.05 | 375 | 0.054 | -1.48 | 512 | 0.074 | -2.05 | 375 | 0.054 | 3.42 | DEER:Res:ClothesDishWasher | Annual | 2 |  | Appl-CW-Top-ElecDHW-ElecDry-Tier3DEER2017 | Appl-CW-Top-ElecDHW-ElecDry-Tier3AnyMFm2007CZ05DEER2017 | 4853
Appl-CW-Top-ElecDHW-ElecDry-Tier3 | DEER2017 | D17 v3 |  | Any | MFm | 2007 | CZ06 | rDXGF | Household | 1 | 1206 | None | 510 | 0.074 | -1.72 | 373 | 0.054 | -1.28 | 510 | 0.074 | -1.72 | 373 | 0.054 | 3.48 | DEER:Res:ClothesDishWasher | Annual | 2 |  | Appl-CW-Top-ElecDHW-ElecDry-Tier3DEER2017 | Appl-CW-Top-ElecDHW-ElecDry-Tier3AnyMFm2007CZ06DEER2017 | 4854
Appl-CW-Top-ElecDHW-ElecDry-Tier3 | DEER2017 | D17 v3 |  | Any | MFm | 2007 | CZ07 | rDXGF | Household | 1 | 1206 | None | 512 | 0.072 | -1.66 | 374 | 0.052 | -1.24 | 512 | 0.072 | -1.66 | 374 | 0.052 | 2.83 | DEER:Res:ClothesDishWasher | Annual | 2 |  | Appl-CW-Top-ElecDHW-ElecDry-Tier3DEER2017 | Appl-CW-Top-ElecDHW-ElecDry-Tier3AnyMFm2007CZ07DEER2017 | 4855
Appl-CW-Top-ElecDHW-ElecDry-Tier3 | DEER2017 | D17 v3 |  | Any | MFm | 2007 | CZ08 | rDXGF | Household | 1 | 1206 | None | 509 | 0.068 | -1.47 | 371 | 0.048 | -1.12 | 509 | 0.068 | -1.47 | 371 | 0.048 | 2.85 | DEER:Res:ClothesDishWasher | Annual | 2 |  | Appl-CW-Top-ElecDHW-ElecDry-Tier3DEER2017 | Appl-CW-Top-ElecDHW-ElecDry-Tier3AnyMFm2007CZ08DEER2017 | 4856
Appl-CW-Top-ElecDHW-ElecDry-Tier3 | DEER2017 | D17 v3 |  | Any | MFm | 2007 | CZ09 | rDXGF | Household | 1 | 1126.6 | None | 510 | 0.076 | -1.41 | 373 | 0.055 | -1.02 | 510 | 0.076 | -1.41 | 373 | 0.055 | 2.81 | DEER:Res:ClothesDishWasher | Annual | 2 |  | Appl-CW-Top-ElecDHW-ElecDry-Tier3DEER2017 | Appl-CW-Top-ElecDHW-ElecDry-Tier3AnyMFm2007CZ09DEER2017 | 4857
Appl-CW-Top-ElecDHW-ElecDry-Tier3 | DEER2017 | D17 v3 |  | Any | MFm | 2007 | CZ10 | rDXGF | Household | 1 | 1073.2 | None | 511 | 0.075 | -1.22 | 376 | 0.059 | -0.77 | 511 | 0.075 | -1.22 | 376 | 0.059 | 2.78 | DEER:Res:ClothesDishWasher | Annual | 2 |  | Appl-CW-Top-ElecDHW-ElecDry-Tier3DEER2017 | Appl-CW-Top-ElecDHW-ElecDry-Tier3AnyMFm2007CZ10DEER2017 | 4858
Appl-CW-Top-ElecDHW-ElecDry-Tier3 | DEER2017 | D17 v3 |  | Any | MFm | 2007 | CZ11 | rDXGF | Household | 1 | 1073.2 | None | 513 | 0.073 | -1.81 | 375 | 0.053 | -1.31 | 513 | 0.073 | -1.81 | 375 | 0.053 | 2.82 | DEER:Res:ClothesDishWasher | Annual | 2 |  | Appl-CW-Top-ElecDHW-ElecDry-Tier3DEER2017 | Appl-CW-Top-ElecDHW-ElecDry-Tier3AnyMFm2007CZ11DEER2017 | 4859
Appl-CW-Top-ElecDHW-ElecDry-Tier3 | DEER2017 | D17 v3 |  | Any | MFm | 2007 | CZ12 | rDXGF | Household | 1 | 1073.2 | None | 515 | 0.075 | -1.63 | 377 | 0.055 | -1.18 | 515 | 0.075 | -1.63 | 377 | 0.055 | 2.79 | DEER:Res:ClothesDishWasher | Annual | 2 |  | Appl-CW-Top-ElecDHW-ElecDry-Tier3DEER2017 | Appl-CW-Top-ElecDHW-ElecDry-Tier3AnyMFm2007CZ12DEER2017 | 4860
Appl-CW-Top-ElecDHW-ElecDry-Tier3 | DEER2017 | D17 v3 |  | Any | MFm | 2007 | CZ13 | rDXGF | Household | 1 | 1073.2 | None | 512 | 0.073 | -1.71 | 375 | 0.053 | -1.23 | 512 | 0.073 | -1.71 | 375 | 0.053 | 2.86 | DEER:Res:ClothesDishWasher | Annual | 2 |  | Appl-CW-Top-ElecDHW-ElecDry-Tier3DEER2017 | Appl-CW-Top-ElecDHW-ElecDry-Tier3AnyMFm2007CZ13DEER2017 | 4861
Appl-CW-Top-ElecDHW-ElecDry-Tier3 | DEER2017 | D17 v3 |  | Any | MFm | 2007 | CZ14 | rDXGF | Household | 1 | 1094.6 | None | 514 | 0.072 | -1.79 | 379 | 0.054 | -1.18 | 514 | 0.072 | -1.79 | 379 | 0.054 | 2.89 | DEER:Res:ClothesDishWasher | Annual | 2 |  | Appl-CW-Top-ElecDHW-ElecDry-Tier3DEER2017 | Appl-CW-Top-ElecDHW-ElecDry-Tier3AnyMFm2007CZ14DEER2017 | 4862
Appl-CW-Top-ElecDHW-ElecDry-Tier3 | DEER2017 | D17 v3 |  | Any | MFm | 2007 | CZ15 | rDXGF | Household | 1 | 1094.6 | None | 503 | 0.071 | -0.77 | 367 | 0.051 | -0.56 | 503 | 0.071 | -0.77 | 367 | 0.051 | 2.87 | DEER:Res:ClothesDishWasher | Annual | 2 |  | Appl-CW-Top-ElecDHW-ElecDry-Tier3DEER2017 | Appl-CW-Top-ElecDHW-ElecDry-Tier3AnyMFm2007CZ15DEER2017 | 4863
Appl-CW-Top-ElecDHW-ElecDry-Tier3 | DEER2017 | D17 v3 |  | Any | MFm | 2007 | CZ16 | rDXGF | Household | 1 | 998.7 | None | 524 | 0.076 | -2.29 | 384 | 0.056 | -1.66 | 524 | 0.076 | -2.29 | 384 | 0.056 | 2.84 | DEER:Res:ClothesDishWasher | Annual | 2 |  | Appl-CW-Top-ElecDHW-ElecDry-Tier3DEER2017 | Appl-CW-Top-ElecDHW-ElecDry-Tier3AnyMFm2007CZ16DEER2017 | 4864
Appl-CW-Top-ElecDHW-ElecDry-Tier3 | DEER2017 | D17 v3 |  | Any | MFm | 2011 | CZ01 | rDXGF | Household | 1 | 998.7 | None | 515 | 0.071 | -2.91 | 377 | 0.052 | -2.1 | 515 | 0.071 | -2.91 | 377 | 0.052 | 2.92 | DEER:Res:ClothesDishWasher | Annual | 2 |  | Appl-CW-Top-ElecDHW-ElecDry-Tier3DEER2017 | Appl-CW-Top-ElecDHW-ElecDry-Tier3AnyMFm2011CZ01DEER2017 | 4865
Appl-CW-Top-ElecDHW-ElecDry-Tier3 | DEER2017 | D17 v3 |  | Any | MFm | 2011 | CZ02 | rDXGF | Household | 1 | 1073.2 | None | 516 | 0.077 | -1.67 | 379 | 0.057 | -1.13 | 516 | 0.077 | -1.67 | 379 | 0.057 | 2.86 | DEER:Res:ClothesDishWasher | Annual | 2 |  | Appl-CW-Top-ElecDHW-ElecDry-Tier3DEER2017 | Appl-CW-Top-ElecDHW-ElecDry-Tier3AnyMFm2011CZ02DEER2017 | 4866
Appl-CW-Top-ElecDHW-ElecDry-Tier3 | DEER2017 | D17 v3 |  | Any | MFm | 2011 | CZ03 | rDXGF | Household | 1 | 998.7 | None | 509 | 0.073 | -2.42 | 373 | 0.054 | -1.84 | 509 | 0.073 | -2.42 | 373 | 0.054 | 3.36 | DEER:Res:ClothesDishWasher | Annual | 2 |  | Appl-CW-Top-ElecDHW-ElecDry-Tier3DEER2017 | Appl-CW-Top-ElecDHW-ElecDry-Tier3AnyMFm2011CZ03DEER2017 | 4867
Appl-CW-Top-ElecDHW-ElecDry-Tier3 | DEER2017 | D17 v3 |  | Any | MFm | 2011 | CZ04 | rDXGF | Household | 1 | 998.7 | None | 515 | 0.074 | -1.25 | 377 | 0.054 | -0.91 | 515 | 0.074 | -1.25 | 377 | 0.054 | 3.26 | DEER:Res:ClothesDishWasher | Annual | 2 |  | Appl-CW-Top-ElecDHW-ElecDry-Tier3DEER2017 | Appl-CW-Top-ElecDHW-ElecDry-Tier3AnyMFm2011CZ04DEER2017 | 4868
Appl-CW-Top-ElecDHW-ElecDry-Tier3 | DEER2017 | D17 v3 |  | Any | MFm | 2011 | CZ05 | rDXGF | Household | 1 | 998.7 | None | 512 | 0.073 | -1.93 | 375 | 0.054 | -1.41 | 512 | 0.073 | -1.93 | 375 | 0.054 | 3.1 | DEER:Res:ClothesDishWasher | Annual | 2 |  | Appl-CW-Top-ElecDHW-ElecDry-Tier3DEER2017 | Appl-CW-Top-ElecDHW-ElecDry-Tier3AnyMFm2011CZ05DEER2017 | 4869
Appl-CW-Top-ElecDHW-ElecDry-Tier3 | DEER2017 | D17 v3 |  | Any | MFm | 2011 | CZ06 | rDXGF | Household | 1 | 1206 | None | 512 | 0.077 | -1.48 | 375 | 0.056 | -1.05 | 512 | 0.077 | -1.48 | 375 | 0.056 | 3.26 | DEER:Res:ClothesDishWasher | Annual | 2 |  | Appl-CW-Top-ElecDHW-ElecDry-Tier3DEER2017 | Appl-CW-Top-ElecDHW-ElecDry-Tier3AnyMFm2011CZ06DEER2017 | 4870
Appl-CW-Top-ElecDHW-ElecDry-Tier3 | DEER2017 | D17 v3 |  | Any | MFm | 2011 | CZ07 | rDXGF | Household | 1 | 1206 | None | 517 | 0.075 | -1.23 | 379 | 0.055 | -0.88 | 517 | 0.075 | -1.23 | 379 | 0.055 | 3.35 | DEER:Res:ClothesDishWasher | Annual | 2 |  | Appl-CW-Top-ElecDHW-ElecDry-Tier3DEER2017 | Appl-CW-Top-ElecDHW-ElecDry-Tier3AnyMFm2011CZ07DEER2017 | 4871
Appl-CW-Top-ElecDHW-ElecDry-Tier3 | DEER2017 | D17 v3 |  | Any | MFm | 2011 | CZ08 | rDXGF | Household | 1 | 1206 | None | 514 | 0.074 | -1.11 | 378 | 0.056 | -0.76 | 514 | 0.074 | -1.11 | 378 | 0.056 | 3.52 | DEER:Res:ClothesDishWasher | Annual | 2 |  | Appl-CW-Top-ElecDHW-ElecDry-Tier3DEER2017 | Appl-CW-Top-ElecDHW-ElecDry-Tier3AnyMFm2011CZ08DEER2017 | 4872
Appl-CW-Top-ElecDHW-ElecDry-Tier3 | DEER2017 | D17 v3 |  | Any | MFm | 2011 | CZ09 | rDXGF | Household | 1 | 1126.6 | None | 512 | 0.076 | -1.26 | 375 | 0.056 | -0.91 | 512 | 0.076 | -1.26 | 375 | 0.056 | 3.27 | DEER:Res:ClothesDishWasher | Annual | 2 |  | Appl-CW-Top-ElecDHW-ElecDry-Tier3DEER2017 | Appl-CW-Top-ElecDHW-ElecDry-Tier3AnyMFm2011CZ09DEER2017 | 4873
Appl-CW-Top-ElecDHW-ElecDry-Tier3 | DEER2017 | D17 v3 |  | Any | MFm | 2011 | CZ10 | rDXGF | Household | 1 | 1073.2 | None | 512 | 0.077 | -1.06 | 375 | 0.055 | -0.78 | 512 | 0.077 | -1.06 | 375 | 0.055 | 3.51 | DEER:Res:ClothesDishWasher | Annual | 2 |  | Appl-CW-Top-ElecDHW-ElecDry-Tier3DEER2017 | Appl-CW-Top-ElecDHW-ElecDry-Tier3AnyMFm2011CZ10DEER2017 | 4874
Appl-CW-Top-ElecDHW-ElecDry-Tier3 | DEER2017 | D17 v3 |  | Any | MFm | 2011 | CZ11 | rDXGF | Household | 1 | 1073.2 | None | 514 | 0.074 | -1.67 | 376 | 0.054 | -1.22 | 514 | 0.074 | -1.67 | 376 | 0.054 | 3.51 | DEER:Res:ClothesDishWasher | Annual | 2 |  | Appl-CW-Top-ElecDHW-ElecDry-Tier3DEER2017 | Appl-CW-Top-ElecDHW-ElecDry-Tier3AnyMFm2011CZ11DEER2017 | 4875
Appl-CW-Top-ElecDHW-ElecDry-Tier3 | DEER2017 | D17 v3 |  | Any | MFm | 2011 | CZ12 | rDXGF | Household | 1 | 1073.2 | None | 515 | 0.074 | -1.54 | 378 | 0.055 | -1.09 | 515 | 0.074 | -1.54 | 378 | 0.055 | 3.52 | DEER:Res:ClothesDishWasher | Annual | 2 |  | Appl-CW-Top-ElecDHW-ElecDry-Tier3DEER2017 | Appl-CW-Top-ElecDHW-ElecDry-Tier3AnyMFm2011CZ12DEER2017 | 4876
Appl-CW-Top-ElecDHW-ElecDry-Tier3 | DEER2017 | D17 v3 |  | Any | MFm | 2011 | CZ13 | rDXGF | Household | 1 | 1073.2 | None | 513 | 0.074 | -1.6 | 376 | 0.054 | -1.15 | 513 | 0.074 | -1.6 | 376 | 0.054 | 3.45 | DEER:Res:ClothesDishWasher | Annual | 2 |  | Appl-CW-Top-ElecDHW-ElecDry-Tier3DEER2017 | Appl-CW-Top-ElecDHW-ElecDry-Tier3AnyMFm2011CZ13DEER2017 | 4877
Appl-CW-Top-ElecDHW-ElecDry-Tier3 | DEER2017 | D17 v3 |  | Any | MFm | 2011 | CZ14 | rDXGF | Household | 1 | 1094.6 | None | 515 | 0.072 | -1.63 | 378 | 0.053 | -1.19 | 515 | 0.072 | -1.63 | 378 | 0.053 | 3.44 | DEER:Res:ClothesDishWasher | Annual | 2 |  | Appl-CW-Top-ElecDHW-ElecDry-Tier3DEER2017 | Appl-CW-Top-ElecDHW-ElecDry-Tier3AnyMFm2011CZ14DEER2017 | 4878
Appl-CW-Top-ElecDHW-ElecDry-Tier3 | DEER2017 | D17 v3 |  | Any | MFm | 2011 | CZ15 | rDXGF | Household | 1 | 1094.6 | None | 502 | 0.072 | -0.74 | 368 | 0.052 | -0.53 | 502 | 0.072 | -0.74 | 368 | 0.052 | 3.56 | DEER:Res:ClothesDishWasher | Annual | 2 |  | Appl-CW-Top-ElecDHW-ElecDry-Tier3DEER2017 | Appl-CW-Top-ElecDHW-ElecDry-Tier3AnyMFm2011CZ15DEER2017 | 4879
Appl-CW-Top-ElecDHW-ElecDry-Tier3 | DEER2017 | D17 v3 |  | Any | MFm | 2011 | CZ16 | rDXGF | Household | 1 | 998.7 | None | 524 | 0.075 | -2.25 | 384 | 0.055 | -1.62 | 524 | 0.075 | -2.25 | 384 | 0.055 | 3.49 | DEER:Res:ClothesDishWasher | Annual | 2 |  | Appl-CW-Top-ElecDHW-ElecDry-Tier3DEER2017 | Appl-CW-Top-ElecDHW-ElecDry-Tier3AnyMFm2011CZ16DEER2017 | 4880
Appl-CW-Top-ElecDHW-ElecDry-Tier3 | DEER2017 | D17 v3 |  | Any | MFm | 2015 | CZ01 | rDXGF | Household | 1 | 998.7 | None | 516 | 0.072 | -2.67 | 378 | 0.053 | -1.72 | 516 | 0.072 | -2.67 | 378 | 0.053 | -1.72 | DEER:Res:ClothesDishWasher | Annual | 1719 |  | Appl-CW-Top-ElecDHW-ElecDry-Tier3DEER2017 | Appl-CW-Top-ElecDHW-ElecDry-Tier3AnyMFm2015CZ01DEER2017 | 4881
Appl-CW-Top-ElecDHW-ElecDry-Tier3 | DEER2017 | D17 v3 |  | Any | MFm | 2015 | CZ02 | rDXGF | Household | 1 | 1073.2 | None | 515 | 0.076 | -1.64 | 377 | 0.056 | -1.2 | 515 | 0.076 | -1.64 | 377 | 0.056 | -1.2 | DEER:Res:ClothesDishWasher | Annual | 1719 |  | Appl-CW-Top-ElecDHW-ElecDry-Tier3DEER2017 | Appl-CW-Top-ElecDHW-ElecDry-Tier3AnyMFm2015CZ02DEER2017 | 4882
Appl-CW-Top-ElecDHW-ElecDry-Tier3 | DEER2017 | D17 v3 |  | Any | MFm | 2015 | CZ03 | rDXGF | Household | 1 | 998.7 | None | 510 | 0.072 | -1.86 | 374 | 0.053 | -1.27 | 510 | 0.072 | -1.86 | 374 | 0.053 | -1.27 | DEER:Res:ClothesDishWasher | Annual | 1719 |  | Appl-CW-Top-ElecDHW-ElecDry-Tier3DEER2017 | Appl-CW-Top-ElecDHW-ElecDry-Tier3AnyMFm2015CZ03DEER2017 | 4883
Appl-CW-Top-ElecDHW-ElecDry-Tier3 | DEER2017 | D17 v3 |  | Any | MFm | 2015 | CZ04 | rDXGF | Household | 1 | 998.7 | None | 516 | 0.076 | -1.24 | 378 | 0.056 | -0.89 | 516 | 0.076 | -1.24 | 378 | 0.056 | -0.89 | DEER:Res:ClothesDishWasher | Annual | 1719 |  | Appl-CW-Top-ElecDHW-ElecDry-Tier3DEER2017 | Appl-CW-Top-ElecDHW-ElecDry-Tier3AnyMFm2015CZ04DEER2017 | 4884
Appl-CW-Top-ElecDHW-ElecDry-Tier3 | DEER2017 | D17 v3 |  | Any | MFm | 2015 | CZ05 | rDXGF | Household | 1 | 998.7 | None | 514 | 0.074 | -1.34 | 377 | 0.053 | -0.98 | 514 | 0.074 | -1.34 | 377 | 0.053 | -0.98 | DEER:Res:ClothesDishWasher | Annual | 1719 |  | Appl-CW-Top-ElecDHW-ElecDry-Tier3DEER2017 | Appl-CW-Top-ElecDHW-ElecDry-Tier3AnyMFm2015CZ05DEER2017 | 4885
Appl-CW-Top-ElecDHW-ElecDry-Tier3 | DEER2017 | D17 v3 |  | Any | MFm | 2015 | CZ06 | rDXGF | Household | 1 | 1206 | None | 510 | 0.076 | -1.57 | 374 | 0.056 | -1.13 | 510 | 0.076 | -1.57 | 374 | 0.056 | -1.13 | DEER:Res:ClothesDishWasher | Annual | 1719 |  | Appl-CW-Top-ElecDHW-ElecDry-Tier3DEER2017 | Appl-CW-Top-ElecDHW-ElecDry-Tier3AnyMFm2015CZ06DEER2017 | 4886
Appl-CW-Top-ElecDHW-ElecDry-Tier3 | DEER2017 | D17 v3 |  | Any | MFm | 2015 | CZ07 | rDXGF | Household | 1 | 1206 | None | 514 | 0.074 | -1.29 | 377 | 0.054 | -0.94 | 514 | 0.074 | -1.29 | 377 | 0.054 | -0.94 | DEER:Res:ClothesDishWasher | Annual | 1719 |  | Appl-CW-Top-ElecDHW-ElecDry-Tier3DEER2017 | Appl-CW-Top-ElecDHW-ElecDry-Tier3AnyMFm2015CZ07DEER2017 | 4887
Appl-CW-Top-ElecDHW-ElecDry-Tier3 | DEER2017 | D17 v3 |  | Any | MFm | 2015 | CZ08 | rDXGF | Household | 1 | 1206 | None | 514 | 0.075 | -1.11 | 376 | 0.055 | -0.79 | 514 | 0.075 | -1.11 | 376 | 0.055 | -0.79 | DEER:Res:ClothesDishWasher | Annual | 1719 |  | Appl-CW-Top-ElecDHW-ElecDry-Tier3DEER2017 | Appl-CW-Top-ElecDHW-ElecDry-Tier3AnyMFm2015CZ08DEER2017 | 4888
Appl-CW-Top-ElecDHW-ElecDry-Tier3 | DEER2017 | D17 v3 |  | Any | MFm | 2015 | CZ09 | rDXGF | Household | 1 | 1126.6 | None | 511 | 0.076 | -1.29 | 374 | 0.056 | -0.9 | 511 | 0.076 | -1.29 | 374 | 0.056 | -0.9 | DEER:Res:ClothesDishWasher | Annual | 1719 |  | Appl-CW-Top-ElecDHW-ElecDry-Tier3DEER2017 | Appl-CW-Top-ElecDHW-ElecDry-Tier3AnyMFm2015CZ09DEER2017 | 4889
Appl-CW-Top-ElecDHW-ElecDry-Tier3 | DEER2017 | D17 v3 |  | Any | MFm | 2015 | CZ10 | rDXGF | Household | 1 | 1073.2 | None | 510 | 0.075 | -1.05 | 374 | 0.055 | -0.76 | 510 | 0.075 | -1.05 | 374 | 0.055 | -0.76 | DEER:Res:ClothesDishWasher | Annual | 1719 |  | Appl-CW-Top-ElecDHW-ElecDry-Tier3DEER2017 | Appl-CW-Top-ElecDHW-ElecDry-Tier3AnyMFm2015CZ10DEER2017 | 4890
Appl-CW-Top-ElecDHW-ElecDry-Tier3 | DEER2017 | D17 v3 |  | Any | MFm | 2015 | CZ11 | rDXGF | Household | 1 | 1073.2 | None | 513 | 0.074 | -1.66 | 375 | 0.054 | -1.19 | 513 | 0.074 | -1.66 | 375 | 0.054 | -1.19 | DEER:Res:ClothesDishWasher | Annual | 1719 |  | Appl-CW-Top-ElecDHW-ElecDry-Tier3DEER2017 | Appl-CW-Top-ElecDHW-ElecDry-Tier3AnyMFm2015CZ11DEER2017 | 4891
Appl-CW-Top-ElecDHW-ElecDry-Tier3 | DEER2017 | D17 v3 |  | Any | MFm | 2015 | CZ12 | rDXGF | Household | 1 | 1073.2 | None | 515 | 0.075 | -1.53 | 376 | 0.054 | -1.11 | 515 | 0.075 | -1.53 | 376 | 0.054 | -1.11 | DEER:Res:ClothesDishWasher | Annual | 1719 |  | Appl-CW-Top-ElecDHW-ElecDry-Tier3DEER2017 | Appl-CW-Top-ElecDHW-ElecDry-Tier3AnyMFm2015CZ12DEER2017 | 4892
Appl-CW-Top-ElecDHW-ElecDry-Tier3 | DEER2017 | D17 v3 |  | Any | MFm | 2015 | CZ13 | rDXGF | Household | 1 | 1073.2 | None | 512 | 0.073 | -1.57 | 375 | 0.054 | -1.14 | 512 | 0.073 | -1.57 | 375 | 0.054 | -1.14 | DEER:Res:ClothesDishWasher | Annual | 1719 |  | Appl-CW-Top-ElecDHW-ElecDry-Tier3DEER2017 | Appl-CW-Top-ElecDHW-ElecDry-Tier3AnyMFm2015CZ13DEER2017 | 4893
Appl-CW-Top-ElecDHW-ElecDry-Tier3 | DEER2017 | D17 v3 |  | Any | MFm | 2015 | CZ14 | rDXGF | Household | 1 | 1094.6 | None | 515 | 0.073 | -1.71 | 377 | 0.053 | -1.23 | 515 | 0.073 | -1.71 | 377 | 0.053 | -1.23 | DEER:Res:ClothesDishWasher | Annual | 1719 |  | Appl-CW-Top-ElecDHW-ElecDry-Tier3DEER2017 | Appl-CW-Top-ElecDHW-ElecDry-Tier3AnyMFm2015CZ14DEER2017 | 4894
Appl-CW-Top-ElecDHW-ElecDry-Tier3 | DEER2017 | D17 v3 |  | Any | MFm | 2015 | CZ15 | rDXGF | Household | 1 | 1094.6 | None | 501 | 0.07 | -0.74 | 367 | 0.051 | -0.53 | 501 | 0.07 | -0.74 | 367 | 0.051 | -0.53 | DEER:Res:ClothesDishWasher | Annual | 1719 |  | Appl-CW-Top-ElecDHW-ElecDry-Tier3DEER2017 | Appl-CW-Top-ElecDHW-ElecDry-Tier3AnyMFm2015CZ15DEER2017 | 4895
Appl-CW-Top-ElecDHW-ElecDry-Tier3 | DEER2017 | D17 v3 |  | Any | MFm | 2015 | CZ16 | rDXGF | Household | 1 | 998.7 | None | 523 | 0.075 | -2.41 | 383 | 0.055 | -1.74 | 523 | 0.075 | -2.41 | 383 | 0.055 | -1.74 | DEER:Res:ClothesDishWasher | Annual | 1719 |  | Appl-CW-Top-ElecDHW-ElecDry-Tier3DEER2017 | Appl-CW-Top-ElecDHW-ElecDry-Tier3AnyMFm2015CZ16DEER2017 | 4896
Appl-CW-Top-ElecDHW-ElecDry-Tier3 | DEER2017 | D17 v3 |  | Any | MFm | 2017 | CZ01 | rDXGF | Household | 1 | 998.7 | None | 516 | 0.071 | -2.65 | 378 | 0.052 | -1.96 | 516 | 0.071 | -2.65 | 378 | 0.052 | -1.96 | DEER:Res:ClothesDishWasher | Annual | 1719 |  | Appl-CW-Top-ElecDHW-ElecDry-Tier3DEER2017 | Appl-CW-Top-ElecDHW-ElecDry-Tier3AnyMFm2017CZ01DEER2017 | 4897
Appl-CW-Top-ElecDHW-ElecDry-Tier3 | DEER2017 | D17 v3 |  | Any | MFm | 2017 | CZ02 | rDXGF | Household | 1 | 1073.2 | None | 516 | 0.077 | -1.6 | 377 | 0.056 | -1.2 | 516 | 0.077 | -1.6 | 377 | 0.056 | -1.2 | DEER:Res:ClothesDishWasher | Annual | 1719 |  | Appl-CW-Top-ElecDHW-ElecDry-Tier3DEER2017 | Appl-CW-Top-ElecDHW-ElecDry-Tier3AnyMFm2017CZ02DEER2017 | 4898
Appl-CW-Top-ElecDHW-ElecDry-Tier3 | DEER2017 | D17 v3 |  | Any | MFm | 2017 | CZ03 | rDXGF | Household | 1 | 998.7 | None | 510 | 0.073 | -1.94 | 374 | 0.054 | -1.43 | 510 | 0.073 | -1.94 | 374 | 0.054 | -1.43 | DEER:Res:ClothesDishWasher | Annual | 1719 |  | Appl-CW-Top-ElecDHW-ElecDry-Tier3DEER2017 | Appl-CW-Top-ElecDHW-ElecDry-Tier3AnyMFm2017CZ03DEER2017 | 4899
Appl-CW-Top-ElecDHW-ElecDry-Tier3 | DEER2017 | D17 v3 |  | Any | MFm | 2017 | CZ04 | rDXGF | Household | 1 | 998.7 | None | 516 | 0.078 | -1.11 | 377 | 0.056 | -0.81 | 516 | 0.078 | -1.11 | 377 | 0.056 | -0.81 | DEER:Res:ClothesDishWasher | Annual | 1719 |  | Appl-CW-Top-ElecDHW-ElecDry-Tier3DEER2017 | Appl-CW-Top-ElecDHW-ElecDry-Tier3AnyMFm2017CZ04DEER2017 | 4900
Appl-CW-Top-ElecDHW-ElecDry-Tier3 | DEER2017 | D17 v3 |  | Any | MFm | 2017 | CZ05 | rDXGF | Household | 1 | 998.7 | None | 514 | 0.074 | -1.3 | 377 | 0.055 | -0.92 | 514 | 0.074 | -1.3 | 377 | 0.055 | -0.92 | DEER:Res:ClothesDishWasher | Annual | 1719 |  | Appl-CW-Top-ElecDHW-ElecDry-Tier3DEER2017 | Appl-CW-Top-ElecDHW-ElecDry-Tier3AnyMFm2017CZ05DEER2017 | 4901
Appl-CW-Top-ElecDHW-ElecDry-Tier3 | DEER2017 | D17 v3 |  | Any | MFm | 2017 | CZ06 | rDXGF | Household | 1 | 1206 | None | 509 | 0.076 | -1.57 | 373 | 0.055 | -1.14 | 509 | 0.076 | -1.57 | 373 | 0.055 | -1.14 | DEER:Res:ClothesDishWasher | Annual | 1719 |  | Appl-CW-Top-ElecDHW-ElecDry-Tier3DEER2017 | Appl-CW-Top-ElecDHW-ElecDry-Tier3AnyMFm2017CZ06DEER2017 | 4902
Appl-CW-Top-ElecDHW-ElecDry-Tier3 | DEER2017 | D17 v3 |  | Any | MFm | 2017 | CZ07 | rDXGF | Household | 1 | 1206 | None | 514 | 0.075 | -1.28 | 377 | 0.055 | -0.93 | 514 | 0.075 | -1.28 | 377 | 0.055 | -0.93 | DEER:Res:ClothesDishWasher | Annual | 1719 |  | Appl-CW-Top-ElecDHW-ElecDry-Tier3DEER2017 | Appl-CW-Top-ElecDHW-ElecDry-Tier3AnyMFm2017CZ07DEER2017 | 4903
Appl-CW-Top-ElecDHW-ElecDry-Tier3 | DEER2017 | D17 v3 |  | Any | MFm | 2017 | CZ08 | rDXGF | Household | 1 | 1206 | None | 512 | 0.073 | -1.04 | 375 | 0.053 | -0.75 | 512 | 0.073 | -1.04 | 375 | 0.053 | -0.75 | DEER:Res:ClothesDishWasher | Annual | 1719 |  | Appl-CW-Top-ElecDHW-ElecDry-Tier3DEER2017 | Appl-CW-Top-ElecDHW-ElecDry-Tier3AnyMFm2017CZ08DEER2017 | 4904
Appl-CW-Top-ElecDHW-ElecDry-Tier3 | DEER2017 | D17 v3 |  | Any | MFm | 2017 | CZ09 | rDXGF | Household | 1 | 1126.6 | None | 510 | 0.075 | -1.22 | 373 | 0.055 | -0.88 | 510 | 0.075 | -1.22 | 373 | 0.055 | -0.88 | DEER:Res:ClothesDishWasher | Annual | 1719 |  | Appl-CW-Top-ElecDHW-ElecDry-Tier3DEER2017 | Appl-CW-Top-ElecDHW-ElecDry-Tier3AnyMFm2017CZ09DEER2017 | 4905
Appl-CW-Top-ElecDHW-ElecDry-Tier3 | DEER2017 | D17 v3 |  | Any | MFm | 2017 | CZ10 | rDXGF | Household | 1 | 1073.2 | None | 511 | 0.075 | -0.96 | 374 | 0.055 | -0.7 | 511 | 0.075 | -0.96 | 374 | 0.055 | -0.7 | DEER:Res:ClothesDishWasher | Annual | 1719 |  | Appl-CW-Top-ElecDHW-ElecDry-Tier3DEER2017 | Appl-CW-Top-ElecDHW-ElecDry-Tier3AnyMFm2017CZ10DEER2017 | 4906
Appl-CW-Top-ElecDHW-ElecDry-Tier3 | DEER2017 | D17 v3 |  | Any | MFm | 2017 | CZ11 | rDXGF | Household | 1 | 1073.2 | None | 512 | 0.073 | -1.62 | 375 | 0.053 | -1.18 | 512 | 0.073 | -1.62 | 375 | 0.053 | -1.18 | DEER:Res:ClothesDishWasher | Annual | 1719 |  | Appl-CW-Top-ElecDHW-ElecDry-Tier3DEER2017 | Appl-CW-Top-ElecDHW-ElecDry-Tier3AnyMFm2017CZ11DEER2017 | 4907
Appl-CW-Top-ElecDHW-ElecDry-Tier3 | DEER2017 | D17 v3 |  | Any | MFm | 2017 | CZ12 | rDXGF | Household | 1 | 1073.2 | None | 514 | 0.075 | -1.5 | 377 | 0.055 | -1.06 | 514 | 0.075 | -1.5 | 377 | 0.055 | -1.06 | DEER:Res:ClothesDishWasher | Annual | 1719 |  | Appl-CW-Top-ElecDHW-ElecDry-Tier3DEER2017 | Appl-CW-Top-ElecDHW-ElecDry-Tier3AnyMFm2017CZ12DEER2017 | 4908
Appl-CW-Top-ElecDHW-ElecDry-Tier3 | DEER2017 | D17 v3 |  | Any | MFm | 2017 | CZ13 | rDXGF | Household | 1 | 1073.2 | None | 513 | 0.075 | -1.49 | 376 | 0.055 | -1.07 | 513 | 0.075 | -1.49 | 376 | 0.055 | -1.07 | DEER:Res:ClothesDishWasher | Annual | 1719 |  | Appl-CW-Top-ElecDHW-ElecDry-Tier3DEER2017 | Appl-CW-Top-ElecDHW-ElecDry-Tier3AnyMFm2017CZ13DEER2017 | 4909
Appl-CW-Top-ElecDHW-ElecDry-Tier3 | DEER2017 | D17 v3 |  | Any | MFm | 2017 | CZ14 | rDXGF | Household | 1 | 1094.6 | None | 517 | 0.074 | -1.58 | 377 | 0.054 | -1.19 | 517 | 0.074 | -1.58 | 377 | 0.054 | -1.19 | DEER:Res:ClothesDishWasher | Annual | 1719 |  | Appl-CW-Top-ElecDHW-ElecDry-Tier3DEER2017 | Appl-CW-Top-ElecDHW-ElecDry-Tier3AnyMFm2017CZ14DEER2017 | 4910
Appl-CW-Top-ElecDHW-ElecDry-Tier3 | DEER2017 | D17 v3 |  | Any | MFm | 2017 | CZ15 | rDXGF | Household | 1 | 1094.6 | None | 502 | 0.071 | -0.73 | 366 | 0.051 | -0.54 | 502 | 0.071 | -0.73 | 366 | 0.051 | -0.54 | DEER:Res:ClothesDishWasher | Annual | 1719 |  | Appl-CW-Top-ElecDHW-ElecDry-Tier3DEER2017 | Appl-CW-Top-ElecDHW-ElecDry-Tier3AnyMFm2017CZ15DEER2017 | 4911
Appl-CW-Top-ElecDHW-ElecDry-Tier3 | DEER2017 | D17 v3 |  | Any | MFm | 2017 | CZ16 | rDXGF | Household | 1 | 998.7 | None | 523 | 0.075 | -2.34 | 383 | 0.055 | -1.69 | 523 | 0.075 | -2.34 | 383 | 0.055 | -1.69 | DEER:Res:ClothesDishWasher | Annual | 1719 |  | Appl-CW-Top-ElecDHW-ElecDry-Tier3DEER2017 | Appl-CW-Top-ElecDHW-ElecDry-Tier3AnyMFm2017CZ16DEER2017 | 4912
Appl-CW-Top-ElecDHW-ElecDry-Tier3 | DEER2017 | D17 v3 |  | Any | SFm | 1975 | CZ01 | rDXGF | Household | 1 | 1591 | None | 638 | 0.088 | -4.37 | 468 | 0.065 | -3.16 | 638 | 0.088 | -4.37 | 468 | 0.065 | -3.16 | DEER:Res:ClothesDishWasher | Annual | 1719 |  | Appl-CW-Top-ElecDHW-ElecDry-Tier3DEER2017 | Appl-CW-Top-ElecDHW-ElecDry-Tier3AnySFm1975CZ01DEER2017 | 4913
Appl-CW-Top-ElecDHW-ElecDry-Tier3 | DEER2017 | D17 v3 |  | Any | SFm | 1975 | CZ02 | rDXGF | Household | 1 | 1591 | None | 638 | 0.112 | -4.12 | 467 | 0.082 | -2.97 | 638 | 0.112 | -4.12 | 467 | 0.082 | -2.97 | DEER:Res:ClothesDishWasher | Annual | 1719 |  | Appl-CW-Top-ElecDHW-ElecDry-Tier3DEER2017 | Appl-CW-Top-ElecDHW-ElecDry-Tier3AnySFm1975CZ02DEER2017 | 4914
Appl-CW-Top-ElecDHW-ElecDry-Tier3 | DEER2017 | D17 v3 |  | Any | SFm | 1975 | CZ03 | rDXGF | Household | 1 | 1591 | None | 633 | 0.107 | -3.97 | 464 | 0.079 | -2.85 | 633 | 0.107 | -3.97 | 464 | 0.079 | -2.85 | DEER:Res:ClothesDishWasher | Annual | 1719 |  | Appl-CW-Top-ElecDHW-ElecDry-Tier3DEER2017 | Appl-CW-Top-ElecDHW-ElecDry-Tier3AnySFm1975CZ03DEER2017 | 4915
Appl-CW-Top-ElecDHW-ElecDry-Tier3 | DEER2017 | D17 v3 |  | Any | SFm | 1975 | CZ04 | rDXGF | Household | 1 | 1591 | None | 638 | 0.108 | -3.18 | 467 | 0.08 | -2.31 | 638 | 0.108 | -3.18 | 467 | 0.08 | -2.31 | DEER:Res:ClothesDishWasher | Annual | 1719 |  | Appl-CW-Top-ElecDHW-ElecDry-Tier3DEER2017 | Appl-CW-Top-ElecDHW-ElecDry-Tier3AnySFm1975CZ04DEER2017 | 4916
Appl-CW-Top-ElecDHW-ElecDry-Tier3 | DEER2017 | D17 v3 |  | Any | SFm | 1975 | CZ05 | rDXGF | Household | 1 | 1591 | None | 633 | 0.105 | -4.71 | 464 | 0.077 | -3.37 | 633 | 0.105 | -4.71 | 464 | 0.077 | -3.37 | DEER:Res:ClothesDishWasher | Annual | 1719 |  | Appl-CW-Top-ElecDHW-ElecDry-Tier3DEER2017 | Appl-CW-Top-ElecDHW-ElecDry-Tier3AnySFm1975CZ05DEER2017 | 4917
Appl-CW-Top-ElecDHW-ElecDry-Tier3 | DEER2017 | D17 v3 |  | Any | SFm | 1975 | CZ06 | rDXGF | Household | 1 | 1528 | None | 637 | 0.103 | -2.5 | 467 | 0.074 | -1.81 | 637 | 0.103 | -2.5 | 467 | 0.074 | -1.81 | DEER:Res:ClothesDishWasher | Annual | 1719 |  | Appl-CW-Top-ElecDHW-ElecDry-Tier3DEER2017 | Appl-CW-Top-ElecDHW-ElecDry-Tier3AnySFm1975CZ06DEER2017 | 4918
Appl-CW-Top-ElecDHW-ElecDry-Tier3 | DEER2017 | D17 v3 |  | Any | SFm | 1975 | CZ07 | rDXGF | Household | 1 | 1528 | None | 633 | 0.099 | -2.73 | 464 | 0.073 | -1.97 | 633 | 0.099 | -2.73 | 464 | 0.073 | -1.97 | DEER:Res:ClothesDishWasher | Annual | 1719 |  | Appl-CW-Top-ElecDHW-ElecDry-Tier3DEER2017 | Appl-CW-Top-ElecDHW-ElecDry-Tier3AnySFm1975CZ07DEER2017 | 4919
Appl-CW-Top-ElecDHW-ElecDry-Tier3 | DEER2017 | D17 v3 |  | Any | SFm | 1975 | CZ08 | rDXGF | Household | 1 | 1528 | None | 638 | 0.102 | -2.5 | 466 | 0.075 | -1.79 | 638 | 0.102 | -2.5 | 466 | 0.075 | -1.79 | DEER:Res:ClothesDishWasher | Annual | 1719 |  | Appl-CW-Top-ElecDHW-ElecDry-Tier3DEER2017 | Appl-CW-Top-ElecDHW-ElecDry-Tier3AnySFm1975CZ08DEER2017 | 4920
Appl-CW-Top-ElecDHW-ElecDry-Tier3 | DEER2017 | D17 v3 |  | Any | SFm | 1975 | CZ09 | rDXGF | Household | 1 | 1636 | None | 642 | 0.095 | -2.82 | 470 | 0.069 | -2.03 | 642 | 0.095 | -2.82 | 470 | 0.069 | -2.03 | DEER:Res:ClothesDishWasher | Annual | 1719 |  | Appl-CW-Top-ElecDHW-ElecDry-Tier3DEER2017 | Appl-CW-Top-ElecDHW-ElecDry-Tier3AnySFm1975CZ09DEER2017 | 4921
Appl-CW-Top-ElecDHW-ElecDry-Tier3 | DEER2017 | D17 v3 |  | Any | SFm | 1975 | CZ10 | rDXGF | Household | 1 | 1636 | None | 636 | 0.106 | -3.3 | 465 | 0.077 | -2.38 | 636 | 0.106 | -3.3 | 465 | 0.077 | -2.38 | DEER:Res:ClothesDishWasher | Annual | 1719 |  | Appl-CW-Top-ElecDHW-ElecDry-Tier3DEER2017 | Appl-CW-Top-ElecDHW-ElecDry-Tier3AnySFm1975CZ10DEER2017 | 4922
Appl-CW-Top-ElecDHW-ElecDry-Tier3 | DEER2017 | D17 v3 |  | Any | SFm | 1975 | CZ11 | rDXGF | Household | 1 | 1528 | None | 641 | 0.105 | -3.35 | 469 | 0.076 | -2.4 | 641 | 0.105 | -3.35 | 469 | 0.076 | -2.4 | DEER:Res:ClothesDishWasher | Annual | 1719 |  | Appl-CW-Top-ElecDHW-ElecDry-Tier3DEER2017 | Appl-CW-Top-ElecDHW-ElecDry-Tier3AnySFm1975CZ11DEER2017 | 4923
Appl-CW-Top-ElecDHW-ElecDry-Tier3 | DEER2017 | D17 v3 |  | Any | SFm | 1975 | CZ12 | rDXGF | Household | 1 | 1528 | None | 640 | 0.106 | -3.51 | 469 | 0.078 | -2.53 | 640 | 0.106 | -3.51 | 469 | 0.078 | -2.53 | DEER:Res:ClothesDishWasher | Annual | 1719 |  | Appl-CW-Top-ElecDHW-ElecDry-Tier3DEER2017 | Appl-CW-Top-ElecDHW-ElecDry-Tier3AnySFm1975CZ12DEER2017 | 4924
Appl-CW-Top-ElecDHW-ElecDry-Tier3 | DEER2017 | D17 v3 |  | Any | SFm | 1975 | CZ13 | rDXGF | Household | 1 | 1528 | None | 640 | 0.101 | -3.71 | 469 | 0.074 | -2.67 | 640 | 0.101 | -3.71 | 469 | 0.074 | -2.67 | DEER:Res:ClothesDishWasher | Annual | 1719 |  | Appl-CW-Top-ElecDHW-ElecDry-Tier3DEER2017 | Appl-CW-Top-ElecDHW-ElecDry-Tier3AnySFm1975CZ13DEER2017 | 4925
Appl-CW-Top-ElecDHW-ElecDry-Tier3 | DEER2017 | D17 v3 |  | Any | SFm | 1975 | CZ14 | rDXGF | Household | 1 | 1555 | None | 647 | 0.097 | -3.26 | 473 | 0.071 | -2.35 | 647 | 0.097 | -3.26 | 473 | 0.071 | -2.35 | DEER:Res:ClothesDishWasher | Annual | 1719 |  | Appl-CW-Top-ElecDHW-ElecDry-Tier3DEER2017 | Appl-CW-Top-ElecDHW-ElecDry-Tier3AnySFm1975CZ14DEER2017 | 4926
Appl-CW-Top-ElecDHW-ElecDry-Tier3 | DEER2017 | D17 v3 |  | Any | SFm | 1975 | CZ15 | rDXGF | Household | 1 | 1555 | None | 633 | 0.092 | -1.58 | 463 | 0.067 | -1.11 | 633 | 0.092 | -1.58 | 463 | 0.067 | -1.11 | DEER:Res:ClothesDishWasher | Annual | 1719 |  | Appl-CW-Top-ElecDHW-ElecDry-Tier3DEER2017 | Appl-CW-Top-ElecDHW-ElecDry-Tier3AnySFm1975CZ15DEER2017 | 4927
Appl-CW-Top-ElecDHW-ElecDry-Tier3 | DEER2017 | D17 v3 |  | Any | SFm | 1975 | CZ16 | rDXGF | Household | 1 | 1591 | None | 654 | 0.1 | -3.84 | 479 | 0.074 | -2.78 | 654 | 0.1 | -3.84 | 479 | 0.074 | -2.78 | DEER:Res:ClothesDishWasher | Annual | 1719 |  | Appl-CW-Top-ElecDHW-ElecDry-Tier3DEER2017 | Appl-CW-Top-ElecDHW-ElecDry-Tier3AnySFm1975CZ16DEER2017 | 4928
Appl-CW-Top-ElecDHW-ElecDry-Tier3 | DEER2017 | D17 v3 |  | Any | SFm | 1985 | CZ01 | rDXGF | Household | 1 | 1904 | None | 636 | 0.088 | -5.76 | 467 | 0.065 | -4.16 | 636 | 0.088 | -5.76 | 467 | 0.065 | -4.16 | DEER:Res:ClothesDishWasher | Annual | 1719 |  | Appl-CW-Top-ElecDHW-ElecDry-Tier3DEER2017 | Appl-CW-Top-ElecDHW-ElecDry-Tier3AnySFm1985CZ01DEER2017 | 4929
Appl-CW-Top-ElecDHW-ElecDry-Tier3 | DEER2017 | D17 v3 |  | Any | SFm | 1985 | CZ02 | rDXGF | Household | 1 | 1904 | None | 636 | 0.103 | -4.96 | 466 | 0.075 | -3.59 | 636 | 0.103 | -4.96 | 466 | 0.075 | -3.59 | DEER:Res:ClothesDishWasher | Annual | 1719 |  | Appl-CW-Top-ElecDHW-ElecDry-Tier3DEER2017 | Appl-CW-Top-ElecDHW-ElecDry-Tier3AnySFm1985CZ02DEER2017 | 4930
Appl-CW-Top-ElecDHW-ElecDry-Tier3 | DEER2017 | D17 v3 |  | Any | SFm | 1985 | CZ03 | rDXGF | Household | 1 | 1904 | None | 633 | 0.105 | -5.3 | 464 | 0.076 | -3.83 | 633 | 0.105 | -5.3 | 464 | 0.076 | -3.83 | DEER:Res:ClothesDishWasher | Annual | 1719 |  | Appl-CW-Top-ElecDHW-ElecDry-Tier3DEER2017 | Appl-CW-Top-ElecDHW-ElecDry-Tier3AnySFm1985CZ03DEER2017 | 4931
Appl-CW-Top-ElecDHW-ElecDry-Tier3 | DEER2017 | D17 v3 |  | Any | SFm | 1985 | CZ04 | rDXGF | Household | 1 | 1904 | None | 640 | 0.106 | -4.04 | 468 | 0.078 | -2.92 | 640 | 0.106 | -4.04 | 468 | 0.078 | -2.92 | DEER:Res:ClothesDishWasher | Annual | 1719 |  | Appl-CW-Top-ElecDHW-ElecDry-Tier3DEER2017 | Appl-CW-Top-ElecDHW-ElecDry-Tier3AnySFm1985CZ04DEER2017 | 4932
Appl-CW-Top-ElecDHW-ElecDry-Tier3 | DEER2017 | D17 v3 |  | Any | SFm | 1985 | CZ05 | rDXGF | Household | 1 | 1904 | None | 633 | 0.107 | -5.79 | 464 | 0.078 | -4.16 | 633 | 0.107 | -5.79 | 464 | 0.078 | -4.16 | DEER:Res:ClothesDishWasher | Annual | 1719 |  | Appl-CW-Top-ElecDHW-ElecDry-Tier3DEER2017 | Appl-CW-Top-ElecDHW-ElecDry-Tier3AnySFm1985CZ05DEER2017 | 4933
Appl-CW-Top-ElecDHW-ElecDry-Tier3 | DEER2017 | D17 v3 |  | Any | SFm | 1985 | CZ06 | rDXGF | Household | 1 | 2064 | None | 637 | 0.109 | -3.08 | 466 | 0.08 | -2.22 | 637 | 0.109 | -3.08 | 466 | 0.08 | -2.22 | DEER:Res:ClothesDishWasher | Annual | 1719 |  | Appl-CW-Top-ElecDHW-ElecDry-Tier3DEER2017 | Appl-CW-Top-ElecDHW-ElecDry-Tier3AnySFm1985CZ06DEER2017 | 4934
Appl-CW-Top-ElecDHW-ElecDry-Tier3 | DEER2017 | D17 v3 |  | Any | SFm | 1985 | CZ07 | rDXGF | Household | 1 | 2064 | None | 637 | 0.101 | -2.87 | 465 | 0.073 | -2.07 | 637 | 0.101 | -2.87 | 465 | 0.073 | -2.07 | DEER:Res:ClothesDishWasher | Annual | 1719 |  | Appl-CW-Top-ElecDHW-ElecDry-Tier3DEER2017 | Appl-CW-Top-ElecDHW-ElecDry-Tier3AnySFm1985CZ07DEER2017 | 4935
Appl-CW-Top-ElecDHW-ElecDry-Tier3 | DEER2017 | D17 v3 |  | Any | SFm | 1985 | CZ08 | rDXGF | Household | 1 | 2064 | None | 642 | 0.096 | -2.95 | 469 | 0.069 | -2.13 | 642 | 0.096 | -2.95 | 469 | 0.069 | -2.13 | DEER:Res:ClothesDishWasher | Annual | 1719 |  | Appl-CW-Top-ElecDHW-ElecDry-Tier3DEER2017 | Appl-CW-Top-ElecDHW-ElecDry-Tier3AnySFm1985CZ08DEER2017 | 4936
Appl-CW-Top-ElecDHW-ElecDry-Tier3 | DEER2017 | D17 v3 |  | Any | SFm | 1985 | CZ09 | rDXGF | Household | 1 | 1811 | None | 641 | 0.098 | -2.98 | 470 | 0.072 | -2.13 | 641 | 0.098 | -2.98 | 470 | 0.072 | -2.13 | DEER:Res:ClothesDishWasher | Annual | 1719 |  | Appl-CW-Top-ElecDHW-ElecDry-Tier3DEER2017 | Appl-CW-Top-ElecDHW-ElecDry-Tier3AnySFm1985CZ09DEER2017 | 4937
Appl-CW-Top-ElecDHW-ElecDry-Tier3 | DEER2017 | D17 v3 |  | Any | SFm | 1985 | CZ10 | rDXGF | Household | 1 | 1811 | None | 639 | 0.103 | -3.39 | 467 | 0.075 | -2.44 | 639 | 0.103 | -3.39 | 467 | 0.075 | -2.44 | DEER:Res:ClothesDishWasher | Annual | 1719 |  | Appl-CW-Top-ElecDHW-ElecDry-Tier3DEER2017 | Appl-CW-Top-ElecDHW-ElecDry-Tier3AnySFm1985CZ10DEER2017 | 4938
Appl-CW-Top-ElecDHW-ElecDry-Tier3 | DEER2017 | D17 v3 |  | Any | SFm | 1985 | CZ11 | rDXGF | Household | 1 | 1704 | None | 642 | 0.101 | -4.27 | 469 | 0.073 | -3.09 | 642 | 0.101 | -4.27 | 469 | 0.073 | -3.09 | DEER:Res:ClothesDishWasher | Annual | 1719 |  | Appl-CW-Top-ElecDHW-ElecDry-Tier3DEER2017 | Appl-CW-Top-ElecDHW-ElecDry-Tier3AnySFm1985CZ11DEER2017 | 4939
Appl-CW-Top-ElecDHW-ElecDry-Tier3 | DEER2017 | D17 v3 |  | Any | SFm | 1985 | CZ12 | rDXGF | Household | 1 | 1704 | None | 639 | 0.108 | -4.25 | 468 | 0.077 | -3.07 | 639 | 0.108 | -4.25 | 468 | 0.077 | -3.07 | DEER:Res:ClothesDishWasher | Annual | 1719 |  | Appl-CW-Top-ElecDHW-ElecDry-Tier3DEER2017 | Appl-CW-Top-ElecDHW-ElecDry-Tier3AnySFm1985CZ12DEER2017 | 4940
Appl-CW-Top-ElecDHW-ElecDry-Tier3 | DEER2017 | D17 v3 |  | Any | SFm | 1985 | CZ13 | rDXGF | Household | 1 | 1704 | None | 642 | 0.101 | -4.22 | 470 | 0.073 | -3.06 | 642 | 0.101 | -4.22 | 470 | 0.073 | -3.06 | DEER:Res:ClothesDishWasher | Annual | 1719 |  | Appl-CW-Top-ElecDHW-ElecDry-Tier3DEER2017 | Appl-CW-Top-ElecDHW-ElecDry-Tier3AnySFm1985CZ13DEER2017 | 4941
Appl-CW-Top-ElecDHW-ElecDry-Tier3 | DEER2017 | D17 v3 |  | Any | SFm | 1985 | CZ14 | rDXGF | Household | 1 | 1741 | None | 647 | 0.096 | -4.15 | 474 | 0.07 | -2.98 | 647 | 0.096 | -4.15 | 474 | 0.07 | -2.98 | DEER:Res:ClothesDishWasher | Annual | 1719 |  | Appl-CW-Top-ElecDHW-ElecDry-Tier3DEER2017 | Appl-CW-Top-ElecDHW-ElecDry-Tier3AnySFm1985CZ14DEER2017 | 4942
Appl-CW-Top-ElecDHW-ElecDry-Tier3 | DEER2017 | D17 v3 |  | Any | SFm | 1985 | CZ15 | rDXGF | Household | 1 | 1741 | None | 634 | 0.093 | -1.83 | 463 | 0.068 | -1.3 | 634 | 0.093 | -1.83 | 463 | 0.068 | -1.3 | DEER:Res:ClothesDishWasher | Annual | 1719 |  | Appl-CW-Top-ElecDHW-ElecDry-Tier3DEER2017 | Appl-CW-Top-ElecDHW-ElecDry-Tier3AnySFm1985CZ15DEER2017 | 4943
Appl-CW-Top-ElecDHW-ElecDry-Tier3 | DEER2017 | D17 v3 |  | Any | SFm | 1985 | CZ16 | rDXGF | Household | 1 | 1904 | None | 653 | 0.103 | -4.64 | 478 | 0.075 | -3.35 | 653 | 0.103 | -4.64 | 478 | 0.075 | -3.35 | DEER:Res:ClothesDishWasher | Annual | 1719 |  | Appl-CW-Top-ElecDHW-ElecDry-Tier3DEER2017 | Appl-CW-Top-ElecDHW-ElecDry-Tier3AnySFm1985CZ16DEER2017 | 4944
Appl-CW-Top-ElecDHW-ElecDry-Tier3 | DEER2017 | D17 v3 |  | Any | SFm | 1996 | CZ01 | rDXGF | Household | 1 | 2193 | None | 638 | 0.088 | -3.71 | 468 | 0.065 | -2.68 | 638 | 0.088 | -3.71 | 468 | 0.065 | -2.68 | DEER:Res:ClothesDishWasher | Annual | 1719 |  | Appl-CW-Top-ElecDHW-ElecDry-Tier3DEER2017 | Appl-CW-Top-ElecDHW-ElecDry-Tier3AnySFm1996CZ01DEER2017 | 4945
Appl-CW-Top-ElecDHW-ElecDry-Tier3 | DEER2017 | D17 v3 |  | Any | SFm | 1996 | CZ02 | rDXGF | Household | 1 | 2193 | None | 640 | 0.106 | -3.62 | 467 | 0.084 | -2.61 | 640 | 0.106 | -3.62 | 467 | 0.084 | -2.61 | DEER:Res:ClothesDishWasher | Annual | 1719 |  | Appl-CW-Top-ElecDHW-ElecDry-Tier3DEER2017 | Appl-CW-Top-ElecDHW-ElecDry-Tier3AnySFm1996CZ02DEER2017 | 4946
Appl-CW-Top-ElecDHW-ElecDry-Tier3 | DEER2017 | D17 v3 |  | Any | SFm | 1996 | CZ03 | rDXGF | Household | 1 | 2193 | None | 633 | 0.096 | -3.89 | 464 | 0.068 | -2.78 | 633 | 0.096 | -3.89 | 464 | 0.068 | -2.78 | DEER:Res:ClothesDishWasher | Annual | 1719 |  | Appl-CW-Top-ElecDHW-ElecDry-Tier3DEER2017 | Appl-CW-Top-ElecDHW-ElecDry-Tier3AnySFm1996CZ03DEER2017 | 4947
Appl-CW-Top-ElecDHW-ElecDry-Tier3 | DEER2017 | D17 v3 |  | Any | SFm | 1996 | CZ04 | rDXGF | Household | 1 | 2193 | None | 639 | 0.106 | -3.37 | 468 | 0.077 | -2.43 | 639 | 0.106 | -3.37 | 468 | 0.077 | -2.43 | DEER:Res:ClothesDishWasher | Annual | 1719 |  | Appl-CW-Top-ElecDHW-ElecDry-Tier3DEER2017 | Appl-CW-Top-ElecDHW-ElecDry-Tier3AnySFm1996CZ04DEER2017 | 4948
Appl-CW-Top-ElecDHW-ElecDry-Tier3 | DEER2017 | D17 v3 |  | Any | SFm | 1996 | CZ05 | rDXGF | Household | 1 | 2193 | None | 633 | 0.102 | -5.56 | 464 | 0.074 | -4.01 | 633 | 0.102 | -5.56 | 464 | 0.074 | -4.01 | DEER:Res:ClothesDishWasher | Annual | 1719 |  | Appl-CW-Top-ElecDHW-ElecDry-Tier3DEER2017 | Appl-CW-Top-ElecDHW-ElecDry-Tier3AnySFm1996CZ05DEER2017 | 4949
Appl-CW-Top-ElecDHW-ElecDry-Tier3 | DEER2017 | D17 v3 |  | Any | SFm | 1996 | CZ06 | rDXGF | Household | 1 | 2297 | None | 635 | 0.106 | -2.7 | 466 | 0.077 | -1.94 | 635 | 0.106 | -2.7 | 466 | 0.077 | -1.94 | DEER:Res:ClothesDishWasher | Annual | 1719 |  | Appl-CW-Top-ElecDHW-ElecDry-Tier3DEER2017 | Appl-CW-Top-ElecDHW-ElecDry-Tier3AnySFm1996CZ06DEER2017 | 4950
Appl-CW-Top-ElecDHW-ElecDry-Tier3 | DEER2017 | D17 v3 |  | Any | SFm | 1996 | CZ07 | rDXGF | Household | 1 | 2297 | None | 642 | 0.129 | -0.6 | 470 | 0.095 | -1 | 642 | 0.129 | -0.6 | 470 | 0.095 | -1 | DEER:Res:ClothesDishWasher | Annual | 1719 |  | Appl-CW-Top-ElecDHW-ElecDry-Tier3DEER2017 | Appl-CW-Top-ElecDHW-ElecDry-Tier3AnySFm1996CZ07DEER2017 | 4951
Appl-CW-Top-ElecDHW-ElecDry-Tier3 | DEER2017 | D17 v3 |  | Any | SFm | 1996 | CZ08 | rDXGF | Household | 1 | 2297 | None | 639 | 0.093 | -2.34 | 468 | 0.068 | -1.71 | 639 | 0.093 | -2.34 | 468 | 0.068 | -1.71 | DEER:Res:ClothesDishWasher | Annual | 1719 |  | Appl-CW-Top-ElecDHW-ElecDry-Tier3DEER2017 | Appl-CW-Top-ElecDHW-ElecDry-Tier3AnySFm1996CZ08DEER2017 | 4952
Appl-CW-Top-ElecDHW-ElecDry-Tier3 | DEER2017 | D17 v3 |  | Any | SFm | 1996 | CZ09 | rDXGF | Household | 1 | 2186 | None | 641 | 0.095 | -2.53 | 470 | 0.069 | -1.82 | 641 | 0.095 | -2.53 | 470 | 0.069 | -1.82 | DEER:Res:ClothesDishWasher | Annual | 1719 |  | Appl-CW-Top-ElecDHW-ElecDry-Tier3DEER2017 | Appl-CW-Top-ElecDHW-ElecDry-Tier3AnySFm1996CZ09DEER2017 | 4953
Appl-CW-Top-ElecDHW-ElecDry-Tier3 | DEER2017 | D17 v3 |  | Any | SFm | 1996 | CZ10 | rDXGF | Household | 1 | 2186 | None | 642 | 0.098 | -3.11 | 470 | 0.072 | -2.23 | 642 | 0.098 | -3.11 | 470 | 0.072 | -2.23 | DEER:Res:ClothesDishWasher | Annual | 1719 |  | Appl-CW-Top-ElecDHW-ElecDry-Tier3DEER2017 | Appl-CW-Top-ElecDHW-ElecDry-Tier3AnySFm1996CZ10DEER2017 | 4954
Appl-CW-Top-ElecDHW-ElecDry-Tier3 | DEER2017 | D17 v3 |  | Any | SFm | 1996 | CZ11 | rDXGF | Household | 1 | 2032 | None | 641 | 0.102 | -3.58 | 470 | 0.074 | -2.59 | 641 | 0.102 | -3.58 | 470 | 0.074 | -2.59 | DEER:Res:ClothesDishWasher | Annual | 1719 |  | Appl-CW-Top-ElecDHW-ElecDry-Tier3DEER2017 | Appl-CW-Top-ElecDHW-ElecDry-Tier3AnySFm1996CZ11DEER2017 | 4955
Appl-CW-Top-ElecDHW-ElecDry-Tier3 | DEER2017 | D17 v3 |  | Any | SFm | 1996 | CZ12 | rDXGF | Household | 1 | 2032 | None | 642 | 0.103 | -3.47 | 470 | 0.076 | -2.5 | 642 | 0.103 | -3.47 | 470 | 0.076 | -2.5 | DEER:Res:ClothesDishWasher | Annual | 1719 |  | Appl-CW-Top-ElecDHW-ElecDry-Tier3DEER2017 | Appl-CW-Top-ElecDHW-ElecDry-Tier3AnySFm1996CZ12DEER2017 | 4956
Appl-CW-Top-ElecDHW-ElecDry-Tier3 | DEER2017 | D17 v3 |  | Any | SFm | 1996 | CZ13 | rDXGF | Household | 1 | 2032 | None | 641 | 0.1 | -3.77 | 470 | 0.073 | -2.73 | 641 | 0.1 | -3.77 | 470 | 0.073 | -2.73 | DEER:Res:ClothesDishWasher | Annual | 1719 |  | Appl-CW-Top-ElecDHW-ElecDry-Tier3DEER2017 | Appl-CW-Top-ElecDHW-ElecDry-Tier3AnySFm1996CZ13DEER2017 | 4957
Appl-CW-Top-ElecDHW-ElecDry-Tier3 | DEER2017 | D17 v3 |  | Any | SFm | 1996 | CZ14 | rDXGF | Household | 1 | 1758 | None | 646 | 0.094 | -3.68 | 473 | 0.068 | -2.65 | 646 | 0.094 | -3.68 | 473 | 0.068 | -2.65 | DEER:Res:ClothesDishWasher | Annual | 1719 |  | Appl-CW-Top-ElecDHW-ElecDry-Tier3DEER2017 | Appl-CW-Top-ElecDHW-ElecDry-Tier3AnySFm1996CZ14DEER2017 | 4958
Appl-CW-Top-ElecDHW-ElecDry-Tier3 | DEER2017 | D17 v3 |  | Any | SFm | 1996 | CZ15 | rDXGF | Household | 1 | 1758 | None | 635 | 0.093 | -1.74 | 463 | 0.068 | -1.25 | 635 | 0.093 | -1.74 | 463 | 0.068 | -1.25 | DEER:Res:ClothesDishWasher | Annual | 1719 |  | Appl-CW-Top-ElecDHW-ElecDry-Tier3DEER2017 | Appl-CW-Top-ElecDHW-ElecDry-Tier3AnySFm1996CZ15DEER2017 | 4959
Appl-CW-Top-ElecDHW-ElecDry-Tier3 | DEER2017 | D17 v3 |  | Any | SFm | 1996 | CZ16 | rDXGF | Household | 1 | 2193 | None | 654 | 0.102 | -2.99 | 480 | 0.074 | -2.15 | 654 | 0.102 | -2.99 | 480 | 0.074 | -2.15 | DEER:Res:ClothesDishWasher | Annual | 1719 |  | Appl-CW-Top-ElecDHW-ElecDry-Tier3DEER2017 | Appl-CW-Top-ElecDHW-ElecDry-Tier3AnySFm1996CZ16DEER2017 | 4960
Appl-CW-Top-ElecDHW-ElecDry-Tier3 | DEER2017 | D17 v3 |  | Any | SFm | 2003 | CZ01 | rDXGF | Household | 1 | 2295.6 | None | 638 | 0.088 | -4.03 | 468 | 0.064 | -2.91 | 638 | 0.088 | -4.03 | 468 | 0.064 | -2.91 | DEER:Res:ClothesDishWasher | Annual | 1719 |  | Appl-CW-Top-ElecDHW-ElecDry-Tier3DEER2017 | Appl-CW-Top-ElecDHW-ElecDry-Tier3AnySFm2003CZ01DEER2017 | 4961
Appl-CW-Top-ElecDHW-ElecDry-Tier3 | DEER2017 | D17 v3 |  | Any | SFm | 2003 | CZ02 | rDXGF | Household | 1 | 1948.8 | None | 641 | 0.105 | -3.62 | 469 | 0.076 | -2.61 | 641 | 0.105 | -3.62 | 469 | 0.076 | -2.61 | DEER:Res:ClothesDishWasher | Annual | 1719 |  | Appl-CW-Top-ElecDHW-ElecDry-Tier3DEER2017 | Appl-CW-Top-ElecDHW-ElecDry-Tier3AnySFm2003CZ02DEER2017 | 4962
Appl-CW-Top-ElecDHW-ElecDry-Tier3 | DEER2017 | D17 v3 |  | Any | SFm | 2003 | CZ03 | rDXGF | Household | 1 | 2295.6 | None | 632 | 0.102 | -3.94 | 463 | 0.074 | -2.84 | 632 | 0.102 | -3.94 | 463 | 0.074 | -2.84 | DEER:Res:ClothesDishWasher | Annual | 1719 |  | Appl-CW-Top-ElecDHW-ElecDry-Tier3DEER2017 | Appl-CW-Top-ElecDHW-ElecDry-Tier3AnySFm2003CZ03DEER2017 | 4963
Appl-CW-Top-ElecDHW-ElecDry-Tier3 | DEER2017 | D17 v3 |  | Any | SFm | 2003 | CZ04 | rDXGF | Household | 1 | 2295.6 | None | 642 | 0.105 | -3.13 | 470 | 0.075 | -2.26 | 642 | 0.105 | -3.13 | 470 | 0.075 | -2.26 | DEER:Res:ClothesDishWasher | Annual | 1719 |  | Appl-CW-Top-ElecDHW-ElecDry-Tier3DEER2017 | Appl-CW-Top-ElecDHW-ElecDry-Tier3AnySFm2003CZ04DEER2017 | 4964
Appl-CW-Top-ElecDHW-ElecDry-Tier3 | DEER2017 | D17 v3 |  | Any | SFm | 2003 | CZ05 | rDXGF | Household | 1 | 2295.6 | None | 634 | 0.102 | -4.93 | 464 | 0.075 | -3.57 | 634 | 0.102 | -4.93 | 464 | 0.075 | -3.57 | DEER:Res:ClothesDishWasher | Annual | 1719 |  | Appl-CW-Top-ElecDHW-ElecDry-Tier3DEER2017 | Appl-CW-Top-ElecDHW-ElecDry-Tier3AnySFm2003CZ05DEER2017 | 4965
Appl-CW-Top-ElecDHW-ElecDry-Tier3 | DEER2017 | D17 v3 |  | Any | SFm | 2003 | CZ06 | rDXGF | Household | 1 | 2392.9 | None | 641 | 0.098 | -2.32 | 462 | 0.081 | -1.67 | 641 | 0.098 | -2.32 | 462 | 0.081 | -1.67 | DEER:Res:ClothesDishWasher | Annual | 1719 |  | Appl-CW-Top-ElecDHW-ElecDry-Tier3DEER2017 | Appl-CW-Top-ElecDHW-ElecDry-Tier3AnySFm2003CZ06DEER2017 | 4966
Appl-CW-Top-ElecDHW-ElecDry-Tier3 | DEER2017 | D17 v3 |  | Any | SFm | 2003 | CZ07 | rDXGF | Household | 1 | 2392.9 | None | 644 | 0.096 | -2.75 | 471 | 0.068 | -1.98 | 644 | 0.096 | -2.75 | 471 | 0.068 | -1.98 | DEER:Res:ClothesDishWasher | Annual | 1719 |  | Appl-CW-Top-ElecDHW-ElecDry-Tier3DEER2017 | Appl-CW-Top-ElecDHW-ElecDry-Tier3AnySFm2003CZ07DEER2017 | 4967
Appl-CW-Top-ElecDHW-ElecDry-Tier3 | DEER2017 | D17 v3 |  | Any | SFm | 2003 | CZ08 | rDXGF | Household | 1 | 2392.9 | None | 647 | 0.093 | -2.23 | 475 | 0.068 | -1.61 | 647 | 0.093 | -2.23 | 475 | 0.068 | -1.61 | DEER:Res:ClothesDishWasher | Annual | 1719 |  | Appl-CW-Top-ElecDHW-ElecDry-Tier3DEER2017 | Appl-CW-Top-ElecDHW-ElecDry-Tier3AnySFm2003CZ08DEER2017 | 4968
Appl-CW-Top-ElecDHW-ElecDry-Tier3 | DEER2017 | D17 v3 |  | Any | SFm | 2003 | CZ09 | rDXGF | Household | 1 | 2422.9 | None | 638 | 0.092 | -2.69 | 467 | 0.068 | -1.94 | 638 | 0.092 | -2.69 | 467 | 0.068 | -1.94 | DEER:Res:ClothesDishWasher | Annual | 1719 |  | Appl-CW-Top-ElecDHW-ElecDry-Tier3DEER2017 | Appl-CW-Top-ElecDHW-ElecDry-Tier3AnySFm2003CZ09DEER2017 | 4969
Appl-CW-Top-ElecDHW-ElecDry-Tier3 | DEER2017 | D17 v3 |  | Any | SFm | 2003 | CZ10 | rDXGF | Household | 1 | 1948.8 | None | 642 | 0.093 | -3.1 | 470 | 0.069 | -2.23 | 642 | 0.093 | -3.1 | 470 | 0.069 | -2.23 | DEER:Res:ClothesDishWasher | Annual | 1719 |  | Appl-CW-Top-ElecDHW-ElecDry-Tier3DEER2017 | Appl-CW-Top-ElecDHW-ElecDry-Tier3AnySFm2003CZ10DEER2017 | 4970
Appl-CW-Top-ElecDHW-ElecDry-Tier3 | DEER2017 | D17 v3 |  | Any | SFm | 2003 | CZ11 | rDXGF | Household | 1 | 1948.8 | None | 641 | 0.098 | -3.38 | 469 | 0.072 | -2.44 | 641 | 0.098 | -3.38 | 469 | 0.072 | -2.44 | DEER:Res:ClothesDishWasher | Annual | 1719 |  | Appl-CW-Top-ElecDHW-ElecDry-Tier3DEER2017 | Appl-CW-Top-ElecDHW-ElecDry-Tier3AnySFm2003CZ11DEER2017 | 4971
Appl-CW-Top-ElecDHW-ElecDry-Tier3 | DEER2017 | D17 v3 |  | Any | SFm | 2003 | CZ12 | rDXGF | Household | 1 | 1948.8 | None | 639 | 0.103 | -3.39 | 469 | 0.075 | -2.44 | 639 | 0.103 | -3.39 | 469 | 0.075 | -2.44 | DEER:Res:ClothesDishWasher | Annual | 1719 |  | Appl-CW-Top-ElecDHW-ElecDry-Tier3DEER2017 | Appl-CW-Top-ElecDHW-ElecDry-Tier3AnySFm2003CZ12DEER2017 | 4972
Appl-CW-Top-ElecDHW-ElecDry-Tier3 | DEER2017 | D17 v3 |  | Any | SFm | 2003 | CZ13 | rDXGF | Household | 1 | 1948.8 | None | 640 | 0.1 | -3.5 | 468 | 0.073 | -2.51 | 640 | 0.1 | -3.5 | 468 | 0.073 | -2.51 | DEER:Res:ClothesDishWasher | Annual | 1719 |  | Appl-CW-Top-ElecDHW-ElecDry-Tier3DEER2017 | Appl-CW-Top-ElecDHW-ElecDry-Tier3AnySFm2003CZ13DEER2017 | 4973
Appl-CW-Top-ElecDHW-ElecDry-Tier3 | DEER2017 | D17 v3 |  | Any | SFm | 2003 | CZ14 | rDXGF | Household | 1 | 2160.9 | None | 648 | 0.093 | -3.55 | 474 | 0.068 | -2.56 | 648 | 0.093 | -3.55 | 474 | 0.068 | -2.56 | DEER:Res:ClothesDishWasher | Annual | 1719 |  | Appl-CW-Top-ElecDHW-ElecDry-Tier3DEER2017 | Appl-CW-Top-ElecDHW-ElecDry-Tier3AnySFm2003CZ14DEER2017 | 4974
Appl-CW-Top-ElecDHW-ElecDry-Tier3 | DEER2017 | D17 v3 |  | Any | SFm | 2003 | CZ15 | rDXGF | Household | 1 | 2160.9 | None | 631 | 0.093 | -1.73 | 463 | 0.068 | -1.25 | 631 | 0.093 | -1.73 | 463 | 0.068 | -1.25 | DEER:Res:ClothesDishWasher | Annual | 1719 |  | Appl-CW-Top-ElecDHW-ElecDry-Tier3DEER2017 | Appl-CW-Top-ElecDHW-ElecDry-Tier3AnySFm2003CZ15DEER2017 | 4975
Appl-CW-Top-ElecDHW-ElecDry-Tier3 | DEER2017 | D17 v3 |  | Any | SFm | 2003 | CZ16 | rDXGF | Household | 1 | 2295.6 | None | 648 | 0.1 | -2.86 | 475 | 0.073 | -2.07 | 648 | 0.1 | -2.86 | 475 | 0.073 | -2.07 | DEER:Res:ClothesDishWasher | Annual | 1719 |  | Appl-CW-Top-ElecDHW-ElecDry-Tier3DEER2017 | Appl-CW-Top-ElecDHW-ElecDry-Tier3AnySFm2003CZ16DEER2017 | 4976
Appl-CW-Top-ElecDHW-ElecDry-Tier3 | DEER2017 | D17 v3 |  | Any | SFm | 2007 | CZ01 | rDXGF | Household | 1 | 2295.6 | None | 638 | 0.088 | -4.05 | 468 | 0.064 | -2.92 | 638 | 0.088 | -4.05 | 468 | 0.064 | -2.92 | DEER:Res:ClothesDishWasher | Annual | 1719 |  | Appl-CW-Top-ElecDHW-ElecDry-Tier3DEER2017 | Appl-CW-Top-ElecDHW-ElecDry-Tier3AnySFm2007CZ01DEER2017 | 4977
Appl-CW-Top-ElecDHW-ElecDry-Tier3 | DEER2017 | D17 v3 |  | Any | SFm | 2007 | CZ02 | rDXGF | Household | 1 | 1948.8 | None | 639 | 0.098 | -4.35 | 468 | 0.072 | -3.15 | 639 | 0.098 | -4.35 | 468 | 0.072 | -3.15 | DEER:Res:ClothesDishWasher | Annual | 1719 |  | Appl-CW-Top-ElecDHW-ElecDry-Tier3DEER2017 | Appl-CW-Top-ElecDHW-ElecDry-Tier3AnySFm2007CZ02DEER2017 | 4978
Appl-CW-Top-ElecDHW-ElecDry-Tier3 | DEER2017 | D17 v3 |  | Any | SFm | 2007 | CZ03 | rDXGF | Household | 1 | 2295.6 | None | 633 | 0.101 | -4.02 | 463 | 0.074 | -2.89 | 633 | 0.101 | -4.02 | 463 | 0.074 | -2.89 | DEER:Res:ClothesDishWasher | Annual | 1719 |  | Appl-CW-Top-ElecDHW-ElecDry-Tier3DEER2017 | Appl-CW-Top-ElecDHW-ElecDry-Tier3AnySFm2007CZ03DEER2017 | 4979
Appl-CW-Top-ElecDHW-ElecDry-Tier3 | DEER2017 | D17 v3 |  | Any | SFm | 2007 | CZ04 | rDXGF | Household | 1 | 2295.6 | None | 639 | 0.099 | -3.4 | 468 | 0.072 | -2.46 | 639 | 0.099 | -3.4 | 468 | 0.072 | -2.46 | DEER:Res:ClothesDishWasher | Annual | 1719 |  | Appl-CW-Top-ElecDHW-ElecDry-Tier3DEER2017 | Appl-CW-Top-ElecDHW-ElecDry-Tier3AnySFm2007CZ04DEER2017 | 4980
Appl-CW-Top-ElecDHW-ElecDry-Tier3 | DEER2017 | D17 v3 |  | Any | SFm | 2007 | CZ05 | rDXGF | Household | 1 | 2295.6 | None | 633 | 0.098 | -4.95 | 464 | 0.071 | -3.61 | 633 | 0.098 | -4.95 | 464 | 0.071 | -3.61 | DEER:Res:ClothesDishWasher | Annual | 1719 |  | Appl-CW-Top-ElecDHW-ElecDry-Tier3DEER2017 | Appl-CW-Top-ElecDHW-ElecDry-Tier3AnySFm2007CZ05DEER2017 | 4981
Appl-CW-Top-ElecDHW-ElecDry-Tier3 | DEER2017 | D17 v3 |  | Any | SFm | 2007 | CZ06 | rDXGF | Household | 1 | 2392.9 | None | 638 | 0.099 | -2.76 | 467 | 0.074 | -1.99 | 638 | 0.099 | -2.76 | 467 | 0.074 | -1.99 | DEER:Res:ClothesDishWasher | Annual | 1719 |  | Appl-CW-Top-ElecDHW-ElecDry-Tier3DEER2017 | Appl-CW-Top-ElecDHW-ElecDry-Tier3AnySFm2007CZ06DEER2017 | 4982
Appl-CW-Top-ElecDHW-ElecDry-Tier3 | DEER2017 | D17 v3 |  | Any | SFm | 2007 | CZ07 | rDXGF | Household | 1 | 2392.9 | None | 640 | 0.096 | -2.31 | 468 | 0.07 | -1.67 | 640 | 0.096 | -2.31 | 468 | 0.07 | -1.67 | DEER:Res:ClothesDishWasher | Annual | 1719 |  | Appl-CW-Top-ElecDHW-ElecDry-Tier3DEER2017 | Appl-CW-Top-ElecDHW-ElecDry-Tier3AnySFm2007CZ07DEER2017 | 4983
Appl-CW-Top-ElecDHW-ElecDry-Tier3 | DEER2017 | D17 v3 |  | Any | SFm | 2007 | CZ08 | rDXGF | Household | 1 | 2392.9 | None | 640 | 0.091 | -2.18 | 469 | 0.067 | -1.58 | 640 | 0.091 | -2.18 | 469 | 0.067 | -1.58 | DEER:Res:ClothesDishWasher | Annual | 1719 |  | Appl-CW-Top-ElecDHW-ElecDry-Tier3DEER2017 | Appl-CW-Top-ElecDHW-ElecDry-Tier3AnySFm2007CZ08DEER2017 | 4984
Appl-CW-Top-ElecDHW-ElecDry-Tier3 | DEER2017 | D17 v3 |  | Any | SFm | 2007 | CZ09 | rDXGF | Household | 1 | 2422.9 | None | 637 | 0.088 | -2.39 | 466 | 0.064 | -1.72 | 637 | 0.088 | -2.39 | 466 | 0.064 | -1.72 | DEER:Res:ClothesDishWasher | Annual | 1719 |  | Appl-CW-Top-ElecDHW-ElecDry-Tier3DEER2017 | Appl-CW-Top-ElecDHW-ElecDry-Tier3AnySFm2007CZ09DEER2017 | 4985
Appl-CW-Top-ElecDHW-ElecDry-Tier3 | DEER2017 | D17 v3 |  | Any | SFm | 2007 | CZ10 | rDXGF | Household | 1 | 1948.8 | None | 639 | 0.09 | -3.12 | 468 | 0.066 | -2.25 | 639 | 0.09 | -3.12 | 468 | 0.066 | -2.25 | DEER:Res:ClothesDishWasher | Annual | 1719 |  | Appl-CW-Top-ElecDHW-ElecDry-Tier3DEER2017 | Appl-CW-Top-ElecDHW-ElecDry-Tier3AnySFm2007CZ10DEER2017 | 4986
Appl-CW-Top-ElecDHW-ElecDry-Tier3 | DEER2017 | D17 v3 |  | Any | SFm | 2007 | CZ11 | rDXGF | Household | 1 | 1948.8 | None | 637 | 0.093 | -3.58 | 467 | 0.068 | -2.58 | 637 | 0.093 | -3.58 | 467 | 0.068 | -2.58 | DEER:Res:ClothesDishWasher | Annual | 1719 |  | Appl-CW-Top-ElecDHW-ElecDry-Tier3DEER2017 | Appl-CW-Top-ElecDHW-ElecDry-Tier3AnySFm2007CZ11DEER2017 | 4987
Appl-CW-Top-ElecDHW-ElecDry-Tier3 | DEER2017 | D17 v3 |  | Any | SFm | 2007 | CZ12 | rDXGF | Household | 1 | 1948.8 | None | 638 | 0.097 | -3.19 | 467 | 0.071 | -2.3 | 638 | 0.097 | -3.19 | 467 | 0.071 | -2.3 | DEER:Res:ClothesDishWasher | Annual | 1719 |  | Appl-CW-Top-ElecDHW-ElecDry-Tier3DEER2017 | Appl-CW-Top-ElecDHW-ElecDry-Tier3AnySFm2007CZ12DEER2017 | 4988
Appl-CW-Top-ElecDHW-ElecDry-Tier3 | DEER2017 | D17 v3 |  | Any | SFm | 2007 | CZ13 | rDXGF | Household | 1 | 1948.8 | None | 638 | 0.094 | -3.04 | 467 | 0.069 | -2.19 | 638 | 0.094 | -3.04 | 467 | 0.069 | -2.19 | DEER:Res:ClothesDishWasher | Annual | 1719 |  | Appl-CW-Top-ElecDHW-ElecDry-Tier3DEER2017 | Appl-CW-Top-ElecDHW-ElecDry-Tier3AnySFm2007CZ13DEER2017 | 4989
Appl-CW-Top-ElecDHW-ElecDry-Tier3 | DEER2017 | D17 v3 |  | Any | SFm | 2007 | CZ14 | rDXGF | Household | 1 | 2160.9 | None | 641 | 0.09 | -3.66 | 470 | 0.066 | -2.65 | 641 | 0.09 | -3.66 | 470 | 0.066 | -2.65 | DEER:Res:ClothesDishWasher | Annual | 1719 |  | Appl-CW-Top-ElecDHW-ElecDry-Tier3DEER2017 | Appl-CW-Top-ElecDHW-ElecDry-Tier3AnySFm2007CZ14DEER2017 | 4990
Appl-CW-Top-ElecDHW-ElecDry-Tier3 | DEER2017 | D17 v3 |  | Any | SFm | 2007 | CZ15 | rDXGF | Household | 1 | 2160.9 | None | 628 | 0.089 | -1.59 | 459 | 0.065 | -1.15 | 628 | 0.089 | -1.59 | 459 | 0.065 | -1.15 | DEER:Res:ClothesDishWasher | Annual | 1719 |  | Appl-CW-Top-ElecDHW-ElecDry-Tier3DEER2017 | Appl-CW-Top-ElecDHW-ElecDry-Tier3AnySFm2007CZ15DEER2017 | 4991
Appl-CW-Top-ElecDHW-ElecDry-Tier3 | DEER2017 | D17 v3 |  | Any | SFm | 2007 | CZ16 | rDXGF | Household | 1 | 2295.6 | None | 648 | 0.097 | -2.89 | 475 | 0.072 | -2.09 | 648 | 0.097 | -2.89 | 475 | 0.072 | -2.09 | DEER:Res:ClothesDishWasher | Annual | 1719 |  | Appl-CW-Top-ElecDHW-ElecDry-Tier3DEER2017 | Appl-CW-Top-ElecDHW-ElecDry-Tier3AnySFm2007CZ16DEER2017 | 4992
Appl-CW-Top-ElecDHW-ElecDry-Tier3 | DEER2017 | D17 v3 |  | Any | SFm | 2011 | CZ01 | rDXGF | Household | 1 | 2295.6 | None | 639 | 0.088 | -3.85 | 468 | 0.065 | -2.77 | 639 | 0.088 | -3.85 | 468 | 0.065 | -2.77 | DEER:Res:ClothesDishWasher | Annual | 1719 |  | Appl-CW-Top-ElecDHW-ElecDry-Tier3DEER2017 | Appl-CW-Top-ElecDHW-ElecDry-Tier3AnySFm2011CZ01DEER2017 | 4993
Appl-CW-Top-ElecDHW-ElecDry-Tier3 | DEER2017 | D17 v3 |  | Any | SFm | 2011 | CZ02 | rDXGF | Household | 1 | 1948.8 | None | 640 | 0.1 | -4.2 | 469 | 0.072 | -3.04 | 640 | 0.1 | -4.2 | 469 | 0.072 | -3.04 | DEER:Res:ClothesDishWasher | Annual | 1719 |  | Appl-CW-Top-ElecDHW-ElecDry-Tier3DEER2017 | Appl-CW-Top-ElecDHW-ElecDry-Tier3AnySFm2011CZ02DEER2017 | 4994
Appl-CW-Top-ElecDHW-ElecDry-Tier3 | DEER2017 | D17 v3 |  | Any | SFm | 2011 | CZ03 | rDXGF | Household | 1 | 2295.6 | None | 634 | 0.098 | -3.88 | 464 | 0.075 | -2.8 | 634 | 0.098 | -3.88 | 464 | 0.075 | -2.8 | DEER:Res:ClothesDishWasher | Annual | 1719 |  | Appl-CW-Top-ElecDHW-ElecDry-Tier3DEER2017 | Appl-CW-Top-ElecDHW-ElecDry-Tier3AnySFm2011CZ03DEER2017 | 4995
Appl-CW-Top-ElecDHW-ElecDry-Tier3 | DEER2017 | D17 v3 |  | Any | SFm | 2011 | CZ04 | rDXGF | Household | 1 | 2295.6 | None | 640 | 0.102 | -3.32 | 469 | 0.075 | -2.4 | 640 | 0.102 | -3.32 | 469 | 0.075 | -2.4 | DEER:Res:ClothesDishWasher | Annual | 1719 |  | Appl-CW-Top-ElecDHW-ElecDry-Tier3DEER2017 | Appl-CW-Top-ElecDHW-ElecDry-Tier3AnySFm2011CZ04DEER2017 | 4996
Appl-CW-Top-ElecDHW-ElecDry-Tier3 | DEER2017 | D17 v3 |  | Any | SFm | 2011 | CZ05 | rDXGF | Household | 1 | 2295.6 | None | 632 | 0.099 | -4.96 | 463 | 0.073 | -3.56 | 632 | 0.099 | -4.96 | 463 | 0.073 | -3.56 | DEER:Res:ClothesDishWasher | Annual | 1719 |  | Appl-CW-Top-ElecDHW-ElecDry-Tier3DEER2017 | Appl-CW-Top-ElecDHW-ElecDry-Tier3AnySFm2011CZ05DEER2017 | 4997
Appl-CW-Top-ElecDHW-ElecDry-Tier3 | DEER2017 | D17 v3 |  | Any | SFm | 2011 | CZ06 | rDXGF | Household | 1 | 2392.9 | None | 634 | 0.098 | -2.91 | 464 | 0.071 | -2.11 | 634 | 0.098 | -2.91 | 464 | 0.071 | -2.11 | DEER:Res:ClothesDishWasher | Annual | 1719 |  | Appl-CW-Top-ElecDHW-ElecDry-Tier3DEER2017 | Appl-CW-Top-ElecDHW-ElecDry-Tier3AnySFm2011CZ06DEER2017 | 4998
Appl-CW-Top-ElecDHW-ElecDry-Tier3 | DEER2017 | D17 v3 |  | Any | SFm | 2011 | CZ07 | rDXGF | Household | 1 | 2392.9 | None | 648 | 0.103 | -1.34 | 469 | 0.068 | -1.38 | 648 | 0.103 | -1.34 | 469 | 0.068 | -1.38 | DEER:Res:ClothesDishWasher | Annual | 1719 |  | Appl-CW-Top-ElecDHW-ElecDry-Tier3DEER2017 | Appl-CW-Top-ElecDHW-ElecDry-Tier3AnySFm2011CZ07DEER2017 | 4999
Appl-CW-Top-ElecDHW-ElecDry-Tier3 | DEER2017 | D17 v3 |  | Any | SFm | 2011 | CZ08 | rDXGF | Household | 1 | 2392.9 | None | 643 | 0.091 | -1.99 | 469 | 0.067 | -1.45 | 643 | 0.091 | -1.99 | 469 | 0.067 | -1.45 | DEER:Res:ClothesDishWasher | Annual | 1719 |  | Appl-CW-Top-ElecDHW-ElecDry-Tier3DEER2017 | Appl-CW-Top-ElecDHW-ElecDry-Tier3AnySFm2011CZ08DEER2017 | 5000
Appl-CW-Top-ElecDHW-ElecDry-Tier3 | DEER2017 | D17 v3 |  | Any | SFm | 2011 | CZ09 | rDXGF | Household | 1 | 2422.9 | None | 640 | 0.092 | -2.02 | 469 | 0.068 | -1.39 | 640 | 0.092 | -2.02 | 469 | 0.068 | -1.39 | DEER:Res:ClothesDishWasher | Annual | 1719 |  | Appl-CW-Top-ElecDHW-ElecDry-Tier3DEER2017 | Appl-CW-Top-ElecDHW-ElecDry-Tier3AnySFm2011CZ09DEER2017 | 5001
Appl-CW-Top-ElecDHW-ElecDry-Tier3 | DEER2017 | D17 v3 |  | Any | SFm | 2011 | CZ10 | rDXGF | Household | 1 | 1948.8 | None | 639 | 0.091 | -3.05 | 467 | 0.066 | -2.19 | 639 | 0.091 | -3.05 | 467 | 0.066 | -2.19 | DEER:Res:ClothesDishWasher | Annual | 1719 |  | Appl-CW-Top-ElecDHW-ElecDry-Tier3DEER2017 | Appl-CW-Top-ElecDHW-ElecDry-Tier3AnySFm2011CZ10DEER2017 | 5002
Appl-CW-Top-ElecDHW-ElecDry-Tier3 | DEER2017 | D17 v3 |  | Any | SFm | 2011 | CZ11 | rDXGF | Household | 1 | 1948.8 | None | 638 | 0.092 | -3.44 | 467 | 0.067 | -2.47 | 638 | 0.092 | -3.44 | 467 | 0.067 | -2.47 | DEER:Res:ClothesDishWasher | Annual | 1719 |  | Appl-CW-Top-ElecDHW-ElecDry-Tier3DEER2017 | Appl-CW-Top-ElecDHW-ElecDry-Tier3AnySFm2011CZ11DEER2017 | 5003
Appl-CW-Top-ElecDHW-ElecDry-Tier3 | DEER2017 | D17 v3 |  | Any | SFm | 2011 | CZ12 | rDXGF | Household | 1 | 1948.8 | None | 639 | 0.098 | -3.05 | 468 | 0.071 | -2.2 | 639 | 0.098 | -3.05 | 468 | 0.071 | -2.2 | DEER:Res:ClothesDishWasher | Annual | 1719 |  | Appl-CW-Top-ElecDHW-ElecDry-Tier3DEER2017 | Appl-CW-Top-ElecDHW-ElecDry-Tier3AnySFm2011CZ12DEER2017 | 5004
Appl-CW-Top-ElecDHW-ElecDry-Tier3 | DEER2017 | D17 v3 |  | Any | SFm | 2011 | CZ13 | rDXGF | Household | 1 | 1948.8 | None | 638 | 0.094 | -2.88 | 467 | 0.069 | -2.09 | 638 | 0.094 | -2.88 | 467 | 0.069 | -2.09 | DEER:Res:ClothesDishWasher | Annual | 1719 |  | Appl-CW-Top-ElecDHW-ElecDry-Tier3DEER2017 | Appl-CW-Top-ElecDHW-ElecDry-Tier3AnySFm2011CZ13DEER2017 | 5005
Appl-CW-Top-ElecDHW-ElecDry-Tier3 | DEER2017 | D17 v3 |  | Any | SFm | 2011 | CZ14 | rDXGF | Household | 1 | 2160.9 | None | 644 | 0.091 | -3.46 | 473 | 0.067 | -2.48 | 644 | 0.091 | -3.46 | 473 | 0.067 | -2.48 | DEER:Res:ClothesDishWasher | Annual | 1719 |  | Appl-CW-Top-ElecDHW-ElecDry-Tier3DEER2017 | Appl-CW-Top-ElecDHW-ElecDry-Tier3AnySFm2011CZ14DEER2017 | 5006
Appl-CW-Top-ElecDHW-ElecDry-Tier3 | DEER2017 | D17 v3 |  | Any | SFm | 2011 | CZ15 | rDXGF | Household | 1 | 2160.9 | None | 628 | 0.089 | -1.55 | 459 | 0.065 | -1.12 | 628 | 0.089 | -1.55 | 459 | 0.065 | -1.12 | DEER:Res:ClothesDishWasher | Annual | 1719 |  | Appl-CW-Top-ElecDHW-ElecDry-Tier3DEER2017 | Appl-CW-Top-ElecDHW-ElecDry-Tier3AnySFm2011CZ15DEER2017 | 5007
Appl-CW-Top-ElecDHW-ElecDry-Tier3 | DEER2017 | D17 v3 |  | Any | SFm | 2011 | CZ16 | rDXGF | Household | 1 | 2295.6 | None | 650 | 0.097 | -2.73 | 477 | 0.071 | -1.98 | 650 | 0.097 | -2.73 | 477 | 0.071 | -1.98 | DEER:Res:ClothesDishWasher | Annual | 1719 |  | Appl-CW-Top-ElecDHW-ElecDry-Tier3DEER2017 | Appl-CW-Top-ElecDHW-ElecDry-Tier3AnySFm2011CZ16DEER2017 | 5008
Appl-CW-Top-ElecDHW-ElecDry-Tier3 | DEER2017 | D17 v3 |  | Any | SFm | 2015 | CZ01 | rDXGF | Household | 1 | 2295.6 | None | 639 | 0.088 | -3.96 | 468 | 0.065 | -2.99 | 639 | 0.088 | -3.96 | 468 | 0.065 | -2.99 | DEER:Res:ClothesDishWasher | Annual | 1719 |  | Appl-CW-Top-ElecDHW-ElecDry-Tier3DEER2017 | Appl-CW-Top-ElecDHW-ElecDry-Tier3AnySFm2015CZ01DEER2017 | 5009
Appl-CW-Top-ElecDHW-ElecDry-Tier3 | DEER2017 | D17 v3 |  | Any | SFm | 2015 | CZ02 | rDXGF | Household | 1 | 1948.8 | None | 638 | 0.099 | -4.2 | 467 | 0.073 | -3.02 | 638 | 0.099 | -4.2 | 467 | 0.073 | -3.02 | DEER:Res:ClothesDishWasher | Annual | 1719 |  | Appl-CW-Top-ElecDHW-ElecDry-Tier3DEER2017 | Appl-CW-Top-ElecDHW-ElecDry-Tier3AnySFm2015CZ02DEER2017 | 5010
Appl-CW-Top-ElecDHW-ElecDry-Tier3 | DEER2017 | D17 v3 |  | Any | SFm | 2015 | CZ03 | rDXGF | Household | 1 | 2295.6 | None | 635 | 0.099 | -3.26 | 465 | 0.073 | -2.33 | 635 | 0.099 | -3.26 | 465 | 0.073 | -2.33 | DEER:Res:ClothesDishWasher | Annual | 1719 |  | Appl-CW-Top-ElecDHW-ElecDry-Tier3DEER2017 | Appl-CW-Top-ElecDHW-ElecDry-Tier3AnySFm2015CZ03DEER2017 | 5011
Appl-CW-Top-ElecDHW-ElecDry-Tier3 | DEER2017 | D17 v3 |  | Any | SFm | 2015 | CZ04 | rDXGF | Household | 1 | 2295.6 | None | 637 | 0.099 | -3.39 | 467 | 0.072 | -2.44 | 637 | 0.099 | -3.39 | 467 | 0.072 | -2.44 | DEER:Res:ClothesDishWasher | Annual | 1719 |  | Appl-CW-Top-ElecDHW-ElecDry-Tier3DEER2017 | Appl-CW-Top-ElecDHW-ElecDry-Tier3AnySFm2015CZ04DEER2017 | 5012
Appl-CW-Top-ElecDHW-ElecDry-Tier3 | DEER2017 | D17 v3 |  | Any | SFm | 2015 | CZ05 | rDXGF | Household | 1 | 2295.6 | None | 636 | 0.098 | -3.86 | 466 | 0.071 | -2.8 | 636 | 0.098 | -3.86 | 466 | 0.071 | -2.8 | DEER:Res:ClothesDishWasher | Annual | 1719 |  | Appl-CW-Top-ElecDHW-ElecDry-Tier3DEER2017 | Appl-CW-Top-ElecDHW-ElecDry-Tier3AnySFm2015CZ05DEER2017 | 5013
Appl-CW-Top-ElecDHW-ElecDry-Tier3 | DEER2017 | D17 v3 |  | Any | SFm | 2015 | CZ06 | rDXGF | Household | 1 | 2392.9 | None | 632 | 0.104 | -2.91 | 463 | 0.074 | -2.08 | 632 | 0.104 | -2.91 | 463 | 0.074 | -2.08 | DEER:Res:ClothesDishWasher | Annual | 1719 |  | Appl-CW-Top-ElecDHW-ElecDry-Tier3DEER2017 | Appl-CW-Top-ElecDHW-ElecDry-Tier3AnySFm2015CZ06DEER2017 | 5014
Appl-CW-Top-ElecDHW-ElecDry-Tier3 | DEER2017 | D17 v3 |  | Any | SFm | 2015 | CZ07 | rDXGF | Household | 1 | 2392.9 | None | 639 | 0.094 | -1.91 | 472 | 0.074 | -1.13 | 639 | 0.094 | -1.91 | 472 | 0.074 | -1.13 | DEER:Res:ClothesDishWasher | Annual | 1719 |  | Appl-CW-Top-ElecDHW-ElecDry-Tier3DEER2017 | Appl-CW-Top-ElecDHW-ElecDry-Tier3AnySFm2015CZ07DEER2017 | 5015
Appl-CW-Top-ElecDHW-ElecDry-Tier3 | DEER2017 | D17 v3 |  | Any | SFm | 2015 | CZ08 | rDXGF | Household | 1 | 2392.9 | None | 635 | 0.09 | -2.01 | 470 | 0.076 | -0.97 | 635 | 0.09 | -2.01 | 470 | 0.076 | -0.97 | DEER:Res:ClothesDishWasher | Annual | 1719 |  | Appl-CW-Top-ElecDHW-ElecDry-Tier3DEER2017 | Appl-CW-Top-ElecDHW-ElecDry-Tier3AnySFm2015CZ08DEER2017 | 5016
Appl-CW-Top-ElecDHW-ElecDry-Tier3 | DEER2017 | D17 v3 |  | Any | SFm | 2015 | CZ09 | rDXGF | Household | 1 | 2422.9 | None | 633 | 0.091 | -2.34 | 463 | 0.066 | -1.65 | 633 | 0.091 | -2.34 | 463 | 0.066 | -1.65 | DEER:Res:ClothesDishWasher | Annual | 1719 |  | Appl-CW-Top-ElecDHW-ElecDry-Tier3DEER2017 | Appl-CW-Top-ElecDHW-ElecDry-Tier3AnySFm2015CZ09DEER2017 | 5017
Appl-CW-Top-ElecDHW-ElecDry-Tier3 | DEER2017 | D17 v3 |  | Any | SFm | 2015 | CZ10 | rDXGF | Household | 1 | 1948.8 | None | 633 | 0.093 | -3 | 463 | 0.068 | -2.18 | 633 | 0.093 | -3 | 463 | 0.068 | -2.18 | DEER:Res:ClothesDishWasher | Annual | 1719 |  | Appl-CW-Top-ElecDHW-ElecDry-Tier3DEER2017 | Appl-CW-Top-ElecDHW-ElecDry-Tier3AnySFm2015CZ10DEER2017 | 5018
Appl-CW-Top-ElecDHW-ElecDry-Tier3 | DEER2017 | D17 v3 |  | Any | SFm | 2015 | CZ11 | rDXGF | Household | 1 | 1948.8 | None | 635 | 0.094 | -3.38 | 464 | 0.067 | -2.45 | 635 | 0.094 | -3.38 | 464 | 0.067 | -2.45 | DEER:Res:ClothesDishWasher | Annual | 1719 |  | Appl-CW-Top-ElecDHW-ElecDry-Tier3DEER2017 | Appl-CW-Top-ElecDHW-ElecDry-Tier3AnySFm2015CZ11DEER2017 | 5019
Appl-CW-Top-ElecDHW-ElecDry-Tier3 | DEER2017 | D17 v3 |  | Any | SFm | 2015 | CZ12 | rDXGF | Household | 1 | 1948.8 | None | 635 | 0.098 | -3.03 | 465 | 0.071 | -2.18 | 635 | 0.098 | -3.03 | 465 | 0.071 | -2.18 | DEER:Res:ClothesDishWasher | Annual | 1719 |  | Appl-CW-Top-ElecDHW-ElecDry-Tier3DEER2017 | Appl-CW-Top-ElecDHW-ElecDry-Tier3AnySFm2015CZ12DEER2017 | 5020
Appl-CW-Top-ElecDHW-ElecDry-Tier3 | DEER2017 | D17 v3 |  | Any | SFm | 2015 | CZ13 | rDXGF | Household | 1 | 1948.8 | None | 635 | 0.092 | -2.8 | 465 | 0.067 | -2.03 | 635 | 0.092 | -2.8 | 465 | 0.067 | -2.03 | DEER:Res:ClothesDishWasher | Annual | 1719 |  | Appl-CW-Top-ElecDHW-ElecDry-Tier3DEER2017 | Appl-CW-Top-ElecDHW-ElecDry-Tier3AnySFm2015CZ13DEER2017 | 5021
Appl-CW-Top-ElecDHW-ElecDry-Tier3 | DEER2017 | D17 v3 |  | Any | SFm | 2015 | CZ14 | rDXGF | Household | 1 | 2160.9 | None | 639 | 0.091 | -3.6 | 468 | 0.067 | -2.58 | 639 | 0.091 | -3.6 | 468 | 0.067 | -2.58 | DEER:Res:ClothesDishWasher | Annual | 1719 |  | Appl-CW-Top-ElecDHW-ElecDry-Tier3DEER2017 | Appl-CW-Top-ElecDHW-ElecDry-Tier3AnySFm2015CZ14DEER2017 | 5022
Appl-CW-Top-ElecDHW-ElecDry-Tier3 | DEER2017 | D17 v3 |  | Any | SFm | 2015 | CZ15 | rDXGF | Household | 1 | 2160.9 | None | 625 | 0.089 | -1.56 | 457 | 0.065 | -1.12 | 625 | 0.089 | -1.56 | 457 | 0.065 | -1.12 | DEER:Res:ClothesDishWasher | Annual | 1719 |  | Appl-CW-Top-ElecDHW-ElecDry-Tier3DEER2017 | Appl-CW-Top-ElecDHW-ElecDry-Tier3AnySFm2015CZ15DEER2017 | 5023
Appl-CW-Top-ElecDHW-ElecDry-Tier3 | DEER2017 | D17 v3 |  | Any | SFm | 2015 | CZ16 | rDXGF | Household | 1 | 2295.6 | None | 643 | 0.096 | -3.34 | 471 | 0.07 | -2.4 | 643 | 0.096 | -3.34 | 471 | 0.07 | -2.4 | DEER:Res:ClothesDishWasher | Annual | 1719 |  | Appl-CW-Top-ElecDHW-ElecDry-Tier3DEER2017 | Appl-CW-Top-ElecDHW-ElecDry-Tier3AnySFm2015CZ16DEER2017 | 5024
Appl-CW-Top-ElecDHW-ElecDry-Tier3 | DEER2017 | D17 v3 |  | Any | SFm | 2017 | CZ01 | rDXGF | Household | 1 | 2295.6 | None | 639 | 0.088 | -3.32 | 469 | 0.065 | -2.39 | 639 | 0.088 | -3.32 | 469 | 0.065 | -2.39 | DEER:Res:ClothesDishWasher | Annual | 1719 |  | Appl-CW-Top-ElecDHW-ElecDry-Tier3DEER2017 | Appl-CW-Top-ElecDHW-ElecDry-Tier3AnySFm2017CZ01DEER2017 | 5025
Appl-CW-Top-ElecDHW-ElecDry-Tier3 | DEER2017 | D17 v3 |  | Any | SFm | 2017 | CZ02 | rDXGF | Household | 1 | 1948.8 | None | 638 | 0.1 | -4.07 | 467 | 0.073 | -2.95 | 638 | 0.1 | -4.07 | 467 | 0.073 | -2.95 | DEER:Res:ClothesDishWasher | Annual | 1719 |  | Appl-CW-Top-ElecDHW-ElecDry-Tier3DEER2017 | Appl-CW-Top-ElecDHW-ElecDry-Tier3AnySFm2017CZ02DEER2017 | 5026
Appl-CW-Top-ElecDHW-ElecDry-Tier3 | DEER2017 | D17 v3 |  | Any | SFm | 2017 | CZ03 | rDXGF | Household | 1 | 2295.6 | None | 633 | 0.098 | -3.32 | 465 | 0.071 | -2.39 | 633 | 0.098 | -3.32 | 465 | 0.071 | -2.39 | DEER:Res:ClothesDishWasher | Annual | 1719 |  | Appl-CW-Top-ElecDHW-ElecDry-Tier3DEER2017 | Appl-CW-Top-ElecDHW-ElecDry-Tier3AnySFm2017CZ03DEER2017 | 5027
Appl-CW-Top-ElecDHW-ElecDry-Tier3 | DEER2017 | D17 v3 |  | Any | SFm | 2017 | CZ04 | rDXGF | Household | 1 | 2295.6 | None | 637 | 0.097 | -3.3 | 467 | 0.072 | -2.38 | 637 | 0.097 | -3.3 | 467 | 0.072 | -2.38 | DEER:Res:ClothesDishWasher | Annual | 1719 |  | Appl-CW-Top-ElecDHW-ElecDry-Tier3DEER2017 | Appl-CW-Top-ElecDHW-ElecDry-Tier3AnySFm2017CZ04DEER2017 | 5028
Appl-CW-Top-ElecDHW-ElecDry-Tier3 | DEER2017 | D17 v3 |  | Any | SFm | 2017 | CZ05 | rDXGF | Household | 1 | 2295.6 | None | 635 | 0.099 | -3.74 | 465 | 0.072 | -2.65 | 635 | 0.099 | -3.74 | 465 | 0.072 | -2.65 | DEER:Res:ClothesDishWasher | Annual | 1719 |  | Appl-CW-Top-ElecDHW-ElecDry-Tier3DEER2017 | Appl-CW-Top-ElecDHW-ElecDry-Tier3AnySFm2017CZ05DEER2017 | 5029
Appl-CW-Top-ElecDHW-ElecDry-Tier3 | DEER2017 | D17 v3 |  | Any | SFm | 2017 | CZ06 | rDXGF | Household | 1 | 2392.9 | None | 633 | 0.102 | -2.89 | 463 | 0.075 | -2.09 | 633 | 0.102 | -2.89 | 463 | 0.075 | -2.09 | DEER:Res:ClothesDishWasher | Annual | 1719 |  | Appl-CW-Top-ElecDHW-ElecDry-Tier3DEER2017 | Appl-CW-Top-ElecDHW-ElecDry-Tier3AnySFm2017CZ06DEER2017 | 5030
Appl-CW-Top-ElecDHW-ElecDry-Tier3 | DEER2017 | D17 v3 |  | Any | SFm | 2017 | CZ07 | rDXGF | Household | 1 | 2392.9 | None | 640 | 0.096 | -1.87 | 466 | 0.066 | -1.57 | 640 | 0.096 | -1.87 | 466 | 0.066 | -1.57 | DEER:Res:ClothesDishWasher | Annual | 1719 |  | Appl-CW-Top-ElecDHW-ElecDry-Tier3DEER2017 | Appl-CW-Top-ElecDHW-ElecDry-Tier3AnySFm2017CZ07DEER2017 | 5031
Appl-CW-Top-ElecDHW-ElecDry-Tier3 | DEER2017 | D17 v3 |  | Any | SFm | 2017 | CZ08 | rDXGF | Household | 1 | 2392.9 | None | 636 | 0.1 | -1.66 | 466 | 0.073 | -1.15 | 636 | 0.1 | -1.66 | 466 | 0.073 | -1.15 | DEER:Res:ClothesDishWasher | Annual | 1719 |  | Appl-CW-Top-ElecDHW-ElecDry-Tier3DEER2017 | Appl-CW-Top-ElecDHW-ElecDry-Tier3AnySFm2017CZ08DEER2017 | 5032
Appl-CW-Top-ElecDHW-ElecDry-Tier3 | DEER2017 | D17 v3 |  | Any | SFm | 2017 | CZ09 | rDXGF | Household | 1 | 2422.9 | None | 630 | 0.092 | -2.31 | 460 | 0.067 | -1.66 | 630 | 0.092 | -2.31 | 460 | 0.067 | -1.66 | DEER:Res:ClothesDishWasher | Annual | 1719 |  | Appl-CW-Top-ElecDHW-ElecDry-Tier3DEER2017 | Appl-CW-Top-ElecDHW-ElecDry-Tier3AnySFm2017CZ09DEER2017 | 5033
Appl-CW-Top-ElecDHW-ElecDry-Tier3 | DEER2017 | D17 v3 |  | Any | SFm | 2017 | CZ10 | rDXGF | Household | 1 | 1948.8 | None | 634 | 0.094 | -2.87 | 463 | 0.069 | -2.08 | 634 | 0.094 | -2.87 | 463 | 0.069 | -2.08 | DEER:Res:ClothesDishWasher | Annual | 1719 |  | Appl-CW-Top-ElecDHW-ElecDry-Tier3DEER2017 | Appl-CW-Top-ElecDHW-ElecDry-Tier3AnySFm2017CZ10DEER2017 | 5034
Appl-CW-Top-ElecDHW-ElecDry-Tier3 | DEER2017 | D17 v3 |  | Any | SFm | 2017 | CZ11 | rDXGF | Household | 1 | 1948.8 | None | 634 | 0.096 | -3.28 | 465 | 0.071 | -2.38 | 634 | 0.096 | -3.28 | 465 | 0.071 | -2.38 | DEER:Res:ClothesDishWasher | Annual | 1719 |  | Appl-CW-Top-ElecDHW-ElecDry-Tier3DEER2017 | Appl-CW-Top-ElecDHW-ElecDry-Tier3AnySFm2017CZ11DEER2017 | 5035
Appl-CW-Top-ElecDHW-ElecDry-Tier3 | DEER2017 | D17 v3 |  | Any | SFm | 2017 | CZ12 | rDXGF | Household | 1 | 1948.8 | None | 634 | 0.097 | -2.93 | 464 | 0.071 | -2.11 | 634 | 0.097 | -2.93 | 464 | 0.071 | -2.11 | DEER:Res:ClothesDishWasher | Annual | 1719 |  | Appl-CW-Top-ElecDHW-ElecDry-Tier3DEER2017 | Appl-CW-Top-ElecDHW-ElecDry-Tier3AnySFm2017CZ12DEER2017 | 5036
Appl-CW-Top-ElecDHW-ElecDry-Tier3 | DEER2017 | D17 v3 |  | Any | SFm | 2017 | CZ13 | rDXGF | Household | 1 | 1948.8 | None | 634 | 0.092 | -2.76 | 464 | 0.068 | -1.99 | 634 | 0.092 | -2.76 | 464 | 0.068 | -1.99 | DEER:Res:ClothesDishWasher | Annual | 1719 |  | Appl-CW-Top-ElecDHW-ElecDry-Tier3DEER2017 | Appl-CW-Top-ElecDHW-ElecDry-Tier3AnySFm2017CZ13DEER2017 | 5037
Appl-CW-Top-ElecDHW-ElecDry-Tier3 | DEER2017 | D17 v3 |  | Any | SFm | 2017 | CZ14 | rDXGF | Household | 1 | 2160.9 | None | 639 | 0.09 | -3.66 | 468 | 0.066 | -2.64 | 639 | 0.09 | -3.66 | 468 | 0.066 | -2.64 | DEER:Res:ClothesDishWasher | Annual | 1719 |  | Appl-CW-Top-ElecDHW-ElecDry-Tier3DEER2017 | Appl-CW-Top-ElecDHW-ElecDry-Tier3AnySFm2017CZ14DEER2017 | 5038
Appl-CW-Top-ElecDHW-ElecDry-Tier3 | DEER2017 | D17 v3 |  | Any | SFm | 2017 | CZ15 | rDXGF | Household | 1 | 2160.9 | None | 625 | 0.088 | -1.53 | 457 | 0.064 | -1.1 | 625 | 0.088 | -1.53 | 457 | 0.064 | -1.1 | DEER:Res:ClothesDishWasher | Annual | 1719 |  | Appl-CW-Top-ElecDHW-ElecDry-Tier3DEER2017 | Appl-CW-Top-ElecDHW-ElecDry-Tier3AnySFm2017CZ15DEER2017 | 5039
Appl-CW-Top-ElecDHW-ElecDry-Tier3 | DEER2017 | D17 v3 |  | Any | SFm | 2017 | CZ16 | rDXGF | Household | 1 | 2295.6 | None | 643 | 0.096 | -3.19 | 471 | 0.07 | -2.29 | 643 | 0.096 | -3.19 | 471 | 0.07 | -2.29 | DEER:Res:ClothesDishWasher | Annual | 1719 |  | Appl-CW-Top-ElecDHW-ElecDry-Tier3DEER2017 | Appl-CW-Top-ElecDHW-ElecDry-Tier3AnySFm2017CZ16DEER2017 | 5040
Appl-CW-Top-ElecDHW-GasDry-Tier1 | DEER2017 | D17 v3 |  | Any | DMo | MH00 | CZ01 | rDXGF | Household | 1 | 1242 | None | 112 | 0.015 | 8.16 | 69 | 0.01 | 5.49 | 112 | 0.015 | 8.16 | 69 | 0.01 | 5.49 | DEER:Res:ClothesDishWasher | Annual | 1719 |  | Appl-CW-Top-ElecDHW-GasDry-Tier1DEER2017 | Appl-CW-Top-ElecDHW-GasDry-Tier1AnyDMoMH00CZ01DEER2017 | 5041
Appl-CW-Top-ElecDHW-GasDry-Tier1 | DEER2017 | D17 v3 |  | Any | DMo | MH00 | CZ02 | rDXGF | Household | 1 | 1242 | None | 119 | 0.026 | 8.61 | 74.3 | 0.015 | 5.78 | 119 | 0.026 | 8.61 | 74.3 | 0.015 | 5.78 | DEER:Res:ClothesDishWasher | Annual | 1719 |  | Appl-CW-Top-ElecDHW-GasDry-Tier1DEER2017 | Appl-CW-Top-ElecDHW-GasDry-Tier1AnyDMoMH00CZ02DEER2017 | 5042
Appl-CW-Top-ElecDHW-GasDry-Tier1 | DEER2017 | D17 v3 |  | Any | DMo | MH00 | CZ03 | rDXGF | Household | 1 | 1242 | None | 113 | 0.029 | 8.1 | 69.6 | 0.019 | 5.47 | 113 | 0.029 | 8.1 | 69.6 | 0.019 | 5.47 | DEER:Res:ClothesDishWasher | Annual | 1719 |  | Appl-CW-Top-ElecDHW-GasDry-Tier1DEER2017 | Appl-CW-Top-ElecDHW-GasDry-Tier1AnyDMoMH00CZ03DEER2017 | 5043
Appl-CW-Top-ElecDHW-GasDry-Tier1 | DEER2017 | D17 v3 |  | Any | DMo | MH00 | CZ04 | rDXGF | Household | 1 | 1242 | None | 120 | 0.033 | 8.49 | 75.5 | 0.023 | 5.69 | 120 | 0.033 | 8.49 | 75.5 | 0.023 | 5.69 | DEER:Res:ClothesDishWasher | Annual | 1719 |  | Appl-CW-Top-ElecDHW-GasDry-Tier1DEER2017 | Appl-CW-Top-ElecDHW-GasDry-Tier1AnyDMoMH00CZ04DEER2017 | 5044
Appl-CW-Top-ElecDHW-GasDry-Tier1 | DEER2017 | D17 v3 |  | Any | DMo | MH00 | CZ05 | rDXGF | Household | 1 | 1242 | None | 112 | 0.026 | 6.89 | 69.2 | 0.017 | 4.6 | 112 | 0.026 | 6.89 | 69.2 | 0.017 | 4.6 | DEER:Res:ClothesDishWasher | Annual | 1719 |  | Appl-CW-Top-ElecDHW-GasDry-Tier1DEER2017 | Appl-CW-Top-ElecDHW-GasDry-Tier1AnyDMoMH00CZ05DEER2017 | 5045
Appl-CW-Top-ElecDHW-GasDry-Tier1 | DEER2017 | D17 v3 |  | Any | DMo | MH00 | CZ06 | rDXGF | Household | 1 | 1242 | None | 120 | 0.022 | 8.88 | 74.7 | 0.013 | 5.95 | 120 | 0.022 | 8.88 | 74.7 | 0.013 | 5.95 | DEER:Res:ClothesDishWasher | Annual | 1719 |  | Appl-CW-Top-ElecDHW-GasDry-Tier1DEER2017 | Appl-CW-Top-ElecDHW-GasDry-Tier1AnyDMoMH00CZ06DEER2017 | 5046
Appl-CW-Top-ElecDHW-GasDry-Tier1 | DEER2017 | D17 v3 |  | Any | DMo | MH00 | CZ07 | rDXGF | Household | 1 | 1242 | None | 119 | 0.024 | 9.27 | 74.9 | 0.015 | 6.23 | 119 | 0.024 | 9.27 | 74.9 | 0.015 | 6.23 | DEER:Res:ClothesDishWasher | Annual | 1719 |  | Appl-CW-Top-ElecDHW-GasDry-Tier1DEER2017 | Appl-CW-Top-ElecDHW-GasDry-Tier1AnyDMoMH00CZ07DEER2017 | 5047
Appl-CW-Top-ElecDHW-GasDry-Tier1 | DEER2017 | D17 v3 |  | Any | DMo | MH00 | CZ08 | rDXGF | Household | 1 | 1242 | None | 121 | 0.024 | 9.27 | 76.9 | 0.015 | 6.23 | 121 | 0.024 | 9.27 | 76.9 | 0.015 | 6.23 | DEER:Res:ClothesDishWasher | Annual | 1719 |  | Appl-CW-Top-ElecDHW-GasDry-Tier1DEER2017 | Appl-CW-Top-ElecDHW-GasDry-Tier1AnyDMoMH00CZ08DEER2017 | 5048
Appl-CW-Top-ElecDHW-GasDry-Tier1 | DEER2017 | D17 v3 |  | Any | DMo | MH00 | CZ09 | rDXGF | Household | 1 | 1242 | None | 120 | 0.025 | 9.04 | 75.1 | 0.017 | 6.07 | 120 | 0.025 | 9.04 | 75.1 | 0.017 | 6.07 | DEER:Res:ClothesDishWasher | Annual | 1719 |  | Appl-CW-Top-ElecDHW-GasDry-Tier1DEER2017 | Appl-CW-Top-ElecDHW-GasDry-Tier1AnyDMoMH00CZ09DEER2017 | 5049
Appl-CW-Top-ElecDHW-GasDry-Tier1 | DEER2017 | D17 v3 |  | Any | DMo | MH00 | CZ10 | rDXGF | Household | 1 | 1242 | None | 126 | 0.024 | 9.14 | 79.6 | 0.015 | 6.14 | 126 | 0.024 | 9.14 | 79.6 | 0.015 | 6.14 | DEER:Res:ClothesDishWasher | Annual | 1719 |  | Appl-CW-Top-ElecDHW-GasDry-Tier1DEER2017 | Appl-CW-Top-ElecDHW-GasDry-Tier1AnyDMoMH00CZ10DEER2017 | 5050
Appl-CW-Top-ElecDHW-GasDry-Tier1 | DEER2017 | D17 v3 |  | Any | DMo | MH00 | CZ11 | rDXGF | Household | 1 | 1242 | None | 123 | 0.026 | 8.73 | 77 | 0.017 | 5.86 | 123 | 0.026 | 8.73 | 77 | 0.017 | 5.86 | DEER:Res:ClothesDishWasher | Annual | 1719 |  | Appl-CW-Top-ElecDHW-GasDry-Tier1DEER2017 | Appl-CW-Top-ElecDHW-GasDry-Tier1AnyDMoMH00CZ11DEER2017 | 5051
Appl-CW-Top-ElecDHW-GasDry-Tier1 | DEER2017 | D17 v3 |  | Any | DMo | MH00 | CZ12 | rDXGF | Household | 1 | 1242 | None | 125 | 0.027 | 8.51 | 78 | 0.018 | 5.73 | 125 | 0.027 | 8.51 | 78 | 0.018 | 5.73 | DEER:Res:ClothesDishWasher | Annual | 1719 |  | Appl-CW-Top-ElecDHW-GasDry-Tier1DEER2017 | Appl-CW-Top-ElecDHW-GasDry-Tier1AnyDMoMH00CZ12DEER2017 | 5052
Appl-CW-Top-ElecDHW-GasDry-Tier1 | DEER2017 | D17 v3 |  | Any | DMo | MH00 | CZ13 | rDXGF | Household | 1 | 1242 | None | 125 | 0.026 | 8.64 | 79.4 | 0.017 | 5.78 | 125 | 0.026 | 8.64 | 79.4 | 0.017 | 5.78 | DEER:Res:ClothesDishWasher | Annual | 1719 |  | Appl-CW-Top-ElecDHW-GasDry-Tier1DEER2017 | Appl-CW-Top-ElecDHW-GasDry-Tier1AnyDMoMH00CZ13DEER2017 | 5053
Appl-CW-Top-ElecDHW-GasDry-Tier1 | DEER2017 | D17 v3 |  | Any | DMo | MH00 | CZ14 | rDXGF | Household | 1 | 1242 | None | 125 | 0.023 | 8.63 | 78.6 | 0.015 | 5.79 | 125 | 0.023 | 8.63 | 78.6 | 0.015 | 5.79 | DEER:Res:ClothesDishWasher | Annual | 1719 |  | Appl-CW-Top-ElecDHW-GasDry-Tier1DEER2017 | Appl-CW-Top-ElecDHW-GasDry-Tier1AnyDMoMH00CZ14DEER2017 | 5054
Appl-CW-Top-ElecDHW-GasDry-Tier1 | DEER2017 | D17 v3 |  | Any | DMo | MH00 | CZ15 | rDXGF | Household | 1 | 1242 | None | 123 | 0.023 | 10.2 | 80.2 | 0.015 | 6.82 | 123 | 0.023 | 10.2 | 80.2 | 0.015 | 6.82 | DEER:Res:ClothesDishWasher | Annual | 1719 |  | Appl-CW-Top-ElecDHW-GasDry-Tier1DEER2017 | Appl-CW-Top-ElecDHW-GasDry-Tier1AnyDMoMH00CZ15DEER2017 | 5055
Appl-CW-Top-ElecDHW-GasDry-Tier1 | DEER2017 | D17 v3 |  | Any | DMo | MH00 | CZ16 | rDXGF | Household | 1 | 1242 | None | 124 | 0.03 | 8.68 | 77.1 | 0.021 | 5.83 | 124 | 0.03 | 8.68 | 77.1 | 0.021 | 5.83 | DEER:Res:ClothesDishWasher | Annual | 1719 |  | Appl-CW-Top-ElecDHW-GasDry-Tier1DEER2017 | Appl-CW-Top-ElecDHW-GasDry-Tier1AnyDMoMH00CZ16DEER2017 | 5056
Appl-CW-Top-ElecDHW-GasDry-Tier1 | DEER2017 | D17 v3 |  | Any | DMo | MH06 | CZ01 | rDXGF | Household | 1 | 1242 | None | 111 | 0.015 | 7.49 | 68.8 | 0.009 | 5.04 | 111 | 0.015 | 7.49 | 68.8 | 0.009 | 5.04 | DEER:Res:ClothesDishWasher | Annual | 1719 |  | Appl-CW-Top-ElecDHW-GasDry-Tier1DEER2017 | Appl-CW-Top-ElecDHW-GasDry-Tier1AnyDMoMH06CZ01DEER2017 | 5057
Appl-CW-Top-ElecDHW-GasDry-Tier1 | DEER2017 | D17 v3 |  | Any | DMo | MH06 | CZ02 | rDXGF | Household | 1 | 1242 | None | 120 | 0.025 | 8.29 | 74.9 | 0.016 | 5.56 | 120 | 0.025 | 8.29 | 74.9 | 0.016 | 5.56 | DEER:Res:ClothesDishWasher | Annual | 1719 |  | Appl-CW-Top-ElecDHW-GasDry-Tier1DEER2017 | Appl-CW-Top-ElecDHW-GasDry-Tier1AnyDMoMH06CZ02DEER2017 | 5058
Appl-CW-Top-ElecDHW-GasDry-Tier1 | DEER2017 | D17 v3 |  | Any | DMo | MH06 | CZ03 | rDXGF | Household | 1 | 1242 | None | 116 | 0.028 | 9.31 | 74.3 | 0.02 | 6.24 | 116 | 0.028 | 9.31 | 74.3 | 0.02 | 6.24 | DEER:Res:ClothesDishWasher | Annual | 1719 |  | Appl-CW-Top-ElecDHW-GasDry-Tier1DEER2017 | Appl-CW-Top-ElecDHW-GasDry-Tier1AnyDMoMH06CZ03DEER2017 | 5059
Appl-CW-Top-ElecDHW-GasDry-Tier1 | DEER2017 | D17 v3 |  | Any | DMo | MH06 | CZ04 | rDXGF | Household | 1 | 1242 | None | 119 | 0.023 | 8.82 | 74.5 | 0.015 | 5.91 | 119 | 0.023 | 8.82 | 74.5 | 0.015 | 5.91 | DEER:Res:ClothesDishWasher | Annual | 1719 |  | Appl-CW-Top-ElecDHW-GasDry-Tier1DEER2017 | Appl-CW-Top-ElecDHW-GasDry-Tier1AnyDMoMH06CZ04DEER2017 | 5060
Appl-CW-Top-ElecDHW-GasDry-Tier1 | DEER2017 | D17 v3 |  | Any | DMo | MH06 | CZ05 | rDXGF | Household | 1 | 1242 | None | 115 | 0.025 | 8.2 | 71.2 | 0.016 | 5.52 | 115 | 0.025 | 8.2 | 71.2 | 0.016 | 5.52 | DEER:Res:ClothesDishWasher | Annual | 1719 |  | Appl-CW-Top-ElecDHW-GasDry-Tier1DEER2017 | Appl-CW-Top-ElecDHW-GasDry-Tier1AnyDMoMH06CZ05DEER2017 | 5061
Appl-CW-Top-ElecDHW-GasDry-Tier1 | DEER2017 | D17 v3 |  | Any | DMo | MH06 | CZ06 | rDXGF | Household | 1 | 1242 | None | 119 | 0.022 | 10.6 | 74.8 | 0.014 | 7.13 | 119 | 0.022 | 10.6 | 74.8 | 0.014 | 7.13 | DEER:Res:ClothesDishWasher | Annual | 1719 |  | Appl-CW-Top-ElecDHW-GasDry-Tier1DEER2017 | Appl-CW-Top-ElecDHW-GasDry-Tier1AnyDMoMH06CZ06DEER2017 | 5062
Appl-CW-Top-ElecDHW-GasDry-Tier1 | DEER2017 | D17 v3 |  | Any | DMo | MH06 | CZ07 | rDXGF | Household | 1 | 1242 | None | 126 | 0.022 | 10.2 | 80.2 | 0.014 | 6.88 | 126 | 0.022 | 10.2 | 80.2 | 0.014 | 6.88 | DEER:Res:ClothesDishWasher | Annual | 1719 |  | Appl-CW-Top-ElecDHW-GasDry-Tier1DEER2017 | Appl-CW-Top-ElecDHW-GasDry-Tier1AnyDMoMH06CZ07DEER2017 | 5063
Appl-CW-Top-ElecDHW-GasDry-Tier1 | DEER2017 | D17 v3 |  | Any | DMo | MH06 | CZ08 | rDXGF | Household | 1 | 1242 | None | 124 | 0.022 | 9.8 | 77.9 | 0.014 | 6.58 | 124 | 0.022 | 9.8 | 77.9 | 0.014 | 6.58 | DEER:Res:ClothesDishWasher | Annual | 1719 |  | Appl-CW-Top-ElecDHW-GasDry-Tier1DEER2017 | Appl-CW-Top-ElecDHW-GasDry-Tier1AnyDMoMH06CZ08DEER2017 | 5064
Appl-CW-Top-ElecDHW-GasDry-Tier1 | DEER2017 | D17 v3 |  | Any | DMo | MH06 | CZ09 | rDXGF | Household | 1 | 1242 | None | 120 | 0.022 | 9.53 | 75.4 | 0.014 | 6.39 | 120 | 0.022 | 9.53 | 75.4 | 0.014 | 6.39 | DEER:Res:ClothesDishWasher | Annual | 1719 |  | Appl-CW-Top-ElecDHW-GasDry-Tier1DEER2017 | Appl-CW-Top-ElecDHW-GasDry-Tier1AnyDMoMH06CZ09DEER2017 | 5065
Appl-CW-Top-ElecDHW-GasDry-Tier1 | DEER2017 | D17 v3 |  | Any | DMo | MH06 | CZ10 | rDXGF | Household | 1 | 1242 | None | 121 | 0.021 | 9.13 | 75.8 | 0.014 | 6.14 | 121 | 0.021 | 9.13 | 75.8 | 0.014 | 6.14 | DEER:Res:ClothesDishWasher | Annual | 1719 |  | Appl-CW-Top-ElecDHW-GasDry-Tier1DEER2017 | Appl-CW-Top-ElecDHW-GasDry-Tier1AnyDMoMH06CZ10DEER2017 | 5066
Appl-CW-Top-ElecDHW-GasDry-Tier1 | DEER2017 | D17 v3 |  | Any | DMo | MH06 | CZ11 | rDXGF | Household | 1 | 1242 | None | 119 | 0.024 | 9.11 | 75.2 | 0.016 | 6.11 | 119 | 0.024 | 9.11 | 75.2 | 0.016 | 6.11 | DEER:Res:ClothesDishWasher | Annual | 1719 |  | Appl-CW-Top-ElecDHW-GasDry-Tier1DEER2017 | Appl-CW-Top-ElecDHW-GasDry-Tier1AnyDMoMH06CZ11DEER2017 | 5067
Appl-CW-Top-ElecDHW-GasDry-Tier1 | DEER2017 | D17 v3 |  | Any | DMo | MH06 | CZ12 | rDXGF | Household | 1 | 1242 | None | 120 | 0.024 | 8.61 | 75.1 | 0.015 | 5.79 | 120 | 0.024 | 8.61 | 75.1 | 0.015 | 5.79 | DEER:Res:ClothesDishWasher | Annual | 1719 |  | Appl-CW-Top-ElecDHW-GasDry-Tier1DEER2017 | Appl-CW-Top-ElecDHW-GasDry-Tier1AnyDMoMH06CZ12DEER2017 | 5068
Appl-CW-Top-ElecDHW-GasDry-Tier1 | DEER2017 | D17 v3 |  | Any | DMo | MH06 | CZ13 | rDXGF | Household | 1 | 1242 | None | 123 | 0.022 | 8.99 | 77.8 | 0.014 | 6.02 | 123 | 0.022 | 8.99 | 77.8 | 0.014 | 6.02 | DEER:Res:ClothesDishWasher | Annual | 1719 |  | Appl-CW-Top-ElecDHW-GasDry-Tier1DEER2017 | Appl-CW-Top-ElecDHW-GasDry-Tier1AnyDMoMH06CZ13DEER2017 | 5069
Appl-CW-Top-ElecDHW-GasDry-Tier1 | DEER2017 | D17 v3 |  | Any | DMo | MH06 | CZ14 | rDXGF | Household | 1 | 1242 | None | 122 | 0.021 | 8.87 | 76.9 | 0.013 | 5.94 | 122 | 0.021 | 8.87 | 76.9 | 0.013 | 5.94 | DEER:Res:ClothesDishWasher | Annual | 1719 |  | Appl-CW-Top-ElecDHW-GasDry-Tier1DEER2017 | Appl-CW-Top-ElecDHW-GasDry-Tier1AnyDMoMH06CZ14DEER2017 | 5070
Appl-CW-Top-ElecDHW-GasDry-Tier1 | DEER2017 | D17 v3 |  | Any | DMo | MH06 | CZ15 | rDXGF | Household | 1 | 1242 | None | 119 | 0.02 | 10.2 | 75.7 | 0.013 | 6.87 | 119 | 0.02 | 10.2 | 75.7 | 0.013 | 6.87 | DEER:Res:ClothesDishWasher | Annual | 1719 |  | Appl-CW-Top-ElecDHW-GasDry-Tier1DEER2017 | Appl-CW-Top-ElecDHW-GasDry-Tier1AnyDMoMH06CZ15DEER2017 | 5071
Appl-CW-Top-ElecDHW-GasDry-Tier1 | DEER2017 | D17 v3 |  | Any | DMo | MH06 | CZ16 | rDXGF | Household | 1 | 1242 | None | 120 | 0.023 | 8.75 | 74.5 | 0.014 | 5.87 | 120 | 0.023 | 8.75 | 74.5 | 0.014 | 5.87 | DEER:Res:ClothesDishWasher | Annual | 1719 |  | Appl-CW-Top-ElecDHW-GasDry-Tier1DEER2017 | Appl-CW-Top-ElecDHW-GasDry-Tier1AnyDMoMH06CZ16DEER2017 | 5072
Appl-CW-Top-ElecDHW-GasDry-Tier1 | DEER2017 | D17 v3 |  | Any | DMo | MH15 | CZ01 | rDXGF | Household | 1 | 1242 | None | 112 | 0.015 | 7.78 | 69.1 | 0.009 | 5.24 | 112 | 0.015 | 7.78 | 69.1 | 0.009 | 5.24 | DEER:Res:ClothesDishWasher | Annual | 1719 |  | Appl-CW-Top-ElecDHW-GasDry-Tier1DEER2017 | Appl-CW-Top-ElecDHW-GasDry-Tier1AnyDMoMH15CZ01DEER2017 | 5073
Appl-CW-Top-ElecDHW-GasDry-Tier1 | DEER2017 | D17 v3 |  | Any | DMo | MH15 | CZ02 | rDXGF | Household | 1 | 1242 | None | 119 | 0.023 | 8.32 | 74.2 | 0.014 | 5.58 | 119 | 0.023 | 8.32 | 74.2 | 0.014 | 5.58 | DEER:Res:ClothesDishWasher | Annual | 1719 |  | Appl-CW-Top-ElecDHW-GasDry-Tier1DEER2017 | Appl-CW-Top-ElecDHW-GasDry-Tier1AnyDMoMH15CZ02DEER2017 | 5074
Appl-CW-Top-ElecDHW-GasDry-Tier1 | DEER2017 | D17 v3 |  | Any | DMo | MH15 | CZ03 | rDXGF | Household | 1 | 1242 | None | 112 | 0.025 | 8.43 | 70.2 | 0.017 | 5.64 | 112 | 0.025 | 8.43 | 70.2 | 0.017 | 5.64 | DEER:Res:ClothesDishWasher | Annual | 1719 |  | Appl-CW-Top-ElecDHW-GasDry-Tier1DEER2017 | Appl-CW-Top-ElecDHW-GasDry-Tier1AnyDMoMH15CZ03DEER2017 | 5075
Appl-CW-Top-ElecDHW-GasDry-Tier1 | DEER2017 | D17 v3 |  | Any | DMo | MH15 | CZ04 | rDXGF | Household | 1 | 1242 | None | 118 | 0.022 | 8.66 | 74.2 | 0.014 | 5.8 | 118 | 0.022 | 8.66 | 74.2 | 0.014 | 5.8 | DEER:Res:ClothesDishWasher | Annual | 1719 |  | Appl-CW-Top-ElecDHW-GasDry-Tier1DEER2017 | Appl-CW-Top-ElecDHW-GasDry-Tier1AnyDMoMH15CZ04DEER2017 | 5076
Appl-CW-Top-ElecDHW-GasDry-Tier1 | DEER2017 | D17 v3 |  | Any | DMo | MH15 | CZ05 | rDXGF | Household | 1 | 1242 | None | 114 | 0.025 | 7.96 | 70.9 | 0.016 | 5.36 | 114 | 0.025 | 7.96 | 70.9 | 0.016 | 5.36 | DEER:Res:ClothesDishWasher | Annual | 1719 |  | Appl-CW-Top-ElecDHW-GasDry-Tier1DEER2017 | Appl-CW-Top-ElecDHW-GasDry-Tier1AnyDMoMH15CZ05DEER2017 | 5077
Appl-CW-Top-ElecDHW-GasDry-Tier1 | DEER2017 | D17 v3 |  | Any | DMo | MH15 | CZ06 | rDXGF | Household | 1 | 1242 | None | 119 | 0.02 | 9.09 | 73.8 | 0.013 | 6.09 | 119 | 0.02 | 9.09 | 73.8 | 0.013 | 6.09 | DEER:Res:ClothesDishWasher | Annual | 1719 |  | Appl-CW-Top-ElecDHW-GasDry-Tier1DEER2017 | Appl-CW-Top-ElecDHW-GasDry-Tier1AnyDMoMH15CZ06DEER2017 | 5078
Appl-CW-Top-ElecDHW-GasDry-Tier1 | DEER2017 | D17 v3 |  | Any | DMo | MH15 | CZ07 | rDXGF | Household | 1 | 1242 | None | 122 | 0.02 | 10.1 | 77.1 | 0.013 | 6.82 | 122 | 0.02 | 10.1 | 77.1 | 0.013 | 6.82 | DEER:Res:ClothesDishWasher | Annual | 1719 |  | Appl-CW-Top-ElecDHW-GasDry-Tier1DEER2017 | Appl-CW-Top-ElecDHW-GasDry-Tier1AnyDMoMH15CZ07DEER2017 | 5079
Appl-CW-Top-ElecDHW-GasDry-Tier1 | DEER2017 | D17 v3 |  | Any | DMo | MH15 | CZ08 | rDXGF | Household | 1 | 1242 | None | 122 | 0.021 | 9.77 | 76.8 | 0.013 | 6.56 | 122 | 0.021 | 9.77 | 76.8 | 0.013 | 6.56 | DEER:Res:ClothesDishWasher | Annual | 1719 |  | Appl-CW-Top-ElecDHW-GasDry-Tier1DEER2017 | Appl-CW-Top-ElecDHW-GasDry-Tier1AnyDMoMH15CZ08DEER2017 | 5080
Appl-CW-Top-ElecDHW-GasDry-Tier1 | DEER2017 | D17 v3 |  | Any | DMo | MH15 | CZ09 | rDXGF | Household | 1 | 1242 | None | 119 | 0.021 | 9.46 | 74.7 | 0.013 | 6.35 | 119 | 0.021 | 9.46 | 74.7 | 0.013 | 6.35 | DEER:Res:ClothesDishWasher | Annual | 1719 |  | Appl-CW-Top-ElecDHW-GasDry-Tier1DEER2017 | Appl-CW-Top-ElecDHW-GasDry-Tier1AnyDMoMH15CZ09DEER2017 | 5081
Appl-CW-Top-ElecDHW-GasDry-Tier1 | DEER2017 | D17 v3 |  | Any | DMo | MH15 | CZ10 | rDXGF | Household | 1 | 1242 | None | 121 | 0.02 | 9.28 | 75.6 | 0.013 | 6.24 | 121 | 0.02 | 9.28 | 75.6 | 0.013 | 6.24 | DEER:Res:ClothesDishWasher | Annual | 1719 |  | Appl-CW-Top-ElecDHW-GasDry-Tier1DEER2017 | Appl-CW-Top-ElecDHW-GasDry-Tier1AnyDMoMH15CZ10DEER2017 | 5082
Appl-CW-Top-ElecDHW-GasDry-Tier1 | DEER2017 | D17 v3 |  | Any | DMo | MH15 | CZ11 | rDXGF | Household | 1 | 1242 | None | 118 | 0.02 | 8.92 | 74.2 | 0.013 | 5.97 | 118 | 0.02 | 8.92 | 74.2 | 0.013 | 5.97 | DEER:Res:ClothesDishWasher | Annual | 1719 |  | Appl-CW-Top-ElecDHW-GasDry-Tier1DEER2017 | Appl-CW-Top-ElecDHW-GasDry-Tier1AnyDMoMH15CZ11DEER2017 | 5083
Appl-CW-Top-ElecDHW-GasDry-Tier1 | DEER2017 | D17 v3 |  | Any | DMo | MH15 | CZ12 | rDXGF | Household | 1 | 1242 | None | 119 | 0.023 | 8.78 | 74.4 | 0.015 | 5.9 | 119 | 0.023 | 8.78 | 74.4 | 0.015 | 5.9 | DEER:Res:ClothesDishWasher | Annual | 1719 |  | Appl-CW-Top-ElecDHW-GasDry-Tier1DEER2017 | Appl-CW-Top-ElecDHW-GasDry-Tier1AnyDMoMH15CZ12DEER2017 | 5084
Appl-CW-Top-ElecDHW-GasDry-Tier1 | DEER2017 | D17 v3 |  | Any | DMo | MH15 | CZ13 | rDXGF | Household | 1 | 1242 | None | 121 | 0.021 | 9.09 | 76.6 | 0.014 | 6.1 | 121 | 0.021 | 9.09 | 76.6 | 0.014 | 6.1 | DEER:Res:ClothesDishWasher | Annual | 1719 |  | Appl-CW-Top-ElecDHW-GasDry-Tier1DEER2017 | Appl-CW-Top-ElecDHW-GasDry-Tier1AnyDMoMH15CZ13DEER2017 | 5085
Appl-CW-Top-ElecDHW-GasDry-Tier1 | DEER2017 | D17 v3 |  | Any | DMo | MH15 | CZ14 | rDXGF | Household | 1 | 1242 | None | 121 | 0.02 | 8.78 | 76 | 0.013 | 5.89 | 121 | 0.02 | 8.78 | 76 | 0.013 | 5.89 | DEER:Res:ClothesDishWasher | Annual | 1719 |  | Appl-CW-Top-ElecDHW-GasDry-Tier1DEER2017 | Appl-CW-Top-ElecDHW-GasDry-Tier1AnyDMoMH15CZ14DEER2017 | 5086
Appl-CW-Top-ElecDHW-GasDry-Tier1 | DEER2017 | D17 v3 |  | Any | DMo | MH15 | CZ15 | rDXGF | Household | 1 | 1242 | None | 118 | 0.019 | 10.2 | 75.2 | 0.012 | 6.85 | 118 | 0.019 | 10.2 | 75.2 | 0.012 | 6.85 | DEER:Res:ClothesDishWasher | Annual | 1719 |  | Appl-CW-Top-ElecDHW-GasDry-Tier1DEER2017 | Appl-CW-Top-ElecDHW-GasDry-Tier1AnyDMoMH15CZ15DEER2017 | 5087
Appl-CW-Top-ElecDHW-GasDry-Tier1 | DEER2017 | D17 v3 |  | Any | DMo | MH15 | CZ16 | rDXGF | Household | 1 | 1242 | None | 119 | 0.022 | 8.68 | 74.2 | 0.013 | 5.84 | 119 | 0.022 | 8.68 | 74.2 | 0.013 | 5.84 | DEER:Res:ClothesDishWasher | Annual | 1719 |  | Appl-CW-Top-ElecDHW-GasDry-Tier1DEER2017 | Appl-CW-Top-ElecDHW-GasDry-Tier1AnyDMoMH15CZ16DEER2017 | 5088
Appl-CW-Top-ElecDHW-GasDry-Tier1 | DEER2017 | D17 v3 |  | Any | DMo | MH72 | CZ01 | rDXGF | Household | 1 | 1196 | None | 112 | 0.016 | 8.46 | 69.2 | 0.01 | 5.69 | 112 | 0.016 | 8.46 | 69.2 | 0.01 | 5.69 | DEER:Res:ClothesDishWasher | Annual | 1719 |  | Appl-CW-Top-ElecDHW-GasDry-Tier1DEER2017 | Appl-CW-Top-ElecDHW-GasDry-Tier1AnyDMoMH72CZ01DEER2017 | 5089
Appl-CW-Top-ElecDHW-GasDry-Tier1 | DEER2017 | D17 v3 |  | Any | DMo | MH72 | CZ02 | rDXGF | Household | 1 | 1196 | None | 120 | 0.032 | 8.66 | 74.7 | 0.021 | 5.81 | 120 | 0.032 | 8.66 | 74.7 | 0.021 | 5.81 | DEER:Res:ClothesDishWasher | Annual | 1719 |  | Appl-CW-Top-ElecDHW-GasDry-Tier1DEER2017 | Appl-CW-Top-ElecDHW-GasDry-Tier1AnyDMoMH72CZ02DEER2017 | 5090
Appl-CW-Top-ElecDHW-GasDry-Tier1 | DEER2017 | D17 v3 |  | Any | DMo | MH72 | CZ03 | rDXGF | Household | 1 | 1196 | None | 117 | 0.03 | 8.73 | 73.3 | 0.019 | 5.85 | 117 | 0.03 | 8.73 | 73.3 | 0.019 | 5.85 | DEER:Res:ClothesDishWasher | Annual | 1719 |  | Appl-CW-Top-ElecDHW-GasDry-Tier1DEER2017 | Appl-CW-Top-ElecDHW-GasDry-Tier1AnyDMoMH72CZ03DEER2017 | 5091
Appl-CW-Top-ElecDHW-GasDry-Tier1 | DEER2017 | D17 v3 |  | Any | DMo | MH72 | CZ04 | rDXGF | Household | 1 | 1196 | None | 121 | 0.026 | 9.06 | 75.3 | 0.018 | 6.06 | 121 | 0.026 | 9.06 | 75.3 | 0.018 | 6.06 | DEER:Res:ClothesDishWasher | Annual | 1719 |  | Appl-CW-Top-ElecDHW-GasDry-Tier1DEER2017 | Appl-CW-Top-ElecDHW-GasDry-Tier1AnyDMoMH72CZ04DEER2017 | 5092
Appl-CW-Top-ElecDHW-GasDry-Tier1 | DEER2017 | D17 v3 |  | Any | DMo | MH72 | CZ05 | rDXGF | Household | 1 | 1196 | None | 115 | 0.033 | 8.22 | 69.7 | 0.017 | 5.47 | 115 | 0.033 | 8.22 | 69.7 | 0.017 | 5.47 | DEER:Res:ClothesDishWasher | Annual | 1719 |  | Appl-CW-Top-ElecDHW-GasDry-Tier1DEER2017 | Appl-CW-Top-ElecDHW-GasDry-Tier1AnyDMoMH72CZ05DEER2017 | 5093
Appl-CW-Top-ElecDHW-GasDry-Tier1 | DEER2017 | D17 v3 |  | Any | DMo | MH72 | CZ06 | rDXGF | Household | 1 | 1196 | None | 121 | 0.022 | 9.59 | 75.8 | 0.014 | 6.44 | 121 | 0.022 | 9.59 | 75.8 | 0.014 | 6.44 | DEER:Res:ClothesDishWasher | Annual | 1719 |  | Appl-CW-Top-ElecDHW-GasDry-Tier1DEER2017 | Appl-CW-Top-ElecDHW-GasDry-Tier1AnyDMoMH72CZ06DEER2017 | 5094
Appl-CW-Top-ElecDHW-GasDry-Tier1 | DEER2017 | D17 v3 |  | Any | DMo | MH72 | CZ07 | rDXGF | Household | 1 | 1196 | None | 122 | 0.021 | 9.62 | 75.7 | 0.015 | 6.42 | 122 | 0.021 | 9.62 | 75.7 | 0.015 | 6.42 | DEER:Res:ClothesDishWasher | Annual | 1719 |  | Appl-CW-Top-ElecDHW-GasDry-Tier1DEER2017 | Appl-CW-Top-ElecDHW-GasDry-Tier1AnyDMoMH72CZ07DEER2017 | 5095
Appl-CW-Top-ElecDHW-GasDry-Tier1 | DEER2017 | D17 v3 |  | Any | DMo | MH72 | CZ08 | rDXGF | Household | 1 | 1196 | None | 124 | 0.024 | 9.66 | 77.9 | 0.015 | 6.49 | 124 | 0.024 | 9.66 | 77.9 | 0.015 | 6.49 | DEER:Res:ClothesDishWasher | Annual | 1719 |  | Appl-CW-Top-ElecDHW-GasDry-Tier1DEER2017 | Appl-CW-Top-ElecDHW-GasDry-Tier1AnyDMoMH72CZ08DEER2017 | 5096
Appl-CW-Top-ElecDHW-GasDry-Tier1 | DEER2017 | D17 v3 |  | Any | DMo | MH72 | CZ09 | rDXGF | Household | 1 | 1196 | None | 126 | 0.023 | 9.53 | 79.7 | 0.015 | 6.41 | 126 | 0.023 | 9.53 | 79.7 | 0.015 | 6.41 | DEER:Res:ClothesDishWasher | Annual | 1719 |  | Appl-CW-Top-ElecDHW-GasDry-Tier1DEER2017 | Appl-CW-Top-ElecDHW-GasDry-Tier1AnyDMoMH72CZ09DEER2017 | 5097
Appl-CW-Top-ElecDHW-GasDry-Tier1 | DEER2017 | D17 v3 |  | Any | DMo | MH72 | CZ10 | rDXGF | Household | 1 | 1196 | None | 123 | 0.025 | 9.55 | 77.4 | 0.016 | 6.42 | 123 | 0.025 | 9.55 | 77.4 | 0.016 | 6.42 | DEER:Res:ClothesDishWasher | Annual | 1719 |  | Appl-CW-Top-ElecDHW-GasDry-Tier1DEER2017 | Appl-CW-Top-ElecDHW-GasDry-Tier1AnyDMoMH72CZ10DEER2017 | 5098
Appl-CW-Top-ElecDHW-GasDry-Tier1 | DEER2017 | D17 v3 |  | Any | DMo | MH72 | CZ11 | rDXGF | Household | 1 | 1196 | None | 122 | 0.025 | 9.16 | 76.8 | 0.016 | 6.16 | 122 | 0.025 | 9.16 | 76.8 | 0.016 | 6.16 | DEER:Res:ClothesDishWasher | Annual | 1719 |  | Appl-CW-Top-ElecDHW-GasDry-Tier1DEER2017 | Appl-CW-Top-ElecDHW-GasDry-Tier1AnyDMoMH72CZ11DEER2017 | 5099
Appl-CW-Top-ElecDHW-GasDry-Tier1 | DEER2017 | D17 v3 |  | Any | DMo | MH72 | CZ12 | rDXGF | Household | 1 | 1196 | None | 122 | 0.029 | 8.88 | 76.2 | 0.019 | 5.95 | 122 | 0.029 | 8.88 | 76.2 | 0.019 | 5.95 | DEER:Res:ClothesDishWasher | Annual | 1719 |  | Appl-CW-Top-ElecDHW-GasDry-Tier1DEER2017 | Appl-CW-Top-ElecDHW-GasDry-Tier1AnyDMoMH72CZ12DEER2017 | 5100
Appl-CW-Top-ElecDHW-GasDry-Tier1 | DEER2017 | D17 v3 |  | Any | DMo | MH72 | CZ13 | rDXGF | Household | 1 | 1196 | None | 123 | 0.025 | 9.01 | 77.5 | 0.016 | 6.05 | 123 | 0.025 | 9.01 | 77.5 | 0.016 | 6.05 | DEER:Res:ClothesDishWasher | Annual | 1719 |  | Appl-CW-Top-ElecDHW-GasDry-Tier1DEER2017 | Appl-CW-Top-ElecDHW-GasDry-Tier1AnyDMoMH72CZ13DEER2017 | 5101
Appl-CW-Top-ElecDHW-GasDry-Tier1 | DEER2017 | D17 v3 |  | Any | DMo | MH72 | CZ14 | rDXGF | Household | 1 | 1196 | None | 125 | 0.023 | 9.21 | 78.5 | 0.015 | 6.18 | 125 | 0.023 | 9.21 | 78.5 | 0.015 | 6.18 | DEER:Res:ClothesDishWasher | Annual | 1719 |  | Appl-CW-Top-ElecDHW-GasDry-Tier1DEER2017 | Appl-CW-Top-ElecDHW-GasDry-Tier1AnyDMoMH72CZ14DEER2017 | 5102
Appl-CW-Top-ElecDHW-GasDry-Tier1 | DEER2017 | D17 v3 |  | Any | DMo | MH72 | CZ15 | rDXGF | Household | 1 | 1196 | None | 121 | 0.022 | 10.3 | 77.3 | 0.014 | 6.92 | 121 | 0.022 | 10.3 | 77.3 | 0.014 | 6.92 | DEER:Res:ClothesDishWasher | Annual | 1719 |  | Appl-CW-Top-ElecDHW-GasDry-Tier1DEER2017 | Appl-CW-Top-ElecDHW-GasDry-Tier1AnyDMoMH72CZ15DEER2017 | 5103
Appl-CW-Top-ElecDHW-GasDry-Tier1 | DEER2017 | D17 v3 |  | Any | DMo | MH72 | CZ16 | rDXGF | Household | 1 | 1196 | None | 125 | 0.024 | 8.43 | 78.5 | 0.015 | 5.64 | 125 | 0.024 | 8.43 | 78.5 | 0.015 | 5.64 | DEER:Res:ClothesDishWasher | Annual | 1719 |  | Appl-CW-Top-ElecDHW-GasDry-Tier1DEER2017 | Appl-CW-Top-ElecDHW-GasDry-Tier1AnyDMoMH72CZ16DEER2017 | 5104
Appl-CW-Top-ElecDHW-GasDry-Tier1 | DEER2017 | D17 v3 |  | Any | DMo | MH85 | CZ01 | rDXGF | Household | 1 | 1242 | None | 111 | 0.015 | 7.5 | 68.7 | 0.01 | 5.02 | 111 | 0.015 | 7.5 | 68.7 | 0.01 | 5.02 | DEER:Res:ClothesDishWasher | Annual | 1719 |  | Appl-CW-Top-ElecDHW-GasDry-Tier1DEER2017 | Appl-CW-Top-ElecDHW-GasDry-Tier1AnyDMoMH85CZ01DEER2017 | 5105
Appl-CW-Top-ElecDHW-GasDry-Tier1 | DEER2017 | D17 v3 |  | Any | DMo | MH85 | CZ02 | rDXGF | Household | 1 | 1242 | None | 116 | 0.036 | 7.97 | 71.2 | 0.023 | 5.37 | 116 | 0.036 | 7.97 | 71.2 | 0.023 | 5.37 | DEER:Res:ClothesDishWasher | Annual | 1719 |  | Appl-CW-Top-ElecDHW-GasDry-Tier1DEER2017 | Appl-CW-Top-ElecDHW-GasDry-Tier1AnyDMoMH85CZ02DEER2017 | 5106
Appl-CW-Top-ElecDHW-GasDry-Tier1 | DEER2017 | D17 v3 |  | Any | DMo | MH85 | CZ03 | rDXGF | Household | 1 | 1242 | None | 116 | 0.028 | 7.96 | 73 | 0.018 | 5.34 | 116 | 0.028 | 7.96 | 73 | 0.018 | 5.34 | DEER:Res:ClothesDishWasher | Annual | 1719 |  | Appl-CW-Top-ElecDHW-GasDry-Tier1DEER2017 | Appl-CW-Top-ElecDHW-GasDry-Tier1AnyDMoMH85CZ03DEER2017 | 5107
Appl-CW-Top-ElecDHW-GasDry-Tier1 | DEER2017 | D17 v3 |  | Any | DMo | MH85 | CZ04 | rDXGF | Household | 1 | 1242 | None | 122 | 0.029 | 8.58 | 77.3 | 0.02 | 5.76 | 122 | 0.029 | 8.58 | 77.3 | 0.02 | 5.76 | DEER:Res:ClothesDishWasher | Annual | 1719 |  | Appl-CW-Top-ElecDHW-GasDry-Tier1DEER2017 | Appl-CW-Top-ElecDHW-GasDry-Tier1AnyDMoMH85CZ04DEER2017 | 5108
Appl-CW-Top-ElecDHW-GasDry-Tier1 | DEER2017 | D17 v3 |  | Any | DMo | MH85 | CZ05 | rDXGF | Household | 1 | 1242 | None | 113 | 0.032 | 7.75 | 69.8 | 0.021 | 5.2 | 113 | 0.032 | 7.75 | 69.8 | 0.021 | 5.2 | DEER:Res:ClothesDishWasher | Annual | 1719 |  | Appl-CW-Top-ElecDHW-GasDry-Tier1DEER2017 | Appl-CW-Top-ElecDHW-GasDry-Tier1AnyDMoMH85CZ05DEER2017 | 5109
Appl-CW-Top-ElecDHW-GasDry-Tier1 | DEER2017 | D17 v3 |  | Any | DMo | MH85 | CZ06 | rDXGF | Household | 1 | 1242 | None | 119 | 0.021 | 9.11 | 74.9 | 0.013 | 6.11 | 119 | 0.021 | 9.11 | 74.9 | 0.013 | 6.11 | DEER:Res:ClothesDishWasher | Annual | 1719 |  | Appl-CW-Top-ElecDHW-GasDry-Tier1DEER2017 | Appl-CW-Top-ElecDHW-GasDry-Tier1AnyDMoMH85CZ06DEER2017 | 5110
Appl-CW-Top-ElecDHW-GasDry-Tier1 | DEER2017 | D17 v3 |  | Any | DMo | MH85 | CZ07 | rDXGF | Household | 1 | 1242 | None | 122 | 0.024 | 9.35 | 76.8 | 0.015 | 6.26 | 122 | 0.024 | 9.35 | 76.8 | 0.015 | 6.26 | DEER:Res:ClothesDishWasher | Annual | 1719 |  | Appl-CW-Top-ElecDHW-GasDry-Tier1DEER2017 | Appl-CW-Top-ElecDHW-GasDry-Tier1AnyDMoMH85CZ07DEER2017 | 5111
Appl-CW-Top-ElecDHW-GasDry-Tier1 | DEER2017 | D17 v3 |  | Any | DMo | MH85 | CZ08 | rDXGF | Household | 1 | 1242 | None | 122 | 0.022 | 9.3 | 76.5 | 0.014 | 6.24 | 122 | 0.022 | 9.3 | 76.5 | 0.014 | 6.24 | DEER:Res:ClothesDishWasher | Annual | 1719 |  | Appl-CW-Top-ElecDHW-GasDry-Tier1DEER2017 | Appl-CW-Top-ElecDHW-GasDry-Tier1AnyDMoMH85CZ08DEER2017 | 5112
Appl-CW-Top-ElecDHW-GasDry-Tier1 | DEER2017 | D17 v3 |  | Any | DMo | MH85 | CZ09 | rDXGF | Household | 1 | 1242 | None | 120 | 0.023 | 9.16 | 76.9 | 0.015 | 6.14 | 120 | 0.023 | 9.16 | 76.9 | 0.015 | 6.14 | DEER:Res:ClothesDishWasher | Annual | 1719 |  | Appl-CW-Top-ElecDHW-GasDry-Tier1DEER2017 | Appl-CW-Top-ElecDHW-GasDry-Tier1AnyDMoMH85CZ09DEER2017 | 5113
Appl-CW-Top-ElecDHW-GasDry-Tier1 | DEER2017 | D17 v3 |  | Any | DMo | MH85 | CZ10 | rDXGF | Household | 1 | 1242 | None | 123 | 0.024 | 9.25 | 77.5 | 0.015 | 6.19 | 123 | 0.024 | 9.25 | 77.5 | 0.015 | 6.19 | DEER:Res:ClothesDishWasher | Annual | 1719 |  | Appl-CW-Top-ElecDHW-GasDry-Tier1DEER2017 | Appl-CW-Top-ElecDHW-GasDry-Tier1AnyDMoMH85CZ10DEER2017 | 5114
Appl-CW-Top-ElecDHW-GasDry-Tier1 | DEER2017 | D17 v3 |  | Any | DMo | MH85 | CZ11 | rDXGF | Household | 1 | 1242 | None | 122 | 0.024 | 8.59 | 76.7 | 0.016 | 5.78 | 122 | 0.024 | 8.59 | 76.7 | 0.016 | 5.78 | DEER:Res:ClothesDishWasher | Annual | 1719 |  | Appl-CW-Top-ElecDHW-GasDry-Tier1DEER2017 | Appl-CW-Top-ElecDHW-GasDry-Tier1AnyDMoMH85CZ11DEER2017 | 5115
Appl-CW-Top-ElecDHW-GasDry-Tier1 | DEER2017 | D17 v3 |  | Any | DMo | MH85 | CZ12 | rDXGF | Household | 1 | 1242 | None | 120 | 0.026 | 8.34 | 75.6 | 0.019 | 5.61 | 120 | 0.026 | 8.34 | 75.6 | 0.019 | 5.61 | DEER:Res:ClothesDishWasher | Annual | 1719 |  | Appl-CW-Top-ElecDHW-GasDry-Tier1DEER2017 | Appl-CW-Top-ElecDHW-GasDry-Tier1AnyDMoMH85CZ12DEER2017 | 5116
Appl-CW-Top-ElecDHW-GasDry-Tier1 | DEER2017 | D17 v3 |  | Any | DMo | MH85 | CZ13 | rDXGF | Household | 1 | 1242 | None | 123 | 0.024 | 8.64 | 77.6 | 0.015 | 5.81 | 123 | 0.024 | 8.64 | 77.6 | 0.015 | 5.81 | DEER:Res:ClothesDishWasher | Annual | 1719 |  | Appl-CW-Top-ElecDHW-GasDry-Tier1DEER2017 | Appl-CW-Top-ElecDHW-GasDry-Tier1AnyDMoMH85CZ13DEER2017 | 5117
Appl-CW-Top-ElecDHW-GasDry-Tier1 | DEER2017 | D17 v3 |  | Any | DMo | MH85 | CZ14 | rDXGF | Household | 1 | 1242 | None | 126 | 0.023 | 8.6 | 80.1 | 0.015 | 5.76 | 126 | 0.023 | 8.6 | 80.1 | 0.015 | 5.76 | DEER:Res:ClothesDishWasher | Annual | 1719 |  | Appl-CW-Top-ElecDHW-GasDry-Tier1DEER2017 | Appl-CW-Top-ElecDHW-GasDry-Tier1AnyDMoMH85CZ14DEER2017 | 5118
Appl-CW-Top-ElecDHW-GasDry-Tier1 | DEER2017 | D17 v3 |  | Any | DMo | MH85 | CZ15 | rDXGF | Household | 1 | 1242 | None | 118 | 0.021 | 10.1 | 73.8 | 0.014 | 6.78 | 118 | 0.021 | 10.1 | 73.8 | 0.014 | 6.78 | DEER:Res:ClothesDishWasher | Annual | 1719 |  | Appl-CW-Top-ElecDHW-GasDry-Tier1DEER2017 | Appl-CW-Top-ElecDHW-GasDry-Tier1AnyDMoMH85CZ15DEER2017 | 5119
Appl-CW-Top-ElecDHW-GasDry-Tier1 | DEER2017 | D17 v3 |  | Any | DMo | MH85 | CZ16 | rDXGF | Household | 1 | 1242 | None | 122 | 0.024 | 7.88 | 76.3 | 0.015 | 5.28 | 122 | 0.024 | 7.88 | 76.3 | 0.015 | 5.28 | DEER:Res:ClothesDishWasher | Annual | 1719 |  | Appl-CW-Top-ElecDHW-GasDry-Tier1DEER2017 | Appl-CW-Top-ElecDHW-GasDry-Tier1AnyDMoMH85CZ16DEER2017 | 5120
Appl-CW-Top-ElecDHW-GasDry-Tier1 | DEER2017 | D17 v3 |  | Any | MFm | 1975 | CZ01 | rDXGF | Household | 1 | 1070.2 | None | 112 | 0.015 | 8.21 | 69.2 | 0.009 | 5.53 | 112 | 0.015 | 8.21 | 69.2 | 0.009 | 5.53 | DEER:Res:ClothesDishWasher | Annual | 1719 |  | Appl-CW-Top-ElecDHW-GasDry-Tier1DEER2017 | Appl-CW-Top-ElecDHW-GasDry-Tier1AnyMFm1975CZ01DEER2017 | 5121
Appl-CW-Top-ElecDHW-GasDry-Tier1 | DEER2017 | D17 v3 |  | Any | MFm | 1975 | CZ02 | rDXGF | Household | 1 | 1070.2 | None | 114 | 0.025 | 9.21 | 70.6 | 0.016 | 6.18 | 114 | 0.025 | 9.21 | 70.6 | 0.016 | 6.18 | DEER:Res:ClothesDishWasher | Annual | 1719 |  | Appl-CW-Top-ElecDHW-GasDry-Tier1DEER2017 | Appl-CW-Top-ElecDHW-GasDry-Tier1AnyMFm1975CZ02DEER2017 | 5122
Appl-CW-Top-ElecDHW-GasDry-Tier1 | DEER2017 | D17 v3 |  | Any | MFm | 1975 | CZ03 | rDXGF | Household | 1 | 1070.2 | None | 111 | 0.018 | 9.28 | 69.1 | 0.012 | 6.27 | 111 | 0.018 | 9.28 | 69.1 | 0.012 | 6.27 | DEER:Res:ClothesDishWasher | Annual | 1719 |  | Appl-CW-Top-ElecDHW-GasDry-Tier1DEER2017 | Appl-CW-Top-ElecDHW-GasDry-Tier1AnyMFm1975CZ03DEER2017 | 5123
Appl-CW-Top-ElecDHW-GasDry-Tier1 | DEER2017 | D17 v3 |  | Any | MFm | 1975 | CZ04 | rDXGF | Household | 1 | 1070.2 | None | 113 | 0.023 | 9.47 | 70.1 | 0.014 | 6.36 | 113 | 0.023 | 9.47 | 70.1 | 0.014 | 6.36 | DEER:Res:ClothesDishWasher | Annual | 1719 |  | Appl-CW-Top-ElecDHW-GasDry-Tier1DEER2017 | Appl-CW-Top-ElecDHW-GasDry-Tier1AnyMFm1975CZ04DEER2017 | 5124
Appl-CW-Top-ElecDHW-GasDry-Tier1 | DEER2017 | D17 v3 |  | Any | MFm | 1975 | CZ05 | rDXGF | Household | 1 | 1070.2 | None | 110 | 0.015 | 8.58 | 68 | 0.009 | 5.76 | 110 | 0.015 | 8.58 | 68 | 0.009 | 5.76 | DEER:Res:ClothesDishWasher | Annual | 1719 |  | Appl-CW-Top-ElecDHW-GasDry-Tier1DEER2017 | Appl-CW-Top-ElecDHW-GasDry-Tier1AnyMFm1975CZ05DEER2017 | 5125
Appl-CW-Top-ElecDHW-GasDry-Tier1 | DEER2017 | D17 v3 |  | Any | MFm | 1975 | CZ06 | rDXGF | Household | 1 | 1047.7 | None | 115 | 0.023 | 9.7 | 71.4 | 0.014 | 6.51 | 115 | 0.023 | 9.7 | 71.4 | 0.014 | 6.51 | DEER:Res:ClothesDishWasher | Annual | 1719 |  | Appl-CW-Top-ElecDHW-GasDry-Tier1DEER2017 | Appl-CW-Top-ElecDHW-GasDry-Tier1AnyMFm1975CZ06DEER2017 | 5126
Appl-CW-Top-ElecDHW-GasDry-Tier1 | DEER2017 | D17 v3 |  | Any | MFm | 1975 | CZ07 | rDXGF | Household | 1 | 1047.7 | None | 112 | 0.02 | 10.1 | 69 | 0.012 | 6.73 | 112 | 0.02 | 10.1 | 69 | 0.012 | 6.73 | DEER:Res:ClothesDishWasher | Annual | 1719 |  | Appl-CW-Top-ElecDHW-GasDry-Tier1DEER2017 | Appl-CW-Top-ElecDHW-GasDry-Tier1AnyMFm1975CZ07DEER2017 | 5127
Appl-CW-Top-ElecDHW-GasDry-Tier1 | DEER2017 | D17 v3 |  | Any | MFm | 1975 | CZ08 | rDXGF | Household | 1 | 1047.7 | None | 114 | 0.023 | 10 | 71.5 | 0.015 | 6.73 | 114 | 0.023 | 10 | 71.5 | 0.015 | 6.73 | DEER:Res:ClothesDishWasher | Annual | 1719 |  | Appl-CW-Top-ElecDHW-GasDry-Tier1DEER2017 | Appl-CW-Top-ElecDHW-GasDry-Tier1AnyMFm1975CZ08DEER2017 | 5128
Appl-CW-Top-ElecDHW-GasDry-Tier1 | DEER2017 | D17 v3 |  | Any | MFm | 1975 | CZ09 | rDXGF | Household | 1 | 1216.8 | None | 117 | 0.021 | 9.77 | 73.1 | 0.013 | 6.55 | 117 | 0.021 | 9.77 | 73.1 | 0.013 | 6.55 | DEER:Res:ClothesDishWasher | Annual | 1719 |  | Appl-CW-Top-ElecDHW-GasDry-Tier1DEER2017 | Appl-CW-Top-ElecDHW-GasDry-Tier1AnyMFm1975CZ09DEER2017 | 5129
Appl-CW-Top-ElecDHW-GasDry-Tier1 | DEER2017 | D17 v3 |  | Any | MFm | 1975 | CZ10 | rDXGF | Household | 1 | 1216.8 | None | 114 | 0.026 | 9.6 | 71.2 | 0.016 | 6.43 | 114 | 0.026 | 9.6 | 71.2 | 0.016 | 6.43 | DEER:Res:ClothesDishWasher | Annual | 1719 |  | Appl-CW-Top-ElecDHW-GasDry-Tier1DEER2017 | Appl-CW-Top-ElecDHW-GasDry-Tier1AnyMFm1975CZ10DEER2017 | 5130
Appl-CW-Top-ElecDHW-GasDry-Tier1 | DEER2017 | D17 v3 |  | Any | MFm | 1975 | CZ11 | rDXGF | Household | 1 | 1098.9 | None | 114 | 0.022 | 9.31 | 71.4 | 0.014 | 6.24 | 114 | 0.022 | 9.31 | 71.4 | 0.014 | 6.24 | DEER:Res:ClothesDishWasher | Annual | 1719 |  | Appl-CW-Top-ElecDHW-GasDry-Tier1DEER2017 | Appl-CW-Top-ElecDHW-GasDry-Tier1AnyMFm1975CZ11DEER2017 | 5131
Appl-CW-Top-ElecDHW-GasDry-Tier1 | DEER2017 | D17 v3 |  | Any | MFm | 1975 | CZ12 | rDXGF | Household | 1 | 1098.9 | None | 114 | 0.023 | 9.21 | 70.9 | 0.015 | 6.18 | 114 | 0.023 | 9.21 | 70.9 | 0.015 | 6.18 | DEER:Res:ClothesDishWasher | Annual | 1719 |  | Appl-CW-Top-ElecDHW-GasDry-Tier1DEER2017 | Appl-CW-Top-ElecDHW-GasDry-Tier1AnyMFm1975CZ12DEER2017 | 5132
Appl-CW-Top-ElecDHW-GasDry-Tier1 | DEER2017 | D17 v3 |  | Any | MFm | 1975 | CZ13 | rDXGF | Household | 1 | 1098.9 | None | 116 | 0.024 | 9.44 | 72.8 | 0.015 | 6.34 | 116 | 0.024 | 9.44 | 72.8 | 0.015 | 6.34 | DEER:Res:ClothesDishWasher | Annual | 1719 |  | Appl-CW-Top-ElecDHW-GasDry-Tier1DEER2017 | Appl-CW-Top-ElecDHW-GasDry-Tier1AnyMFm1975CZ13DEER2017 | 5133
Appl-CW-Top-ElecDHW-GasDry-Tier1 | DEER2017 | D17 v3 |  | Any | MFm | 1975 | CZ14 | rDXGF | Household | 1 | 1409.4 | None | 117 | 0.017 | 9.3 | 73.1 | 0.01 | 6.22 | 117 | 0.017 | 9.3 | 73.1 | 0.01 | 6.22 | DEER:Res:ClothesDishWasher | Annual | 1719 |  | Appl-CW-Top-ElecDHW-GasDry-Tier1DEER2017 | Appl-CW-Top-ElecDHW-GasDry-Tier1AnyMFm1975CZ14DEER2017 | 5134
Appl-CW-Top-ElecDHW-GasDry-Tier1 | DEER2017 | D17 v3 |  | Any | MFm | 1975 | CZ15 | rDXGF | Household | 1 | 1409.4 | None | 115 | 0.019 | 10.4 | 73.1 | 0.012 | 6.96 | 115 | 0.019 | 10.4 | 73.1 | 0.012 | 6.96 | DEER:Res:ClothesDishWasher | Annual | 1719 |  | Appl-CW-Top-ElecDHW-GasDry-Tier1DEER2017 | Appl-CW-Top-ElecDHW-GasDry-Tier1AnyMFm1975CZ15DEER2017 | 5135
Appl-CW-Top-ElecDHW-GasDry-Tier1 | DEER2017 | D17 v3 |  | Any | MFm | 1975 | CZ16 | rDXGF | Household | 1 | 1070.2 | None | 120 | 0.021 | 9.13 | 74.8 | 0.013 | 6.12 | 120 | 0.021 | 9.13 | 74.8 | 0.013 | 6.12 | DEER:Res:ClothesDishWasher | Annual | 1719 |  | Appl-CW-Top-ElecDHW-GasDry-Tier1DEER2017 | Appl-CW-Top-ElecDHW-GasDry-Tier1AnyMFm1975CZ16DEER2017 | 5136
Appl-CW-Top-ElecDHW-GasDry-Tier1 | DEER2017 | D17 v3 |  | Any | MFm | 1985 | CZ01 | rDXGF | Household | 1 | 1152 | None | 112 | 0.016 | 7.82 | 69.1 | 0.01 | 5.25 | 112 | 0.016 | 7.82 | 69.1 | 0.01 | 5.25 | DEER:Res:ClothesDishWasher | Annual | 1719 |  | Appl-CW-Top-ElecDHW-GasDry-Tier1DEER2017 | Appl-CW-Top-ElecDHW-GasDry-Tier1AnyMFm1985CZ01DEER2017 | 5137
Appl-CW-Top-ElecDHW-GasDry-Tier1 | DEER2017 | D17 v3 |  | Any | MFm | 1985 | CZ02 | rDXGF | Household | 1 | 1152 | None | 112 | 0.018 | 8.71 | 68.9 | 0.009 | 5.69 | 112 | 0.018 | 8.71 | 68.9 | 0.009 | 5.69 | DEER:Res:ClothesDishWasher | Annual | 1719 |  | Appl-CW-Top-ElecDHW-GasDry-Tier1DEER2017 | Appl-CW-Top-ElecDHW-GasDry-Tier1AnyMFm1985CZ02DEER2017 | 5138
Appl-CW-Top-ElecDHW-GasDry-Tier1 | DEER2017 | D17 v3 |  | Any | MFm | 1985 | CZ03 | rDXGF | Household | 1 | 1152 | None | 110 | 0.019 | 9.06 | 68.4 | 0.012 | 6.06 | 110 | 0.019 | 9.06 | 68.4 | 0.012 | 6.06 | DEER:Res:ClothesDishWasher | Annual | 1719 |  | Appl-CW-Top-ElecDHW-GasDry-Tier1DEER2017 | Appl-CW-Top-ElecDHW-GasDry-Tier1AnyMFm1985CZ03DEER2017 | 5139
Appl-CW-Top-ElecDHW-GasDry-Tier1 | DEER2017 | D17 v3 |  | Any | MFm | 1985 | CZ04 | rDXGF | Household | 1 | 1152 | None | 111 | 0.022 | 9.57 | 69.1 | 0.014 | 6.42 | 111 | 0.022 | 9.57 | 69.1 | 0.014 | 6.42 | DEER:Res:ClothesDishWasher | Annual | 1719 |  | Appl-CW-Top-ElecDHW-GasDry-Tier1DEER2017 | Appl-CW-Top-ElecDHW-GasDry-Tier1AnyMFm1985CZ04DEER2017 | 5140
Appl-CW-Top-ElecDHW-GasDry-Tier1 | DEER2017 | D17 v3 |  | Any | MFm | 1985 | CZ05 | rDXGF | Household | 1 | 1152 | None | 111 | 0.019 | 8.88 | 68.9 | 0.012 | 6.02 | 111 | 0.019 | 8.88 | 68.9 | 0.012 | 6.02 | DEER:Res:ClothesDishWasher | Annual | 1719 |  | Appl-CW-Top-ElecDHW-GasDry-Tier1DEER2017 | Appl-CW-Top-ElecDHW-GasDry-Tier1AnyMFm1985CZ05DEER2017 | 5141
Appl-CW-Top-ElecDHW-GasDry-Tier1 | DEER2017 | D17 v3 |  | Any | MFm | 1985 | CZ06 | rDXGF | Household | 1 | 1295.2 | None | 111 | 0.021 | 9.61 | 70.6 | 0.017 | 6.75 | 111 | 0.021 | 9.61 | 70.6 | 0.017 | 6.75 | DEER:Res:ClothesDishWasher | Annual | 1719 |  | Appl-CW-Top-ElecDHW-GasDry-Tier1DEER2017 | Appl-CW-Top-ElecDHW-GasDry-Tier1AnyMFm1985CZ06DEER2017 | 5142
Appl-CW-Top-ElecDHW-GasDry-Tier1 | DEER2017 | D17 v3 |  | Any | MFm | 1985 | CZ07 | rDXGF | Household | 1 | 1295.2 | None | 111 | 0.02 | 9.97 | 69.3 | 0.013 | 6.69 | 111 | 0.02 | 9.97 | 69.3 | 0.013 | 6.69 | DEER:Res:ClothesDishWasher | Annual | 1719 |  | Appl-CW-Top-ElecDHW-GasDry-Tier1DEER2017 | Appl-CW-Top-ElecDHW-GasDry-Tier1AnyMFm1985CZ07DEER2017 | 5143
Appl-CW-Top-ElecDHW-GasDry-Tier1 | DEER2017 | D17 v3 |  | Any | MFm | 1985 | CZ08 | rDXGF | Household | 1 | 1295.2 | None | 115 | 0.023 | 9.98 | 72.4 | 0.015 | 6.72 | 115 | 0.023 | 9.98 | 72.4 | 0.015 | 6.72 | DEER:Res:ClothesDishWasher | Annual | 1719 |  | Appl-CW-Top-ElecDHW-GasDry-Tier1DEER2017 | Appl-CW-Top-ElecDHW-GasDry-Tier1AnyMFm1985CZ08DEER2017 | 5144
Appl-CW-Top-ElecDHW-GasDry-Tier1 | DEER2017 | D17 v3 |  | Any | MFm | 1985 | CZ09 | rDXGF | Household | 1 | 1438.9 | None | 117 | 0.021 | 9.66 | 73 | 0.014 | 6.48 | 117 | 0.021 | 9.66 | 73 | 0.014 | 6.48 | DEER:Res:ClothesDishWasher | Annual | 1719 |  | Appl-CW-Top-ElecDHW-GasDry-Tier1DEER2017 | Appl-CW-Top-ElecDHW-GasDry-Tier1AnyMFm1985CZ09DEER2017 | 5145
Appl-CW-Top-ElecDHW-GasDry-Tier1 | DEER2017 | D17 v3 |  | Any | MFm | 1985 | CZ10 | rDXGF | Household | 1 | 1438.9 | None | 118 | 0.028 | 9.94 | 78.9 | 0.029 | 7.34 | 118 | 0.028 | 9.94 | 78.9 | 0.029 | 7.34 | DEER:Res:ClothesDishWasher | Annual | 1719 |  | Appl-CW-Top-ElecDHW-GasDry-Tier1DEER2017 | Appl-CW-Top-ElecDHW-GasDry-Tier1AnyMFm1985CZ10DEER2017 | 5146
Appl-CW-Top-ElecDHW-GasDry-Tier1 | DEER2017 | D17 v3 |  | Any | MFm | 1985 | CZ11 | rDXGF | Household | 1 | 1150 | None | 114 | 0.023 | 9.31 | 71.5 | 0.015 | 6.25 | 114 | 0.023 | 9.31 | 71.5 | 0.015 | 6.25 | DEER:Res:ClothesDishWasher | Annual | 1719 |  | Appl-CW-Top-ElecDHW-GasDry-Tier1DEER2017 | Appl-CW-Top-ElecDHW-GasDry-Tier1AnyMFm1985CZ11DEER2017 | 5147
Appl-CW-Top-ElecDHW-GasDry-Tier1 | DEER2017 | D17 v3 |  | Any | MFm | 1985 | CZ12 | rDXGF | Household | 1 | 1150 | None | 113 | 0.024 | 9.3 | 70.4 | 0.016 | 6.25 | 113 | 0.024 | 9.3 | 70.4 | 0.016 | 6.25 | DEER:Res:ClothesDishWasher | Annual | 1719 |  | Appl-CW-Top-ElecDHW-GasDry-Tier1DEER2017 | Appl-CW-Top-ElecDHW-GasDry-Tier1AnyMFm1985CZ12DEER2017 | 5148
Appl-CW-Top-ElecDHW-GasDry-Tier1 | DEER2017 | D17 v3 |  | Any | MFm | 1985 | CZ13 | rDXGF | Household | 1 | 1150 | None | 116 | 0.024 | 9.25 | 72.5 | 0.015 | 6.21 | 116 | 0.024 | 9.25 | 72.5 | 0.015 | 6.21 | DEER:Res:ClothesDishWasher | Annual | 1719 |  | Appl-CW-Top-ElecDHW-GasDry-Tier1DEER2017 | Appl-CW-Top-ElecDHW-GasDry-Tier1AnyMFm1985CZ13DEER2017 | 5149
Appl-CW-Top-ElecDHW-GasDry-Tier1 | DEER2017 | D17 v3 |  | Any | MFm | 1985 | CZ14 | rDXGF | Household | 1 | 1407.2 | None | 118 | 0.021 | 9.55 | 73.9 | 0.013 | 6.41 | 118 | 0.021 | 9.55 | 73.9 | 0.013 | 6.41 | DEER:Res:ClothesDishWasher | Annual | 1719 |  | Appl-CW-Top-ElecDHW-GasDry-Tier1DEER2017 | Appl-CW-Top-ElecDHW-GasDry-Tier1AnyMFm1985CZ14DEER2017 | 5150
Appl-CW-Top-ElecDHW-GasDry-Tier1 | DEER2017 | D17 v3 |  | Any | MFm | 1985 | CZ15 | rDXGF | Household | 1 | 1407.2 | None | 115 | 0.02 | 10.4 | 72.7 | 0.013 | 6.96 | 115 | 0.02 | 10.4 | 72.7 | 0.013 | 6.96 | DEER:Res:ClothesDishWasher | Annual | 1719 |  | Appl-CW-Top-ElecDHW-GasDry-Tier1DEER2017 | Appl-CW-Top-ElecDHW-GasDry-Tier1AnyMFm1985CZ15DEER2017 | 5151
Appl-CW-Top-ElecDHW-GasDry-Tier1 | DEER2017 | D17 v3 |  | Any | MFm | 1985 | CZ16 | rDXGF | Household | 1 | 1152 | None | 122 | 0.022 | 9.06 | 75.9 | 0.014 | 6.08 | 122 | 0.022 | 9.06 | 75.9 | 0.014 | 6.08 | DEER:Res:ClothesDishWasher | Annual | 1719 |  | Appl-CW-Top-ElecDHW-GasDry-Tier1DEER2017 | Appl-CW-Top-ElecDHW-GasDry-Tier1AnyMFm1985CZ16DEER2017 | 5152
Appl-CW-Top-ElecDHW-GasDry-Tier1 | DEER2017 | D17 v3 |  | Any | MFm | 1996 | CZ01 | rDXGF | Household | 1 | 981.6 | None | 112 | 0.016 | 8.61 | 69.1 | 0.01 | 5.65 | 112 | 0.016 | 8.61 | 69.1 | 0.01 | 5.65 | DEER:Res:ClothesDishWasher | Annual | 1719 |  | Appl-CW-Top-ElecDHW-GasDry-Tier1DEER2017 | Appl-CW-Top-ElecDHW-GasDry-Tier1AnyMFm1996CZ01DEER2017 | 5153
Appl-CW-Top-ElecDHW-GasDry-Tier1 | DEER2017 | D17 v3 |  | Any | MFm | 1996 | CZ02 | rDXGF | Household | 1 | 981.6 | None | 114 | 0.023 | 9.53 | 71.1 | 0.016 | 6.5 | 114 | 0.023 | 9.53 | 71.1 | 0.016 | 6.5 | DEER:Res:ClothesDishWasher | Annual | 1719 |  | Appl-CW-Top-ElecDHW-GasDry-Tier1DEER2017 | Appl-CW-Top-ElecDHW-GasDry-Tier1AnyMFm1996CZ02DEER2017 | 5154
Appl-CW-Top-ElecDHW-GasDry-Tier1 | DEER2017 | D17 v3 |  | Any | MFm | 1996 | CZ03 | rDXGF | Household | 1 | 981.6 | None | 112 | 0.02 | 9.53 | 69.2 | 0.012 | 6.38 | 112 | 0.02 | 9.53 | 69.2 | 0.012 | 6.38 | DEER:Res:ClothesDishWasher | Annual | 1719 |  | Appl-CW-Top-ElecDHW-GasDry-Tier1DEER2017 | Appl-CW-Top-ElecDHW-GasDry-Tier1AnyMFm1996CZ03DEER2017 | 5155
Appl-CW-Top-ElecDHW-GasDry-Tier1 | DEER2017 | D17 v3 |  | Any | MFm | 1996 | CZ04 | rDXGF | Household | 1 | 981.6 | None | 112 | 0.019 | 9.8 | 69.4 | 0.012 | 6.59 | 112 | 0.019 | 9.8 | 69.4 | 0.012 | 6.59 | DEER:Res:ClothesDishWasher | Annual | 1719 |  | Appl-CW-Top-ElecDHW-GasDry-Tier1DEER2017 | Appl-CW-Top-ElecDHW-GasDry-Tier1AnyMFm1996CZ04DEER2017 | 5156
Appl-CW-Top-ElecDHW-GasDry-Tier1 | DEER2017 | D17 v3 |  | Any | MFm | 1996 | CZ05 | rDXGF | Household | 1 | 981.6 | None | 111 | 0.017 | 9.16 | 68.9 | 0.011 | 6.15 | 111 | 0.017 | 9.16 | 68.9 | 0.011 | 6.15 | DEER:Res:ClothesDishWasher | Annual | 1719 |  | Appl-CW-Top-ElecDHW-GasDry-Tier1DEER2017 | Appl-CW-Top-ElecDHW-GasDry-Tier1AnyMFm1996CZ05DEER2017 | 5157
Appl-CW-Top-ElecDHW-GasDry-Tier1 | DEER2017 | D17 v3 |  | Any | MFm | 1996 | CZ06 | rDXGF | Household | 1 | 1169.1 | None | 114 | 0.023 | 9.65 | 71.4 | 0.014 | 6.45 | 114 | 0.023 | 9.65 | 71.4 | 0.014 | 6.45 | DEER:Res:ClothesDishWasher | Annual | 1719 |  | Appl-CW-Top-ElecDHW-GasDry-Tier1DEER2017 | Appl-CW-Top-ElecDHW-GasDry-Tier1AnyMFm1996CZ06DEER2017 | 5158
Appl-CW-Top-ElecDHW-GasDry-Tier1 | DEER2017 | D17 v3 |  | Any | MFm | 1996 | CZ07 | rDXGF | Household | 1 | 1169.1 | None | 114 | 0.021 | 10.5 | 71 | 0.012 | 7.02 | 114 | 0.021 | 10.5 | 71 | 0.012 | 7.02 | DEER:Res:ClothesDishWasher | Annual | 1719 |  | Appl-CW-Top-ElecDHW-GasDry-Tier1DEER2017 | Appl-CW-Top-ElecDHW-GasDry-Tier1AnyMFm1996CZ07DEER2017 | 5159
Appl-CW-Top-ElecDHW-GasDry-Tier1 | DEER2017 | D17 v3 |  | Any | MFm | 1996 | CZ08 | rDXGF | Household | 1 | 1169.1 | None | 114 | 0.021 | 10 | 71.6 | 0.013 | 6.74 | 114 | 0.021 | 10 | 71.6 | 0.013 | 6.74 | DEER:Res:ClothesDishWasher | Annual | 1719 |  | Appl-CW-Top-ElecDHW-GasDry-Tier1DEER2017 | Appl-CW-Top-ElecDHW-GasDry-Tier1AnyMFm1996CZ08DEER2017 | 5160
Appl-CW-Top-ElecDHW-GasDry-Tier1 | DEER2017 | D17 v3 |  | Any | MFm | 1996 | CZ09 | rDXGF | Household | 1 | 1093.6 | None | 118 | 0.021 | 10.1 | 74.4 | 0.014 | 6.77 | 118 | 0.021 | 10.1 | 74.4 | 0.014 | 6.77 | DEER:Res:ClothesDishWasher | Annual | 1719 |  | Appl-CW-Top-ElecDHW-GasDry-Tier1DEER2017 | Appl-CW-Top-ElecDHW-GasDry-Tier1AnyMFm1996CZ09DEER2017 | 5161
Appl-CW-Top-ElecDHW-GasDry-Tier1 | DEER2017 | D17 v3 |  | Any | MFm | 1996 | CZ10 | rDXGF | Household | 1 | 1093.6 | None | 111 | 0.029 | 9.71 | 69.4 | 0.018 | 6.5 | 111 | 0.029 | 9.71 | 69.4 | 0.018 | 6.5 | DEER:Res:ClothesDishWasher | Annual | 1719 |  | Appl-CW-Top-ElecDHW-GasDry-Tier1DEER2017 | Appl-CW-Top-ElecDHW-GasDry-Tier1AnyMFm1996CZ10DEER2017 | 5162
Appl-CW-Top-ElecDHW-GasDry-Tier1 | DEER2017 | D17 v3 |  | Any | MFm | 1996 | CZ11 | rDXGF | Household | 1 | 1031.9 | None | 116 | 0.021 | 9.82 | 72.5 | 0.013 | 6.58 | 116 | 0.021 | 9.82 | 72.5 | 0.013 | 6.58 | DEER:Res:ClothesDishWasher | Annual | 1719 |  | Appl-CW-Top-ElecDHW-GasDry-Tier1DEER2017 | Appl-CW-Top-ElecDHW-GasDry-Tier1AnyMFm1996CZ11DEER2017 | 5163
Appl-CW-Top-ElecDHW-GasDry-Tier1 | DEER2017 | D17 v3 |  | Any | MFm | 1996 | CZ12 | rDXGF | Household | 1 | 1031.9 | None | 115 | 0.025 | 9.43 | 71.9 | 0.016 | 6.33 | 115 | 0.025 | 9.43 | 71.9 | 0.016 | 6.33 | DEER:Res:ClothesDishWasher | Annual | 1719 |  | Appl-CW-Top-ElecDHW-GasDry-Tier1DEER2017 | Appl-CW-Top-ElecDHW-GasDry-Tier1AnyMFm1996CZ12DEER2017 | 5164
Appl-CW-Top-ElecDHW-GasDry-Tier1 | DEER2017 | D17 v3 |  | Any | MFm | 1996 | CZ13 | rDXGF | Household | 1 | 1031.9 | None | 116 | 0.024 | 9.62 | 72.9 | 0.015 | 6.46 | 116 | 0.024 | 9.62 | 72.9 | 0.015 | 6.46 | DEER:Res:ClothesDishWasher | Annual | 1719 |  | Appl-CW-Top-ElecDHW-GasDry-Tier1DEER2017 | Appl-CW-Top-ElecDHW-GasDry-Tier1AnyMFm1996CZ13DEER2017 | 5165
Appl-CW-Top-ElecDHW-GasDry-Tier1 | DEER2017 | D17 v3 |  | Any | MFm | 1996 | CZ14 | rDXGF | Household | 1 | 1086 | None | 119 | 0.018 | 9.68 | 74.9 | 0.011 | 6.48 | 119 | 0.018 | 9.68 | 74.9 | 0.011 | 6.48 | DEER:Res:ClothesDishWasher | Annual | 1719 |  | Appl-CW-Top-ElecDHW-GasDry-Tier1DEER2017 | Appl-CW-Top-ElecDHW-GasDry-Tier1AnyMFm1996CZ14DEER2017 | 5166
Appl-CW-Top-ElecDHW-GasDry-Tier1 | DEER2017 | D17 v3 |  | Any | MFm | 1996 | CZ15 | rDXGF | Household | 1 | 1086 | None | 114 | 0.019 | 10.5 | 71.9 | 0.012 | 7.01 | 114 | 0.019 | 10.5 | 71.9 | 0.012 | 7.01 | DEER:Res:ClothesDishWasher | Annual | 1719 |  | Appl-CW-Top-ElecDHW-GasDry-Tier1DEER2017 | Appl-CW-Top-ElecDHW-GasDry-Tier1AnyMFm1996CZ15DEER2017 | 5167
Appl-CW-Top-ElecDHW-GasDry-Tier1 | DEER2017 | D17 v3 |  | Any | MFm | 1996 | CZ16 | rDXGF | Household | 1 | 981.6 | None | 122 | 0.022 | 9.08 | 76.2 | 0.014 | 6.09 | 122 | 0.022 | 9.08 | 76.2 | 0.014 | 6.09 | DEER:Res:ClothesDishWasher | Annual | 1719 |  | Appl-CW-Top-ElecDHW-GasDry-Tier1DEER2017 | Appl-CW-Top-ElecDHW-GasDry-Tier1AnyMFm1996CZ16DEER2017 | 5168
Appl-CW-Top-ElecDHW-GasDry-Tier1 | DEER2017 | D17 v3 |  | Any | MFm | 2003 | CZ01 | rDXGF | Household | 1 | 998.7 | None | 112 | 0.016 | 8.92 | 69.3 | 0.01 | 5.81 | 112 | 0.016 | 8.92 | 69.3 | 0.01 | 5.81 | DEER:Res:ClothesDishWasher | Annual | 1719 |  | Appl-CW-Top-ElecDHW-GasDry-Tier1DEER2017 | Appl-CW-Top-ElecDHW-GasDry-Tier1AnyMFm2003CZ01DEER2017 | 5169
Appl-CW-Top-ElecDHW-GasDry-Tier1 | DEER2017 | D17 v3 |  | Any | MFm | 2003 | CZ02 | rDXGF | Household | 1 | 1073.2 | None | 113 | 0.022 | 9.57 | 70.7 | 0.014 | 6.46 | 113 | 0.022 | 9.57 | 70.7 | 0.014 | 6.46 | DEER:Res:ClothesDishWasher | Annual | 1719 |  | Appl-CW-Top-ElecDHW-GasDry-Tier1DEER2017 | Appl-CW-Top-ElecDHW-GasDry-Tier1AnyMFm2003CZ02DEER2017 | 5170
Appl-CW-Top-ElecDHW-GasDry-Tier1 | DEER2017 | D17 v3 |  | Any | MFm | 2003 | CZ03 | rDXGF | Household | 1 | 998.7 | None | 110 | 0.017 | 9.33 | 68.1 | 0.011 | 6.22 | 110 | 0.017 | 9.33 | 68.1 | 0.011 | 6.22 | DEER:Res:ClothesDishWasher | Annual | 1719 |  | Appl-CW-Top-ElecDHW-GasDry-Tier1DEER2017 | Appl-CW-Top-ElecDHW-GasDry-Tier1AnyMFm2003CZ03DEER2017 | 5171
Appl-CW-Top-ElecDHW-GasDry-Tier1 | DEER2017 | D17 v3 |  | Any | MFm | 2003 | CZ04 | rDXGF | Household | 1 | 998.7 | None | 114 | 0.021 | 9.74 | 71.2 | 0.014 | 6.53 | 114 | 0.021 | 9.74 | 71.2 | 0.014 | 6.53 | DEER:Res:ClothesDishWasher | Annual | 1719 |  | Appl-CW-Top-ElecDHW-GasDry-Tier1DEER2017 | Appl-CW-Top-ElecDHW-GasDry-Tier1AnyMFm2003CZ04DEER2017 | 5172
Appl-CW-Top-ElecDHW-GasDry-Tier1 | DEER2017 | D17 v3 |  | Any | MFm | 2003 | CZ05 | rDXGF | Household | 1 | 998.7 | None | 111 | 0.016 | 9.04 | 68.8 | 0.01 | 6.06 | 111 | 0.016 | 9.04 | 68.8 | 0.01 | 6.06 | DEER:Res:ClothesDishWasher | Annual | 1719 |  | Appl-CW-Top-ElecDHW-GasDry-Tier1DEER2017 | Appl-CW-Top-ElecDHW-GasDry-Tier1AnyMFm2003CZ05DEER2017 | 5173
Appl-CW-Top-ElecDHW-GasDry-Tier1 | DEER2017 | D17 v3 |  | Any | MFm | 2003 | CZ06 | rDXGF | Household | 1 | 1206 | None | 113 | 0.024 | 9.89 | 70.2 | 0.015 | 6.61 | 113 | 0.024 | 9.89 | 70.2 | 0.015 | 6.61 | DEER:Res:ClothesDishWasher | Annual | 1719 |  | Appl-CW-Top-ElecDHW-GasDry-Tier1DEER2017 | Appl-CW-Top-ElecDHW-GasDry-Tier1AnyMFm2003CZ06DEER2017 | 5174
Appl-CW-Top-ElecDHW-GasDry-Tier1 | DEER2017 | D17 v3 |  | Any | MFm | 2003 | CZ07 | rDXGF | Household | 1 | 1206 | None | 116 | 0.019 | 9.94 | 72.5 | 0.012 | 6.67 | 116 | 0.019 | 9.94 | 72.5 | 0.012 | 6.67 | DEER:Res:ClothesDishWasher | Annual | 1719 |  | Appl-CW-Top-ElecDHW-GasDry-Tier1DEER2017 | Appl-CW-Top-ElecDHW-GasDry-Tier1AnyMFm2003CZ07DEER2017 | 5175
Appl-CW-Top-ElecDHW-GasDry-Tier1 | DEER2017 | D17 v3 |  | Any | MFm | 2003 | CZ08 | rDXGF | Household | 1 | 1206 | None | 115 | 0.023 | 10 | 72 | 0.015 | 6.73 | 115 | 0.023 | 10 | 72 | 0.015 | 6.73 | DEER:Res:ClothesDishWasher | Annual | 1719 |  | Appl-CW-Top-ElecDHW-GasDry-Tier1DEER2017 | Appl-CW-Top-ElecDHW-GasDry-Tier1AnyMFm2003CZ08DEER2017 | 5176
Appl-CW-Top-ElecDHW-GasDry-Tier1 | DEER2017 | D17 v3 |  | Any | MFm | 2003 | CZ09 | rDXGF | Household | 1 | 1126.6 | None | 113 | 0.02 | 9.72 | 70.1 | 0.012 | 6.47 | 113 | 0.02 | 9.72 | 70.1 | 0.012 | 6.47 | DEER:Res:ClothesDishWasher | Annual | 1719 |  | Appl-CW-Top-ElecDHW-GasDry-Tier1DEER2017 | Appl-CW-Top-ElecDHW-GasDry-Tier1AnyMFm2003CZ09DEER2017 | 5177
Appl-CW-Top-ElecDHW-GasDry-Tier1 | DEER2017 | D17 v3 |  | Any | MFm | 2003 | CZ10 | rDXGF | Household | 1 | 1073.2 | None | 113 | 0.025 | 10.2 | 71.7 | 0.018 | 6.87 | 113 | 0.025 | 10.2 | 71.7 | 0.018 | 6.87 | DEER:Res:ClothesDishWasher | Annual | 1719 |  | Appl-CW-Top-ElecDHW-GasDry-Tier1DEER2017 | Appl-CW-Top-ElecDHW-GasDry-Tier1AnyMFm2003CZ10DEER2017 | 5178
Appl-CW-Top-ElecDHW-GasDry-Tier1 | DEER2017 | D17 v3 |  | Any | MFm | 2003 | CZ11 | rDXGF | Household | 1 | 1073.2 | None | 117 | 0.02 | 9.56 | 73.3 | 0.013 | 6.42 | 117 | 0.02 | 9.56 | 73.3 | 0.013 | 6.42 | DEER:Res:ClothesDishWasher | Annual | 1719 |  | Appl-CW-Top-ElecDHW-GasDry-Tier1DEER2017 | Appl-CW-Top-ElecDHW-GasDry-Tier1AnyMFm2003CZ11DEER2017 | 5179
Appl-CW-Top-ElecDHW-GasDry-Tier1 | DEER2017 | D17 v3 |  | Any | MFm | 2003 | CZ12 | rDXGF | Household | 1 | 1073.2 | None | 117 | 0.023 | 9.67 | 73.2 | 0.015 | 6.49 | 117 | 0.023 | 9.67 | 73.2 | 0.015 | 6.49 | DEER:Res:ClothesDishWasher | Annual | 1719 |  | Appl-CW-Top-ElecDHW-GasDry-Tier1DEER2017 | Appl-CW-Top-ElecDHW-GasDry-Tier1AnyMFm2003CZ12DEER2017 | 5180
Appl-CW-Top-ElecDHW-GasDry-Tier1 | DEER2017 | D17 v3 |  | Any | MFm | 2003 | CZ13 | rDXGF | Household | 1 | 1073.2 | None | 117 | 0.021 | 9.77 | 73.4 | 0.014 | 6.56 | 117 | 0.021 | 9.77 | 73.4 | 0.014 | 6.56 | DEER:Res:ClothesDishWasher | Annual | 1719 |  | Appl-CW-Top-ElecDHW-GasDry-Tier1DEER2017 | Appl-CW-Top-ElecDHW-GasDry-Tier1AnyMFm2003CZ13DEER2017 | 5181
Appl-CW-Top-ElecDHW-GasDry-Tier1 | DEER2017 | D17 v3 |  | Any | MFm | 2003 | CZ14 | rDXGF | Household | 1 | 1094.6 | None | 119 | 0.019 | 9.61 | 74.7 | 0.012 | 6.45 | 119 | 0.019 | 9.61 | 74.7 | 0.012 | 6.45 | DEER:Res:ClothesDishWasher | Annual | 1719 |  | Appl-CW-Top-ElecDHW-GasDry-Tier1DEER2017 | Appl-CW-Top-ElecDHW-GasDry-Tier1AnyMFm2003CZ14DEER2017 | 5182
Appl-CW-Top-ElecDHW-GasDry-Tier1 | DEER2017 | D17 v3 |  | Any | MFm | 2003 | CZ15 | rDXGF | Household | 1 | 1094.6 | None | 113 | 0.019 | 10.5 | 71.8 | 0.013 | 7.02 | 113 | 0.019 | 10.5 | 71.8 | 0.013 | 7.02 | DEER:Res:ClothesDishWasher | Annual | 1719 |  | Appl-CW-Top-ElecDHW-GasDry-Tier1DEER2017 | Appl-CW-Top-ElecDHW-GasDry-Tier1AnyMFm2003CZ15DEER2017 | 5183
Appl-CW-Top-ElecDHW-GasDry-Tier1 | DEER2017 | D17 v3 |  | Any | MFm | 2003 | CZ16 | rDXGF | Household | 1 | 998.7 | None | 122 | 0.021 | 9.18 | 76 | 0.014 | 6.16 | 122 | 0.021 | 9.18 | 76 | 0.014 | 6.16 | DEER:Res:ClothesDishWasher | Annual | 1719 |  | Appl-CW-Top-ElecDHW-GasDry-Tier1DEER2017 | Appl-CW-Top-ElecDHW-GasDry-Tier1AnyMFm2003CZ16DEER2017 | 5184
Appl-CW-Top-ElecDHW-GasDry-Tier1 | DEER2017 | D17 v3 |  | Any | MFm | 2007 | CZ01 | rDXGF | Household | 1 | 998.7 | None | 112 | 0.015 | 8.34 | 69.1 | 0.009 | 5.58 | 112 | 0.015 | 8.34 | 69.1 | 0.009 | 5.58 | DEER:Res:ClothesDishWasher | Annual | 1719 |  | Appl-CW-Top-ElecDHW-GasDry-Tier1DEER2017 | Appl-CW-Top-ElecDHW-GasDry-Tier1AnyMFm2007CZ01DEER2017 | 5185
Appl-CW-Top-ElecDHW-GasDry-Tier1 | DEER2017 | D17 v3 |  | Any | MFm | 2007 | CZ02 | rDXGF | Household | 1 | 1073.2 | None | 114 | 0.021 | 9.48 | 70.8 | 0.013 | 6.35 | 114 | 0.021 | 9.48 | 70.8 | 0.013 | 6.35 | DEER:Res:ClothesDishWasher | Annual | 1719 |  | Appl-CW-Top-ElecDHW-GasDry-Tier1DEER2017 | Appl-CW-Top-ElecDHW-GasDry-Tier1AnyMFm2007CZ02DEER2017 | 5186
Appl-CW-Top-ElecDHW-GasDry-Tier1 | DEER2017 | D17 v3 |  | Any | MFm | 2007 | CZ03 | rDXGF | Household | 1 | 998.7 | None | 109 | 0.017 | 9 | 67.7 | 0.011 | 6.1 | 109 | 0.017 | 9 | 67.7 | 0.011 | 6.1 | DEER:Res:ClothesDishWasher | Annual | 1719 |  | Appl-CW-Top-ElecDHW-GasDry-Tier1DEER2017 | Appl-CW-Top-ElecDHW-GasDry-Tier1AnyMFm2007CZ03DEER2017 | 5187
Appl-CW-Top-ElecDHW-GasDry-Tier1 | DEER2017 | D17 v3 |  | Any | MFm | 2007 | CZ04 | rDXGF | Household | 1 | 998.7 | None | 115 | 0.019 | 9.83 | 72.2 | 0.013 | 6.61 | 115 | 0.019 | 9.83 | 72.2 | 0.013 | 6.61 | DEER:Res:ClothesDishWasher | Annual | 1719 |  | Appl-CW-Top-ElecDHW-GasDry-Tier1DEER2017 | Appl-CW-Top-ElecDHW-GasDry-Tier1AnyMFm2007CZ04DEER2017 | 5188
Appl-CW-Top-ElecDHW-GasDry-Tier1 | DEER2017 | D17 v3 |  | Any | MFm | 2007 | CZ05 | rDXGF | Household | 1 | 998.7 | None | 111 | 0.018 | 9.34 | 69 | 0.012 | 6.26 | 111 | 0.018 | 9.34 | 69 | 0.012 | 6.26 | DEER:Res:ClothesDishWasher | Annual | 1719 |  | Appl-CW-Top-ElecDHW-GasDry-Tier1DEER2017 | Appl-CW-Top-ElecDHW-GasDry-Tier1AnyMFm2007CZ05DEER2017 | 5189
Appl-CW-Top-ElecDHW-GasDry-Tier1 | DEER2017 | D17 v3 |  | Any | MFm | 2007 | CZ06 | rDXGF | Household | 1 | 1206 | None | 113 | 0.02 | 9.74 | 70.5 | 0.013 | 6.53 | 113 | 0.02 | 9.74 | 70.5 | 0.013 | 6.53 | DEER:Res:ClothesDishWasher | Annual | 1719 |  | Appl-CW-Top-ElecDHW-GasDry-Tier1DEER2017 | Appl-CW-Top-ElecDHW-GasDry-Tier1AnyMFm2007CZ06DEER2017 | 5190
Appl-CW-Top-ElecDHW-GasDry-Tier1 | DEER2017 | D17 v3 |  | Any | MFm | 2007 | CZ07 | rDXGF | Household | 1 | 1206 | None | 114 | 0.016 | 9.68 | 69.4 | 0.008 | 6.37 | 114 | 0.016 | 9.68 | 69.4 | 0.008 | 6.37 | DEER:Res:ClothesDishWasher | Annual | 1719 |  | Appl-CW-Top-ElecDHW-GasDry-Tier1DEER2017 | Appl-CW-Top-ElecDHW-GasDry-Tier1AnyMFm2007CZ07DEER2017 | 5191
Appl-CW-Top-ElecDHW-GasDry-Tier1 | DEER2017 | D17 v3 |  | Any | MFm | 2007 | CZ08 | rDXGF | Household | 1 | 1206 | None | 112 | 0.015 | 9.84 | 69.3 | 0.008 | 6.54 | 112 | 0.015 | 9.84 | 69.3 | 0.008 | 6.54 | DEER:Res:ClothesDishWasher | Annual | 1719 |  | Appl-CW-Top-ElecDHW-GasDry-Tier1DEER2017 | Appl-CW-Top-ElecDHW-GasDry-Tier1AnyMFm2007CZ08DEER2017 | 5192
Appl-CW-Top-ElecDHW-GasDry-Tier1 | DEER2017 | D17 v3 |  | Any | MFm | 2007 | CZ09 | rDXGF | Household | 1 | 1126.6 | None | 113 | 0.021 | 9.9 | 70.4 | 0.013 | 6.64 | 113 | 0.021 | 9.9 | 70.4 | 0.013 | 6.64 | DEER:Res:ClothesDishWasher | Annual | 1719 |  | Appl-CW-Top-ElecDHW-GasDry-Tier1DEER2017 | Appl-CW-Top-ElecDHW-GasDry-Tier1AnyMFm2007CZ09DEER2017 | 5193
Appl-CW-Top-ElecDHW-GasDry-Tier1 | DEER2017 | D17 v3 |  | Any | MFm | 2007 | CZ10 | rDXGF | Household | 1 | 1073.2 | None | 112 | 0.017 | 10 | 70 | 0.01 | 6.7 | 112 | 0.017 | 10 | 70 | 0.01 | 6.7 | DEER:Res:ClothesDishWasher | Annual | 1719 |  | Appl-CW-Top-ElecDHW-GasDry-Tier1DEER2017 | Appl-CW-Top-ElecDHW-GasDry-Tier1AnyMFm2007CZ10DEER2017 | 5194
Appl-CW-Top-ElecDHW-GasDry-Tier1 | DEER2017 | D17 v3 |  | Any | MFm | 2007 | CZ11 | rDXGF | Household | 1 | 1073.2 | None | 115 | 0.019 | 9.53 | 71.9 | 0.012 | 6.4 | 115 | 0.019 | 9.53 | 71.9 | 0.012 | 6.4 | DEER:Res:ClothesDishWasher | Annual | 1719 |  | Appl-CW-Top-ElecDHW-GasDry-Tier1DEER2017 | Appl-CW-Top-ElecDHW-GasDry-Tier1AnyMFm2007CZ11DEER2017 | 5195
Appl-CW-Top-ElecDHW-GasDry-Tier1 | DEER2017 | D17 v3 |  | Any | MFm | 2007 | CZ12 | rDXGF | Household | 1 | 1073.2 | None | 116 | 0.02 | 9.7 | 72.5 | 0.013 | 6.51 | 116 | 0.02 | 9.7 | 72.5 | 0.013 | 6.51 | DEER:Res:ClothesDishWasher | Annual | 1719 |  | Appl-CW-Top-ElecDHW-GasDry-Tier1DEER2017 | Appl-CW-Top-ElecDHW-GasDry-Tier1AnyMFm2007CZ12DEER2017 | 5196
Appl-CW-Top-ElecDHW-GasDry-Tier1 | DEER2017 | D17 v3 |  | Any | MFm | 2007 | CZ13 | rDXGF | Household | 1 | 1073.2 | None | 115 | 0.019 | 9.64 | 72.1 | 0.012 | 6.47 | 115 | 0.019 | 9.64 | 72.1 | 0.012 | 6.47 | DEER:Res:ClothesDishWasher | Annual | 1719 |  | Appl-CW-Top-ElecDHW-GasDry-Tier1DEER2017 | Appl-CW-Top-ElecDHW-GasDry-Tier1AnyMFm2007CZ13DEER2017 | 5197
Appl-CW-Top-ElecDHW-GasDry-Tier1 | DEER2017 | D17 v3 |  | Any | MFm | 2007 | CZ14 | rDXGF | Household | 1 | 1094.6 | None | 131 | 0.011 | 10.7 | 72.6 | 0.012 | 6.39 | 131 | 0.011 | 10.7 | 72.6 | 0.012 | 6.39 | DEER:Res:ClothesDishWasher | Annual | 1719 |  | Appl-CW-Top-ElecDHW-GasDry-Tier1DEER2017 | Appl-CW-Top-ElecDHW-GasDry-Tier1AnyMFm2007CZ14DEER2017 | 5198
Appl-CW-Top-ElecDHW-GasDry-Tier1 | DEER2017 | D17 v3 |  | Any | MFm | 2007 | CZ15 | rDXGF | Household | 1 | 1094.6 | None | 110 | 0.017 | 10.5 | 69.3 | 0.011 | 7.01 | 110 | 0.017 | 10.5 | 69.3 | 0.011 | 7.01 | DEER:Res:ClothesDishWasher | Annual | 1719 |  | Appl-CW-Top-ElecDHW-GasDry-Tier1DEER2017 | Appl-CW-Top-ElecDHW-GasDry-Tier1AnyMFm2007CZ15DEER2017 | 5199
Appl-CW-Top-ElecDHW-GasDry-Tier1 | DEER2017 | D17 v3 |  | Any | MFm | 2007 | CZ16 | rDXGF | Household | 1 | 998.7 | None | 121 | 0.019 | 9.12 | 74.9 | 0.012 | 6.12 | 121 | 0.019 | 9.12 | 74.9 | 0.012 | 6.12 | DEER:Res:ClothesDishWasher | Annual | 1719 |  | Appl-CW-Top-ElecDHW-GasDry-Tier1DEER2017 | Appl-CW-Top-ElecDHW-GasDry-Tier1AnyMFm2007CZ16DEER2017 | 5200
Appl-CW-Top-ElecDHW-GasDry-Tier1 | DEER2017 | D17 v3 |  | Any | MFm | 2011 | CZ01 | rDXGF | Household | 1 | 998.7 | None | 112 | 0.016 | 8.53 | 69.4 | 0.01 | 5.71 | 112 | 0.016 | 8.53 | 69.4 | 0.01 | 5.71 | DEER:Res:ClothesDishWasher | Annual | 1719 |  | Appl-CW-Top-ElecDHW-GasDry-Tier1DEER2017 | Appl-CW-Top-ElecDHW-GasDry-Tier1AnyMFm2011CZ01DEER2017 | 5201
Appl-CW-Top-ElecDHW-GasDry-Tier1 | DEER2017 | D17 v3 |  | Any | MFm | 2011 | CZ02 | rDXGF | Household | 1 | 1073.2 | None | 115 | 0.021 | 9.66 | 72 | 0.013 | 6.48 | 115 | 0.021 | 9.66 | 72 | 0.013 | 6.48 | DEER:Res:ClothesDishWasher | Annual | 1719 |  | Appl-CW-Top-ElecDHW-GasDry-Tier1DEER2017 | Appl-CW-Top-ElecDHW-GasDry-Tier1AnyMFm2011CZ02DEER2017 | 5202
Appl-CW-Top-ElecDHW-GasDry-Tier1 | DEER2017 | D17 v3 |  | Any | MFm | 2011 | CZ03 | rDXGF | Household | 1 | 998.7 | None | 110 | 0.018 | 9.3 | 68.1 | 0.011 | 6.23 | 110 | 0.018 | 9.3 | 68.1 | 0.011 | 6.23 | DEER:Res:ClothesDishWasher | Annual | 1719 |  | Appl-CW-Top-ElecDHW-GasDry-Tier1DEER2017 | Appl-CW-Top-ElecDHW-GasDry-Tier1AnyMFm2011CZ03DEER2017 | 5203
Appl-CW-Top-ElecDHW-GasDry-Tier1 | DEER2017 | D17 v3 |  | Any | MFm | 2011 | CZ04 | rDXGF | Household | 1 | 998.7 | None | 117 | 0.02 | 10.1 | 72.9 | 0.013 | 6.75 | 117 | 0.02 | 10.1 | 72.9 | 0.013 | 6.75 | DEER:Res:ClothesDishWasher | Annual | 1719 |  | Appl-CW-Top-ElecDHW-GasDry-Tier1DEER2017 | Appl-CW-Top-ElecDHW-GasDry-Tier1AnyMFm2011CZ04DEER2017 | 5204
Appl-CW-Top-ElecDHW-GasDry-Tier1 | DEER2017 | D17 v3 |  | Any | MFm | 2011 | CZ05 | rDXGF | Household | 1 | 998.7 | None | 112 | 0.018 | 9.46 | 69.4 | 0.011 | 6.35 | 112 | 0.018 | 9.46 | 69.4 | 0.011 | 6.35 | DEER:Res:ClothesDishWasher | Annual | 1719 |  | Appl-CW-Top-ElecDHW-GasDry-Tier1DEER2017 | Appl-CW-Top-ElecDHW-GasDry-Tier1AnyMFm2011CZ05DEER2017 | 5205
Appl-CW-Top-ElecDHW-GasDry-Tier1 | DEER2017 | D17 v3 |  | Any | MFm | 2011 | CZ06 | rDXGF | Household | 1 | 1206 | None | 113 | 0.021 | 9.76 | 70.5 | 0.013 | 6.54 | 113 | 0.021 | 9.76 | 70.5 | 0.013 | 6.54 | DEER:Res:ClothesDishWasher | Annual | 1719 |  | Appl-CW-Top-ElecDHW-GasDry-Tier1DEER2017 | Appl-CW-Top-ElecDHW-GasDry-Tier1AnyMFm2011CZ06DEER2017 | 5206
Appl-CW-Top-ElecDHW-GasDry-Tier1 | DEER2017 | D17 v3 |  | Any | MFm | 2011 | CZ07 | rDXGF | Household | 1 | 1206 | None | 118 | 0.02 | 10.1 | 74.2 | 0.013 | 6.74 | 118 | 0.02 | 10.1 | 74.2 | 0.013 | 6.74 | DEER:Res:ClothesDishWasher | Annual | 1719 |  | Appl-CW-Top-ElecDHW-GasDry-Tier1DEER2017 | Appl-CW-Top-ElecDHW-GasDry-Tier1AnyMFm2011CZ07DEER2017 | 5207
Appl-CW-Top-ElecDHW-GasDry-Tier1 | DEER2017 | D17 v3 |  | Any | MFm | 2011 | CZ08 | rDXGF | Household | 1 | 1206 | None | 115 | 0.016 | 10.1 | 75.9 | 0.016 | 6.89 | 115 | 0.016 | 10.1 | 75.9 | 0.016 | 6.89 | DEER:Res:ClothesDishWasher | Annual | 1719 |  | Appl-CW-Top-ElecDHW-GasDry-Tier1DEER2017 | Appl-CW-Top-ElecDHW-GasDry-Tier1AnyMFm2011CZ08DEER2017 | 5208
Appl-CW-Top-ElecDHW-GasDry-Tier1 | DEER2017 | D17 v3 |  | Any | MFm | 2011 | CZ09 | rDXGF | Household | 1 | 1126.6 | None | 114 | 0.02 | 10 | 71.7 | 0.013 | 6.73 | 114 | 0.02 | 10 | 71.7 | 0.013 | 6.73 | DEER:Res:ClothesDishWasher | Annual | 1719 |  | Appl-CW-Top-ElecDHW-GasDry-Tier1DEER2017 | Appl-CW-Top-ElecDHW-GasDry-Tier1AnyMFm2011CZ09DEER2017 | 5209
Appl-CW-Top-ElecDHW-GasDry-Tier1 | DEER2017 | D17 v3 |  | Any | MFm | 2011 | CZ10 | rDXGF | Household | 1 | 1073.2 | None | 116 | 0.022 | 10.2 | 71.7 | 0.013 | 6.84 | 116 | 0.022 | 10.2 | 71.7 | 0.013 | 6.84 | DEER:Res:ClothesDishWasher | Annual | 1719 |  | Appl-CW-Top-ElecDHW-GasDry-Tier1DEER2017 | Appl-CW-Top-ElecDHW-GasDry-Tier1AnyMFm2011CZ10DEER2017 | 5210
Appl-CW-Top-ElecDHW-GasDry-Tier1 | DEER2017 | D17 v3 |  | Any | MFm | 2011 | CZ11 | rDXGF | Household | 1 | 1073.2 | None | 116 | 0.019 | 9.66 | 72.1 | 0.012 | 6.48 | 116 | 0.019 | 9.66 | 72.1 | 0.012 | 6.48 | DEER:Res:ClothesDishWasher | Annual | 1719 |  | Appl-CW-Top-ElecDHW-GasDry-Tier1DEER2017 | Appl-CW-Top-ElecDHW-GasDry-Tier1AnyMFm2011CZ11DEER2017 | 5211
Appl-CW-Top-ElecDHW-GasDry-Tier1 | DEER2017 | D17 v3 |  | Any | MFm | 2011 | CZ12 | rDXGF | Household | 1 | 1073.2 | None | 116 | 0.019 | 9.8 | 71.3 | 0.011 | 6.51 | 116 | 0.019 | 9.8 | 71.3 | 0.011 | 6.51 | DEER:Res:ClothesDishWasher | Annual | 1719 |  | Appl-CW-Top-ElecDHW-GasDry-Tier1DEER2017 | Appl-CW-Top-ElecDHW-GasDry-Tier1AnyMFm2011CZ12DEER2017 | 5212
Appl-CW-Top-ElecDHW-GasDry-Tier1 | DEER2017 | D17 v3 |  | Any | MFm | 2011 | CZ13 | rDXGF | Household | 1 | 1073.2 | None | 116 | 0.019 | 9.73 | 72.7 | 0.012 | 6.53 | 116 | 0.019 | 9.73 | 72.7 | 0.012 | 6.53 | DEER:Res:ClothesDishWasher | Annual | 1719 |  | Appl-CW-Top-ElecDHW-GasDry-Tier1DEER2017 | Appl-CW-Top-ElecDHW-GasDry-Tier1AnyMFm2011CZ13DEER2017 | 5213
Appl-CW-Top-ElecDHW-GasDry-Tier1 | DEER2017 | D17 v3 |  | Any | MFm | 2011 | CZ14 | rDXGF | Household | 1 | 1094.6 | None | 115 | 0.017 | 9.59 | 73.8 | 0.012 | 6.5 | 115 | 0.017 | 9.59 | 73.8 | 0.012 | 6.5 | DEER:Res:ClothesDishWasher | Annual | 1719 |  | Appl-CW-Top-ElecDHW-GasDry-Tier1DEER2017 | Appl-CW-Top-ElecDHW-GasDry-Tier1AnyMFm2011CZ14DEER2017 | 5214
Appl-CW-Top-ElecDHW-GasDry-Tier1 | DEER2017 | D17 v3 |  | Any | MFm | 2011 | CZ15 | rDXGF | Household | 1 | 1094.6 | None | 111 | 0.017 | 10.5 | 70 | 0.011 | 7.04 | 111 | 0.017 | 10.5 | 70 | 0.011 | 7.04 | DEER:Res:ClothesDishWasher | Annual | 1719 |  | Appl-CW-Top-ElecDHW-GasDry-Tier1DEER2017 | Appl-CW-Top-ElecDHW-GasDry-Tier1AnyMFm2011CZ15DEER2017 | 5215
Appl-CW-Top-ElecDHW-GasDry-Tier1 | DEER2017 | D17 v3 |  | Any | MFm | 2011 | CZ16 | rDXGF | Household | 1 | 998.7 | None | 121 | 0.019 | 9.16 | 75.1 | 0.012 | 6.15 | 121 | 0.019 | 9.16 | 75.1 | 0.012 | 6.15 | DEER:Res:ClothesDishWasher | Annual | 1719 |  | Appl-CW-Top-ElecDHW-GasDry-Tier1DEER2017 | Appl-CW-Top-ElecDHW-GasDry-Tier1AnyMFm2011CZ16DEER2017 | 5216
Appl-CW-Top-ElecDHW-GasDry-Tier1 | DEER2017 | D17 v3 |  | Any | MFm | 2015 | CZ01 | rDXGF | Household | 1 | 998.7 | None | 113 | 0.016 | 8.74 | 69.7 | 0.01 | 5.82 | 113 | 0.016 | 8.74 | 69.7 | 0.01 | 3.57 | DEER:Res:ClothesDishWasher | Annual | 2 |  | Appl-CW-Top-ElecDHW-GasDry-Tier1DEER2017 | Appl-CW-Top-ElecDHW-GasDry-Tier1AnyMFm2015CZ01DEER2017 | 5217
Appl-CW-Top-ElecDHW-GasDry-Tier1 | DEER2017 | D17 v3 |  | Any | MFm | 2015 | CZ02 | rDXGF | Household | 1 | 1073.2 | None | 115 | 0.021 | 9.74 | 71.8 | 0.014 | 6.55 | 115 | 0.021 | 9.74 | 71.8 | 0.014 | 3.63 | DEER:Res:ClothesDishWasher | Annual | 2 |  | Appl-CW-Top-ElecDHW-GasDry-Tier1DEER2017 | Appl-CW-Top-ElecDHW-GasDry-Tier1AnyMFm2015CZ02DEER2017 | 5218
Appl-CW-Top-ElecDHW-GasDry-Tier1 | DEER2017 | D17 v3 |  | Any | MFm | 2015 | CZ03 | rDXGF | Household | 1 | 998.7 | None | 110 | 0.017 | 9.6 | 68.6 | 0.01 | 6.47 | 110 | 0.017 | 9.6 | 68.6 | 0.01 | 3.64 | DEER:Res:ClothesDishWasher | Annual | 2 |  | Appl-CW-Top-ElecDHW-GasDry-Tier1DEER2017 | Appl-CW-Top-ElecDHW-GasDry-Tier1AnyMFm2015CZ03DEER2017 | 5219
Appl-CW-Top-ElecDHW-GasDry-Tier1 | DEER2017 | D17 v3 |  | Any | MFm | 2015 | CZ04 | rDXGF | Household | 1 | 998.7 | None | 117 | 0.021 | 10.1 | 72.9 | 0.014 | 6.75 | 117 | 0.021 | 10.1 | 72.9 | 0.014 | 3.71 | DEER:Res:ClothesDishWasher | Annual | 2 |  | Appl-CW-Top-ElecDHW-GasDry-Tier1DEER2017 | Appl-CW-Top-ElecDHW-GasDry-Tier1AnyMFm2015CZ04DEER2017 | 5220
Appl-CW-Top-ElecDHW-GasDry-Tier1 | DEER2017 | D17 v3 |  | Any | MFm | 2015 | CZ05 | rDXGF | Household | 1 | 998.7 | None | 113 | 0.018 | 9.95 | 70.5 | 0.011 | 6.68 | 113 | 0.018 | 9.95 | 70.5 | 0.011 | 3.49 | DEER:Res:ClothesDishWasher | Annual | 2 |  | Appl-CW-Top-ElecDHW-GasDry-Tier1DEER2017 | Appl-CW-Top-ElecDHW-GasDry-Tier1AnyMFm2015CZ05DEER2017 | 5221
Appl-CW-Top-ElecDHW-GasDry-Tier1 | DEER2017 | D17 v3 |  | Any | MFm | 2015 | CZ06 | rDXGF | Household | 1 | 1206 | None | 112 | 0.021 | 9.81 | 69.9 | 0.013 | 6.54 | 112 | 0.021 | 9.81 | 69.9 | 0.013 | 3.71 | DEER:Res:ClothesDishWasher | Annual | 2 |  | Appl-CW-Top-ElecDHW-GasDry-Tier1DEER2017 | Appl-CW-Top-ElecDHW-GasDry-Tier1AnyMFm2015CZ06DEER2017 | 5222
Appl-CW-Top-ElecDHW-GasDry-Tier1 | DEER2017 | D17 v3 |  | Any | MFm | 2015 | CZ07 | rDXGF | Household | 1 | 1206 | None | 116 | 0.019 | 10 | 72.6 | 0.012 | 6.71 | 116 | 0.019 | 10 | 72.6 | 0.012 | 3.67 | DEER:Res:ClothesDishWasher | Annual | 2 |  | Appl-CW-Top-ElecDHW-GasDry-Tier1DEER2017 | Appl-CW-Top-ElecDHW-GasDry-Tier1AnyMFm2015CZ07DEER2017 | 5223
Appl-CW-Top-ElecDHW-GasDry-Tier1 | DEER2017 | D17 v3 |  | Any | MFm | 2015 | CZ08 | rDXGF | Household | 1 | 1206 | None | 116 | 0.021 | 10.2 | 73.4 | 0.014 | 6.84 | 116 | 0.021 | 10.2 | 73.4 | 0.014 | 3.72 | DEER:Res:ClothesDishWasher | Annual | 2 |  | Appl-CW-Top-ElecDHW-GasDry-Tier1DEER2017 | Appl-CW-Top-ElecDHW-GasDry-Tier1AnyMFm2015CZ08DEER2017 | 5224
Appl-CW-Top-ElecDHW-GasDry-Tier1 | DEER2017 | D17 v3 |  | Any | MFm | 2015 | CZ09 | rDXGF | Household | 1 | 1126.6 | None | 115 | 0.021 | 10 | 71.8 | 0.014 | 6.76 | 115 | 0.021 | 10 | 71.8 | 0.014 | 3.56 | DEER:Res:ClothesDishWasher | Annual | 2 |  | Appl-CW-Top-ElecDHW-GasDry-Tier1DEER2017 | Appl-CW-Top-ElecDHW-GasDry-Tier1AnyMFm2015CZ09DEER2017 | 5225
Appl-CW-Top-ElecDHW-GasDry-Tier1 | DEER2017 | D17 v3 |  | Any | MFm | 2015 | CZ10 | rDXGF | Household | 1 | 1073.2 | None | 113 | 0.019 | 10.2 | 70.5 | 0.012 | 6.85 | 113 | 0.019 | 10.2 | 70.5 | 0.012 | 3.67 | DEER:Res:ClothesDishWasher | Annual | 2 |  | Appl-CW-Top-ElecDHW-GasDry-Tier1DEER2017 | Appl-CW-Top-ElecDHW-GasDry-Tier1AnyMFm2015CZ10DEER2017 | 5226
Appl-CW-Top-ElecDHW-GasDry-Tier1 | DEER2017 | D17 v3 |  | Any | MFm | 2015 | CZ11 | rDXGF | Household | 1 | 1073.2 | None | 115 | 0.019 | 9.68 | 71.9 | 0.012 | 6.49 | 115 | 0.019 | 9.68 | 71.9 | 0.012 | 3.66 | DEER:Res:ClothesDishWasher | Annual | 2 |  | Appl-CW-Top-ElecDHW-GasDry-Tier1DEER2017 | Appl-CW-Top-ElecDHW-GasDry-Tier1AnyMFm2015CZ11DEER2017 | 5227
Appl-CW-Top-ElecDHW-GasDry-Tier1 | DEER2017 | D17 v3 |  | Any | MFm | 2015 | CZ12 | rDXGF | Household | 1 | 1073.2 | None | 116 | 0.02 | 9.8 | 72.1 | 0.012 | 6.57 | 116 | 0.02 | 9.8 | 72.1 | 0.012 | 4 | DEER:Res:ClothesDishWasher | Annual | 2 |  | Appl-CW-Top-ElecDHW-GasDry-Tier1DEER2017 | Appl-CW-Top-ElecDHW-GasDry-Tier1AnyMFm2015CZ12DEER2017 | 5228
Appl-CW-Top-ElecDHW-GasDry-Tier1 | DEER2017 | D17 v3 |  | Any | MFm | 2015 | CZ13 | rDXGF | Household | 1 | 1073.2 | None | 115 | 0.018 | 9.75 | 71.7 | 0.011 | 6.54 | 115 | 0.018 | 9.75 | 71.7 | 0.011 | 3.79 | DEER:Res:ClothesDishWasher | Annual | 2 |  | Appl-CW-Top-ElecDHW-GasDry-Tier1DEER2017 | Appl-CW-Top-ElecDHW-GasDry-Tier1AnyMFm2015CZ13DEER2017 | 5229
Appl-CW-Top-ElecDHW-GasDry-Tier1 | DEER2017 | D17 v3 |  | Any | MFm | 2015 | CZ14 | rDXGF | Household | 1 | 1094.6 | None | 118 | 0.02 | 9.69 | 73.2 | 0.012 | 6.47 | 118 | 0.02 | 9.69 | 73.2 | 0.012 | 3.87 | DEER:Res:ClothesDishWasher | Annual | 2 |  | Appl-CW-Top-ElecDHW-GasDry-Tier1DEER2017 | Appl-CW-Top-ElecDHW-GasDry-Tier1AnyMFm2015CZ14DEER2017 | 5230
Appl-CW-Top-ElecDHW-GasDry-Tier1 | DEER2017 | D17 v3 |  | Any | MFm | 2015 | CZ15 | rDXGF | Household | 1 | 1094.6 | None | 110 | 0.017 | 10.5 | 69.1 | 0.011 | 7.04 | 110 | 0.017 | 10.5 | 69.1 | 0.011 | 3.71 | DEER:Res:ClothesDishWasher | Annual | 2 |  | Appl-CW-Top-ElecDHW-GasDry-Tier1DEER2017 | Appl-CW-Top-ElecDHW-GasDry-Tier1AnyMFm2015CZ15DEER2017 | 5231
Appl-CW-Top-ElecDHW-GasDry-Tier1 | DEER2017 | D17 v3 |  | Any | MFm | 2015 | CZ16 | rDXGF | Household | 1 | 998.7 | None | 120 | 0.019 | 9.01 | 74.5 | 0.012 | 6.05 | 120 | 0.019 | 9.01 | 74.5 | 0.012 | 3.81 | DEER:Res:ClothesDishWasher | Annual | 2 |  | Appl-CW-Top-ElecDHW-GasDry-Tier1DEER2017 | Appl-CW-Top-ElecDHW-GasDry-Tier1AnyMFm2015CZ16DEER2017 | 5232
Appl-CW-Top-ElecDHW-GasDry-Tier1 | DEER2017 | D17 v3 |  | Any | MFm | 2017 | CZ01 | rDXGF | Household | 1 | 998.7 | None | 113 | 0.016 | 8.96 | 69.9 | 0.01 | 5.93 | 113 | 0.016 | 8.96 | 69.9 | 0.01 | 3.81 | DEER:Res:ClothesDishWasher | Annual | 2 |  | Appl-CW-Top-ElecDHW-GasDry-Tier1DEER2017 | Appl-CW-Top-ElecDHW-GasDry-Tier1AnyMFm2017CZ01DEER2017 | 5233
Appl-CW-Top-ElecDHW-GasDry-Tier1 | DEER2017 | D17 v3 |  | Any | MFm | 2017 | CZ02 | rDXGF | Household | 1 | 1073.2 | None | 114 | 0.02 | 9.66 | 71 | 0.013 | 6.45 | 114 | 0.02 | 9.66 | 71 | 0.013 | 3.83 | DEER:Res:ClothesDishWasher | Annual | 2 |  | Appl-CW-Top-ElecDHW-GasDry-Tier1DEER2017 | Appl-CW-Top-ElecDHW-GasDry-Tier1AnyMFm2017CZ02DEER2017 | 5234
Appl-CW-Top-ElecDHW-GasDry-Tier1 | DEER2017 | D17 v3 |  | Any | MFm | 2017 | CZ03 | rDXGF | Household | 1 | 998.7 | None | 110 | 0.018 | 9.32 | 68.5 | 0.011 | 6.37 | 110 | 0.018 | 9.32 | 68.5 | 0.011 | 3.78 | DEER:Res:ClothesDishWasher | Annual | 2 |  | Appl-CW-Top-ElecDHW-GasDry-Tier1DEER2017 | Appl-CW-Top-ElecDHW-GasDry-Tier1AnyMFm2017CZ03DEER2017 | 5235
Appl-CW-Top-ElecDHW-GasDry-Tier1 | DEER2017 | D17 v3 |  | Any | MFm | 2017 | CZ04 | rDXGF | Household | 1 | 998.7 | None | 115 | 0.019 | 10.2 | 72 | 0.012 | 6.82 | 115 | 0.019 | 10.2 | 72 | 0.012 | 3.82 | DEER:Res:ClothesDishWasher | Annual | 2 |  | Appl-CW-Top-ElecDHW-GasDry-Tier1DEER2017 | Appl-CW-Top-ElecDHW-GasDry-Tier1AnyMFm2017CZ04DEER2017 | 5236
Appl-CW-Top-ElecDHW-GasDry-Tier1 | DEER2017 | D17 v3 |  | Any | MFm | 2017 | CZ05 | rDXGF | Household | 1 | 998.7 | None | 114 | 0.018 | 9.99 | 70.8 | 0.012 | 6.74 | 114 | 0.018 | 9.99 | 70.8 | 0.012 | 4.2 | DEER:Res:ClothesDishWasher | Annual | 2 |  | Appl-CW-Top-ElecDHW-GasDry-Tier1DEER2017 | Appl-CW-Top-ElecDHW-GasDry-Tier1AnyMFm2017CZ05DEER2017 | 5237
Appl-CW-Top-ElecDHW-GasDry-Tier1 | DEER2017 | D17 v3 |  | Any | MFm | 2017 | CZ06 | rDXGF | Household | 1 | 1206 | None | 112 | 0.019 | 9.75 | 69.6 | 0.012 | 6.52 | 112 | 0.019 | 9.75 | 69.6 | 0.012 | 4.28 | DEER:Res:ClothesDishWasher | Annual | 2 |  | Appl-CW-Top-ElecDHW-GasDry-Tier1DEER2017 | Appl-CW-Top-ElecDHW-GasDry-Tier1AnyMFm2017CZ06DEER2017 | 5238
Appl-CW-Top-ElecDHW-GasDry-Tier1 | DEER2017 | D17 v3 |  | Any | MFm | 2017 | CZ07 | rDXGF | Household | 1 | 1206 | None | 116 | 0.019 | 10 | 72.6 | 0.012 | 6.72 | 116 | 0.019 | 10 | 72.6 | 0.012 | 4.16 | DEER:Res:ClothesDishWasher | Annual | 2 |  | Appl-CW-Top-ElecDHW-GasDry-Tier1DEER2017 | Appl-CW-Top-ElecDHW-GasDry-Tier1AnyMFm2017CZ07DEER2017 | 5239
Appl-CW-Top-ElecDHW-GasDry-Tier1 | DEER2017 | D17 v3 |  | Any | MFm | 2017 | CZ08 | rDXGF | Household | 1 | 1206 | None | 115 | 0.018 | 10.2 | 71.9 | 0.011 | 6.86 | 115 | 0.018 | 10.2 | 71.9 | 0.011 | 4.29 | DEER:Res:ClothesDishWasher | Annual | 2 |  | Appl-CW-Top-ElecDHW-GasDry-Tier1DEER2017 | Appl-CW-Top-ElecDHW-GasDry-Tier1AnyMFm2017CZ08DEER2017 | 5240
Appl-CW-Top-ElecDHW-GasDry-Tier1 | DEER2017 | D17 v3 |  | Any | MFm | 2017 | CZ09 | rDXGF | Household | 1 | 1126.6 | None | 113 | 0.02 | 10.1 | 70.7 | 0.013 | 6.75 | 113 | 0.02 | 10.1 | 70.7 | 0.013 | 4.11 | DEER:Res:ClothesDishWasher | Annual | 2 |  | Appl-CW-Top-ElecDHW-GasDry-Tier1DEER2017 | Appl-CW-Top-ElecDHW-GasDry-Tier1AnyMFm2017CZ09DEER2017 | 5241
Appl-CW-Top-ElecDHW-GasDry-Tier1 | DEER2017 | D17 v3 |  | Any | MFm | 2017 | CZ10 | rDXGF | Household | 1 | 1073.2 | None | 114 | 0.02 | 10.3 | 71.1 | 0.012 | 6.91 | 114 | 0.02 | 10.3 | 71.1 | 0.012 | 4.3 | DEER:Res:ClothesDishWasher | Annual | 2 |  | Appl-CW-Top-ElecDHW-GasDry-Tier1DEER2017 | Appl-CW-Top-ElecDHW-GasDry-Tier1AnyMFm2017CZ10DEER2017 | 5242
Appl-CW-Top-ElecDHW-GasDry-Tier1 | DEER2017 | D17 v3 |  | Any | MFm | 2017 | CZ11 | rDXGF | Household | 1 | 1073.2 | None | 115 | 0.019 | 9.71 | 71.2 | 0.012 | 6.51 | 115 | 0.019 | 9.71 | 71.2 | 0.012 | 4.34 | DEER:Res:ClothesDishWasher | Annual | 2 |  | Appl-CW-Top-ElecDHW-GasDry-Tier1DEER2017 | Appl-CW-Top-ElecDHW-GasDry-Tier1AnyMFm2017CZ11DEER2017 | 5243
Appl-CW-Top-ElecDHW-GasDry-Tier1 | DEER2017 | D17 v3 |  | Any | MFm | 2017 | CZ12 | rDXGF | Household | 1 | 1073.2 | None | 115 | 0.019 | 9.82 | 71.9 | 0.012 | 6.58 | 115 | 0.019 | 9.82 | 71.9 | 0.012 | 4.3 | DEER:Res:ClothesDishWasher | Annual | 2 |  | Appl-CW-Top-ElecDHW-GasDry-Tier1DEER2017 | Appl-CW-Top-ElecDHW-GasDry-Tier1AnyMFm2017CZ12DEER2017 | 5244
Appl-CW-Top-ElecDHW-GasDry-Tier1 | DEER2017 | D17 v3 |  | Any | MFm | 2017 | CZ13 | rDXGF | Household | 1 | 1073.2 | None | 115 | 0.019 | 9.8 | 72.1 | 0.012 | 6.58 | 115 | 0.019 | 9.8 | 72.1 | 0.012 | 4.32 | DEER:Res:ClothesDishWasher | Annual | 2 |  | Appl-CW-Top-ElecDHW-GasDry-Tier1DEER2017 | Appl-CW-Top-ElecDHW-GasDry-Tier1AnyMFm2017CZ13DEER2017 | 5245
Appl-CW-Top-ElecDHW-GasDry-Tier1 | DEER2017 | D17 v3 |  | Any | MFm | 2017 | CZ14 | rDXGF | Household | 1 | 1094.6 | None | 118 | 0.019 | 9.73 | 73.3 | 0.012 | 6.5 | 118 | 0.019 | 9.73 | 73.3 | 0.012 | 4.26 | DEER:Res:ClothesDishWasher | Annual | 2 |  | Appl-CW-Top-ElecDHW-GasDry-Tier1DEER2017 | Appl-CW-Top-ElecDHW-GasDry-Tier1AnyMFm2017CZ14DEER2017 | 5246
Appl-CW-Top-ElecDHW-GasDry-Tier1 | DEER2017 | D17 v3 |  | Any | MFm | 2017 | CZ15 | rDXGF | Household | 1 | 1094.6 | None | 109 | 0.017 | 10.5 | 69.1 | 0.011 | 7.04 | 109 | 0.017 | 10.5 | 69.1 | 0.011 | 4.41 | DEER:Res:ClothesDishWasher | Annual | 2 |  | Appl-CW-Top-ElecDHW-GasDry-Tier1DEER2017 | Appl-CW-Top-ElecDHW-GasDry-Tier1AnyMFm2017CZ15DEER2017 | 5247
Appl-CW-Top-ElecDHW-GasDry-Tier1 | DEER2017 | D17 v3 |  | Any | MFm | 2017 | CZ16 | rDXGF | Household | 1 | 998.7 | None | 120 | 0.02 | 9.07 | 74.4 | 0.012 | 6.09 | 120 | 0.02 | 9.07 | 74.4 | 0.012 | 4.42 | DEER:Res:ClothesDishWasher | Annual | 2 |  | Appl-CW-Top-ElecDHW-GasDry-Tier1DEER2017 | Appl-CW-Top-ElecDHW-GasDry-Tier1AnyMFm2017CZ16DEER2017 | 5248
Appl-CW-Top-ElecDHW-GasDry-Tier1 | DEER2017 | D17 v3 |  | Any | SFm | 1975 | CZ01 | rDXGF | Household | 1 | 1591 | None | 139 | 0.019 | 9.97 | 85.9 | 0.012 | 6.7 | 139 | 0.019 | 9.97 | 85.9 | 0.012 | 4.47 | DEER:Res:ClothesDishWasher | Annual | 2 |  | Appl-CW-Top-ElecDHW-GasDry-Tier1DEER2017 | Appl-CW-Top-ElecDHW-GasDry-Tier1AnySFm1975CZ01DEER2017 | 5249
Appl-CW-Top-ElecDHW-GasDry-Tier1 | DEER2017 | D17 v3 |  | Any | SFm | 1975 | CZ02 | rDXGF | Household | 1 | 1591 | None | 142 | 0.041 | 10.2 | 87.8 | 0.026 | 6.84 | 142 | 0.041 | 10.2 | 87.8 | 0.026 | 4.56 | DEER:Res:ClothesDishWasher | Annual | 2 |  | Appl-CW-Top-ElecDHW-GasDry-Tier1DEER2017 | Appl-CW-Top-ElecDHW-GasDry-Tier1AnySFm1975CZ02DEER2017 | 5250
Appl-CW-Top-ElecDHW-GasDry-Tier1 | DEER2017 | D17 v3 |  | Any | SFm | 1975 | CZ03 | rDXGF | Household | 1 | 1591 | None | 137 | 0.037 | 10.3 | 85.2 | 0.024 | 6.94 | 137 | 0.037 | 10.3 | 85.2 | 0.024 | 4.31 | DEER:Res:ClothesDishWasher | Annual | 2 |  | Appl-CW-Top-ElecDHW-GasDry-Tier1DEER2017 | Appl-CW-Top-ElecDHW-GasDry-Tier1AnySFm1975CZ03DEER2017 | 5251
Appl-CW-Top-ElecDHW-GasDry-Tier1 | DEER2017 | D17 v3 |  | Any | SFm | 1975 | CZ04 | rDXGF | Household | 1 | 1591 | None | 143 | 0.037 | 11 | 89.5 | 0.024 | 7.37 | 143 | 0.037 | 11 | 89.5 | 0.024 | 4.54 | DEER:Res:ClothesDishWasher | Annual | 2 |  | Appl-CW-Top-ElecDHW-GasDry-Tier1DEER2017 | Appl-CW-Top-ElecDHW-GasDry-Tier1AnySFm1975CZ04DEER2017 | 5252
Appl-CW-Top-ElecDHW-GasDry-Tier1 | DEER2017 | D17 v3 |  | Any | SFm | 1975 | CZ05 | rDXGF | Household | 1 | 1591 | None | 137 | 0.034 | 9.68 | 84.8 | 0.022 | 6.52 | 137 | 0.034 | 9.68 | 84.8 | 0.022 | 4.55 | DEER:Res:ClothesDishWasher | Annual | 2 |  | Appl-CW-Top-ElecDHW-GasDry-Tier1DEER2017 | Appl-CW-Top-ElecDHW-GasDry-Tier1AnySFm1975CZ05DEER2017 | 5253
Appl-CW-Top-ElecDHW-GasDry-Tier1 | DEER2017 | D17 v3 |  | Any | SFm | 1975 | CZ06 | rDXGF | Household | 1 | 1528 | None | 143 | 0.033 | 11.6 | 89.8 | 0.021 | 7.82 | 143 | 0.033 | 11.6 | 89.8 | 0.021 | 4.51 | DEER:Res:ClothesDishWasher | Annual | 2 |  | Appl-CW-Top-ElecDHW-GasDry-Tier1DEER2017 | Appl-CW-Top-ElecDHW-GasDry-Tier1AnySFm1975CZ06DEER2017 | 5254
Appl-CW-Top-ElecDHW-GasDry-Tier1 | DEER2017 | D17 v3 |  | Any | SFm | 1975 | CZ07 | rDXGF | Household | 1 | 1528 | None | 140 | 0.03 | 11.4 | 87.3 | 0.019 | 7.66 | 140 | 0.03 | 11.4 | 87.3 | 0.019 | 4.48 | DEER:Res:ClothesDishWasher | Annual | 2 |  | Appl-CW-Top-ElecDHW-GasDry-Tier1DEER2017 | Appl-CW-Top-ElecDHW-GasDry-Tier1AnySFm1975CZ07DEER2017 | 5255
Appl-CW-Top-ElecDHW-GasDry-Tier1 | DEER2017 | D17 v3 |  | Any | SFm | 1975 | CZ08 | rDXGF | Household | 1 | 1528 | None | 145 | 0.032 | 11.6 | 90.3 | 0.021 | 7.76 | 145 | 0.032 | 11.6 | 90.3 | 0.021 | 4.5 | DEER:Res:ClothesDishWasher | Annual | 2 |  | Appl-CW-Top-ElecDHW-GasDry-Tier1DEER2017 | Appl-CW-Top-ElecDHW-GasDry-Tier1AnySFm1975CZ08DEER2017 | 5256
Appl-CW-Top-ElecDHW-GasDry-Tier1 | DEER2017 | D17 v3 |  | Any | SFm | 1975 | CZ09 | rDXGF | Household | 1 | 1636 | None | 147 | 0.027 | 11.3 | 92.9 | 0.017 | 7.6 | 147 | 0.027 | 11.3 | 92.9 | 0.017 | 3.82 | DEER:Res:ClothesDishWasher | Annual | 2 |  | Appl-CW-Top-ElecDHW-GasDry-Tier1DEER2017 | Appl-CW-Top-ElecDHW-GasDry-Tier1AnySFm1975CZ09DEER2017 | 5257
Appl-CW-Top-ElecDHW-GasDry-Tier1 | DEER2017 | D17 v3 |  | Any | SFm | 1975 | CZ10 | rDXGF | Household | 1 | 1636 | None | 143 | 0.036 | 10.9 | 89.5 | 0.024 | 7.31 | 143 | 0.036 | 10.9 | 89.5 | 0.024 | 3.84 | DEER:Res:ClothesDishWasher | Annual | 2 |  | Appl-CW-Top-ElecDHW-GasDry-Tier1DEER2017 | Appl-CW-Top-ElecDHW-GasDry-Tier1AnySFm1975CZ10DEER2017 | 5258
Appl-CW-Top-ElecDHW-GasDry-Tier1 | DEER2017 | D17 v3 |  | Any | SFm | 1975 | CZ11 | rDXGF | Household | 1 | 1528 | None | 148 | 0.035 | 10.9 | 92.5 | 0.023 | 7.3 | 148 | 0.035 | 10.9 | 92.5 | 0.023 | 3.81 | DEER:Res:ClothesDishWasher | Annual | 2 |  | Appl-CW-Top-ElecDHW-GasDry-Tier1DEER2017 | Appl-CW-Top-ElecDHW-GasDry-Tier1AnySFm1975CZ11DEER2017 | 5259
Appl-CW-Top-ElecDHW-GasDry-Tier1 | DEER2017 | D17 v3 |  | Any | SFm | 1975 | CZ12 | rDXGF | Household | 1 | 1528 | None | 145 | 0.035 | 10.8 | 90.7 | 0.022 | 7.2 | 145 | 0.035 | 10.8 | 90.7 | 0.022 | 3.81 | DEER:Res:ClothesDishWasher | Annual | 2 |  | Appl-CW-Top-ElecDHW-GasDry-Tier1DEER2017 | Appl-CW-Top-ElecDHW-GasDry-Tier1AnySFm1975CZ12DEER2017 | 5260
Appl-CW-Top-ElecDHW-GasDry-Tier1 | DEER2017 | D17 v3 |  | Any | SFm | 1975 | CZ13 | rDXGF | Household | 1 | 1528 | None | 147 | 0.033 | 10.6 | 92.2 | 0.022 | 7.1 | 147 | 0.033 | 10.6 | 92.2 | 0.022 | 3.72 | DEER:Res:ClothesDishWasher | Annual | 2 |  | Appl-CW-Top-ElecDHW-GasDry-Tier1DEER2017 | Appl-CW-Top-ElecDHW-GasDry-Tier1AnySFm1975CZ13DEER2017 | 5261
Appl-CW-Top-ElecDHW-GasDry-Tier1 | DEER2017 | D17 v3 |  | Any | SFm | 1975 | CZ14 | rDXGF | Household | 1 | 1555 | None | 153 | 0.028 | 11 | 95.3 | 0.018 | 7.34 | 153 | 0.028 | 11 | 95.3 | 0.018 | 3.71 | DEER:Res:ClothesDishWasher | Annual | 2 |  | Appl-CW-Top-ElecDHW-GasDry-Tier1DEER2017 | Appl-CW-Top-ElecDHW-GasDry-Tier1AnySFm1975CZ14DEER2017 | 5262
Appl-CW-Top-ElecDHW-GasDry-Tier1 | DEER2017 | D17 v3 |  | Any | SFm | 1975 | CZ15 | rDXGF | Household | 1 | 1555 | None | 146 | 0.026 | 12.4 | 92.5 | 0.017 | 8.35 | 146 | 0.026 | 12.4 | 92.5 | 0.017 | 3.97 | DEER:Res:ClothesDishWasher | Annual | 2 |  | Appl-CW-Top-ElecDHW-GasDry-Tier1DEER2017 | Appl-CW-Top-ElecDHW-GasDry-Tier1AnySFm1975CZ15DEER2017 | 5263
Appl-CW-Top-ElecDHW-GasDry-Tier1 | DEER2017 | D17 v3 |  | Any | SFm | 1975 | CZ16 | rDXGF | Household | 1 | 1591 | None | 153 | 0.03 | 10.4 | 95.4 | 0.019 | 7 | 153 | 0.03 | 10.4 | 95.4 | 0.019 | 3.55 | DEER:Res:ClothesDishWasher | Annual | 2 |  | Appl-CW-Top-ElecDHW-GasDry-Tier1DEER2017 | Appl-CW-Top-ElecDHW-GasDry-Tier1AnySFm1975CZ16DEER2017 | 5264
Appl-CW-Top-ElecDHW-GasDry-Tier1 | DEER2017 | D17 v3 |  | Any | SFm | 1985 | CZ01 | rDXGF | Household | 1 | 1904 | None | 138 | 0.019 | 8.76 | 85 | 0.012 | 5.88 | 138 | 0.019 | 8.76 | 85 | 0.012 | 3.79 | DEER:Res:ClothesDishWasher | Annual | 2 |  | Appl-CW-Top-ElecDHW-GasDry-Tier1DEER2017 | Appl-CW-Top-ElecDHW-GasDry-Tier1AnySFm1985CZ01DEER2017 | 5265
Appl-CW-Top-ElecDHW-GasDry-Tier1 | DEER2017 | D17 v3 |  | Any | SFm | 1985 | CZ02 | rDXGF | Household | 1 | 1904 | None | 140 | 0.032 | 9.48 | 87.1 | 0.02 | 6.35 | 140 | 0.032 | 9.48 | 87.1 | 0.02 | 3.66 | DEER:Res:ClothesDishWasher | Annual | 2 |  | Appl-CW-Top-ElecDHW-GasDry-Tier1DEER2017 | Appl-CW-Top-ElecDHW-GasDry-Tier1AnySFm1985CZ02DEER2017 | 5266
Appl-CW-Top-ElecDHW-GasDry-Tier1 | DEER2017 | D17 v3 |  | Any | SFm | 1985 | CZ03 | rDXGF | Household | 1 | 1904 | None | 137 | 0.035 | 9.18 | 85.2 | 0.023 | 6.16 | 137 | 0.035 | 9.18 | 85.2 | 0.023 | 3.85 | DEER:Res:ClothesDishWasher | Annual | 2 |  | Appl-CW-Top-ElecDHW-GasDry-Tier1DEER2017 | Appl-CW-Top-ElecDHW-GasDry-Tier1AnySFm1985CZ03DEER2017 | 5267
Appl-CW-Top-ElecDHW-GasDry-Tier1 | DEER2017 | D17 v3 |  | Any | SFm | 1985 | CZ04 | rDXGF | Household | 1 | 1904 | None | 145 | 0.036 | 10.3 | 90.4 | 0.023 | 6.89 | 145 | 0.036 | 10.3 | 90.4 | 0.023 | 3.95 | DEER:Res:ClothesDishWasher | Annual | 2 |  | Appl-CW-Top-ElecDHW-GasDry-Tier1DEER2017 | Appl-CW-Top-ElecDHW-GasDry-Tier1AnySFm1985CZ04DEER2017 | 5268
Appl-CW-Top-ElecDHW-GasDry-Tier1 | DEER2017 | D17 v3 |  | Any | SFm | 1985 | CZ05 | rDXGF | Household | 1 | 1904 | None | 137 | 0.037 | 8.73 | 85 | 0.024 | 5.88 | 137 | 0.037 | 8.73 | 85 | 0.024 | 3.91 | DEER:Res:ClothesDishWasher | Annual | 2 |  | Appl-CW-Top-ElecDHW-GasDry-Tier1DEER2017 | Appl-CW-Top-ElecDHW-GasDry-Tier1AnySFm1985CZ05DEER2017 | 5269
Appl-CW-Top-ElecDHW-GasDry-Tier1 | DEER2017 | D17 v3 |  | Any | SFm | 1985 | CZ06 | rDXGF | Household | 1 | 2064 | None | 143 | 0.035 | 11.1 | 88.4 | 0.026 | 7.47 | 143 | 0.035 | 11.1 | 88.4 | 0.026 | 3.73 | DEER:Res:ClothesDishWasher | Annual | 2 |  | Appl-CW-Top-ElecDHW-GasDry-Tier1DEER2017 | Appl-CW-Top-ElecDHW-GasDry-Tier1AnySFm1985CZ06DEER2017 | 5270
Appl-CW-Top-ElecDHW-GasDry-Tier1 | DEER2017 | D17 v3 |  | Any | SFm | 1985 | CZ07 | rDXGF | Household | 1 | 2064 | None | 143 | 0.032 | 11.3 | 89 | 0.021 | 7.6 | 143 | 0.032 | 11.3 | 89 | 0.021 | 3.84 | DEER:Res:ClothesDishWasher | Annual | 2 |  | Appl-CW-Top-ElecDHW-GasDry-Tier1DEER2017 | Appl-CW-Top-ElecDHW-GasDry-Tier1AnySFm1985CZ07DEER2017 | 5271
Appl-CW-Top-ElecDHW-GasDry-Tier1 | DEER2017 | D17 v3 |  | Any | SFm | 1985 | CZ08 | rDXGF | Household | 1 | 2064 | None | 148 | 0.026 | 11.2 | 91.8 | 0.016 | 7.54 | 148 | 0.026 | 11.2 | 91.8 | 0.016 | 3.83 | DEER:Res:ClothesDishWasher | Annual | 2 |  | Appl-CW-Top-ElecDHW-GasDry-Tier1DEER2017 | Appl-CW-Top-ElecDHW-GasDry-Tier1AnySFm1985CZ08DEER2017 | 5272
Appl-CW-Top-ElecDHW-GasDry-Tier1 | DEER2017 | D17 v3 |  | Any | SFm | 1985 | CZ09 | rDXGF | Household | 1 | 1811 | None | 147 | 0.029 | 11.2 | 93.2 | 0.02 | 7.53 | 147 | 0.029 | 11.2 | 93.2 | 0.02 | 4.02 | DEER:Res:ClothesDishWasher | Annual | 2 |  | Appl-CW-Top-ElecDHW-GasDry-Tier1DEER2017 | Appl-CW-Top-ElecDHW-GasDry-Tier1AnySFm1985CZ09DEER2017 | 5273
Appl-CW-Top-ElecDHW-GasDry-Tier1 | DEER2017 | D17 v3 |  | Any | SFm | 1985 | CZ10 | rDXGF | Household | 1 | 1811 | None | 146 | 0.033 | 10.8 | 91.4 | 0.021 | 7.28 | 146 | 0.033 | 10.8 | 91.4 | 0.021 | 3.78 | DEER:Res:ClothesDishWasher | Annual | 2 |  | Appl-CW-Top-ElecDHW-GasDry-Tier1DEER2017 | Appl-CW-Top-ElecDHW-GasDry-Tier1AnySFm1985CZ10DEER2017 | 5274
Appl-CW-Top-ElecDHW-GasDry-Tier1 | DEER2017 | D17 v3 |  | Any | SFm | 1985 | CZ11 | rDXGF | Household | 1 | 1704 | None | 148 | 0.031 | 10.1 | 91.9 | 0.021 | 6.75 | 148 | 0.031 | 10.1 | 91.9 | 0.021 | 3.89 | DEER:Res:ClothesDishWasher | Annual | 2 |  | Appl-CW-Top-ElecDHW-GasDry-Tier1DEER2017 | Appl-CW-Top-ElecDHW-GasDry-Tier1AnySFm1985CZ11DEER2017 | 5275
Appl-CW-Top-ElecDHW-GasDry-Tier1 | DEER2017 | D17 v3 |  | Any | SFm | 1985 | CZ12 | rDXGF | Household | 1 | 1704 | None | 145 | 0.037 | 10.1 | 90.7 | 0.023 | 6.76 | 145 | 0.037 | 10.1 | 90.7 | 0.023 | 4.17 | DEER:Res:ClothesDishWasher | Annual | 2 |  | Appl-CW-Top-ElecDHW-GasDry-Tier1DEER2017 | Appl-CW-Top-ElecDHW-GasDry-Tier1AnySFm1985CZ12DEER2017 | 5276
Appl-CW-Top-ElecDHW-GasDry-Tier1 | DEER2017 | D17 v3 |  | Any | SFm | 1985 | CZ13 | rDXGF | Household | 1 | 1704 | None | 148 | 0.032 | 10.1 | 93.5 | 0.02 | 6.79 | 148 | 0.032 | 10.1 | 93.5 | 0.02 | 4.29 | DEER:Res:ClothesDishWasher | Annual | 2 |  | Appl-CW-Top-ElecDHW-GasDry-Tier1DEER2017 | Appl-CW-Top-ElecDHW-GasDry-Tier1AnySFm1985CZ13DEER2017 | 5277
Appl-CW-Top-ElecDHW-GasDry-Tier1 | DEER2017 | D17 v3 |  | Any | SFm | 1985 | CZ14 | rDXGF | Household | 1 | 1741 | None | 152 | 0.027 | 10.2 | 95.6 | 0.018 | 6.84 | 152 | 0.027 | 10.2 | 95.6 | 0.018 | 4.47 | DEER:Res:ClothesDishWasher | Annual | 2 |  | Appl-CW-Top-ElecDHW-GasDry-Tier1DEER2017 | Appl-CW-Top-ElecDHW-GasDry-Tier1AnySFm1985CZ14DEER2017 | 5278
Appl-CW-Top-ElecDHW-GasDry-Tier1 | DEER2017 | D17 v3 |  | Any | SFm | 1985 | CZ15 | rDXGF | Household | 1 | 1741 | None | 147 | 0.027 | 12.2 | 93.2 | 0.017 | 8.2 | 147 | 0.027 | 12.2 | 93.2 | 0.017 | 4.43 | DEER:Res:ClothesDishWasher | Annual | 2 |  | Appl-CW-Top-ElecDHW-GasDry-Tier1DEER2017 | Appl-CW-Top-ElecDHW-GasDry-Tier1AnySFm1985CZ15DEER2017 | 5279
Appl-CW-Top-ElecDHW-GasDry-Tier1 | DEER2017 | D17 v3 |  | Any | SFm | 1985 | CZ16 | rDXGF | Household | 1 | 1904 | None | 152 | 0.034 | 9.75 | 94.8 | 0.022 | 6.55 | 152 | 0.034 | 9.75 | 94.8 | 0.022 | 4.45 | DEER:Res:ClothesDishWasher | Annual | 2 |  | Appl-CW-Top-ElecDHW-GasDry-Tier1DEER2017 | Appl-CW-Top-ElecDHW-GasDry-Tier1AnySFm1985CZ16DEER2017 | 5280
Appl-CW-Top-ElecDHW-GasDry-Tier1 | DEER2017 | D17 v3 |  | Any | SFm | 1996 | CZ01 | rDXGF | Household | 1 | 2193 | None | 139 | 0.02 | 10.6 | 86.2 | 0.012 | 7.09 | 139 | 0.02 | 10.6 | 86.2 | 0.012 | 4.42 | DEER:Res:ClothesDishWasher | Annual | 2 |  | Appl-CW-Top-ElecDHW-GasDry-Tier1DEER2017 | Appl-CW-Top-ElecDHW-GasDry-Tier1AnySFm1996CZ01DEER2017 | 5281
Appl-CW-Top-ElecDHW-GasDry-Tier1 | DEER2017 | D17 v3 |  | Any | SFm | 1996 | CZ02 | rDXGF | Household | 1 | 2193 | None | 144 | 0.039 | 10.6 | 89.1 | 0.022 | 7.13 | 144 | 0.039 | 10.6 | 89.1 | 0.022 | 4.4 | DEER:Res:ClothesDishWasher | Annual | 2 |  | Appl-CW-Top-ElecDHW-GasDry-Tier1DEER2017 | Appl-CW-Top-ElecDHW-GasDry-Tier1AnySFm1996CZ02DEER2017 | 5282
Appl-CW-Top-ElecDHW-GasDry-Tier1 | DEER2017 | D17 v3 |  | Any | SFm | 1996 | CZ03 | rDXGF | Household | 1 | 2193 | None | 137 | 0.025 | 10.4 | 85.4 | 0.013 | 6.97 | 137 | 0.025 | 10.4 | 85.4 | 0.013 | 4.44 | DEER:Res:ClothesDishWasher | Annual | 2 |  | Appl-CW-Top-ElecDHW-GasDry-Tier1DEER2017 | Appl-CW-Top-ElecDHW-GasDry-Tier1AnySFm1996CZ03DEER2017 | 5283
Appl-CW-Top-ElecDHW-GasDry-Tier1 | DEER2017 | D17 v3 |  | Any | SFm | 1996 | CZ04 | rDXGF | Household | 1 | 2193 | None | 144 | 0.036 | 10.9 | 90.1 | 0.024 | 7.3 | 144 | 0.036 | 10.9 | 90.1 | 0.024 | 4.3 | DEER:Res:ClothesDishWasher | Annual | 2 |  | Appl-CW-Top-ElecDHW-GasDry-Tier1DEER2017 | Appl-CW-Top-ElecDHW-GasDry-Tier1AnySFm1996CZ04DEER2017 | 5284
Appl-CW-Top-ElecDHW-GasDry-Tier1 | DEER2017 | D17 v3 |  | Any | SFm | 1996 | CZ05 | rDXGF | Household | 1 | 2193 | None | 137 | 0.032 | 8.95 | 84.5 | 0.021 | 6.05 | 137 | 0.032 | 8.95 | 84.5 | 0.021 | 4.41 | DEER:Res:ClothesDishWasher | Annual | 2 |  | Appl-CW-Top-ElecDHW-GasDry-Tier1DEER2017 | Appl-CW-Top-ElecDHW-GasDry-Tier1AnySFm1996CZ05DEER2017 | 5285
Appl-CW-Top-ElecDHW-GasDry-Tier1 | DEER2017 | D17 v3 |  | Any | SFm | 1996 | CZ06 | rDXGF | Household | 1 | 2297 | None | 143 | 0.037 | 11.4 | 90.9 | 0.023 | 7.69 | 143 | 0.037 | 11.4 | 90.9 | 0.023 | 4.35 | DEER:Res:ClothesDishWasher | Annual | 2 |  | Appl-CW-Top-ElecDHW-GasDry-Tier1DEER2017 | Appl-CW-Top-ElecDHW-GasDry-Tier1AnySFm1996CZ06DEER2017 | 5286
Appl-CW-Top-ElecDHW-GasDry-Tier1 | DEER2017 | D17 v3 |  | Any | SFm | 1996 | CZ07 | rDXGF | Household | 1 | 2297 | None | 151 | 0.048 | 14.2 | 93.5 | 0.024 | 8.71 | 151 | 0.048 | 14.2 | 93.5 | 0.024 | 4.73 | DEER:Res:ClothesDishWasher | Annual | 2 |  | Appl-CW-Top-ElecDHW-GasDry-Tier1DEER2017 | Appl-CW-Top-ElecDHW-GasDry-Tier1AnySFm1996CZ07DEER2017 | 5287
Appl-CW-Top-ElecDHW-GasDry-Tier1 | DEER2017 | D17 v3 |  | Any | SFm | 1996 | CZ08 | rDXGF | Household | 1 | 2297 | None | 144 | 0.026 | 11.8 | 90.2 | 0.015 | 7.91 | 144 | 0.026 | 11.8 | 90.2 | 0.015 | 4.76 | DEER:Res:ClothesDishWasher | Annual | 2 |  | Appl-CW-Top-ElecDHW-GasDry-Tier1DEER2017 | Appl-CW-Top-ElecDHW-GasDry-Tier1AnySFm1996CZ08DEER2017 | 5288
Appl-CW-Top-ElecDHW-GasDry-Tier1 | DEER2017 | D17 v3 |  | Any | SFm | 1996 | CZ09 | rDXGF | Household | 1 | 2186 | None | 148 | 0.026 | 11.6 | 93.5 | 0.017 | 7.78 | 148 | 0.026 | 11.6 | 93.5 | 0.017 | 4.68 | DEER:Res:ClothesDishWasher | Annual | 2 |  | Appl-CW-Top-ElecDHW-GasDry-Tier1DEER2017 | Appl-CW-Top-ElecDHW-GasDry-Tier1AnySFm1996CZ09DEER2017 | 5289
Appl-CW-Top-ElecDHW-GasDry-Tier1 | DEER2017 | D17 v3 |  | Any | SFm | 1996 | CZ10 | rDXGF | Household | 1 | 2186 | None | 148 | 0.028 | 11.1 | 92.9 | 0.018 | 7.44 | 148 | 0.028 | 11.1 | 92.9 | 0.018 | 4.61 | DEER:Res:ClothesDishWasher | Annual | 2 |  | Appl-CW-Top-ElecDHW-GasDry-Tier1DEER2017 | Appl-CW-Top-ElecDHW-GasDry-Tier1AnySFm1996CZ10DEER2017 | 5290
Appl-CW-Top-ElecDHW-GasDry-Tier1 | DEER2017 | D17 v3 |  | Any | SFm | 1996 | CZ11 | rDXGF | Household | 1 | 2032 | None | 147 | 0.032 | 10.7 | 92.5 | 0.02 | 7.16 | 147 | 0.032 | 10.7 | 92.5 | 0.02 | 4.51 | DEER:Res:ClothesDishWasher | Annual | 2 |  | Appl-CW-Top-ElecDHW-GasDry-Tier1DEER2017 | Appl-CW-Top-ElecDHW-GasDry-Tier1AnySFm1996CZ11DEER2017 | 5291
Appl-CW-Top-ElecDHW-GasDry-Tier1 | DEER2017 | D17 v3 |  | Any | SFm | 1996 | CZ12 | rDXGF | Household | 1 | 2032 | None | 147 | 0.041 | 10.8 | 91.6 | 0.022 | 7.23 | 147 | 0.041 | 10.8 | 91.6 | 0.022 | 4.51 | DEER:Res:ClothesDishWasher | Annual | 2 |  | Appl-CW-Top-ElecDHW-GasDry-Tier1DEER2017 | Appl-CW-Top-ElecDHW-GasDry-Tier1AnySFm1996CZ12DEER2017 | 5292
Appl-CW-Top-ElecDHW-GasDry-Tier1 | DEER2017 | D17 v3 |  | Any | SFm | 1996 | CZ13 | rDXGF | Household | 1 | 2032 | None | 148 | 0.031 | 10.5 | 92.9 | 0.02 | 7.03 | 148 | 0.031 | 10.5 | 92.9 | 0.02 | 4.87 | DEER:Res:ClothesDishWasher | Annual | 2 |  | Appl-CW-Top-ElecDHW-GasDry-Tier1DEER2017 | Appl-CW-Top-ElecDHW-GasDry-Tier1AnySFm1996CZ13DEER2017 | 5293
Appl-CW-Top-ElecDHW-GasDry-Tier1 | DEER2017 | D17 v3 |  | Any | SFm | 1996 | CZ14 | rDXGF | Household | 1 | 1758 | None | 151 | 0.026 | 10.6 | 95 | 0.017 | 7.11 | 151 | 0.026 | 10.6 | 95 | 0.017 | 4.49 | DEER:Res:ClothesDishWasher | Annual | 2 |  | Appl-CW-Top-ElecDHW-GasDry-Tier1DEER2017 | Appl-CW-Top-ElecDHW-GasDry-Tier1AnySFm1996CZ14DEER2017 | 5294
Appl-CW-Top-ElecDHW-GasDry-Tier1 | DEER2017 | D17 v3 |  | Any | SFm | 1996 | CZ15 | rDXGF | Household | 1 | 1758 | None | 148 | 0.025 | 12.3 | 94.5 | 0.016 | 8.24 | 148 | 0.025 | 12.3 | 94.5 | 0.016 | 4.67 | DEER:Res:ClothesDishWasher | Annual | 2 |  | Appl-CW-Top-ElecDHW-GasDry-Tier1DEER2017 | Appl-CW-Top-ElecDHW-GasDry-Tier1AnySFm1996CZ15DEER2017 | 5295
Appl-CW-Top-ElecDHW-GasDry-Tier1 | DEER2017 | D17 v3 |  | Any | SFm | 1996 | CZ16 | rDXGF | Household | 1 | 2193 | None | 153 | 0.031 | 11.2 | 95 | 0.019 | 7.5 | 153 | 0.031 | 11.2 | 95 | 0.019 | 3.65 | DEER:Res:ClothesDishWasher | Annual | 2 |  | Appl-CW-Top-ElecDHW-GasDry-Tier1DEER2017 | Appl-CW-Top-ElecDHW-GasDry-Tier1AnySFm1996CZ16DEER2017 | 5296
Appl-CW-Top-ElecDHW-GasDry-Tier1 | DEER2017 | D17 v3 |  | Any | SFm | 2003 | CZ01 | rDXGF | Household | 1 | 2295.6 | None | 139 | 0.019 | 10.3 | 86 | 0.011 | 6.88 | 139 | 0.019 | 10.3 | 86 | 0.011 | 3.47 | DEER:Res:ClothesDishWasher | Annual | 2 |  | Appl-CW-Top-ElecDHW-GasDry-Tier1DEER2017 | Appl-CW-Top-ElecDHW-GasDry-Tier1AnySFm2003CZ01DEER2017 | 5297
Appl-CW-Top-ElecDHW-GasDry-Tier1 | DEER2017 | D17 v3 |  | Any | SFm | 2003 | CZ02 | rDXGF | Household | 1 | 1948.8 | None | 145 | 0.035 | 10.6 | 90 | 0.022 | 7.13 | 145 | 0.035 | 10.6 | 90 | 0.022 | 3.82 | DEER:Res:ClothesDishWasher | Annual | 2 |  | Appl-CW-Top-ElecDHW-GasDry-Tier1DEER2017 | Appl-CW-Top-ElecDHW-GasDry-Tier1AnySFm2003CZ02DEER2017 | 5298
Appl-CW-Top-ElecDHW-GasDry-Tier1 | DEER2017 | D17 v3 |  | Any | SFm | 2003 | CZ03 | rDXGF | Household | 1 | 2295.6 | None | 137 | 0.032 | 10.4 | 84.8 | 0.021 | 6.95 | 137 | 0.032 | 10.4 | 84.8 | 0.021 | 3.83 | DEER:Res:ClothesDishWasher | Annual | 2 |  | Appl-CW-Top-ElecDHW-GasDry-Tier1DEER2017 | Appl-CW-Top-ElecDHW-GasDry-Tier1AnySFm2003CZ03DEER2017 | 5299
Appl-CW-Top-ElecDHW-GasDry-Tier1 | DEER2017 | D17 v3 |  | Any | SFm | 2003 | CZ04 | rDXGF | Household | 1 | 2295.6 | None | 147 | 0.035 | 11.1 | 91.2 | 0.021 | 7.41 | 147 | 0.035 | 11.1 | 91.2 | 0.021 | 3.8 | DEER:Res:ClothesDishWasher | Annual | 2 |  | Appl-CW-Top-ElecDHW-GasDry-Tier1DEER2017 | Appl-CW-Top-ElecDHW-GasDry-Tier1AnySFm2003CZ04DEER2017 | 5300
Appl-CW-Top-ElecDHW-GasDry-Tier1 | DEER2017 | D17 v3 |  | Any | SFm | 2003 | CZ05 | rDXGF | Household | 1 | 2295.6 | None | 138 | 0.032 | 9.51 | 85.2 | 0.02 | 6.37 | 138 | 0.032 | 9.51 | 85.2 | 0.02 | 3.81 | DEER:Res:ClothesDishWasher | Annual | 2 |  | Appl-CW-Top-ElecDHW-GasDry-Tier1DEER2017 | Appl-CW-Top-ElecDHW-GasDry-Tier1AnySFm2003CZ05DEER2017 | 5301
Appl-CW-Top-ElecDHW-GasDry-Tier1 | DEER2017 | D17 v3 |  | Any | SFm | 2003 | CZ06 | rDXGF | Household | 1 | 2392.9 | None | 149 | 0.033 | 11.8 | 86 | 0.029 | 7.92 | 149 | 0.033 | 11.8 | 86 | 0.029 | 3.72 | DEER:Res:ClothesDishWasher | Annual | 2 |  | Appl-CW-Top-ElecDHW-GasDry-Tier1DEER2017 | Appl-CW-Top-ElecDHW-GasDry-Tier1AnySFm2003CZ06DEER2017 | 5302
Appl-CW-Top-ElecDHW-GasDry-Tier1 | DEER2017 | D17 v3 |  | Any | SFm | 2003 | CZ07 | rDXGF | Household | 1 | 2392.9 | None | 149 | 0.027 | 11.4 | 93.2 | 0.015 | 7.65 | 149 | 0.027 | 11.4 | 93.2 | 0.015 | 3.66 | DEER:Res:ClothesDishWasher | Annual | 2 |  | Appl-CW-Top-ElecDHW-GasDry-Tier1DEER2017 | Appl-CW-Top-ElecDHW-GasDry-Tier1AnySFm2003CZ07DEER2017 | 5303
Appl-CW-Top-ElecDHW-GasDry-Tier1 | DEER2017 | D17 v3 |  | Any | SFm | 2003 | CZ08 | rDXGF | Household | 1 | 2392.9 | None | 153 | 0.025 | 11.8 | 97.1 | 0.016 | 7.94 | 153 | 0.025 | 11.8 | 97.1 | 0.016 | 3.96 | DEER:Res:ClothesDishWasher | Annual | 2 |  | Appl-CW-Top-ElecDHW-GasDry-Tier1DEER2017 | Appl-CW-Top-ElecDHW-GasDry-Tier1AnySFm2003CZ08DEER2017 | 5304
Appl-CW-Top-ElecDHW-GasDry-Tier1 | DEER2017 | D17 v3 |  | Any | SFm | 2003 | CZ09 | rDXGF | Household | 1 | 2422.9 | None | 145 | 0.021 | 11.5 | 91.6 | 0.015 | 7.7 | 145 | 0.021 | 11.5 | 91.6 | 0.015 | 3.68 | DEER:Res:ClothesDishWasher | Annual | 2 |  | Appl-CW-Top-ElecDHW-GasDry-Tier1DEER2017 | Appl-CW-Top-ElecDHW-GasDry-Tier1AnySFm2003CZ09DEER2017 | 5305
Appl-CW-Top-ElecDHW-GasDry-Tier1 | DEER2017 | D17 v3 |  | Any | SFm | 2003 | CZ10 | rDXGF | Household | 1 | 1948.8 | None | 149 | 0.025 | 11.1 | 93.2 | 0.016 | 7.45 | 149 | 0.025 | 11.1 | 93.2 | 0.016 | 3.8 | DEER:Res:ClothesDishWasher | Annual | 2 |  | Appl-CW-Top-ElecDHW-GasDry-Tier1DEER2017 | Appl-CW-Top-ElecDHW-GasDry-Tier1AnySFm2003CZ10DEER2017 | 5306
Appl-CW-Top-ElecDHW-GasDry-Tier1 | DEER2017 | D17 v3 |  | Any | SFm | 2003 | CZ11 | rDXGF | Household | 1 | 1948.8 | None | 147 | 0.03 | 10.9 | 92.4 | 0.019 | 7.29 | 147 | 0.03 | 10.9 | 92.4 | 0.019 | 3.87 | DEER:Res:ClothesDishWasher | Annual | 2 |  | Appl-CW-Top-ElecDHW-GasDry-Tier1DEER2017 | Appl-CW-Top-ElecDHW-GasDry-Tier1AnySFm2003CZ11DEER2017 | 5307
Appl-CW-Top-ElecDHW-GasDry-Tier1 | DEER2017 | D17 v3 |  | Any | SFm | 2003 | CZ12 | rDXGF | Household | 1 | 1948.8 | None | 145 | 0.033 | 10.8 | 90.8 | 0.021 | 7.28 | 145 | 0.033 | 10.8 | 90.8 | 0.021 | 3.72 | DEER:Res:ClothesDishWasher | Annual | 2 |  | Appl-CW-Top-ElecDHW-GasDry-Tier1DEER2017 | Appl-CW-Top-ElecDHW-GasDry-Tier1AnySFm2003CZ12DEER2017 | 5308
Appl-CW-Top-ElecDHW-GasDry-Tier1 | DEER2017 | D17 v3 |  | Any | SFm | 2003 | CZ13 | rDXGF | Household | 1 | 1948.8 | None | 146 | 0.03 | 10.7 | 91.8 | 0.02 | 7.22 | 146 | 0.03 | 10.7 | 91.8 | 0.02 | 3.84 | DEER:Res:ClothesDishWasher | Annual | 2 |  | Appl-CW-Top-ElecDHW-GasDry-Tier1DEER2017 | Appl-CW-Top-ElecDHW-GasDry-Tier1AnySFm2003CZ13DEER2017 | 5309
Appl-CW-Top-ElecDHW-GasDry-Tier1 | DEER2017 | D17 v3 |  | Any | SFm | 2003 | CZ14 | rDXGF | Household | 1 | 2160.9 | None | 152 | 0.025 | 10.7 | 95.9 | 0.016 | 7.17 | 152 | 0.025 | 10.7 | 95.9 | 0.016 | 3.79 | DEER:Res:ClothesDishWasher | Annual | 2 |  | Appl-CW-Top-ElecDHW-GasDry-Tier1DEER2017 | Appl-CW-Top-ElecDHW-GasDry-Tier1AnySFm2003CZ14DEER2017 | 5310
Appl-CW-Top-ElecDHW-GasDry-Tier1 | DEER2017 | D17 v3 |  | Any | SFm | 2003 | CZ15 | rDXGF | Household | 1 | 2160.9 | None | 144 | 0.025 | 12.3 | 93 | 0.016 | 8.24 | 144 | 0.025 | 12.3 | 93 | 0.016 | 3.95 | DEER:Res:ClothesDishWasher | Annual | 2 |  | Appl-CW-Top-ElecDHW-GasDry-Tier1DEER2017 | Appl-CW-Top-ElecDHW-GasDry-Tier1AnySFm2003CZ15DEER2017 | 5311
Appl-CW-Top-ElecDHW-GasDry-Tier1 | DEER2017 | D17 v3 |  | Any | SFm | 2003 | CZ16 | rDXGF | Household | 1 | 2295.6 | None | 148 | 0.03 | 11.3 | 92.2 | 0.019 | 7.58 | 148 | 0.03 | 11.3 | 92.2 | 0.019 | 3.91 | DEER:Res:ClothesDishWasher | Annual | 2 |  | Appl-CW-Top-ElecDHW-GasDry-Tier1DEER2017 | Appl-CW-Top-ElecDHW-GasDry-Tier1AnySFm2003CZ16DEER2017 | 5312
Appl-CW-Top-ElecDHW-GasDry-Tier1 | DEER2017 | D17 v3 |  | Any | SFm | 2007 | CZ01 | rDXGF | Household | 1 | 2295.6 | None | 139 | 0.019 | 10.2 | 86.1 | 0.012 | 6.87 | 139 | 0.019 | 10.2 | 86.1 | 0.012 | 3.72 | DEER:Res:ClothesDishWasher | Annual | 2 |  | Appl-CW-Top-ElecDHW-GasDry-Tier1DEER2017 | Appl-CW-Top-ElecDHW-GasDry-Tier1AnySFm2007CZ01DEER2017 | 5313
Appl-CW-Top-ElecDHW-GasDry-Tier1 | DEER2017 | D17 v3 |  | Any | SFm | 2007 | CZ02 | rDXGF | Household | 1 | 1948.8 | None | 143 | 0.029 | 9.99 | 89 | 0.019 | 6.7 | 143 | 0.029 | 9.99 | 89 | 0.019 | 3.84 | DEER:Res:ClothesDishWasher | Annual | 2 |  | Appl-CW-Top-ElecDHW-GasDry-Tier1DEER2017 | Appl-CW-Top-ElecDHW-GasDry-Tier1AnySFm2007CZ02DEER2017 | 5314
Appl-CW-Top-ElecDHW-GasDry-Tier1 | DEER2017 | D17 v3 |  | Any | SFm | 2007 | CZ03 | rDXGF | Household | 1 | 2295.6 | None | 137 | 0.03 | 10.3 | 84.8 | 0.019 | 6.9 | 137 | 0.03 | 10.3 | 84.8 | 0.019 | 3.82 | DEER:Res:ClothesDishWasher | Annual | 2 |  | Appl-CW-Top-ElecDHW-GasDry-Tier1DEER2017 | Appl-CW-Top-ElecDHW-GasDry-Tier1AnySFm2007CZ03DEER2017 | 5315
Appl-CW-Top-ElecDHW-GasDry-Tier1 | DEER2017 | D17 v3 |  | Any | SFm | 2007 | CZ04 | rDXGF | Household | 1 | 2295.6 | None | 144 | 0.03 | 10.8 | 89.7 | 0.019 | 7.27 | 144 | 0.03 | 10.8 | 89.7 | 0.019 | 4.02 | DEER:Res:ClothesDishWasher | Annual | 2 |  | Appl-CW-Top-ElecDHW-GasDry-Tier1DEER2017 | Appl-CW-Top-ElecDHW-GasDry-Tier1AnySFm2007CZ04DEER2017 | 5316
Appl-CW-Top-ElecDHW-GasDry-Tier1 | DEER2017 | D17 v3 |  | Any | SFm | 2007 | CZ05 | rDXGF | Household | 1 | 2295.6 | None | 137 | 0.028 | 9.48 | 84.9 | 0.017 | 6.33 | 137 | 0.028 | 9.48 | 84.9 | 0.017 | 3.78 | DEER:Res:ClothesDishWasher | Annual | 2 |  | Appl-CW-Top-ElecDHW-GasDry-Tier1DEER2017 | Appl-CW-Top-ElecDHW-GasDry-Tier1AnySFm2007CZ05DEER2017 | 5317
Appl-CW-Top-ElecDHW-GasDry-Tier1 | DEER2017 | D17 v3 |  | Any | SFm | 2007 | CZ06 | rDXGF | Household | 1 | 2392.9 | None | 144 | 0.029 | 11.4 | 90 | 0.02 | 7.68 | 144 | 0.029 | 11.4 | 90 | 0.02 | 3.89 | DEER:Res:ClothesDishWasher | Annual | 2 |  | Appl-CW-Top-ElecDHW-GasDry-Tier1DEER2017 | Appl-CW-Top-ElecDHW-GasDry-Tier1AnySFm2007CZ06DEER2017 | 5318
Appl-CW-Top-ElecDHW-GasDry-Tier1 | DEER2017 | D17 v3 |  | Any | SFm | 2007 | CZ07 | rDXGF | Household | 1 | 2392.9 | None | 147 | 0.027 | 11.8 | 92.2 | 0.017 | 7.91 | 147 | 0.027 | 11.8 | 92.2 | 0.017 | 4.49 | DEER:Res:ClothesDishWasher | Annual | 2 |  | Appl-CW-Top-ElecDHW-GasDry-Tier1DEER2017 | Appl-CW-Top-ElecDHW-GasDry-Tier1AnySFm2007CZ07DEER2017 | 5319
Appl-CW-Top-ElecDHW-GasDry-Tier1 | DEER2017 | D17 v3 |  | Any | SFm | 2007 | CZ08 | rDXGF | Household | 1 | 2392.9 | None | 146 | 0.024 | 11.9 | 93.2 | 0.015 | 7.97 | 146 | 0.024 | 11.9 | 93.2 | 0.015 | 4.17 | DEER:Res:ClothesDishWasher | Annual | 2 |  | Appl-CW-Top-ElecDHW-GasDry-Tier1DEER2017 | Appl-CW-Top-ElecDHW-GasDry-Tier1AnySFm2007CZ08DEER2017 | 5320
Appl-CW-Top-ElecDHW-GasDry-Tier1 | DEER2017 | D17 v3 |  | Any | SFm | 2007 | CZ09 | rDXGF | Household | 1 | 2422.9 | None | 144 | 0.02 | 11.7 | 89.9 | 0.013 | 7.83 | 144 | 0.02 | 11.7 | 89.9 | 0.013 | 4.38 | DEER:Res:ClothesDishWasher | Annual | 2 |  | Appl-CW-Top-ElecDHW-GasDry-Tier1DEER2017 | Appl-CW-Top-ElecDHW-GasDry-Tier1AnySFm2007CZ09DEER2017 | 5321
Appl-CW-Top-ElecDHW-GasDry-Tier1 | DEER2017 | D17 v3 |  | Any | SFm | 2007 | CZ10 | rDXGF | Household | 1 | 1948.8 | None | 146 | 0.021 | 11.1 | 91.5 | 0.013 | 7.43 | 146 | 0.021 | 11.1 | 91.5 | 0.013 | 4.26 | DEER:Res:ClothesDishWasher | Annual | 2 |  | Appl-CW-Top-ElecDHW-GasDry-Tier1DEER2017 | Appl-CW-Top-ElecDHW-GasDry-Tier1AnySFm2007CZ10DEER2017 | 5322
Appl-CW-Top-ElecDHW-GasDry-Tier1 | DEER2017 | D17 v3 |  | Any | SFm | 2007 | CZ11 | rDXGF | Household | 1 | 1948.8 | None | 144 | 0.024 | 10.7 | 90.2 | 0.016 | 7.16 | 144 | 0.024 | 10.7 | 90.2 | 0.016 | 4.48 | DEER:Res:ClothesDishWasher | Annual | 2 |  | Appl-CW-Top-ElecDHW-GasDry-Tier1DEER2017 | Appl-CW-Top-ElecDHW-GasDry-Tier1AnySFm2007CZ11DEER2017 | 5323
Appl-CW-Top-ElecDHW-GasDry-Tier1 | DEER2017 | D17 v3 |  | Any | SFm | 2007 | CZ12 | rDXGF | Household | 1 | 1948.8 | None | 144 | 0.029 | 11 | 89.6 | 0.019 | 7.38 | 144 | 0.029 | 11 | 89.6 | 0.019 | 4.31 | DEER:Res:ClothesDishWasher | Annual | 2 |  | Appl-CW-Top-ElecDHW-GasDry-Tier1DEER2017 | Appl-CW-Top-ElecDHW-GasDry-Tier1AnySFm2007CZ12DEER2017 | 5324
Appl-CW-Top-ElecDHW-GasDry-Tier1 | DEER2017 | D17 v3 |  | Any | SFm | 2007 | CZ13 | rDXGF | Household | 1 | 1948.8 | None | 145 | 0.025 | 11.1 | 90.9 | 0.016 | 7.47 | 145 | 0.025 | 11.1 | 90.9 | 0.016 | 4.5 | DEER:Res:ClothesDishWasher | Annual | 2 |  | Appl-CW-Top-ElecDHW-GasDry-Tier1DEER2017 | Appl-CW-Top-ElecDHW-GasDry-Tier1AnySFm2007CZ13DEER2017 | 5325
Appl-CW-Top-ElecDHW-GasDry-Tier1 | DEER2017 | D17 v3 |  | Any | SFm | 2007 | CZ14 | rDXGF | Household | 1 | 2160.9 | None | 147 | 0.023 | 10.6 | 92.6 | 0.015 | 7.09 | 147 | 0.023 | 10.6 | 92.6 | 0.015 | 4.38 | DEER:Res:ClothesDishWasher | Annual | 2 |  | Appl-CW-Top-ElecDHW-GasDry-Tier1DEER2017 | Appl-CW-Top-ElecDHW-GasDry-Tier1AnySFm2007CZ14DEER2017 | 5326
Appl-CW-Top-ElecDHW-GasDry-Tier1 | DEER2017 | D17 v3 |  | Any | SFm | 2007 | CZ15 | rDXGF | Household | 1 | 2160.9 | None | 141 | 0.022 | 12.4 | 89.3 | 0.014 | 8.32 | 141 | 0.022 | 12.4 | 89.3 | 0.014 | 4.4 | DEER:Res:ClothesDishWasher | Annual | 2 |  | Appl-CW-Top-ElecDHW-GasDry-Tier1DEER2017 | Appl-CW-Top-ElecDHW-GasDry-Tier1AnySFm2007CZ15DEER2017 | 5327
Appl-CW-Top-ElecDHW-GasDry-Tier1 | DEER2017 | D17 v3 |  | Any | SFm | 2007 | CZ16 | rDXGF | Household | 1 | 2295.6 | None | 147 | 0.028 | 11.3 | 91.7 | 0.018 | 7.56 | 147 | 0.028 | 11.3 | 91.7 | 0.018 | 4.35 | DEER:Res:ClothesDishWasher | Annual | 2 |  | Appl-CW-Top-ElecDHW-GasDry-Tier1DEER2017 | Appl-CW-Top-ElecDHW-GasDry-Tier1AnySFm2007CZ16DEER2017 | 5328
Appl-CW-Top-ElecDHW-GasDry-Tier1 | DEER2017 | D17 v3 |  | Any | SFm | 2011 | CZ01 | rDXGF | Household | 1 | 2295.6 | None | 140 | 0.019 | 10.4 | 86.3 | 0.012 | 7 | 140 | 0.019 | 10.4 | 86.3 | 0.012 | 4.32 | DEER:Res:ClothesDishWasher | Annual | 2 |  | Appl-CW-Top-ElecDHW-GasDry-Tier1DEER2017 | Appl-CW-Top-ElecDHW-GasDry-Tier1AnySFm2011CZ01DEER2017 | 5329
Appl-CW-Top-ElecDHW-GasDry-Tier1 | DEER2017 | D17 v3 |  | Any | SFm | 2011 | CZ02 | rDXGF | Household | 1 | 1948.8 | None | 143 | 0.03 | 10.1 | 89.2 | 0.02 | 6.79 | 143 | 0.03 | 10.1 | 89.2 | 0.02 | 4.39 | DEER:Res:ClothesDishWasher | Annual | 2 |  | Appl-CW-Top-ElecDHW-GasDry-Tier1DEER2017 | Appl-CW-Top-ElecDHW-GasDry-Tier1AnySFm2011CZ02DEER2017 | 5330
Appl-CW-Top-ElecDHW-GasDry-Tier1 | DEER2017 | D17 v3 |  | Any | SFm | 2011 | CZ03 | rDXGF | Household | 1 | 2295.6 | None | 138 | 0.028 | 10.4 | 85.3 | 0.021 | 6.99 | 138 | 0.028 | 10.4 | 85.3 | 0.021 | 4.59 | DEER:Res:ClothesDishWasher | Annual | 2 |  | Appl-CW-Top-ElecDHW-GasDry-Tier1DEER2017 | Appl-CW-Top-ElecDHW-GasDry-Tier1AnySFm2011CZ03DEER2017 | 5331
Appl-CW-Top-ElecDHW-GasDry-Tier1 | DEER2017 | D17 v3 |  | Any | SFm | 2011 | CZ04 | rDXGF | Household | 1 | 2295.6 | None | 145 | 0.031 | 10.9 | 90.6 | 0.02 | 7.3 | 145 | 0.031 | 10.9 | 90.6 | 0.02 | 4.31 | DEER:Res:ClothesDishWasher | Annual | 2 |  | Appl-CW-Top-ElecDHW-GasDry-Tier1DEER2017 | Appl-CW-Top-ElecDHW-GasDry-Tier1AnySFm2011CZ04DEER2017 | 5332
Appl-CW-Top-ElecDHW-GasDry-Tier1 | DEER2017 | D17 v3 |  | Any | SFm | 2011 | CZ05 | rDXGF | Household | 1 | 2295.6 | None | 137 | 0.031 | 9.39 | 84.6 | 0.02 | 6.36 | 137 | 0.031 | 9.39 | 84.6 | 0.02 | 4.72 | DEER:Res:ClothesDishWasher | Annual | 2 |  | Appl-CW-Top-ElecDHW-GasDry-Tier1DEER2017 | Appl-CW-Top-ElecDHW-GasDry-Tier1AnySFm2011CZ05DEER2017 | 5333
Appl-CW-Top-ElecDHW-GasDry-Tier1 | DEER2017 | D17 v3 |  | Any | SFm | 2011 | CZ06 | rDXGF | Household | 1 | 2392.9 | None | 139 | 0.028 | 11.3 | 87.2 | 0.018 | 7.55 | 139 | 0.028 | 11.3 | 87.2 | 0.018 | 4.74 | DEER:Res:ClothesDishWasher | Annual | 2 |  | Appl-CW-Top-ElecDHW-GasDry-Tier1DEER2017 | Appl-CW-Top-ElecDHW-GasDry-Tier1AnySFm2011CZ06DEER2017 | 5334
Appl-CW-Top-ElecDHW-GasDry-Tier1 | DEER2017 | D17 v3 |  | Any | SFm | 2011 | CZ07 | rDXGF | Household | 1 | 2392.9 | None | 153 | 0.034 | 12.7 | 94.2 | 0.019 | 8.38 | 153 | 0.034 | 12.7 | 94.2 | 0.019 | 4.76 | DEER:Res:ClothesDishWasher | Annual | 2 |  | Appl-CW-Top-ElecDHW-GasDry-Tier1DEER2017 | Appl-CW-Top-ElecDHW-GasDry-Tier1AnySFm2011CZ07DEER2017 | 5335
Appl-CW-Top-ElecDHW-GasDry-Tier1 | DEER2017 | D17 v3 |  | Any | SFm | 2011 | CZ08 | rDXGF | Household | 1 | 2392.9 | None | 151 | 0.023 | 12.1 | 93.3 | 0.015 | 8.12 | 151 | 0.023 | 12.1 | 93.3 | 0.015 | 4.68 | DEER:Res:ClothesDishWasher | Annual | 2 |  | Appl-CW-Top-ElecDHW-GasDry-Tier1DEER2017 | Appl-CW-Top-ElecDHW-GasDry-Tier1AnySFm2011CZ08DEER2017 | 5336
Appl-CW-Top-ElecDHW-GasDry-Tier1 | DEER2017 | D17 v3 |  | Any | SFm | 2011 | CZ09 | rDXGF | Household | 1 | 2422.9 | None | 145 | 0.022 | 11.8 | 90.5 | 0.014 | 7.9 | 145 | 0.022 | 11.8 | 90.5 | 0.014 | 4.61 | DEER:Res:ClothesDishWasher | Annual | 2 |  | Appl-CW-Top-ElecDHW-GasDry-Tier1DEER2017 | Appl-CW-Top-ElecDHW-GasDry-Tier1AnySFm2011CZ09DEER2017 | 5337
Appl-CW-Top-ElecDHW-GasDry-Tier1 | DEER2017 | D17 v3 |  | Any | SFm | 2011 | CZ10 | rDXGF | Household | 1 | 1948.8 | None | 146 | 0.022 | 11.1 | 91.3 | 0.014 | 7.47 | 146 | 0.022 | 11.1 | 91.3 | 0.014 | 4.52 | DEER:Res:ClothesDishWasher | Annual | 2 |  | Appl-CW-Top-ElecDHW-GasDry-Tier1DEER2017 | Appl-CW-Top-ElecDHW-GasDry-Tier1AnySFm2011CZ10DEER2017 | 5338
Appl-CW-Top-ElecDHW-GasDry-Tier1 | DEER2017 | D17 v3 |  | Any | SFm | 2011 | CZ11 | rDXGF | Household | 1 | 1948.8 | None | 144 | 0.024 | 10.8 | 90.5 | 0.015 | 7.22 | 144 | 0.024 | 10.8 | 90.5 | 0.015 | 4.5 | DEER:Res:ClothesDishWasher | Annual | 2 |  | Appl-CW-Top-ElecDHW-GasDry-Tier1DEER2017 | Appl-CW-Top-ElecDHW-GasDry-Tier1AnySFm2011CZ11DEER2017 | 5339
Appl-CW-Top-ElecDHW-GasDry-Tier1 | DEER2017 | D17 v3 |  | Any | SFm | 2011 | CZ12 | rDXGF | Household | 1 | 1948.8 | None | 144 | 0.029 | 11.1 | 90.2 | 0.018 | 7.47 | 144 | 0.029 | 11.1 | 90.2 | 0.018 | 4.89 | DEER:Res:ClothesDishWasher | Annual | 2 |  | Appl-CW-Top-ElecDHW-GasDry-Tier1DEER2017 | Appl-CW-Top-ElecDHW-GasDry-Tier1AnySFm2011CZ12DEER2017 | 5340
Appl-CW-Top-ElecDHW-GasDry-Tier1 | DEER2017 | D17 v3 |  | Any | SFm | 2011 | CZ13 | rDXGF | Household | 1 | 1948.8 | None | 145 | 0.025 | 11.3 | 91.5 | 0.016 | 7.57 | 145 | 0.025 | 11.3 | 91.5 | 0.016 | 4.48 | DEER:Res:ClothesDishWasher | Annual | 2 |  | Appl-CW-Top-ElecDHW-GasDry-Tier1DEER2017 | Appl-CW-Top-ElecDHW-GasDry-Tier1AnySFm2011CZ13DEER2017 | 5341
Appl-CW-Top-ElecDHW-GasDry-Tier1 | DEER2017 | D17 v3 |  | Any | SFm | 2011 | CZ14 | rDXGF | Household | 1 | 2160.9 | None | 147 | 0.023 | 10.7 | 92.8 | 0.015 | 7.2 | 147 | 0.023 | 10.7 | 92.8 | 0.015 | 4.67 | DEER:Res:ClothesDishWasher | Annual | 2 |  | Appl-CW-Top-ElecDHW-GasDry-Tier1DEER2017 | Appl-CW-Top-ElecDHW-GasDry-Tier1AnySFm2011CZ14DEER2017 | 5342
Appl-CW-Top-ElecDHW-GasDry-Tier1 | DEER2017 | D17 v3 |  | Any | SFm | 2011 | CZ15 | rDXGF | Household | 1 | 2160.9 | None | 141 | 0.023 | 12.4 | 89.4 | 0.015 | 8.35 | 141 | 0.023 | 12.4 | 89.4 | 0.015 | 3.83 | DEER:Res:ClothesDishWasher | Annual | 2 |  | Appl-CW-Top-ElecDHW-GasDry-Tier1DEER2017 | Appl-CW-Top-ElecDHW-GasDry-Tier1AnySFm2011CZ15DEER2017 | 5343
Appl-CW-Top-ElecDHW-GasDry-Tier1 | DEER2017 | D17 v3 |  | Any | SFm | 2011 | CZ16 | rDXGF | Household | 1 | 2295.6 | None | 148 | 0.027 | 11.4 | 92.4 | 0.017 | 7.66 | 148 | 0.027 | 11.4 | 92.4 | 0.017 | 3.86 | DEER:Res:ClothesDishWasher | Annual | 2 |  | Appl-CW-Top-ElecDHW-GasDry-Tier1DEER2017 | Appl-CW-Top-ElecDHW-GasDry-Tier1AnySFm2011CZ16DEER2017 | 5344
Appl-CW-Top-ElecDHW-GasDry-Tier1 | DEER2017 | D17 v3 |  | Any | SFm | 2015 | CZ01 | rDXGF | Household | 1 | 2295.6 | None | 140 | 0.019 | 10.3 | 86.2 | 0.012 | 6.73 | 140 | 0.019 | 10.3 | 86.2 | 0.012 | 3.81 | DEER:Res:ClothesDishWasher | Annual | 2 |  | Appl-CW-Top-ElecDHW-GasDry-Tier1DEER2017 | Appl-CW-Top-ElecDHW-GasDry-Tier1AnySFm2015CZ01DEER2017 | 5345
Appl-CW-Top-ElecDHW-GasDry-Tier1 | DEER2017 | D17 v3 |  | Any | SFm | 2015 | CZ02 | rDXGF | Household | 1 | 1948.8 | None | 142 | 0.029 | 10.1 | 88.4 | 0.019 | 6.79 | 142 | 0.029 | 10.1 | 88.4 | 0.019 | 3.72 | DEER:Res:ClothesDishWasher | Annual | 2 |  | Appl-CW-Top-ElecDHW-GasDry-Tier1DEER2017 | Appl-CW-Top-ElecDHW-GasDry-Tier1AnySFm2015CZ02DEER2017 | 5346
Appl-CW-Top-ElecDHW-GasDry-Tier1 | DEER2017 | D17 v3 |  | Any | SFm | 2015 | CZ03 | rDXGF | Household | 1 | 2295.6 | None | 139 | 0.028 | 10.9 | 86.4 | 0.018 | 7.32 | 139 | 0.028 | 10.9 | 86.4 | 0.018 | 3.82 | DEER:Res:ClothesDishWasher | Annual | 2 |  | Appl-CW-Top-ElecDHW-GasDry-Tier1DEER2017 | Appl-CW-Top-ElecDHW-GasDry-Tier1AnySFm2015CZ03DEER2017 | 5347
Appl-CW-Top-ElecDHW-GasDry-Tier1 | DEER2017 | D17 v3 |  | Any | SFm | 2015 | CZ04 | rDXGF | Household | 1 | 2295.6 | None | 142 | 0.03 | 10.8 | 88.8 | 0.019 | 7.27 | 142 | 0.03 | 10.8 | 88.8 | 0.019 | 3.81 | DEER:Res:ClothesDishWasher | Annual | 2 |  | Appl-CW-Top-ElecDHW-GasDry-Tier1DEER2017 | Appl-CW-Top-ElecDHW-GasDry-Tier1AnySFm2015CZ04DEER2017 | 5348
Appl-CW-Top-ElecDHW-GasDry-Tier1 | DEER2017 | D17 v3 |  | Any | SFm | 2015 | CZ05 | rDXGF | Household | 1 | 2295.6 | None | 140 | 0.028 | 10.4 | 86.4 | 0.018 | 6.98 | 140 | 0.028 | 10.4 | 86.4 | 0.018 | 3.8 | DEER:Res:ClothesDishWasher | Annual | 2 |  | Appl-CW-Top-ElecDHW-GasDry-Tier1DEER2017 | Appl-CW-Top-ElecDHW-GasDry-Tier1AnySFm2015CZ05DEER2017 | 5349
Appl-CW-Top-ElecDHW-GasDry-Tier1 | DEER2017 | D17 v3 |  | Any | SFm | 2015 | CZ06 | rDXGF | Household | 1 | 2392.9 | None | 140 | 0.034 | 11.2 | 87.8 | 0.021 | 7.55 | 140 | 0.034 | 11.2 | 87.8 | 0.021 | 3.96 | DEER:Res:ClothesDishWasher | Annual | 2 |  | Appl-CW-Top-ElecDHW-GasDry-Tier1DEER2017 | Appl-CW-Top-ElecDHW-GasDry-Tier1AnySFm2015CZ06DEER2017 | 5350
Appl-CW-Top-ElecDHW-GasDry-Tier1 | DEER2017 | D17 v3 |  | Any | SFm | 2015 | CZ07 | rDXGF | Household | 1 | 2392.9 | None | 138 | 0.015 | 11.5 | 87.9 | 0.012 | 7.87 | 138 | 0.015 | 11.5 | 87.9 | 0.012 | 3.74 | DEER:Res:ClothesDishWasher | Annual | 2 |  | Appl-CW-Top-ElecDHW-GasDry-Tier1DEER2017 | Appl-CW-Top-ElecDHW-GasDry-Tier1AnySFm2015CZ07DEER2017 | 5351
Appl-CW-Top-ElecDHW-GasDry-Tier1 | DEER2017 | D17 v3 |  | Any | SFm | 2015 | CZ08 | rDXGF | Household | 1 | 2392.9 | None | 143 | 0.027 | 12.1 | 99 | 0.029 | 8.83 | 143 | 0.027 | 12.1 | 99 | 0.029 | 3.77 | DEER:Res:ClothesDishWasher | Annual | 2 |  | Appl-CW-Top-ElecDHW-GasDry-Tier1DEER2017 | Appl-CW-Top-ElecDHW-GasDry-Tier1AnySFm2015CZ08DEER2017 | 5352
Appl-CW-Top-ElecDHW-GasDry-Tier1 | DEER2017 | D17 v3 |  | Any | SFm | 2015 | CZ09 | rDXGF | Household | 1 | 2422.9 | None | 140 | 0.024 | 11.8 | 87.5 | 0.015 | 7.91 | 140 | 0.024 | 11.8 | 87.5 | 0.015 | 4.02 | DEER:Res:ClothesDishWasher | Annual | 2 |  | Appl-CW-Top-ElecDHW-GasDry-Tier1DEER2017 | Appl-CW-Top-ElecDHW-GasDry-Tier1AnySFm2015CZ09DEER2017 | 5353
Appl-CW-Top-ElecDHW-GasDry-Tier1 | DEER2017 | D17 v3 |  | Any | SFm | 2015 | CZ10 | rDXGF | Household | 1 | 1948.8 | None | 141 | 0.025 | 11.2 | 87.7 | 0.016 | 7.48 | 141 | 0.025 | 11.2 | 87.7 | 0.016 | 3.8 | DEER:Res:ClothesDishWasher | Annual | 2 |  | Appl-CW-Top-ElecDHW-GasDry-Tier1DEER2017 | Appl-CW-Top-ElecDHW-GasDry-Tier1AnySFm2015CZ10DEER2017 | 5354
Appl-CW-Top-ElecDHW-GasDry-Tier1 | DEER2017 | D17 v3 |  | Any | SFm | 2015 | CZ11 | rDXGF | Household | 1 | 1948.8 | None | 142 | 0.027 | 10.9 | 88.3 | 0.016 | 7.27 | 142 | 0.027 | 10.9 | 88.3 | 0.016 | 4.52 | DEER:Res:ClothesDishWasher | Annual | 2 |  | Appl-CW-Top-ElecDHW-GasDry-Tier1DEER2017 | Appl-CW-Top-ElecDHW-GasDry-Tier1AnySFm2015CZ11DEER2017 | 5355
Appl-CW-Top-ElecDHW-GasDry-Tier1 | DEER2017 | D17 v3 |  | Any | SFm | 2015 | CZ12 | rDXGF | Household | 1 | 1948.8 | None | 141 | 0.028 | 11.1 | 87.9 | 0.018 | 7.48 | 141 | 0.028 | 11.1 | 87.9 | 0.018 | 4.41 | DEER:Res:ClothesDishWasher | Annual | 2 |  | Appl-CW-Top-ElecDHW-GasDry-Tier1DEER2017 | Appl-CW-Top-ElecDHW-GasDry-Tier1AnySFm2015CZ12DEER2017 | 5356
Appl-CW-Top-ElecDHW-GasDry-Tier1 | DEER2017 | D17 v3 |  | Any | SFm | 2015 | CZ13 | rDXGF | Household | 1 | 1948.8 | None | 142 | 0.024 | 11.3 | 88.7 | 0.015 | 7.6 | 142 | 0.024 | 11.3 | 88.7 | 0.015 | 4.22 | DEER:Res:ClothesDishWasher | Annual | 2 |  | Appl-CW-Top-ElecDHW-GasDry-Tier1DEER2017 | Appl-CW-Top-ElecDHW-GasDry-Tier1AnySFm2015CZ13DEER2017 | 5357
Appl-CW-Top-ElecDHW-GasDry-Tier1 | DEER2017 | D17 v3 |  | Any | SFm | 2015 | CZ14 | rDXGF | Household | 1 | 2160.9 | None | 145 | 0.023 | 10.6 | 91.1 | 0.015 | 7.16 | 145 | 0.023 | 10.6 | 91.1 | 0.015 | 4.33 | DEER:Res:ClothesDishWasher | Annual | 2 |  | Appl-CW-Top-ElecDHW-GasDry-Tier1DEER2017 | Appl-CW-Top-ElecDHW-GasDry-Tier1AnySFm2015CZ14DEER2017 | 5358
Appl-CW-Top-ElecDHW-GasDry-Tier1 | DEER2017 | D17 v3 |  | Any | SFm | 2015 | CZ15 | rDXGF | Household | 1 | 2160.9 | None | 140 | 0.022 | 12.5 | 88.3 | 0.014 | 8.36 | 140 | 0.022 | 12.5 | 88.3 | 0.014 | 4.44 | DEER:Res:ClothesDishWasher | Annual | 2 |  | Appl-CW-Top-ElecDHW-GasDry-Tier1DEER2017 | Appl-CW-Top-ElecDHW-GasDry-Tier1AnySFm2015CZ15DEER2017 | 5359
Appl-CW-Top-ElecDHW-GasDry-Tier1 | DEER2017 | D17 v3 |  | Any | SFm | 2015 | CZ16 | rDXGF | Household | 1 | 2295.6 | None | 145 | 0.027 | 10.9 | 89.4 | 0.017 | 7.32 | 145 | 0.027 | 10.9 | 89.4 | 0.017 | 4.84 | DEER:Res:ClothesDishWasher | Annual | 2 |  | Appl-CW-Top-ElecDHW-GasDry-Tier1DEER2017 | Appl-CW-Top-ElecDHW-GasDry-Tier1AnySFm2015CZ16DEER2017 | 5360
Appl-CW-Top-ElecDHW-GasDry-Tier1 | DEER2017 | D17 v3 |  | Any | SFm | 2017 | CZ01 | rDXGF | Household | 1 | 2295.6 | None | 140 | 0.019 | 10.9 | 86.7 | 0.012 | 7.3 | 140 | 0.019 | 10.9 | 86.7 | 0.012 | 4.39 | DEER:Res:ClothesDishWasher | Annual | 2 |  | Appl-CW-Top-ElecDHW-GasDry-Tier1DEER2017 | Appl-CW-Top-ElecDHW-GasDry-Tier1AnySFm2017CZ01DEER2017 | 5361
Appl-CW-Top-ElecDHW-GasDry-Tier1 | DEER2017 | D17 v3 |  | Any | SFm | 2017 | CZ02 | rDXGF | Household | 1 | 1948.8 | None | 142 | 0.03 | 10.2 | 88.2 | 0.019 | 6.85 | 142 | 0.03 | 10.2 | 88.2 | 0.019 | 4.7 | DEER:Res:ClothesDishWasher | Annual | 2 |  | Appl-CW-Top-ElecDHW-GasDry-Tier1DEER2017 | Appl-CW-Top-ElecDHW-GasDry-Tier1AnySFm2017CZ02DEER2017 | 5362
Appl-CW-Top-ElecDHW-GasDry-Tier1 | DEER2017 | D17 v3 |  | Any | SFm | 2017 | CZ03 | rDXGF | Household | 1 | 2295.6 | None | 137 | 0.029 | 10.9 | 85.9 | 0.019 | 7.31 | 137 | 0.029 | 10.9 | 85.9 | 0.019 | 4.79 | DEER:Res:ClothesDishWasher | Annual | 2 |  | Appl-CW-Top-ElecDHW-GasDry-Tier1DEER2017 | Appl-CW-Top-ElecDHW-GasDry-Tier1AnySFm2017CZ03DEER2017 | 5363
Appl-CW-Top-ElecDHW-GasDry-Tier1 | DEER2017 | D17 v3 |  | Any | SFm | 2017 | CZ04 | rDXGF | Household | 1 | 2295.6 | None | 142 | 0.029 | 10.9 | 89 | 0.019 | 7.33 | 142 | 0.029 | 10.9 | 89 | 0.019 | 4.76 | DEER:Res:ClothesDishWasher | Annual | 2 |  | Appl-CW-Top-ElecDHW-GasDry-Tier1DEER2017 | Appl-CW-Top-ElecDHW-GasDry-Tier1AnySFm2017CZ04DEER2017 | 5364
Appl-CW-Top-ElecDHW-GasDry-Tier1 | DEER2017 | D17 v3 |  | Any | SFm | 2017 | CZ05 | rDXGF | Household | 1 | 2295.6 | None | 138 | 0.028 | 10.5 | 85.8 | 0.018 | 7.05 | 138 | 0.028 | 10.5 | 85.8 | 0.018 | 4.61 | DEER:Res:ClothesDishWasher | Annual | 2 |  | Appl-CW-Top-ElecDHW-GasDry-Tier1DEER2017 | Appl-CW-Top-ElecDHW-GasDry-Tier1AnySFm2017CZ05DEER2017 | 5365
Appl-CW-Top-ElecDHW-GasDry-Tier1 | DEER2017 | D17 v3 |  | Any | SFm | 2017 | CZ06 | rDXGF | Household | 1 | 2392.9 | None | 139 | 0.035 | 11.3 | 86.5 | 0.021 | 7.55 | 139 | 0.035 | 11.3 | 86.5 | 0.021 | 4.56 | DEER:Res:ClothesDishWasher | Annual | 2 |  | Appl-CW-Top-ElecDHW-GasDry-Tier1DEER2017 | Appl-CW-Top-ElecDHW-GasDry-Tier1AnySFm2017CZ06DEER2017 | 5366
Appl-CW-Top-ElecDHW-GasDry-Tier1 | DEER2017 | D17 v3 |  | Any | SFm | 2017 | CZ07 | rDXGF | Household | 1 | 2392.9 | None | 147 | 0.03 | 12.2 | 90 | 0.016 | 7.97 | 147 | 0.03 | 12.2 | 90 | 0.016 | 4.9 | DEER:Res:ClothesDishWasher | Annual | 2 |  | Appl-CW-Top-ElecDHW-GasDry-Tier1DEER2017 | Appl-CW-Top-ElecDHW-GasDry-Tier1AnySFm2017CZ07DEER2017 | 5367
Appl-CW-Top-ElecDHW-GasDry-Tier1 | DEER2017 | D17 v3 |  | Any | SFm | 2017 | CZ08 | rDXGF | Household | 1 | 2392.9 | None | 141 | 0.032 | 12.2 | 88.5 | 0.018 | 8.16 | 141 | 0.032 | 12.2 | 88.5 | 0.018 | 4.73 | DEER:Res:ClothesDishWasher | Annual | 2 |  | Appl-CW-Top-ElecDHW-GasDry-Tier1DEER2017 | Appl-CW-Top-ElecDHW-GasDry-Tier1AnySFm2017CZ08DEER2017 | 5368
Appl-CW-Top-ElecDHW-GasDry-Tier1 | DEER2017 | D17 v3 |  | Any | SFm | 2017 | CZ09 | rDXGF | Household | 1 | 2422.9 | None | 137 | 0.024 | 11.8 | 85 | 0.016 | 7.88 | 137 | 0.024 | 11.8 | 85 | 0.016 | 7.88 | DEER:Res:ClothesDishWasher | Annual | 1719 |  | Appl-CW-Top-ElecDHW-GasDry-Tier1DEER2017 | Appl-CW-Top-ElecDHW-GasDry-Tier1AnySFm2017CZ09DEER2017 | 5369
Appl-CW-Top-ElecDHW-GasDry-Tier1 | DEER2017 | D17 v3 |  | Any | SFm | 2017 | CZ10 | rDXGF | Household | 1 | 1948.8 | None | 142 | 0.026 | 11.3 | 88.4 | 0.017 | 7.58 | 142 | 0.026 | 11.3 | 88.4 | 0.017 | 7.58 | DEER:Res:ClothesDishWasher | Annual | 1719 |  | Appl-CW-Top-ElecDHW-GasDry-Tier1DEER2017 | Appl-CW-Top-ElecDHW-GasDry-Tier1AnySFm2017CZ10DEER2017 | 5370
Appl-CW-Top-ElecDHW-GasDry-Tier1 | DEER2017 | D17 v3 |  | Any | SFm | 2017 | CZ11 | rDXGF | Household | 1 | 1948.8 | None | 141 | 0.027 | 10.9 | 88.4 | 0.018 | 7.32 | 141 | 0.027 | 10.9 | 88.4 | 0.018 | 7.32 | DEER:Res:ClothesDishWasher | Annual | 1719 |  | Appl-CW-Top-ElecDHW-GasDry-Tier1DEER2017 | Appl-CW-Top-ElecDHW-GasDry-Tier1AnySFm2017CZ11DEER2017 | 5371
Appl-CW-Top-ElecDHW-GasDry-Tier1 | DEER2017 | D17 v3 |  | Any | SFm | 2017 | CZ12 | rDXGF | Household | 1 | 1948.8 | None | 140 | 0.029 | 11.2 | 87.3 | 0.019 | 7.54 | 140 | 0.029 | 11.2 | 87.3 | 0.019 | 7.54 | DEER:Res:ClothesDishWasher | Annual | 1719 |  | Appl-CW-Top-ElecDHW-GasDry-Tier1DEER2017 | Appl-CW-Top-ElecDHW-GasDry-Tier1AnySFm2017CZ12DEER2017 | 5372
Appl-CW-Top-ElecDHW-GasDry-Tier1 | DEER2017 | D17 v3 |  | Any | SFm | 2017 | CZ13 | rDXGF | Household | 1 | 1948.8 | None | 141 | 0.024 | 11.4 | 88.5 | 0.016 | 7.63 | 141 | 0.024 | 11.4 | 88.5 | 0.016 | 7.63 | DEER:Res:ClothesDishWasher | Annual | 1719 |  | Appl-CW-Top-ElecDHW-GasDry-Tier1DEER2017 | Appl-CW-Top-ElecDHW-GasDry-Tier1AnySFm2017CZ13DEER2017 | 5373
Appl-CW-Top-ElecDHW-GasDry-Tier1 | DEER2017 | D17 v3 |  | Any | SFm | 2017 | CZ14 | rDXGF | Household | 1 | 2160.9 | None | 145 | 0.023 | 10.6 | 90.6 | 0.015 | 7.09 | 145 | 0.023 | 10.6 | 90.6 | 0.015 | 7.09 | DEER:Res:ClothesDishWasher | Annual | 1719 |  | Appl-CW-Top-ElecDHW-GasDry-Tier1DEER2017 | Appl-CW-Top-ElecDHW-GasDry-Tier1AnySFm2017CZ14DEER2017 | 5374
Appl-CW-Top-ElecDHW-GasDry-Tier1 | DEER2017 | D17 v3 |  | Any | SFm | 2017 | CZ15 | rDXGF | Household | 1 | 2160.9 | None | 139 | 0.022 | 12.5 | 88.2 | 0.014 | 8.36 | 139 | 0.022 | 12.5 | 88.2 | 0.014 | 8.36 | DEER:Res:ClothesDishWasher | Annual | 1719 |  | Appl-CW-Top-ElecDHW-GasDry-Tier1DEER2017 | Appl-CW-Top-ElecDHW-GasDry-Tier1AnySFm2017CZ15DEER2017 | 5375
Appl-CW-Top-ElecDHW-GasDry-Tier1 | DEER2017 | D17 v3 |  | Any | SFm | 2017 | CZ16 | rDXGF | Household | 1 | 2295.6 | None | 143 | 0.027 | 11 | 88.7 | 0.017 | 7.39 | 143 | 0.027 | 11 | 88.7 | 0.017 | 7.39 | DEER:Res:ClothesDishWasher | Annual | 1719 |  | Appl-CW-Top-ElecDHW-GasDry-Tier1DEER2017 | Appl-CW-Top-ElecDHW-GasDry-Tier1AnySFm2017CZ16DEER2017 | 5376
Appl-CW-Top-ElecDHW-GasDry-Tier2 | DEER2017 | D17 v3 |  | Any | DMo | MH00 | CZ01 | rDXGF | Household | 1 | 1242 | None | 162 | 0.022 | 8.28 | 119 | 0.017 | 5.61 | 162 | 0.022 | 8.28 | 119 | 0.017 | 5.61 | DEER:Res:ClothesDishWasher | Annual | 1719 |  | Appl-CW-Top-ElecDHW-GasDry-Tier2DEER2017 | Appl-CW-Top-ElecDHW-GasDry-Tier2AnyDMoMH00CZ01DEER2017 | 5377
Appl-CW-Top-ElecDHW-GasDry-Tier2 | DEER2017 | D17 v3 |  | Any | DMo | MH00 | CZ02 | rDXGF | Household | 1 | 1242 | None | 166 | 0.033 | 8.74 | 121 | 0.022 | 5.91 | 166 | 0.033 | 8.74 | 121 | 0.022 | 5.91 | DEER:Res:ClothesDishWasher | Annual | 1719 |  | Appl-CW-Top-ElecDHW-GasDry-Tier2DEER2017 | Appl-CW-Top-ElecDHW-GasDry-Tier2AnyDMoMH00CZ02DEER2017 | 5378
Appl-CW-Top-ElecDHW-GasDry-Tier2 | DEER2017 | D17 v3 |  | Any | DMo | MH00 | CZ03 | rDXGF | Household | 1 | 1242 | None | 160 | 0.036 | 8.22 | 117 | 0.026 | 5.59 | 160 | 0.036 | 8.22 | 117 | 0.026 | 5.59 | DEER:Res:ClothesDishWasher | Annual | 1719 |  | Appl-CW-Top-ElecDHW-GasDry-Tier2DEER2017 | Appl-CW-Top-ElecDHW-GasDry-Tier2AnyDMoMH00CZ03DEER2017 | 5379
Appl-CW-Top-ElecDHW-GasDry-Tier2 | DEER2017 | D17 v3 |  | Any | DMo | MH00 | CZ04 | rDXGF | Household | 1 | 1242 | None | 166 | 0.039 | 8.62 | 121 | 0.029 | 5.82 | 166 | 0.039 | 8.62 | 121 | 0.029 | 5.82 | DEER:Res:ClothesDishWasher | Annual | 1719 |  | Appl-CW-Top-ElecDHW-GasDry-Tier2DEER2017 | Appl-CW-Top-ElecDHW-GasDry-Tier2AnyDMoMH00CZ04DEER2017 | 5380
Appl-CW-Top-ElecDHW-GasDry-Tier2 | DEER2017 | D17 v3 |  | Any | DMo | MH00 | CZ05 | rDXGF | Household | 1 | 1242 | None | 159 | 0.033 | 6.96 | 117 | 0.024 | 4.67 | 159 | 0.033 | 6.96 | 117 | 0.024 | 4.67 | DEER:Res:ClothesDishWasher | Annual | 1719 |  | Appl-CW-Top-ElecDHW-GasDry-Tier2DEER2017 | Appl-CW-Top-ElecDHW-GasDry-Tier2AnyDMoMH00CZ05DEER2017 | 5381
Appl-CW-Top-ElecDHW-GasDry-Tier2 | DEER2017 | D17 v3 |  | Any | DMo | MH00 | CZ06 | rDXGF | Household | 1 | 1242 | None | 164 | 0.03 | 9.03 | 119 | 0.021 | 6.1 | 164 | 0.03 | 9.03 | 119 | 0.021 | 6.1 | DEER:Res:ClothesDishWasher | Annual | 1719 |  | Appl-CW-Top-ElecDHW-GasDry-Tier2DEER2017 | Appl-CW-Top-ElecDHW-GasDry-Tier2AnyDMoMH00CZ06DEER2017 | 5382
Appl-CW-Top-ElecDHW-GasDry-Tier2 | DEER2017 | D17 v3 |  | Any | DMo | MH00 | CZ07 | rDXGF | Household | 1 | 1242 | None | 164 | 0.03 | 9.43 | 119 | 0.021 | 6.39 | 164 | 0.03 | 9.43 | 119 | 0.021 | 6.39 | DEER:Res:ClothesDishWasher | Annual | 1719 |  | Appl-CW-Top-ElecDHW-GasDry-Tier2DEER2017 | Appl-CW-Top-ElecDHW-GasDry-Tier2AnyDMoMH00CZ07DEER2017 | 5383
Appl-CW-Top-ElecDHW-GasDry-Tier2 | DEER2017 | D17 v3 |  | Any | DMo | MH00 | CZ08 | rDXGF | Household | 1 | 1242 | None | 165 | 0.03 | 9.42 | 121 | 0.021 | 6.38 | 165 | 0.03 | 9.42 | 121 | 0.021 | 6.38 | DEER:Res:ClothesDishWasher | Annual | 1719 |  | Appl-CW-Top-ElecDHW-GasDry-Tier2DEER2017 | Appl-CW-Top-ElecDHW-GasDry-Tier2AnyDMoMH00CZ08DEER2017 | 5384
Appl-CW-Top-ElecDHW-GasDry-Tier2 | DEER2017 | D17 v3 |  | Any | DMo | MH00 | CZ09 | rDXGF | Household | 1 | 1242 | None | 163 | 0.031 | 9.19 | 119 | 0.023 | 6.22 | 163 | 0.031 | 9.19 | 119 | 0.023 | 6.22 | DEER:Res:ClothesDishWasher | Annual | 1719 |  | Appl-CW-Top-ElecDHW-GasDry-Tier2DEER2017 | Appl-CW-Top-ElecDHW-GasDry-Tier2AnyDMoMH00CZ09DEER2017 | 5385
Appl-CW-Top-ElecDHW-GasDry-Tier2 | DEER2017 | D17 v3 |  | Any | DMo | MH00 | CZ10 | rDXGF | Household | 1 | 1242 | None | 169 | 0.03 | 9.3 | 123 | 0.021 | 6.3 | 169 | 0.03 | 9.3 | 123 | 0.021 | 6.3 | DEER:Res:ClothesDishWasher | Annual | 1719 |  | Appl-CW-Top-ElecDHW-GasDry-Tier2DEER2017 | Appl-CW-Top-ElecDHW-GasDry-Tier2AnyDMoMH00CZ10DEER2017 | 5386
Appl-CW-Top-ElecDHW-GasDry-Tier2 | DEER2017 | D17 v3 |  | Any | DMo | MH00 | CZ11 | rDXGF | Household | 1 | 1242 | None | 167 | 0.032 | 8.88 | 121 | 0.023 | 6.01 | 167 | 0.032 | 8.88 | 121 | 0.023 | 6.01 | DEER:Res:ClothesDishWasher | Annual | 1719 |  | Appl-CW-Top-ElecDHW-GasDry-Tier2DEER2017 | Appl-CW-Top-ElecDHW-GasDry-Tier2AnyDMoMH00CZ11DEER2017 | 5387
Appl-CW-Top-ElecDHW-GasDry-Tier2 | DEER2017 | D17 v3 |  | Any | DMo | MH00 | CZ12 | rDXGF | Household | 1 | 1242 | None | 170 | 0.033 | 8.65 | 124 | 0.024 | 5.87 | 170 | 0.033 | 8.65 | 124 | 0.024 | 5.87 | DEER:Res:ClothesDishWasher | Annual | 1719 |  | Appl-CW-Top-ElecDHW-GasDry-Tier2DEER2017 | Appl-CW-Top-ElecDHW-GasDry-Tier2AnyDMoMH00CZ12DEER2017 | 5388
Appl-CW-Top-ElecDHW-GasDry-Tier2 | DEER2017 | D17 v3 |  | Any | DMo | MH00 | CZ13 | rDXGF | Household | 1 | 1242 | None | 169 | 0.031 | 8.79 | 123 | 0.022 | 5.93 | 169 | 0.031 | 8.79 | 123 | 0.022 | 5.93 | DEER:Res:ClothesDishWasher | Annual | 1719 |  | Appl-CW-Top-ElecDHW-GasDry-Tier2DEER2017 | Appl-CW-Top-ElecDHW-GasDry-Tier2AnyDMoMH00CZ13DEER2017 | 5389
Appl-CW-Top-ElecDHW-GasDry-Tier2 | DEER2017 | D17 v3 |  | Any | DMo | MH00 | CZ14 | rDXGF | Household | 1 | 1242 | None | 169 | 0.029 | 8.77 | 123 | 0.021 | 5.93 | 169 | 0.029 | 8.77 | 123 | 0.021 | 5.93 | DEER:Res:ClothesDishWasher | Annual | 1719 |  | Appl-CW-Top-ElecDHW-GasDry-Tier2DEER2017 | Appl-CW-Top-ElecDHW-GasDry-Tier2AnyDMoMH00CZ14DEER2017 | 5390
Appl-CW-Top-ElecDHW-GasDry-Tier2 | DEER2017 | D17 v3 |  | Any | DMo | MH00 | CZ15 | rDXGF | Household | 1 | 1242 | None | 160 | 0.027 | 10.4 | 117 | 0.019 | 7.01 | 160 | 0.027 | 10.4 | 117 | 0.019 | 7.01 | DEER:Res:ClothesDishWasher | Annual | 1719 |  | Appl-CW-Top-ElecDHW-GasDry-Tier2DEER2017 | Appl-CW-Top-ElecDHW-GasDry-Tier2AnyDMoMH00CZ15DEER2017 | 5391
Appl-CW-Top-ElecDHW-GasDry-Tier2 | DEER2017 | D17 v3 |  | Any | DMo | MH00 | CZ16 | rDXGF | Household | 1 | 1242 | None | 174 | 0.036 | 8.81 | 127 | 0.027 | 5.96 | 174 | 0.036 | 8.81 | 127 | 0.027 | 5.96 | DEER:Res:ClothesDishWasher | Annual | 1719 |  | Appl-CW-Top-ElecDHW-GasDry-Tier2DEER2017 | Appl-CW-Top-ElecDHW-GasDry-Tier2AnyDMoMH00CZ16DEER2017 | 5392
Appl-CW-Top-ElecDHW-GasDry-Tier2 | DEER2017 | D17 v3 |  | Any | DMo | MH06 | CZ01 | rDXGF | Household | 1 | 1242 | None | 161 | 0.022 | 7.6 | 119 | 0.016 | 5.15 | 161 | 0.022 | 7.6 | 119 | 0.016 | 5.15 | DEER:Res:ClothesDishWasher | Annual | 1719 |  | Appl-CW-Top-ElecDHW-GasDry-Tier2DEER2017 | Appl-CW-Top-ElecDHW-GasDry-Tier2AnyDMoMH06CZ01DEER2017 | 5393
Appl-CW-Top-ElecDHW-GasDry-Tier2 | DEER2017 | D17 v3 |  | Any | DMo | MH06 | CZ02 | rDXGF | Household | 1 | 1242 | None | 167 | 0.031 | 8.41 | 122 | 0.022 | 5.68 | 167 | 0.031 | 8.41 | 122 | 0.022 | 5.68 | DEER:Res:ClothesDishWasher | Annual | 1719 |  | Appl-CW-Top-ElecDHW-GasDry-Tier2DEER2017 | Appl-CW-Top-ElecDHW-GasDry-Tier2AnyDMoMH06CZ02DEER2017 | 5394
Appl-CW-Top-ElecDHW-GasDry-Tier2 | DEER2017 | D17 v3 |  | Any | DMo | MH06 | CZ03 | rDXGF | Household | 1 | 1242 | None | 163 | 0.034 | 9.47 | 122 | 0.026 | 6.4 | 163 | 0.034 | 9.47 | 122 | 0.026 | 6.4 | DEER:Res:ClothesDishWasher | Annual | 1719 |  | Appl-CW-Top-ElecDHW-GasDry-Tier2DEER2017 | Appl-CW-Top-ElecDHW-GasDry-Tier2AnyDMoMH06CZ03DEER2017 | 5395
Appl-CW-Top-ElecDHW-GasDry-Tier2 | DEER2017 | D17 v3 |  | Any | DMo | MH06 | CZ04 | rDXGF | Household | 1 | 1242 | None | 165 | 0.029 | 8.97 | 121 | 0.021 | 6.06 | 165 | 0.029 | 8.97 | 121 | 0.021 | 6.06 | DEER:Res:ClothesDishWasher | Annual | 1719 |  | Appl-CW-Top-ElecDHW-GasDry-Tier2DEER2017 | Appl-CW-Top-ElecDHW-GasDry-Tier2AnyDMoMH06CZ04DEER2017 | 5396
Appl-CW-Top-ElecDHW-GasDry-Tier2 | DEER2017 | D17 v3 |  | Any | DMo | MH06 | CZ05 | rDXGF | Household | 1 | 1242 | None | 163 | 0.032 | 8.33 | 119 | 0.023 | 5.65 | 163 | 0.032 | 8.33 | 119 | 0.023 | 5.65 | DEER:Res:ClothesDishWasher | Annual | 1719 |  | Appl-CW-Top-ElecDHW-GasDry-Tier2DEER2017 | Appl-CW-Top-ElecDHW-GasDry-Tier2AnyDMoMH06CZ05DEER2017 | 5397
Appl-CW-Top-ElecDHW-GasDry-Tier2 | DEER2017 | D17 v3 |  | Any | DMo | MH06 | CZ06 | rDXGF | Household | 1 | 1242 | None | 163 | 0.028 | 10.8 | 119 | 0.02 | 7.34 | 163 | 0.028 | 10.8 | 119 | 0.02 | 7.34 | DEER:Res:ClothesDishWasher | Annual | 1719 |  | Appl-CW-Top-ElecDHW-GasDry-Tier2DEER2017 | Appl-CW-Top-ElecDHW-GasDry-Tier2AnyDMoMH06CZ06DEER2017 | 5398
Appl-CW-Top-ElecDHW-GasDry-Tier2 | DEER2017 | D17 v3 |  | Any | DMo | MH06 | CZ07 | rDXGF | Household | 1 | 1242 | None | 170 | 0.028 | 10.4 | 125 | 0.02 | 7.07 | 170 | 0.028 | 10.4 | 125 | 0.02 | 7.07 | DEER:Res:ClothesDishWasher | Annual | 1719 |  | Appl-CW-Top-ElecDHW-GasDry-Tier2DEER2017 | Appl-CW-Top-ElecDHW-GasDry-Tier2AnyDMoMH06CZ07DEER2017 | 5399
Appl-CW-Top-ElecDHW-GasDry-Tier2 | DEER2017 | D17 v3 |  | Any | DMo | MH06 | CZ08 | rDXGF | Household | 1 | 1242 | None | 167 | 0.028 | 9.97 | 122 | 0.02 | 6.75 | 167 | 0.028 | 9.97 | 122 | 0.02 | 6.75 | DEER:Res:ClothesDishWasher | Annual | 1719 |  | Appl-CW-Top-ElecDHW-GasDry-Tier2DEER2017 | Appl-CW-Top-ElecDHW-GasDry-Tier2AnyDMoMH06CZ08DEER2017 | 5400
Appl-CW-Top-ElecDHW-GasDry-Tier2 | DEER2017 | D17 v3 |  | Any | DMo | MH06 | CZ09 | rDXGF | Household | 1 | 1242 | None | 164 | 0.028 | 9.7 | 119 | 0.02 | 6.56 | 164 | 0.028 | 9.7 | 119 | 0.02 | 6.56 | DEER:Res:ClothesDishWasher | Annual | 1719 |  | Appl-CW-Top-ElecDHW-GasDry-Tier2DEER2017 | Appl-CW-Top-ElecDHW-GasDry-Tier2AnyDMoMH06CZ09DEER2017 | 5401
Appl-CW-Top-ElecDHW-GasDry-Tier2 | DEER2017 | D17 v3 |  | Any | DMo | MH06 | CZ10 | rDXGF | Household | 1 | 1242 | None | 165 | 0.026 | 9.28 | 119 | 0.019 | 6.29 | 165 | 0.026 | 9.28 | 119 | 0.019 | 6.29 | DEER:Res:ClothesDishWasher | Annual | 1719 |  | Appl-CW-Top-ElecDHW-GasDry-Tier2DEER2017 | Appl-CW-Top-ElecDHW-GasDry-Tier2AnyDMoMH06CZ10DEER2017 | 5402
Appl-CW-Top-ElecDHW-GasDry-Tier2 | DEER2017 | D17 v3 |  | Any | DMo | MH06 | CZ11 | rDXGF | Household | 1 | 1242 | None | 163 | 0.03 | 9.26 | 119 | 0.022 | 6.26 | 163 | 0.03 | 9.26 | 119 | 0.022 | 6.26 | DEER:Res:ClothesDishWasher | Annual | 1719 |  | Appl-CW-Top-ElecDHW-GasDry-Tier2DEER2017 | Appl-CW-Top-ElecDHW-GasDry-Tier2AnyDMoMH06CZ11DEER2017 | 5403
Appl-CW-Top-ElecDHW-GasDry-Tier2 | DEER2017 | D17 v3 |  | Any | DMo | MH06 | CZ12 | rDXGF | Household | 1 | 1242 | None | 166 | 0.03 | 8.75 | 120 | 0.021 | 5.93 | 166 | 0.03 | 8.75 | 120 | 0.021 | 5.93 | DEER:Res:ClothesDishWasher | Annual | 1719 |  | Appl-CW-Top-ElecDHW-GasDry-Tier2DEER2017 | Appl-CW-Top-ElecDHW-GasDry-Tier2AnyDMoMH06CZ12DEER2017 | 5404
Appl-CW-Top-ElecDHW-GasDry-Tier2 | DEER2017 | D17 v3 |  | Any | DMo | MH06 | CZ13 | rDXGF | Household | 1 | 1242 | None | 166 | 0.028 | 9.15 | 121 | 0.02 | 6.18 | 166 | 0.028 | 9.15 | 121 | 0.02 | 6.18 | DEER:Res:ClothesDishWasher | Annual | 1719 |  | Appl-CW-Top-ElecDHW-GasDry-Tier2DEER2017 | Appl-CW-Top-ElecDHW-GasDry-Tier2AnyDMoMH06CZ13DEER2017 | 5405
Appl-CW-Top-ElecDHW-GasDry-Tier2 | DEER2017 | D17 v3 |  | Any | DMo | MH06 | CZ14 | rDXGF | Household | 1 | 1242 | None | 166 | 0.027 | 9.02 | 121 | 0.019 | 6.09 | 166 | 0.027 | 9.02 | 121 | 0.019 | 6.09 | DEER:Res:ClothesDishWasher | Annual | 1719 |  | Appl-CW-Top-ElecDHW-GasDry-Tier2DEER2017 | Appl-CW-Top-ElecDHW-GasDry-Tier2AnyDMoMH06CZ14DEER2017 | 5406
Appl-CW-Top-ElecDHW-GasDry-Tier2 | DEER2017 | D17 v3 |  | Any | DMo | MH06 | CZ15 | rDXGF | Household | 1 | 1242 | None | 156 | 0.025 | 10.4 | 113 | 0.018 | 7.06 | 156 | 0.025 | 10.4 | 113 | 0.018 | 7.06 | DEER:Res:ClothesDishWasher | Annual | 1719 |  | Appl-CW-Top-ElecDHW-GasDry-Tier2DEER2017 | Appl-CW-Top-ElecDHW-GasDry-Tier2AnyDMoMH06CZ15DEER2017 | 5407
Appl-CW-Top-ElecDHW-GasDry-Tier2 | DEER2017 | D17 v3 |  | Any | DMo | MH06 | CZ16 | rDXGF | Household | 1 | 1242 | None | 170 | 0.03 | 8.87 | 125 | 0.021 | 5.99 | 170 | 0.03 | 8.87 | 125 | 0.021 | 5.99 | DEER:Res:ClothesDishWasher | Annual | 1719 |  | Appl-CW-Top-ElecDHW-GasDry-Tier2DEER2017 | Appl-CW-Top-ElecDHW-GasDry-Tier2AnyDMoMH06CZ16DEER2017 | 5408
Appl-CW-Top-ElecDHW-GasDry-Tier2 | DEER2017 | D17 v3 |  | Any | DMo | MH15 | CZ01 | rDXGF | Household | 1 | 1242 | None | 162 | 0.022 | 7.89 | 119 | 0.016 | 5.35 | 162 | 0.022 | 7.89 | 119 | 0.016 | 5.35 | DEER:Res:ClothesDishWasher | Annual | 1719 |  | Appl-CW-Top-ElecDHW-GasDry-Tier2DEER2017 | Appl-CW-Top-ElecDHW-GasDry-Tier2AnyDMoMH15CZ01DEER2017 | 5409
Appl-CW-Top-ElecDHW-GasDry-Tier2 | DEER2017 | D17 v3 |  | Any | DMo | MH15 | CZ02 | rDXGF | Household | 1 | 1242 | None | 166 | 0.029 | 8.44 | 121 | 0.02 | 5.7 | 166 | 0.029 | 8.44 | 121 | 0.02 | 5.7 | DEER:Res:ClothesDishWasher | Annual | 1719 |  | Appl-CW-Top-ElecDHW-GasDry-Tier2DEER2017 | Appl-CW-Top-ElecDHW-GasDry-Tier2AnyDMoMH15CZ02DEER2017 | 5410
Appl-CW-Top-ElecDHW-GasDry-Tier2 | DEER2017 | D17 v3 |  | Any | DMo | MH15 | CZ03 | rDXGF | Household | 1 | 1242 | None | 159 | 0.031 | 8.56 | 117 | 0.023 | 5.77 | 159 | 0.031 | 8.56 | 117 | 0.023 | 5.77 | DEER:Res:ClothesDishWasher | Annual | 1719 |  | Appl-CW-Top-ElecDHW-GasDry-Tier2DEER2017 | Appl-CW-Top-ElecDHW-GasDry-Tier2AnyDMoMH15CZ03DEER2017 | 5411
Appl-CW-Top-ElecDHW-GasDry-Tier2 | DEER2017 | D17 v3 |  | Any | DMo | MH15 | CZ04 | rDXGF | Household | 1 | 1242 | None | 164 | 0.029 | 8.81 | 120 | 0.021 | 5.95 | 164 | 0.029 | 8.81 | 120 | 0.021 | 5.95 | DEER:Res:ClothesDishWasher | Annual | 1719 |  | Appl-CW-Top-ElecDHW-GasDry-Tier2DEER2017 | Appl-CW-Top-ElecDHW-GasDry-Tier2AnyDMoMH15CZ04DEER2017 | 5412
Appl-CW-Top-ElecDHW-GasDry-Tier2 | DEER2017 | D17 v3 |  | Any | DMo | MH15 | CZ05 | rDXGF | Household | 1 | 1242 | None | 162 | 0.031 | 8.07 | 119 | 0.022 | 5.47 | 162 | 0.031 | 8.07 | 119 | 0.022 | 5.47 | DEER:Res:ClothesDishWasher | Annual | 1719 |  | Appl-CW-Top-ElecDHW-GasDry-Tier2DEER2017 | Appl-CW-Top-ElecDHW-GasDry-Tier2AnyDMoMH15CZ05DEER2017 | 5413
Appl-CW-Top-ElecDHW-GasDry-Tier2 | DEER2017 | D17 v3 |  | Any | DMo | MH15 | CZ06 | rDXGF | Household | 1 | 1242 | None | 163 | 0.026 | 9.24 | 118 | 0.019 | 6.24 | 163 | 0.026 | 9.24 | 118 | 0.019 | 6.24 | DEER:Res:ClothesDishWasher | Annual | 1719 |  | Appl-CW-Top-ElecDHW-GasDry-Tier2DEER2017 | Appl-CW-Top-ElecDHW-GasDry-Tier2AnyDMoMH15CZ06DEER2017 | 5414
Appl-CW-Top-ElecDHW-GasDry-Tier2 | DEER2017 | D17 v3 |  | Any | DMo | MH15 | CZ07 | rDXGF | Household | 1 | 1242 | None | 166 | 0.027 | 10.3 | 121 | 0.02 | 7 | 166 | 0.027 | 10.3 | 121 | 0.02 | 7 | DEER:Res:ClothesDishWasher | Annual | 1719 |  | Appl-CW-Top-ElecDHW-GasDry-Tier2DEER2017 | Appl-CW-Top-ElecDHW-GasDry-Tier2AnyDMoMH15CZ07DEER2017 | 5415
Appl-CW-Top-ElecDHW-GasDry-Tier2 | DEER2017 | D17 v3 |  | Any | DMo | MH15 | CZ08 | rDXGF | Household | 1 | 1242 | None | 166 | 0.027 | 9.93 | 121 | 0.019 | 6.72 | 166 | 0.027 | 9.93 | 121 | 0.019 | 6.72 | DEER:Res:ClothesDishWasher | Annual | 1719 |  | Appl-CW-Top-ElecDHW-GasDry-Tier2DEER2017 | Appl-CW-Top-ElecDHW-GasDry-Tier2AnyDMoMH15CZ08DEER2017 | 5416
Appl-CW-Top-ElecDHW-GasDry-Tier2 | DEER2017 | D17 v3 |  | Any | DMo | MH15 | CZ09 | rDXGF | Household | 1 | 1242 | None | 162 | 0.027 | 9.62 | 118 | 0.019 | 6.51 | 162 | 0.027 | 9.62 | 118 | 0.019 | 6.51 | DEER:Res:ClothesDishWasher | Annual | 1719 |  | Appl-CW-Top-ElecDHW-GasDry-Tier2DEER2017 | Appl-CW-Top-ElecDHW-GasDry-Tier2AnyDMoMH15CZ09DEER2017 | 5417
Appl-CW-Top-ElecDHW-GasDry-Tier2 | DEER2017 | D17 v3 |  | Any | DMo | MH15 | CZ10 | rDXGF | Household | 1 | 1242 | None | 164 | 0.026 | 9.44 | 119 | 0.019 | 6.4 | 164 | 0.026 | 9.44 | 119 | 0.019 | 6.4 | DEER:Res:ClothesDishWasher | Annual | 1719 |  | Appl-CW-Top-ElecDHW-GasDry-Tier2DEER2017 | Appl-CW-Top-ElecDHW-GasDry-Tier2AnyDMoMH15CZ10DEER2017 | 5418
Appl-CW-Top-ElecDHW-GasDry-Tier2 | DEER2017 | D17 v3 |  | Any | DMo | MH15 | CZ11 | rDXGF | Household | 1 | 1242 | None | 162 | 0.025 | 9.06 | 118 | 0.018 | 6.11 | 162 | 0.025 | 9.06 | 118 | 0.018 | 6.11 | DEER:Res:ClothesDishWasher | Annual | 1719 |  | Appl-CW-Top-ElecDHW-GasDry-Tier2DEER2017 | Appl-CW-Top-ElecDHW-GasDry-Tier2AnyDMoMH15CZ11DEER2017 | 5419
Appl-CW-Top-ElecDHW-GasDry-Tier2 | DEER2017 | D17 v3 |  | Any | DMo | MH15 | CZ12 | rDXGF | Household | 1 | 1242 | None | 164 | 0.029 | 8.93 | 120 | 0.021 | 6.05 | 164 | 0.029 | 8.93 | 120 | 0.021 | 6.05 | DEER:Res:ClothesDishWasher | Annual | 1719 |  | Appl-CW-Top-ElecDHW-GasDry-Tier2DEER2017 | Appl-CW-Top-ElecDHW-GasDry-Tier2AnyDMoMH15CZ12DEER2017 | 5420
Appl-CW-Top-ElecDHW-GasDry-Tier2 | DEER2017 | D17 v3 |  | Any | DMo | MH15 | CZ13 | rDXGF | Household | 1 | 1242 | None | 164 | 0.027 | 9.24 | 120 | 0.02 | 6.25 | 164 | 0.027 | 9.24 | 120 | 0.02 | 6.25 | DEER:Res:ClothesDishWasher | Annual | 1719 |  | Appl-CW-Top-ElecDHW-GasDry-Tier2DEER2017 | Appl-CW-Top-ElecDHW-GasDry-Tier2AnyDMoMH15CZ13DEER2017 | 5421
Appl-CW-Top-ElecDHW-GasDry-Tier2 | DEER2017 | D17 v3 |  | Any | DMo | MH15 | CZ14 | rDXGF | Household | 1 | 1242 | None | 165 | 0.026 | 8.92 | 120 | 0.019 | 6.03 | 165 | 0.026 | 8.92 | 120 | 0.019 | 6.03 | DEER:Res:ClothesDishWasher | Annual | 1719 |  | Appl-CW-Top-ElecDHW-GasDry-Tier2DEER2017 | Appl-CW-Top-ElecDHW-GasDry-Tier2AnyDMoMH15CZ14DEER2017 | 5422
Appl-CW-Top-ElecDHW-GasDry-Tier2 | DEER2017 | D17 v3 |  | Any | DMo | MH15 | CZ15 | rDXGF | Household | 1 | 1242 | None | 156 | 0.024 | 10.4 | 112 | 0.017 | 7.04 | 156 | 0.024 | 10.4 | 112 | 0.017 | 7.04 | DEER:Res:ClothesDishWasher | Annual | 1719 |  | Appl-CW-Top-ElecDHW-GasDry-Tier2DEER2017 | Appl-CW-Top-ElecDHW-GasDry-Tier2AnyDMoMH15CZ15DEER2017 | 5423
Appl-CW-Top-ElecDHW-GasDry-Tier2 | DEER2017 | D17 v3 |  | Any | DMo | MH15 | CZ16 | rDXGF | Household | 1 | 1242 | None | 169 | 0.028 | 8.81 | 124 | 0.019 | 5.97 | 169 | 0.028 | 8.81 | 124 | 0.019 | 5.97 | DEER:Res:ClothesDishWasher | Annual | 1719 |  | Appl-CW-Top-ElecDHW-GasDry-Tier2DEER2017 | Appl-CW-Top-ElecDHW-GasDry-Tier2AnyDMoMH15CZ16DEER2017 | 5424
Appl-CW-Top-ElecDHW-GasDry-Tier2 | DEER2017 | D17 v3 |  | Any | DMo | MH72 | CZ01 | rDXGF | Household | 1 | 1196 | None | 162 | 0.022 | 8.6 | 119 | 0.016 | 5.83 | 162 | 0.022 | 8.6 | 119 | 0.016 | 5.83 | DEER:Res:ClothesDishWasher | Annual | 1719 |  | Appl-CW-Top-ElecDHW-GasDry-Tier2DEER2017 | Appl-CW-Top-ElecDHW-GasDry-Tier2AnyDMoMH72CZ01DEER2017 | 5425
Appl-CW-Top-ElecDHW-GasDry-Tier2 | DEER2017 | D17 v3 |  | Any | DMo | MH72 | CZ02 | rDXGF | Household | 1 | 1196 | None | 167 | 0.039 | 8.8 | 122 | 0.028 | 5.95 | 167 | 0.039 | 8.8 | 122 | 0.028 | 5.95 | DEER:Res:ClothesDishWasher | Annual | 1719 |  | Appl-CW-Top-ElecDHW-GasDry-Tier2DEER2017 | Appl-CW-Top-ElecDHW-GasDry-Tier2AnyDMoMH72CZ02DEER2017 | 5426
Appl-CW-Top-ElecDHW-GasDry-Tier2 | DEER2017 | D17 v3 |  | Any | DMo | MH72 | CZ03 | rDXGF | Household | 1 | 1196 | None | 164 | 0.036 | 8.87 | 120 | 0.025 | 5.99 | 164 | 0.036 | 8.87 | 120 | 0.025 | 5.99 | DEER:Res:ClothesDishWasher | Annual | 1719 |  | Appl-CW-Top-ElecDHW-GasDry-Tier2DEER2017 | Appl-CW-Top-ElecDHW-GasDry-Tier2AnyDMoMH72CZ03DEER2017 | 5427
Appl-CW-Top-ElecDHW-GasDry-Tier2 | DEER2017 | D17 v3 |  | Any | DMo | MH72 | CZ04 | rDXGF | Household | 1 | 1196 | None | 167 | 0.032 | 9.22 | 121 | 0.024 | 6.22 | 167 | 0.032 | 9.22 | 121 | 0.024 | 6.22 | DEER:Res:ClothesDishWasher | Annual | 1719 |  | Appl-CW-Top-ElecDHW-GasDry-Tier2DEER2017 | Appl-CW-Top-ElecDHW-GasDry-Tier2AnyDMoMH72CZ04DEER2017 | 5428
Appl-CW-Top-ElecDHW-GasDry-Tier2 | DEER2017 | D17 v3 |  | Any | DMo | MH72 | CZ05 | rDXGF | Household | 1 | 1196 | None | 163 | 0.04 | 8.35 | 117 | 0.024 | 5.6 | 163 | 0.04 | 8.35 | 117 | 0.024 | 5.6 | DEER:Res:ClothesDishWasher | Annual | 1719 |  | Appl-CW-Top-ElecDHW-GasDry-Tier2DEER2017 | Appl-CW-Top-ElecDHW-GasDry-Tier2AnyDMoMH72CZ05DEER2017 | 5429
Appl-CW-Top-ElecDHW-GasDry-Tier2 | DEER2017 | D17 v3 |  | Any | DMo | MH72 | CZ06 | rDXGF | Household | 1 | 1196 | None | 166 | 0.028 | 9.76 | 121 | 0.02 | 6.61 | 166 | 0.028 | 9.76 | 121 | 0.02 | 6.61 | DEER:Res:ClothesDishWasher | Annual | 1719 |  | Appl-CW-Top-ElecDHW-GasDry-Tier2DEER2017 | Appl-CW-Top-ElecDHW-GasDry-Tier2AnyDMoMH72CZ06DEER2017 | 5430
Appl-CW-Top-ElecDHW-GasDry-Tier2 | DEER2017 | D17 v3 |  | Any | DMo | MH72 | CZ07 | rDXGF | Household | 1 | 1196 | None | 167 | 0.028 | 9.8 | 121 | 0.022 | 6.6 | 167 | 0.028 | 9.8 | 121 | 0.022 | 6.6 | DEER:Res:ClothesDishWasher | Annual | 1719 |  | Appl-CW-Top-ElecDHW-GasDry-Tier2DEER2017 | Appl-CW-Top-ElecDHW-GasDry-Tier2AnyDMoMH72CZ07DEER2017 | 5431
Appl-CW-Top-ElecDHW-GasDry-Tier2 | DEER2017 | D17 v3 |  | Any | DMo | MH72 | CZ08 | rDXGF | Household | 1 | 1196 | None | 167 | 0.03 | 9.83 | 122 | 0.021 | 6.66 | 167 | 0.03 | 9.83 | 122 | 0.021 | 6.66 | DEER:Res:ClothesDishWasher | Annual | 1719 |  | Appl-CW-Top-ElecDHW-GasDry-Tier2DEER2017 | Appl-CW-Top-ElecDHW-GasDry-Tier2AnyDMoMH72CZ08DEER2017 | 5432
Appl-CW-Top-ElecDHW-GasDry-Tier2 | DEER2017 | D17 v3 |  | Any | DMo | MH72 | CZ09 | rDXGF | Household | 1 | 1196 | None | 170 | 0.029 | 9.69 | 124 | 0.021 | 6.57 | 170 | 0.029 | 9.69 | 124 | 0.021 | 6.57 | DEER:Res:ClothesDishWasher | Annual | 1719 |  | Appl-CW-Top-ElecDHW-GasDry-Tier2DEER2017 | Appl-CW-Top-ElecDHW-GasDry-Tier2AnyDMoMH72CZ09DEER2017 | 5433
Appl-CW-Top-ElecDHW-GasDry-Tier2 | DEER2017 | D17 v3 |  | Any | DMo | MH72 | CZ10 | rDXGF | Household | 1 | 1196 | None | 166 | 0.031 | 9.72 | 121 | 0.022 | 6.59 | 166 | 0.031 | 9.72 | 121 | 0.022 | 6.59 | DEER:Res:ClothesDishWasher | Annual | 1719 |  | Appl-CW-Top-ElecDHW-GasDry-Tier2DEER2017 | Appl-CW-Top-ElecDHW-GasDry-Tier2AnyDMoMH72CZ10DEER2017 | 5434
Appl-CW-Top-ElecDHW-GasDry-Tier2 | DEER2017 | D17 v3 |  | Any | DMo | MH72 | CZ11 | rDXGF | Household | 1 | 1196 | None | 166 | 0.031 | 9.32 | 121 | 0.022 | 6.32 | 166 | 0.031 | 9.32 | 121 | 0.022 | 6.32 | DEER:Res:ClothesDishWasher | Annual | 1719 |  | Appl-CW-Top-ElecDHW-GasDry-Tier2DEER2017 | Appl-CW-Top-ElecDHW-GasDry-Tier2AnyDMoMH72CZ11DEER2017 | 5435
Appl-CW-Top-ElecDHW-GasDry-Tier2 | DEER2017 | D17 v3 |  | Any | DMo | MH72 | CZ12 | rDXGF | Household | 1 | 1196 | None | 167 | 0.034 | 9.02 | 121 | 0.024 | 6.09 | 167 | 0.034 | 9.02 | 121 | 0.024 | 6.09 | DEER:Res:ClothesDishWasher | Annual | 1719 |  | Appl-CW-Top-ElecDHW-GasDry-Tier2DEER2017 | Appl-CW-Top-ElecDHW-GasDry-Tier2AnyDMoMH72CZ12DEER2017 | 5436
Appl-CW-Top-ElecDHW-GasDry-Tier2 | DEER2017 | D17 v3 |  | Any | DMo | MH72 | CZ13 | rDXGF | Household | 1 | 1196 | None | 167 | 0.031 | 9.16 | 121 | 0.022 | 6.2 | 167 | 0.031 | 9.16 | 121 | 0.022 | 6.2 | DEER:Res:ClothesDishWasher | Annual | 1719 |  | Appl-CW-Top-ElecDHW-GasDry-Tier2DEER2017 | Appl-CW-Top-ElecDHW-GasDry-Tier2AnyDMoMH72CZ13DEER2017 | 5437
Appl-CW-Top-ElecDHW-GasDry-Tier2 | DEER2017 | D17 v3 |  | Any | DMo | MH72 | CZ14 | rDXGF | Household | 1 | 1196 | None | 169 | 0.028 | 9.37 | 123 | 0.02 | 6.34 | 169 | 0.028 | 9.37 | 123 | 0.02 | 6.34 | DEER:Res:ClothesDishWasher | Annual | 1719 |  | Appl-CW-Top-ElecDHW-GasDry-Tier2DEER2017 | Appl-CW-Top-ElecDHW-GasDry-Tier2AnyDMoMH72CZ14DEER2017 | 5438
Appl-CW-Top-ElecDHW-GasDry-Tier2 | DEER2017 | D17 v3 |  | Any | DMo | MH72 | CZ15 | rDXGF | Household | 1 | 1196 | None | 159 | 0.026 | 10.5 | 115 | 0.018 | 7.14 | 159 | 0.026 | 10.5 | 115 | 0.018 | 7.14 | DEER:Res:ClothesDishWasher | Annual | 1719 |  | Appl-CW-Top-ElecDHW-GasDry-Tier2DEER2017 | Appl-CW-Top-ElecDHW-GasDry-Tier2AnyDMoMH72CZ15DEER2017 | 5439
Appl-CW-Top-ElecDHW-GasDry-Tier2 | DEER2017 | D17 v3 |  | Any | DMo | MH72 | CZ16 | rDXGF | Household | 1 | 1196 | None | 175 | 0.031 | 8.56 | 129 | 0.022 | 5.77 | 175 | 0.031 | 8.56 | 129 | 0.022 | 5.77 | DEER:Res:ClothesDishWasher | Annual | 1719 |  | Appl-CW-Top-ElecDHW-GasDry-Tier2DEER2017 | Appl-CW-Top-ElecDHW-GasDry-Tier2AnyDMoMH72CZ16DEER2017 | 5440
Appl-CW-Top-ElecDHW-GasDry-Tier2 | DEER2017 | D17 v3 |  | Any | DMo | MH85 | CZ01 | rDXGF | Household | 1 | 1242 | None | 161 | 0.022 | 7.59 | 119 | 0.017 | 5.11 | 161 | 0.022 | 7.59 | 119 | 0.017 | 5.11 | DEER:Res:ClothesDishWasher | Annual | 1719 |  | Appl-CW-Top-ElecDHW-GasDry-Tier2DEER2017 | Appl-CW-Top-ElecDHW-GasDry-Tier2AnyDMoMH85CZ01DEER2017 | 5441
Appl-CW-Top-ElecDHW-GasDry-Tier2 | DEER2017 | D17 v3 |  | Any | DMo | MH85 | CZ02 | rDXGF | Household | 1 | 1242 | None | 163 | 0.043 | 8.07 | 118 | 0.03 | 5.47 | 163 | 0.043 | 8.07 | 118 | 0.03 | 5.47 | DEER:Res:ClothesDishWasher | Annual | 1719 |  | Appl-CW-Top-ElecDHW-GasDry-Tier2DEER2017 | Appl-CW-Top-ElecDHW-GasDry-Tier2AnyDMoMH85CZ02DEER2017 | 5442
Appl-CW-Top-ElecDHW-GasDry-Tier2 | DEER2017 | D17 v3 |  | Any | DMo | MH85 | CZ03 | rDXGF | Household | 1 | 1242 | None | 163 | 0.035 | 8.08 | 120 | 0.025 | 5.46 | 163 | 0.035 | 8.08 | 120 | 0.025 | 5.46 | DEER:Res:ClothesDishWasher | Annual | 1719 |  | Appl-CW-Top-ElecDHW-GasDry-Tier2DEER2017 | Appl-CW-Top-ElecDHW-GasDry-Tier2AnyDMoMH85CZ03DEER2017 | 5443
Appl-CW-Top-ElecDHW-GasDry-Tier2 | DEER2017 | D17 v3 |  | Any | DMo | MH85 | CZ04 | rDXGF | Household | 1 | 1242 | None | 168 | 0.035 | 8.72 | 123 | 0.026 | 5.9 | 168 | 0.035 | 8.72 | 123 | 0.026 | 5.9 | DEER:Res:ClothesDishWasher | Annual | 1719 |  | Appl-CW-Top-ElecDHW-GasDry-Tier2DEER2017 | Appl-CW-Top-ElecDHW-GasDry-Tier2AnyDMoMH85CZ04DEER2017 | 5444
Appl-CW-Top-ElecDHW-GasDry-Tier2 | DEER2017 | D17 v3 |  | Any | DMo | MH85 | CZ05 | rDXGF | Household | 1 | 1242 | None | 161 | 0.039 | 7.86 | 118 | 0.028 | 5.31 | 161 | 0.039 | 7.86 | 118 | 0.028 | 5.31 | DEER:Res:ClothesDishWasher | Annual | 1719 |  | Appl-CW-Top-ElecDHW-GasDry-Tier2DEER2017 | Appl-CW-Top-ElecDHW-GasDry-Tier2AnyDMoMH85CZ05DEER2017 | 5445
Appl-CW-Top-ElecDHW-GasDry-Tier2 | DEER2017 | D17 v3 |  | Any | DMo | MH85 | CZ06 | rDXGF | Household | 1 | 1242 | None | 164 | 0.029 | 9.26 | 120 | 0.021 | 6.26 | 164 | 0.029 | 9.26 | 120 | 0.021 | 6.26 | DEER:Res:ClothesDishWasher | Annual | 1719 |  | Appl-CW-Top-ElecDHW-GasDry-Tier2DEER2017 | Appl-CW-Top-ElecDHW-GasDry-Tier2AnyDMoMH85CZ06DEER2017 | 5446
Appl-CW-Top-ElecDHW-GasDry-Tier2 | DEER2017 | D17 v3 |  | Any | DMo | MH85 | CZ07 | rDXGF | Household | 1 | 1242 | None | 166 | 0.03 | 9.52 | 121 | 0.021 | 6.43 | 166 | 0.03 | 9.52 | 121 | 0.021 | 6.43 | DEER:Res:ClothesDishWasher | Annual | 1719 |  | Appl-CW-Top-ElecDHW-GasDry-Tier2DEER2017 | Appl-CW-Top-ElecDHW-GasDry-Tier2AnyDMoMH85CZ07DEER2017 | 5447
Appl-CW-Top-ElecDHW-GasDry-Tier2 | DEER2017 | D17 v3 |  | Any | DMo | MH85 | CZ08 | rDXGF | Household | 1 | 1242 | None | 165 | 0.028 | 9.46 | 120 | 0.02 | 6.4 | 165 | 0.028 | 9.46 | 120 | 0.02 | 6.4 | DEER:Res:ClothesDishWasher | Annual | 1719 |  | Appl-CW-Top-ElecDHW-GasDry-Tier2DEER2017 | Appl-CW-Top-ElecDHW-GasDry-Tier2AnyDMoMH85CZ08DEER2017 | 5448
Appl-CW-Top-ElecDHW-GasDry-Tier2 | DEER2017 | D17 v3 |  | Any | DMo | MH85 | CZ09 | rDXGF | Household | 1 | 1242 | None | 163 | 0.029 | 9.32 | 120 | 0.021 | 6.3 | 163 | 0.029 | 9.32 | 120 | 0.021 | 6.3 | DEER:Res:ClothesDishWasher | Annual | 1719 |  | Appl-CW-Top-ElecDHW-GasDry-Tier2DEER2017 | Appl-CW-Top-ElecDHW-GasDry-Tier2AnyDMoMH85CZ09DEER2017 | 5449
Appl-CW-Top-ElecDHW-GasDry-Tier2 | DEER2017 | D17 v3 |  | Any | DMo | MH85 | CZ10 | rDXGF | Household | 1 | 1242 | None | 167 | 0.03 | 9.4 | 121 | 0.021 | 6.34 | 167 | 0.03 | 9.4 | 121 | 0.021 | 6.34 | DEER:Res:ClothesDishWasher | Annual | 1719 |  | Appl-CW-Top-ElecDHW-GasDry-Tier2DEER2017 | Appl-CW-Top-ElecDHW-GasDry-Tier2AnyDMoMH85CZ10DEER2017 | 5450
Appl-CW-Top-ElecDHW-GasDry-Tier2 | DEER2017 | D17 v3 |  | Any | DMo | MH85 | CZ11 | rDXGF | Household | 1 | 1242 | None | 166 | 0.03 | 8.73 | 121 | 0.022 | 5.92 | 166 | 0.03 | 8.73 | 121 | 0.022 | 5.92 | DEER:Res:ClothesDishWasher | Annual | 1719 |  | Appl-CW-Top-ElecDHW-GasDry-Tier2DEER2017 | Appl-CW-Top-ElecDHW-GasDry-Tier2AnyDMoMH85CZ11DEER2017 | 5451
Appl-CW-Top-ElecDHW-GasDry-Tier2 | DEER2017 | D17 v3 |  | Any | DMo | MH85 | CZ12 | rDXGF | Household | 1 | 1242 | None | 165 | 0.032 | 8.47 | 121 | 0.025 | 5.74 | 165 | 0.032 | 8.47 | 121 | 0.025 | 5.74 | DEER:Res:ClothesDishWasher | Annual | 1719 |  | Appl-CW-Top-ElecDHW-GasDry-Tier2DEER2017 | Appl-CW-Top-ElecDHW-GasDry-Tier2AnyDMoMH85CZ12DEER2017 | 5452
Appl-CW-Top-ElecDHW-GasDry-Tier2 | DEER2017 | D17 v3 |  | Any | DMo | MH85 | CZ13 | rDXGF | Household | 1 | 1242 | None | 166 | 0.03 | 8.78 | 121 | 0.021 | 5.95 | 166 | 0.03 | 8.78 | 121 | 0.021 | 5.95 | DEER:Res:ClothesDishWasher | Annual | 1719 |  | Appl-CW-Top-ElecDHW-GasDry-Tier2DEER2017 | Appl-CW-Top-ElecDHW-GasDry-Tier2AnyDMoMH85CZ13DEER2017 | 5453
Appl-CW-Top-ElecDHW-GasDry-Tier2 | DEER2017 | D17 v3 |  | Any | DMo | MH85 | CZ14 | rDXGF | Household | 1 | 1242 | None | 170 | 0.028 | 8.74 | 125 | 0.02 | 5.9 | 170 | 0.028 | 8.74 | 125 | 0.02 | 5.9 | DEER:Res:ClothesDishWasher | Annual | 1719 |  | Appl-CW-Top-ElecDHW-GasDry-Tier2DEER2017 | Appl-CW-Top-ElecDHW-GasDry-Tier2AnyDMoMH85CZ14DEER2017 | 5454
Appl-CW-Top-ElecDHW-GasDry-Tier2 | DEER2017 | D17 v3 |  | Any | DMo | MH85 | CZ15 | rDXGF | Household | 1 | 1242 | None | 155 | 0.026 | 10.3 | 111 | 0.019 | 6.96 | 155 | 0.026 | 10.3 | 111 | 0.019 | 6.96 | DEER:Res:ClothesDishWasher | Annual | 1719 |  | Appl-CW-Top-ElecDHW-GasDry-Tier2DEER2017 | Appl-CW-Top-ElecDHW-GasDry-Tier2AnyDMoMH85CZ15DEER2017 | 5455
Appl-CW-Top-ElecDHW-GasDry-Tier2 | DEER2017 | D17 v3 |  | Any | DMo | MH85 | CZ16 | rDXGF | Household | 1 | 1242 | None | 173 | 0.031 | 7.99 | 127 | 0.022 | 5.39 | 173 | 0.031 | 7.99 | 127 | 0.022 | 5.39 | DEER:Res:ClothesDishWasher | Annual | 1719 |  | Appl-CW-Top-ElecDHW-GasDry-Tier2DEER2017 | Appl-CW-Top-ElecDHW-GasDry-Tier2AnyDMoMH85CZ16DEER2017 | 5456
Appl-CW-Top-ElecDHW-GasDry-Tier2 | DEER2017 | D17 v3 |  | Any | MFm | 1975 | CZ01 | rDXGF | Household | 1 | 1070.2 | None | 163 | 0.022 | 8.33 | 120 | 0.016 | 5.65 | 163 | 0.022 | 8.33 | 120 | 0.016 | 5.65 | DEER:Res:ClothesDishWasher | Annual | 1719 |  | Appl-CW-Top-ElecDHW-GasDry-Tier2DEER2017 | Appl-CW-Top-ElecDHW-GasDry-Tier2AnyMFm1975CZ01DEER2017 | 5457
Appl-CW-Top-ElecDHW-GasDry-Tier2 | DEER2017 | D17 v3 |  | Any | MFm | 1975 | CZ02 | rDXGF | Household | 1 | 1070.2 | None | 161 | 0.032 | 9.36 | 118 | 0.023 | 6.33 | 161 | 0.032 | 9.36 | 118 | 0.023 | 6.33 | DEER:Res:ClothesDishWasher | Annual | 1719 |  | Appl-CW-Top-ElecDHW-GasDry-Tier2DEER2017 | Appl-CW-Top-ElecDHW-GasDry-Tier2AnyMFm1975CZ02DEER2017 | 5458
Appl-CW-Top-ElecDHW-GasDry-Tier2 | DEER2017 | D17 v3 |  | Any | MFm | 1975 | CZ03 | rDXGF | Household | 1 | 1070.2 | None | 159 | 0.024 | 9.43 | 117 | 0.018 | 6.42 | 159 | 0.024 | 9.43 | 117 | 0.018 | 6.42 | DEER:Res:ClothesDishWasher | Annual | 1719 |  | Appl-CW-Top-ElecDHW-GasDry-Tier2DEER2017 | Appl-CW-Top-ElecDHW-GasDry-Tier2AnyMFm1975CZ03DEER2017 | 5459
Appl-CW-Top-ElecDHW-GasDry-Tier2 | DEER2017 | D17 v3 |  | Any | MFm | 1975 | CZ04 | rDXGF | Household | 1 | 1070.2 | None | 159 | 0.03 | 9.64 | 116 | 0.021 | 6.53 | 159 | 0.03 | 9.64 | 116 | 0.021 | 6.53 | DEER:Res:ClothesDishWasher | Annual | 1719 |  | Appl-CW-Top-ElecDHW-GasDry-Tier2DEER2017 | Appl-CW-Top-ElecDHW-GasDry-Tier2AnyMFm1975CZ04DEER2017 | 5460
Appl-CW-Top-ElecDHW-GasDry-Tier2 | DEER2017 | D17 v3 |  | Any | MFm | 1975 | CZ05 | rDXGF | Household | 1 | 1070.2 | None | 158 | 0.022 | 8.71 | 116 | 0.016 | 5.89 | 158 | 0.022 | 8.71 | 116 | 0.016 | 5.89 | DEER:Res:ClothesDishWasher | Annual | 1719 |  | Appl-CW-Top-ElecDHW-GasDry-Tier2DEER2017 | Appl-CW-Top-ElecDHW-GasDry-Tier2AnyMFm1975CZ05DEER2017 | 5461
Appl-CW-Top-ElecDHW-GasDry-Tier2 | DEER2017 | D17 v3 |  | Any | MFm | 1975 | CZ06 | rDXGF | Household | 1 | 1047.7 | None | 160 | 0.029 | 9.87 | 117 | 0.02 | 6.68 | 160 | 0.029 | 9.87 | 117 | 0.02 | 6.68 | DEER:Res:ClothesDishWasher | Annual | 1719 |  | Appl-CW-Top-ElecDHW-GasDry-Tier2DEER2017 | Appl-CW-Top-ElecDHW-GasDry-Tier2AnyMFm1975CZ06DEER2017 | 5462
Appl-CW-Top-ElecDHW-GasDry-Tier2 | DEER2017 | D17 v3 |  | Any | MFm | 1975 | CZ07 | rDXGF | Household | 1 | 1047.7 | None | 154 | 0.024 | 9.94 | 112 | 0.016 | 6.61 | 154 | 0.024 | 9.94 | 112 | 0.016 | 6.61 | DEER:Res:ClothesDishWasher | Annual | 1719 |  | Appl-CW-Top-ElecDHW-GasDry-Tier2DEER2017 | Appl-CW-Top-ElecDHW-GasDry-Tier2AnyMFm1975CZ07DEER2017 | 5463
Appl-CW-Top-ElecDHW-GasDry-Tier2 | DEER2017 | D17 v3 |  | Any | MFm | 1975 | CZ08 | rDXGF | Household | 1 | 1047.7 | None | 158 | 0.029 | 10.2 | 116 | 0.021 | 6.92 | 158 | 0.029 | 10.2 | 116 | 0.021 | 6.92 | DEER:Res:ClothesDishWasher | Annual | 1719 |  | Appl-CW-Top-ElecDHW-GasDry-Tier2DEER2017 | Appl-CW-Top-ElecDHW-GasDry-Tier2AnyMFm1975CZ08DEER2017 | 5464
Appl-CW-Top-ElecDHW-GasDry-Tier2 | DEER2017 | D17 v3 |  | Any | MFm | 1975 | CZ09 | rDXGF | Household | 1 | 1216.8 | None | 161 | 0.027 | 9.95 | 117 | 0.019 | 6.73 | 161 | 0.027 | 9.95 | 117 | 0.019 | 6.73 | DEER:Res:ClothesDishWasher | Annual | 1719 |  | Appl-CW-Top-ElecDHW-GasDry-Tier2DEER2017 | Appl-CW-Top-ElecDHW-GasDry-Tier2AnyMFm1975CZ09DEER2017 | 5465
Appl-CW-Top-ElecDHW-GasDry-Tier2 | DEER2017 | D17 v3 |  | Any | MFm | 1975 | CZ10 | rDXGF | Household | 1 | 1216.8 | None | 158 | 0.032 | 9.77 | 115 | 0.022 | 6.6 | 158 | 0.032 | 9.77 | 115 | 0.022 | 6.6 | DEER:Res:ClothesDishWasher | Annual | 1719 |  | Appl-CW-Top-ElecDHW-GasDry-Tier2DEER2017 | Appl-CW-Top-ElecDHW-GasDry-Tier2AnyMFm1975CZ10DEER2017 | 5466
Appl-CW-Top-ElecDHW-GasDry-Tier2 | DEER2017 | D17 v3 |  | Any | MFm | 1975 | CZ11 | rDXGF | Household | 1 | 1098.9 | None | 158 | 0.028 | 9.47 | 116 | 0.02 | 6.4 | 158 | 0.028 | 9.47 | 116 | 0.02 | 6.4 | DEER:Res:ClothesDishWasher | Annual | 1719 |  | Appl-CW-Top-ElecDHW-GasDry-Tier2DEER2017 | Appl-CW-Top-ElecDHW-GasDry-Tier2AnyMFm1975CZ11DEER2017 | 5467
Appl-CW-Top-ElecDHW-GasDry-Tier2 | DEER2017 | D17 v3 |  | Any | MFm | 1975 | CZ12 | rDXGF | Household | 1 | 1098.9 | None | 159 | 0.029 | 9.37 | 117 | 0.021 | 6.34 | 159 | 0.029 | 9.37 | 117 | 0.021 | 6.34 | DEER:Res:ClothesDishWasher | Annual | 1719 |  | Appl-CW-Top-ElecDHW-GasDry-Tier2DEER2017 | Appl-CW-Top-ElecDHW-GasDry-Tier2AnyMFm1975CZ12DEER2017 | 5468
Appl-CW-Top-ElecDHW-GasDry-Tier2 | DEER2017 | D17 v3 |  | Any | MFm | 1975 | CZ13 | rDXGF | Household | 1 | 1098.9 | None | 160 | 0.03 | 9.6 | 117 | 0.021 | 6.5 | 160 | 0.03 | 9.6 | 117 | 0.021 | 6.5 | DEER:Res:ClothesDishWasher | Annual | 1719 |  | Appl-CW-Top-ElecDHW-GasDry-Tier2DEER2017 | Appl-CW-Top-ElecDHW-GasDry-Tier2AnyMFm1975CZ13DEER2017 | 5469
Appl-CW-Top-ElecDHW-GasDry-Tier2 | DEER2017 | D17 v3 |  | Any | MFm | 1975 | CZ14 | rDXGF | Household | 1 | 1409.4 | None | 162 | 0.022 | 9.47 | 118 | 0.015 | 6.39 | 162 | 0.022 | 9.47 | 118 | 0.015 | 6.39 | DEER:Res:ClothesDishWasher | Annual | 1719 |  | Appl-CW-Top-ElecDHW-GasDry-Tier2DEER2017 | Appl-CW-Top-ElecDHW-GasDry-Tier2AnyMFm1975CZ14DEER2017 | 5470
Appl-CW-Top-ElecDHW-GasDry-Tier2 | DEER2017 | D17 v3 |  | Any | MFm | 1975 | CZ15 | rDXGF | Household | 1 | 1409.4 | None | 153 | 0.024 | 10.6 | 111 | 0.017 | 7.15 | 153 | 0.024 | 10.6 | 111 | 0.017 | 7.15 | DEER:Res:ClothesDishWasher | Annual | 1719 |  | Appl-CW-Top-ElecDHW-GasDry-Tier2DEER2017 | Appl-CW-Top-ElecDHW-GasDry-Tier2AnyMFm1975CZ15DEER2017 | 5471
Appl-CW-Top-ElecDHW-GasDry-Tier2 | DEER2017 | D17 v3 |  | Any | MFm | 1975 | CZ16 | rDXGF | Household | 1 | 1070.2 | None | 171 | 0.028 | 9.28 | 126 | 0.02 | 6.27 | 171 | 0.028 | 9.28 | 126 | 0.02 | 6.27 | DEER:Res:ClothesDishWasher | Annual | 1719 |  | Appl-CW-Top-ElecDHW-GasDry-Tier2DEER2017 | Appl-CW-Top-ElecDHW-GasDry-Tier2AnyMFm1975CZ16DEER2017 | 5472
Appl-CW-Top-ElecDHW-GasDry-Tier2 | DEER2017 | D17 v3 |  | Any | MFm | 1985 | CZ01 | rDXGF | Household | 1 | 1152 | None | 163 | 0.022 | 7.93 | 120 | 0.016 | 5.36 | 163 | 0.022 | 7.93 | 120 | 0.016 | 5.36 | DEER:Res:ClothesDishWasher | Annual | 1719 |  | Appl-CW-Top-ElecDHW-GasDry-Tier2DEER2017 | Appl-CW-Top-ElecDHW-GasDry-Tier2AnyMFm1985CZ01DEER2017 | 5473
Appl-CW-Top-ElecDHW-GasDry-Tier2 | DEER2017 | D17 v3 |  | Any | MFm | 1985 | CZ02 | rDXGF | Household | 1 | 1152 | None | 161 | 0.031 | 9.36 | 118 | 0.022 | 6.34 | 161 | 0.031 | 9.36 | 118 | 0.022 | 6.34 | DEER:Res:ClothesDishWasher | Annual | 1719 |  | Appl-CW-Top-ElecDHW-GasDry-Tier2DEER2017 | Appl-CW-Top-ElecDHW-GasDry-Tier2AnyMFm1985CZ02DEER2017 | 5474
Appl-CW-Top-ElecDHW-GasDry-Tier2 | DEER2017 | D17 v3 |  | Any | MFm | 1985 | CZ03 | rDXGF | Household | 1 | 1152 | None | 158 | 0.025 | 9.21 | 116 | 0.018 | 6.21 | 158 | 0.025 | 9.21 | 116 | 0.018 | 6.21 | DEER:Res:ClothesDishWasher | Annual | 1719 |  | Appl-CW-Top-ElecDHW-GasDry-Tier2DEER2017 | Appl-CW-Top-ElecDHW-GasDry-Tier2AnyMFm1985CZ03DEER2017 | 5475
Appl-CW-Top-ElecDHW-GasDry-Tier2 | DEER2017 | D17 v3 |  | Any | MFm | 1985 | CZ04 | rDXGF | Household | 1 | 1152 | None | 157 | 0.028 | 9.73 | 115 | 0.02 | 6.58 | 157 | 0.028 | 9.73 | 115 | 0.02 | 6.58 | DEER:Res:ClothesDishWasher | Annual | 1719 |  | Appl-CW-Top-ElecDHW-GasDry-Tier2DEER2017 | Appl-CW-Top-ElecDHW-GasDry-Tier2AnyMFm1985CZ04DEER2017 | 5476
Appl-CW-Top-ElecDHW-GasDry-Tier2 | DEER2017 | D17 v3 |  | Any | MFm | 1985 | CZ05 | rDXGF | Household | 1 | 1152 | None | 159 | 0.026 | 9.01 | 117 | 0.019 | 6.15 | 159 | 0.026 | 9.01 | 117 | 0.019 | 6.15 | DEER:Res:ClothesDishWasher | Annual | 1719 |  | Appl-CW-Top-ElecDHW-GasDry-Tier2DEER2017 | Appl-CW-Top-ElecDHW-GasDry-Tier2AnyMFm1985CZ05DEER2017 | 5477
Appl-CW-Top-ElecDHW-GasDry-Tier2 | DEER2017 | D17 v3 |  | Any | MFm | 1985 | CZ06 | rDXGF | Household | 1 | 1295.2 | None | 157 | 0.027 | 9.8 | 116 | 0.023 | 6.94 | 157 | 0.027 | 9.8 | 116 | 0.023 | 6.94 | DEER:Res:ClothesDishWasher | Annual | 1719 |  | Appl-CW-Top-ElecDHW-GasDry-Tier2DEER2017 | Appl-CW-Top-ElecDHW-GasDry-Tier2AnyMFm1985CZ06DEER2017 | 5478
Appl-CW-Top-ElecDHW-GasDry-Tier2 | DEER2017 | D17 v3 |  | Any | MFm | 1985 | CZ07 | rDXGF | Household | 1 | 1295.2 | None | 156 | 0.026 | 10.2 | 114 | 0.019 | 6.87 | 156 | 0.026 | 10.2 | 114 | 0.019 | 6.87 | DEER:Res:ClothesDishWasher | Annual | 1719 |  | Appl-CW-Top-ElecDHW-GasDry-Tier2DEER2017 | Appl-CW-Top-ElecDHW-GasDry-Tier2AnyMFm1985CZ07DEER2017 | 5479
Appl-CW-Top-ElecDHW-GasDry-Tier2 | DEER2017 | D17 v3 |  | Any | MFm | 1985 | CZ08 | rDXGF | Household | 1 | 1295.2 | None | 159 | 0.029 | 10.2 | 116 | 0.021 | 6.9 | 159 | 0.029 | 10.2 | 116 | 0.021 | 6.9 | DEER:Res:ClothesDishWasher | Annual | 1719 |  | Appl-CW-Top-ElecDHW-GasDry-Tier2DEER2017 | Appl-CW-Top-ElecDHW-GasDry-Tier2AnyMFm1985CZ08DEER2017 | 5480
Appl-CW-Top-ElecDHW-GasDry-Tier2 | DEER2017 | D17 v3 |  | Any | MFm | 1985 | CZ09 | rDXGF | Household | 1 | 1438.9 | None | 161 | 0.027 | 9.83 | 117 | 0.02 | 6.65 | 161 | 0.027 | 9.83 | 117 | 0.02 | 6.65 | DEER:Res:ClothesDishWasher | Annual | 1719 |  | Appl-CW-Top-ElecDHW-GasDry-Tier2DEER2017 | Appl-CW-Top-ElecDHW-GasDry-Tier2AnyMFm1985CZ09DEER2017 | 5481
Appl-CW-Top-ElecDHW-GasDry-Tier2 | DEER2017 | D17 v3 |  | Any | MFm | 1985 | CZ10 | rDXGF | Household | 1 | 1438.9 | None | 159 | 0.028 | 9.74 | 120 | 0.029 | 7.14 | 159 | 0.028 | 9.74 | 120 | 0.029 | 7.14 | DEER:Res:ClothesDishWasher | Annual | 1719 |  | Appl-CW-Top-ElecDHW-GasDry-Tier2DEER2017 | Appl-CW-Top-ElecDHW-GasDry-Tier2AnyMFm1985CZ10DEER2017 | 5482
Appl-CW-Top-ElecDHW-GasDry-Tier2 | DEER2017 | D17 v3 |  | Any | MFm | 1985 | CZ11 | rDXGF | Household | 1 | 1150 | None | 159 | 0.028 | 9.46 | 116 | 0.02 | 6.4 | 159 | 0.028 | 9.46 | 116 | 0.02 | 6.4 | DEER:Res:ClothesDishWasher | Annual | 1719 |  | Appl-CW-Top-ElecDHW-GasDry-Tier2DEER2017 | Appl-CW-Top-ElecDHW-GasDry-Tier2AnyMFm1985CZ11DEER2017 | 5483
Appl-CW-Top-ElecDHW-GasDry-Tier2 | DEER2017 | D17 v3 |  | Any | MFm | 1985 | CZ12 | rDXGF | Household | 1 | 1150 | None | 159 | 0.03 | 9.46 | 116 | 0.022 | 6.41 | 159 | 0.03 | 9.46 | 116 | 0.022 | 6.41 | DEER:Res:ClothesDishWasher | Annual | 1719 |  | Appl-CW-Top-ElecDHW-GasDry-Tier2DEER2017 | Appl-CW-Top-ElecDHW-GasDry-Tier2AnyMFm1985CZ12DEER2017 | 5484
Appl-CW-Top-ElecDHW-GasDry-Tier2 | DEER2017 | D17 v3 |  | Any | MFm | 1985 | CZ13 | rDXGF | Household | 1 | 1150 | None | 160 | 0.03 | 9.41 | 116 | 0.021 | 6.37 | 160 | 0.03 | 9.41 | 116 | 0.021 | 6.37 | DEER:Res:ClothesDishWasher | Annual | 1719 |  | Appl-CW-Top-ElecDHW-GasDry-Tier2DEER2017 | Appl-CW-Top-ElecDHW-GasDry-Tier2AnyMFm1985CZ13DEER2017 | 5485
Appl-CW-Top-ElecDHW-GasDry-Tier2 | DEER2017 | D17 v3 |  | Any | MFm | 1985 | CZ14 | rDXGF | Household | 1 | 1407.2 | None | 163 | 0.026 | 9.71 | 119 | 0.018 | 6.57 | 163 | 0.026 | 9.71 | 119 | 0.018 | 6.57 | DEER:Res:ClothesDishWasher | Annual | 1719 |  | Appl-CW-Top-ElecDHW-GasDry-Tier2DEER2017 | Appl-CW-Top-ElecDHW-GasDry-Tier2AnyMFm1985CZ14DEER2017 | 5486
Appl-CW-Top-ElecDHW-GasDry-Tier2 | DEER2017 | D17 v3 |  | Any | MFm | 1985 | CZ15 | rDXGF | Household | 1 | 1407.2 | None | 152 | 0.024 | 10.6 | 110 | 0.017 | 7.15 | 152 | 0.024 | 10.6 | 110 | 0.017 | 7.15 | DEER:Res:ClothesDishWasher | Annual | 1719 |  | Appl-CW-Top-ElecDHW-GasDry-Tier2DEER2017 | Appl-CW-Top-ElecDHW-GasDry-Tier2AnyMFm1985CZ15DEER2017 | 5487
Appl-CW-Top-ElecDHW-GasDry-Tier2 | DEER2017 | D17 v3 |  | Any | MFm | 1985 | CZ16 | rDXGF | Household | 1 | 1152 | None | 173 | 0.028 | 9.21 | 127 | 0.02 | 6.23 | 173 | 0.028 | 9.21 | 127 | 0.02 | 6.23 | DEER:Res:ClothesDishWasher | Annual | 1719 |  | Appl-CW-Top-ElecDHW-GasDry-Tier2DEER2017 | Appl-CW-Top-ElecDHW-GasDry-Tier2AnyMFm1985CZ16DEER2017 | 5488
Appl-CW-Top-ElecDHW-GasDry-Tier2 | DEER2017 | D17 v3 |  | Any | MFm | 1996 | CZ01 | rDXGF | Household | 1 | 981.6 | None | 163 | 0.022 | 8.72 | 120 | 0.016 | 5.76 | 163 | 0.022 | 8.72 | 120 | 0.016 | 5.76 | DEER:Res:ClothesDishWasher | Annual | 1719 |  | Appl-CW-Top-ElecDHW-GasDry-Tier2DEER2017 | Appl-CW-Top-ElecDHW-GasDry-Tier2AnyMFm1996CZ01DEER2017 | 5489
Appl-CW-Top-ElecDHW-GasDry-Tier2 | DEER2017 | D17 v3 |  | Any | MFm | 1996 | CZ02 | rDXGF | Household | 1 | 981.6 | None | 161 | 0.029 | 9.7 | 119 | 0.022 | 6.67 | 161 | 0.029 | 9.7 | 119 | 0.022 | 6.67 | DEER:Res:ClothesDishWasher | Annual | 1719 |  | Appl-CW-Top-ElecDHW-GasDry-Tier2DEER2017 | Appl-CW-Top-ElecDHW-GasDry-Tier2AnyMFm1996CZ02DEER2017 | 5490
Appl-CW-Top-ElecDHW-GasDry-Tier2 | DEER2017 | D17 v3 |  | Any | MFm | 1996 | CZ03 | rDXGF | Household | 1 | 981.6 | None | 159 | 0.026 | 9.68 | 117 | 0.018 | 6.53 | 159 | 0.026 | 9.68 | 117 | 0.018 | 6.53 | DEER:Res:ClothesDishWasher | Annual | 1719 |  | Appl-CW-Top-ElecDHW-GasDry-Tier2DEER2017 | Appl-CW-Top-ElecDHW-GasDry-Tier2AnyMFm1996CZ03DEER2017 | 5491
Appl-CW-Top-ElecDHW-GasDry-Tier2 | DEER2017 | D17 v3 |  | Any | MFm | 1996 | CZ04 | rDXGF | Household | 1 | 981.6 | None | 158 | 0.026 | 9.98 | 116 | 0.019 | 6.77 | 158 | 0.026 | 9.98 | 116 | 0.019 | 6.77 | DEER:Res:ClothesDishWasher | Annual | 1719 |  | Appl-CW-Top-ElecDHW-GasDry-Tier2DEER2017 | Appl-CW-Top-ElecDHW-GasDry-Tier2AnyMFm1996CZ04DEER2017 | 5492
Appl-CW-Top-ElecDHW-GasDry-Tier2 | DEER2017 | D17 v3 |  | Any | MFm | 1996 | CZ05 | rDXGF | Household | 1 | 981.6 | None | 159 | 0.023 | 9.31 | 117 | 0.017 | 6.3 | 159 | 0.023 | 9.31 | 117 | 0.017 | 6.3 | DEER:Res:ClothesDishWasher | Annual | 1719 |  | Appl-CW-Top-ElecDHW-GasDry-Tier2DEER2017 | Appl-CW-Top-ElecDHW-GasDry-Tier2AnyMFm1996CZ05DEER2017 | 5493
Appl-CW-Top-ElecDHW-GasDry-Tier2 | DEER2017 | D17 v3 |  | Any | MFm | 1996 | CZ06 | rDXGF | Household | 1 | 1169.1 | None | 160 | 0.03 | 9.82 | 117 | 0.021 | 6.62 | 160 | 0.03 | 9.82 | 117 | 0.021 | 6.62 | DEER:Res:ClothesDishWasher | Annual | 1719 |  | Appl-CW-Top-ElecDHW-GasDry-Tier2DEER2017 | Appl-CW-Top-ElecDHW-GasDry-Tier2AnyMFm1996CZ06DEER2017 | 5494
Appl-CW-Top-ElecDHW-GasDry-Tier2 | DEER2017 | D17 v3 |  | Any | MFm | 1996 | CZ07 | rDXGF | Household | 1 | 1169.1 | None | 158 | 0.027 | 10.7 | 116 | 0.018 | 7.22 | 158 | 0.027 | 10.7 | 116 | 0.018 | 7.22 | DEER:Res:ClothesDishWasher | Annual | 1719 |  | Appl-CW-Top-ElecDHW-GasDry-Tier2DEER2017 | Appl-CW-Top-ElecDHW-GasDry-Tier2AnyMFm1996CZ07DEER2017 | 5495
Appl-CW-Top-ElecDHW-GasDry-Tier2 | DEER2017 | D17 v3 |  | Any | MFm | 1996 | CZ08 | rDXGF | Household | 1 | 1169.1 | None | 158 | 0.026 | 10.2 | 116 | 0.018 | 6.92 | 158 | 0.026 | 10.2 | 116 | 0.018 | 6.92 | DEER:Res:ClothesDishWasher | Annual | 1719 |  | Appl-CW-Top-ElecDHW-GasDry-Tier2DEER2017 | Appl-CW-Top-ElecDHW-GasDry-Tier2AnyMFm1996CZ08DEER2017 | 5496
Appl-CW-Top-ElecDHW-GasDry-Tier2 | DEER2017 | D17 v3 |  | Any | MFm | 1996 | CZ09 | rDXGF | Household | 1 | 1093.6 | None | 162 | 0.027 | 10.3 | 119 | 0.02 | 6.95 | 162 | 0.027 | 10.3 | 119 | 0.02 | 6.95 | DEER:Res:ClothesDishWasher | Annual | 1719 |  | Appl-CW-Top-ElecDHW-GasDry-Tier2DEER2017 | Appl-CW-Top-ElecDHW-GasDry-Tier2AnyMFm1996CZ09DEER2017 | 5497
Appl-CW-Top-ElecDHW-GasDry-Tier2 | DEER2017 | D17 v3 |  | Any | MFm | 1996 | CZ10 | rDXGF | Household | 1 | 1093.6 | None | 155 | 0.035 | 9.87 | 113 | 0.024 | 6.66 | 155 | 0.035 | 9.87 | 113 | 0.024 | 6.66 | DEER:Res:ClothesDishWasher | Annual | 1719 |  | Appl-CW-Top-ElecDHW-GasDry-Tier2DEER2017 | Appl-CW-Top-ElecDHW-GasDry-Tier2AnyMFm1996CZ10DEER2017 | 5498
Appl-CW-Top-ElecDHW-GasDry-Tier2 | DEER2017 | D17 v3 |  | Any | MFm | 1996 | CZ11 | rDXGF | Household | 1 | 1031.9 | None | 160 | 0.027 | 10 | 117 | 0.019 | 6.76 | 160 | 0.027 | 10 | 117 | 0.019 | 6.76 | DEER:Res:ClothesDishWasher | Annual | 1719 |  | Appl-CW-Top-ElecDHW-GasDry-Tier2DEER2017 | Appl-CW-Top-ElecDHW-GasDry-Tier2AnyMFm1996CZ11DEER2017 | 5499
Appl-CW-Top-ElecDHW-GasDry-Tier2 | DEER2017 | D17 v3 |  | Any | MFm | 1996 | CZ12 | rDXGF | Household | 1 | 1031.9 | None | 161 | 0.031 | 9.59 | 118 | 0.022 | 6.49 | 161 | 0.031 | 9.59 | 118 | 0.022 | 6.49 | DEER:Res:ClothesDishWasher | Annual | 1719 |  | Appl-CW-Top-ElecDHW-GasDry-Tier2DEER2017 | Appl-CW-Top-ElecDHW-GasDry-Tier2AnyMFm1996CZ12DEER2017 | 5500
Appl-CW-Top-ElecDHW-GasDry-Tier2 | DEER2017 | D17 v3 |  | Any | MFm | 1996 | CZ13 | rDXGF | Household | 1 | 1031.9 | None | 160 | 0.03 | 9.79 | 117 | 0.021 | 6.63 | 160 | 0.03 | 9.79 | 117 | 0.021 | 6.63 | DEER:Res:ClothesDishWasher | Annual | 1719 |  | Appl-CW-Top-ElecDHW-GasDry-Tier2DEER2017 | Appl-CW-Top-ElecDHW-GasDry-Tier2AnyMFm1996CZ13DEER2017 | 5501
Appl-CW-Top-ElecDHW-GasDry-Tier2 | DEER2017 | D17 v3 |  | Any | MFm | 1996 | CZ14 | rDXGF | Household | 1 | 1086 | None | 164 | 0.023 | 9.85 | 120 | 0.016 | 6.65 | 164 | 0.023 | 9.85 | 120 | 0.016 | 6.65 | DEER:Res:ClothesDishWasher | Annual | 1719 |  | Appl-CW-Top-ElecDHW-GasDry-Tier2DEER2017 | Appl-CW-Top-ElecDHW-GasDry-Tier2AnyMFm1996CZ14DEER2017 | 5502
Appl-CW-Top-ElecDHW-GasDry-Tier2 | DEER2017 | D17 v3 |  | Any | MFm | 1996 | CZ15 | rDXGF | Household | 1 | 1086 | None | 151 | 0.024 | 10.7 | 109 | 0.017 | 7.21 | 151 | 0.024 | 10.7 | 109 | 0.017 | 7.21 | DEER:Res:ClothesDishWasher | Annual | 1719 |  | Appl-CW-Top-ElecDHW-GasDry-Tier2DEER2017 | Appl-CW-Top-ElecDHW-GasDry-Tier2AnyMFm1996CZ15DEER2017 | 5503
Appl-CW-Top-ElecDHW-GasDry-Tier2 | DEER2017 | D17 v3 |  | Any | MFm | 1996 | CZ16 | rDXGF | Household | 1 | 981.6 | None | 173 | 0.029 | 9.23 | 127 | 0.021 | 6.24 | 173 | 0.029 | 9.23 | 127 | 0.021 | 6.24 | DEER:Res:ClothesDishWasher | Annual | 1719 |  | Appl-CW-Top-ElecDHW-GasDry-Tier2DEER2017 | Appl-CW-Top-ElecDHW-GasDry-Tier2AnyMFm1996CZ16DEER2017 | 5504
Appl-CW-Top-ElecDHW-GasDry-Tier2 | DEER2017 | D17 v3 |  | Any | MFm | 2003 | CZ01 | rDXGF | Household | 1 | 998.7 | None | 163 | 0.022 | 9.05 | 120 | 0.016 | 5.94 | 163 | 0.022 | 9.05 | 120 | 0.016 | 5.94 | DEER:Res:ClothesDishWasher | Annual | 1719 |  | Appl-CW-Top-ElecDHW-GasDry-Tier2DEER2017 | Appl-CW-Top-ElecDHW-GasDry-Tier2AnyMFm2003CZ01DEER2017 | 5505
Appl-CW-Top-ElecDHW-GasDry-Tier2 | DEER2017 | D17 v3 |  | Any | MFm | 2003 | CZ02 | rDXGF | Household | 1 | 1073.2 | None | 161 | 0.028 | 9.73 | 118 | 0.02 | 6.62 | 161 | 0.028 | 9.73 | 118 | 0.02 | 6.62 | DEER:Res:ClothesDishWasher | Annual | 1719 |  | Appl-CW-Top-ElecDHW-GasDry-Tier2DEER2017 | Appl-CW-Top-ElecDHW-GasDry-Tier2AnyMFm2003CZ02DEER2017 | 5506
Appl-CW-Top-ElecDHW-GasDry-Tier2 | DEER2017 | D17 v3 |  | Any | MFm | 2003 | CZ03 | rDXGF | Household | 1 | 998.7 | None | 157 | 0.023 | 9.48 | 116 | 0.017 | 6.37 | 157 | 0.023 | 9.48 | 116 | 0.017 | 6.37 | DEER:Res:ClothesDishWasher | Annual | 1719 |  | Appl-CW-Top-ElecDHW-GasDry-Tier2DEER2017 | Appl-CW-Top-ElecDHW-GasDry-Tier2AnyMFm2003CZ03DEER2017 | 5507
Appl-CW-Top-ElecDHW-GasDry-Tier2 | DEER2017 | D17 v3 |  | Any | MFm | 2003 | CZ04 | rDXGF | Household | 1 | 998.7 | None | 161 | 0.028 | 9.92 | 118 | 0.021 | 6.71 | 161 | 0.028 | 9.92 | 118 | 0.021 | 6.71 | DEER:Res:ClothesDishWasher | Annual | 1719 |  | Appl-CW-Top-ElecDHW-GasDry-Tier2DEER2017 | Appl-CW-Top-ElecDHW-GasDry-Tier2AnyMFm2003CZ04DEER2017 | 5508
Appl-CW-Top-ElecDHW-GasDry-Tier2 | DEER2017 | D17 v3 |  | Any | MFm | 2003 | CZ05 | rDXGF | Household | 1 | 998.7 | None | 159 | 0.022 | 9.18 | 117 | 0.016 | 6.2 | 159 | 0.022 | 9.18 | 117 | 0.016 | 6.2 | DEER:Res:ClothesDishWasher | Annual | 1719 |  | Appl-CW-Top-ElecDHW-GasDry-Tier2DEER2017 | Appl-CW-Top-ElecDHW-GasDry-Tier2AnyMFm2003CZ05DEER2017 | 5509
Appl-CW-Top-ElecDHW-GasDry-Tier2 | DEER2017 | D17 v3 |  | Any | MFm | 2003 | CZ06 | rDXGF | Household | 1 | 1206 | None | 158 | 0.03 | 10.1 | 115 | 0.021 | 6.78 | 158 | 0.03 | 10.1 | 115 | 0.021 | 6.78 | DEER:Res:ClothesDishWasher | Annual | 1719 |  | Appl-CW-Top-ElecDHW-GasDry-Tier2DEER2017 | Appl-CW-Top-ElecDHW-GasDry-Tier2AnyMFm2003CZ06DEER2017 | 5510
Appl-CW-Top-ElecDHW-GasDry-Tier2 | DEER2017 | D17 v3 |  | Any | MFm | 2003 | CZ07 | rDXGF | Household | 1 | 1206 | None | 161 | 0.026 | 10.2 | 118 | 0.019 | 6.89 | 161 | 0.026 | 10.2 | 118 | 0.019 | 6.89 | DEER:Res:ClothesDishWasher | Annual | 1719 |  | Appl-CW-Top-ElecDHW-GasDry-Tier2DEER2017 | Appl-CW-Top-ElecDHW-GasDry-Tier2AnyMFm2003CZ07DEER2017 | 5511
Appl-CW-Top-ElecDHW-GasDry-Tier2 | DEER2017 | D17 v3 |  | Any | MFm | 2003 | CZ08 | rDXGF | Household | 1 | 1206 | None | 159 | 0.029 | 10.2 | 116 | 0.021 | 6.91 | 159 | 0.029 | 10.2 | 116 | 0.021 | 6.91 | DEER:Res:ClothesDishWasher | Annual | 1719 |  | Appl-CW-Top-ElecDHW-GasDry-Tier2DEER2017 | Appl-CW-Top-ElecDHW-GasDry-Tier2AnyMFm2003CZ08DEER2017 | 5512
Appl-CW-Top-ElecDHW-GasDry-Tier2 | DEER2017 | D17 v3 |  | Any | MFm | 2003 | CZ09 | rDXGF | Household | 1 | 1126.6 | None | 155 | 0.024 | 9.8 | 112 | 0.016 | 6.55 | 155 | 0.024 | 9.8 | 112 | 0.016 | 6.55 | DEER:Res:ClothesDishWasher | Annual | 1719 |  | Appl-CW-Top-ElecDHW-GasDry-Tier2DEER2017 | Appl-CW-Top-ElecDHW-GasDry-Tier2AnyMFm2003CZ09DEER2017 | 5513
Appl-CW-Top-ElecDHW-GasDry-Tier2 | DEER2017 | D17 v3 |  | Any | MFm | 2003 | CZ10 | rDXGF | Household | 1 | 1073.2 | None | 157 | 0.031 | 10.4 | 115 | 0.024 | 7.05 | 157 | 0.031 | 10.4 | 115 | 0.024 | 7.05 | DEER:Res:ClothesDishWasher | Annual | 1719 |  | Appl-CW-Top-ElecDHW-GasDry-Tier2DEER2017 | Appl-CW-Top-ElecDHW-GasDry-Tier2AnyMFm2003CZ10DEER2017 | 5514
Appl-CW-Top-ElecDHW-GasDry-Tier2 | DEER2017 | D17 v3 |  | Any | MFm | 2003 | CZ11 | rDXGF | Household | 1 | 1073.2 | None | 161 | 0.026 | 9.73 | 118 | 0.019 | 6.59 | 161 | 0.026 | 9.73 | 118 | 0.019 | 6.59 | DEER:Res:ClothesDishWasher | Annual | 1719 |  | Appl-CW-Top-ElecDHW-GasDry-Tier2DEER2017 | Appl-CW-Top-ElecDHW-GasDry-Tier2AnyMFm2003CZ11DEER2017 | 5515
Appl-CW-Top-ElecDHW-GasDry-Tier2 | DEER2017 | D17 v3 |  | Any | MFm | 2003 | CZ12 | rDXGF | Household | 1 | 1073.2 | None | 162 | 0.029 | 9.84 | 119 | 0.021 | 6.66 | 162 | 0.029 | 9.84 | 119 | 0.021 | 6.66 | DEER:Res:ClothesDishWasher | Annual | 1719 |  | Appl-CW-Top-ElecDHW-GasDry-Tier2DEER2017 | Appl-CW-Top-ElecDHW-GasDry-Tier2AnyMFm2003CZ12DEER2017 | 5516
Appl-CW-Top-ElecDHW-GasDry-Tier2 | DEER2017 | D17 v3 |  | Any | MFm | 2003 | CZ13 | rDXGF | Household | 1 | 1073.2 | None | 161 | 0.026 | 9.94 | 117 | 0.019 | 6.73 | 161 | 0.026 | 9.94 | 117 | 0.019 | 6.73 | DEER:Res:ClothesDishWasher | Annual | 1719 |  | Appl-CW-Top-ElecDHW-GasDry-Tier2DEER2017 | Appl-CW-Top-ElecDHW-GasDry-Tier2AnyMFm2003CZ13DEER2017 | 5517
Appl-CW-Top-ElecDHW-GasDry-Tier2 | DEER2017 | D17 v3 |  | Any | MFm | 2003 | CZ14 | rDXGF | Household | 1 | 1094.6 | None | 164 | 0.025 | 9.78 | 119 | 0.018 | 6.62 | 164 | 0.025 | 9.78 | 119 | 0.018 | 6.62 | DEER:Res:ClothesDishWasher | Annual | 1719 |  | Appl-CW-Top-ElecDHW-GasDry-Tier2DEER2017 | Appl-CW-Top-ElecDHW-GasDry-Tier2AnyMFm2003CZ14DEER2017 | 5518
Appl-CW-Top-ElecDHW-GasDry-Tier2 | DEER2017 | D17 v3 |  | Any | MFm | 2003 | CZ15 | rDXGF | Household | 1 | 1094.6 | None | 151 | 0.024 | 10.7 | 110 | 0.018 | 7.22 | 151 | 0.024 | 10.7 | 110 | 0.018 | 7.22 | DEER:Res:ClothesDishWasher | Annual | 1719 |  | Appl-CW-Top-ElecDHW-GasDry-Tier2DEER2017 | Appl-CW-Top-ElecDHW-GasDry-Tier2AnyMFm2003CZ15DEER2017 | 5519
Appl-CW-Top-ElecDHW-GasDry-Tier2 | DEER2017 | D17 v3 |  | Any | MFm | 2003 | CZ16 | rDXGF | Household | 1 | 998.7 | None | 173 | 0.028 | 9.34 | 127 | 0.021 | 6.32 | 173 | 0.028 | 9.34 | 127 | 0.021 | 6.32 | DEER:Res:ClothesDishWasher | Annual | 1719 |  | Appl-CW-Top-ElecDHW-GasDry-Tier2DEER2017 | Appl-CW-Top-ElecDHW-GasDry-Tier2AnyMFm2003CZ16DEER2017 | 5520
Appl-CW-Top-ElecDHW-GasDry-Tier2 | DEER2017 | D17 v3 |  | Any | MFm | 2007 | CZ01 | rDXGF | Household | 1 | 998.7 | None | 162 | 0.022 | 8.16 | 120 | 0.016 | 5.4 | 162 | 0.022 | 8.16 | 120 | 0.016 | 5.4 | DEER:Res:ClothesDishWasher | Annual | 1719 |  | Appl-CW-Top-ElecDHW-GasDry-Tier2DEER2017 | Appl-CW-Top-ElecDHW-GasDry-Tier2AnyMFm2007CZ01DEER2017 | 5521
Appl-CW-Top-ElecDHW-GasDry-Tier2 | DEER2017 | D17 v3 |  | Any | MFm | 2007 | CZ02 | rDXGF | Household | 1 | 1073.2 | None | 162 | 0.028 | 9.73 | 119 | 0.02 | 6.6 | 162 | 0.028 | 9.73 | 119 | 0.02 | 6.6 | DEER:Res:ClothesDishWasher | Annual | 1719 |  | Appl-CW-Top-ElecDHW-GasDry-Tier2DEER2017 | Appl-CW-Top-ElecDHW-GasDry-Tier2AnyMFm2007CZ02DEER2017 | 5522
Appl-CW-Top-ElecDHW-GasDry-Tier2 | DEER2017 | D17 v3 |  | Any | MFm | 2007 | CZ03 | rDXGF | Household | 1 | 998.7 | None | 157 | 0.023 | 9.15 | 115 | 0.017 | 6.25 | 157 | 0.023 | 9.15 | 115 | 0.017 | 6.25 | DEER:Res:ClothesDishWasher | Annual | 1719 |  | Appl-CW-Top-ElecDHW-GasDry-Tier2DEER2017 | Appl-CW-Top-ElecDHW-GasDry-Tier2AnyMFm2007CZ03DEER2017 | 5523
Appl-CW-Top-ElecDHW-GasDry-Tier2 | DEER2017 | D17 v3 |  | Any | MFm | 2007 | CZ04 | rDXGF | Household | 1 | 998.7 | None | 161 | 0.025 | 10 | 119 | 0.019 | 6.78 | 161 | 0.025 | 10 | 119 | 0.019 | 6.78 | DEER:Res:ClothesDishWasher | Annual | 1719 |  | Appl-CW-Top-ElecDHW-GasDry-Tier2DEER2017 | Appl-CW-Top-ElecDHW-GasDry-Tier2AnyMFm2007CZ04DEER2017 | 5524
Appl-CW-Top-ElecDHW-GasDry-Tier2 | DEER2017 | D17 v3 |  | Any | MFm | 2007 | CZ05 | rDXGF | Household | 1 | 998.7 | None | 160 | 0.024 | 9.5 | 117 | 0.018 | 6.42 | 160 | 0.024 | 9.5 | 117 | 0.018 | 6.42 | DEER:Res:ClothesDishWasher | Annual | 1719 |  | Appl-CW-Top-ElecDHW-GasDry-Tier2DEER2017 | Appl-CW-Top-ElecDHW-GasDry-Tier2AnyMFm2007CZ05DEER2017 | 5525
Appl-CW-Top-ElecDHW-GasDry-Tier2 | DEER2017 | D17 v3 |  | Any | MFm | 2007 | CZ06 | rDXGF | Household | 1 | 1206 | None | 158 | 0.026 | 9.92 | 116 | 0.019 | 6.71 | 158 | 0.026 | 9.92 | 116 | 0.019 | 6.71 | DEER:Res:ClothesDishWasher | Annual | 1719 |  | Appl-CW-Top-ElecDHW-GasDry-Tier2DEER2017 | Appl-CW-Top-ElecDHW-GasDry-Tier2AnyMFm2007CZ06DEER2017 | 5526
Appl-CW-Top-ElecDHW-GasDry-Tier2 | DEER2017 | D17 v3 |  | Any | MFm | 2007 | CZ07 | rDXGF | Household | 1 | 1206 | None | 158 | 0.023 | 9.86 | 114 | 0.015 | 6.55 | 158 | 0.023 | 9.86 | 114 | 0.015 | 6.55 | DEER:Res:ClothesDishWasher | Annual | 1719 |  | Appl-CW-Top-ElecDHW-GasDry-Tier2DEER2017 | Appl-CW-Top-ElecDHW-GasDry-Tier2AnyMFm2007CZ07DEER2017 | 5527
Appl-CW-Top-ElecDHW-GasDry-Tier2 | DEER2017 | D17 v3 |  | Any | MFm | 2007 | CZ08 | rDXGF | Household | 1 | 1206 | None | 156 | 0.021 | 10 | 114 | 0.014 | 6.73 | 156 | 0.021 | 10 | 114 | 0.014 | 6.73 | DEER:Res:ClothesDishWasher | Annual | 1719 |  | Appl-CW-Top-ElecDHW-GasDry-Tier2DEER2017 | Appl-CW-Top-ElecDHW-GasDry-Tier2AnyMFm2007CZ08DEER2017 | 5528
Appl-CW-Top-ElecDHW-GasDry-Tier2 | DEER2017 | D17 v3 |  | Any | MFm | 2007 | CZ09 | rDXGF | Household | 1 | 1126.6 | None | 157 | 0.027 | 10.1 | 114 | 0.019 | 6.82 | 157 | 0.027 | 10.1 | 114 | 0.019 | 6.82 | DEER:Res:ClothesDishWasher | Annual | 1719 |  | Appl-CW-Top-ElecDHW-GasDry-Tier2DEER2017 | Appl-CW-Top-ElecDHW-GasDry-Tier2AnyMFm2007CZ09DEER2017 | 5529
Appl-CW-Top-ElecDHW-GasDry-Tier2 | DEER2017 | D17 v3 |  | Any | MFm | 2007 | CZ10 | rDXGF | Household | 1 | 1073.2 | None | 157 | 0.026 | 10.3 | 115 | 0.019 | 6.96 | 157 | 0.026 | 10.3 | 115 | 0.019 | 6.96 | DEER:Res:ClothesDishWasher | Annual | 1719 |  | Appl-CW-Top-ElecDHW-GasDry-Tier2DEER2017 | Appl-CW-Top-ElecDHW-GasDry-Tier2AnyMFm2007CZ10DEER2017 | 5530
Appl-CW-Top-ElecDHW-GasDry-Tier2 | DEER2017 | D17 v3 |  | Any | MFm | 2007 | CZ11 | rDXGF | Household | 1 | 1073.2 | None | 159 | 0.024 | 9.7 | 116 | 0.017 | 6.57 | 159 | 0.024 | 9.7 | 116 | 0.017 | 6.57 | DEER:Res:ClothesDishWasher | Annual | 1719 |  | Appl-CW-Top-ElecDHW-GasDry-Tier2DEER2017 | Appl-CW-Top-ElecDHW-GasDry-Tier2AnyMFm2007CZ11DEER2017 | 5531
Appl-CW-Top-ElecDHW-GasDry-Tier2 | DEER2017 | D17 v3 |  | Any | MFm | 2007 | CZ12 | rDXGF | Household | 1 | 1073.2 | None | 161 | 0.026 | 9.86 | 118 | 0.019 | 6.67 | 161 | 0.026 | 9.86 | 118 | 0.019 | 6.67 | DEER:Res:ClothesDishWasher | Annual | 1719 |  | Appl-CW-Top-ElecDHW-GasDry-Tier2DEER2017 | Appl-CW-Top-ElecDHW-GasDry-Tier2AnyMFm2007CZ12DEER2017 | 5532
Appl-CW-Top-ElecDHW-GasDry-Tier2 | DEER2017 | D17 v3 |  | Any | MFm | 2007 | CZ13 | rDXGF | Household | 1 | 1073.2 | None | 159 | 0.024 | 9.81 | 116 | 0.017 | 6.64 | 159 | 0.024 | 9.81 | 116 | 0.017 | 6.64 | DEER:Res:ClothesDishWasher | Annual | 1719 |  | Appl-CW-Top-ElecDHW-GasDry-Tier2DEER2017 | Appl-CW-Top-ElecDHW-GasDry-Tier2AnyMFm2007CZ13DEER2017 | 5533
Appl-CW-Top-ElecDHW-GasDry-Tier2 | DEER2017 | D17 v3 |  | Any | MFm | 2007 | CZ14 | rDXGF | Household | 1 | 1094.6 | None | 175 | 0.016 | 10.9 | 117 | 0.017 | 6.56 | 175 | 0.016 | 10.9 | 117 | 0.017 | 6.56 | DEER:Res:ClothesDishWasher | Annual | 1719 |  | Appl-CW-Top-ElecDHW-GasDry-Tier2DEER2017 | Appl-CW-Top-ElecDHW-GasDry-Tier2AnyMFm2007CZ14DEER2017 | 5534
Appl-CW-Top-ElecDHW-GasDry-Tier2 | DEER2017 | D17 v3 |  | Any | MFm | 2007 | CZ15 | rDXGF | Household | 1 | 1094.6 | None | 148 | 0.021 | 10.7 | 107 | 0.015 | 7.21 | 148 | 0.021 | 10.7 | 107 | 0.015 | 7.21 | DEER:Res:ClothesDishWasher | Annual | 1719 |  | Appl-CW-Top-ElecDHW-GasDry-Tier2DEER2017 | Appl-CW-Top-ElecDHW-GasDry-Tier2AnyMFm2007CZ15DEER2017 | 5535
Appl-CW-Top-ElecDHW-GasDry-Tier2 | DEER2017 | D17 v3 |  | Any | MFm | 2007 | CZ16 | rDXGF | Household | 1 | 998.7 | None | 171 | 0.026 | 9.27 | 126 | 0.019 | 6.27 | 171 | 0.026 | 9.27 | 126 | 0.019 | 6.27 | DEER:Res:ClothesDishWasher | Annual | 1719 |  | Appl-CW-Top-ElecDHW-GasDry-Tier2DEER2017 | Appl-CW-Top-ElecDHW-GasDry-Tier2AnyMFm2007CZ16DEER2017 | 5536
Appl-CW-Top-ElecDHW-GasDry-Tier2 | DEER2017 | D17 v3 |  | Any | MFm | 2011 | CZ01 | rDXGF | Household | 1 | 998.7 | None | 163 | 0.023 | 8.66 | 120 | 0.017 | 5.84 | 163 | 0.023 | 8.66 | 120 | 0.017 | 5.84 | DEER:Res:ClothesDishWasher | Annual | 1719 |  | Appl-CW-Top-ElecDHW-GasDry-Tier2DEER2017 | Appl-CW-Top-ElecDHW-GasDry-Tier2AnyMFm2011CZ01DEER2017 | 5537
Appl-CW-Top-ElecDHW-GasDry-Tier2 | DEER2017 | D17 v3 |  | Any | MFm | 2011 | CZ02 | rDXGF | Household | 1 | 1073.2 | None | 163 | 0.028 | 9.82 | 120 | 0.02 | 6.64 | 163 | 0.028 | 9.82 | 120 | 0.02 | 6.64 | DEER:Res:ClothesDishWasher | Annual | 1719 |  | Appl-CW-Top-ElecDHW-GasDry-Tier2DEER2017 | Appl-CW-Top-ElecDHW-GasDry-Tier2AnyMFm2011CZ02DEER2017 | 5538
Appl-CW-Top-ElecDHW-GasDry-Tier2 | DEER2017 | D17 v3 |  | Any | MFm | 2011 | CZ03 | rDXGF | Household | 1 | 998.7 | None | 157 | 0.024 | 9.46 | 116 | 0.017 | 6.39 | 157 | 0.024 | 9.46 | 116 | 0.017 | 6.39 | DEER:Res:ClothesDishWasher | Annual | 1719 |  | Appl-CW-Top-ElecDHW-GasDry-Tier2DEER2017 | Appl-CW-Top-ElecDHW-GasDry-Tier2AnyMFm2011CZ03DEER2017 | 5539
Appl-CW-Top-ElecDHW-GasDry-Tier2 | DEER2017 | D17 v3 |  | Any | MFm | 2011 | CZ04 | rDXGF | Household | 1 | 998.7 | None | 163 | 0.027 | 10.2 | 119 | 0.02 | 6.93 | 163 | 0.027 | 10.2 | 119 | 0.02 | 6.93 | DEER:Res:ClothesDishWasher | Annual | 1719 |  | Appl-CW-Top-ElecDHW-GasDry-Tier2DEER2017 | Appl-CW-Top-ElecDHW-GasDry-Tier2AnyMFm2011CZ04DEER2017 | 5540
Appl-CW-Top-ElecDHW-GasDry-Tier2 | DEER2017 | D17 v3 |  | Any | MFm | 2011 | CZ05 | rDXGF | Household | 1 | 998.7 | None | 160 | 0.024 | 9.62 | 118 | 0.017 | 6.51 | 160 | 0.024 | 9.62 | 118 | 0.017 | 6.51 | DEER:Res:ClothesDishWasher | Annual | 1719 |  | Appl-CW-Top-ElecDHW-GasDry-Tier2DEER2017 | Appl-CW-Top-ElecDHW-GasDry-Tier2AnyMFm2011CZ05DEER2017 | 5541
Appl-CW-Top-ElecDHW-GasDry-Tier2 | DEER2017 | D17 v3 |  | Any | MFm | 2011 | CZ06 | rDXGF | Household | 1 | 1206 | None | 156 | 0.024 | 9.82 | 114 | 0.016 | 6.6 | 156 | 0.024 | 9.82 | 114 | 0.016 | 6.6 | DEER:Res:ClothesDishWasher | Annual | 1719 |  | Appl-CW-Top-ElecDHW-GasDry-Tier2DEER2017 | Appl-CW-Top-ElecDHW-GasDry-Tier2AnyMFm2011CZ06DEER2017 | 5542
Appl-CW-Top-ElecDHW-GasDry-Tier2 | DEER2017 | D17 v3 |  | Any | MFm | 2011 | CZ07 | rDXGF | Household | 1 | 1206 | None | 163 | 0.026 | 10.2 | 119 | 0.019 | 6.92 | 163 | 0.026 | 10.2 | 119 | 0.019 | 6.92 | DEER:Res:ClothesDishWasher | Annual | 1719 |  | Appl-CW-Top-ElecDHW-GasDry-Tier2DEER2017 | Appl-CW-Top-ElecDHW-GasDry-Tier2AnyMFm2011CZ07DEER2017 | 5543
Appl-CW-Top-ElecDHW-GasDry-Tier2 | DEER2017 | D17 v3 |  | Any | MFm | 2011 | CZ08 | rDXGF | Household | 1 | 1206 | None | 159 | 0.022 | 10.3 | 120 | 0.022 | 7.07 | 159 | 0.022 | 10.3 | 120 | 0.022 | 7.07 | DEER:Res:ClothesDishWasher | Annual | 1719 |  | Appl-CW-Top-ElecDHW-GasDry-Tier2DEER2017 | Appl-CW-Top-ElecDHW-GasDry-Tier2AnyMFm2011CZ08DEER2017 | 5544
Appl-CW-Top-ElecDHW-GasDry-Tier2 | DEER2017 | D17 v3 |  | Any | MFm | 2011 | CZ09 | rDXGF | Household | 1 | 1126.6 | None | 158 | 0.026 | 10.2 | 116 | 0.019 | 6.91 | 158 | 0.026 | 10.2 | 116 | 0.019 | 6.91 | DEER:Res:ClothesDishWasher | Annual | 1719 |  | Appl-CW-Top-ElecDHW-GasDry-Tier2DEER2017 | Appl-CW-Top-ElecDHW-GasDry-Tier2AnyMFm2011CZ09DEER2017 | 5545
Appl-CW-Top-ElecDHW-GasDry-Tier2 | DEER2017 | D17 v3 |  | Any | MFm | 2011 | CZ10 | rDXGF | Household | 1 | 1073.2 | None | 159 | 0.028 | 10.4 | 115 | 0.019 | 7.03 | 159 | 0.028 | 10.4 | 115 | 0.019 | 7.03 | DEER:Res:ClothesDishWasher | Annual | 1719 |  | Appl-CW-Top-ElecDHW-GasDry-Tier2DEER2017 | Appl-CW-Top-ElecDHW-GasDry-Tier2AnyMFm2011CZ10DEER2017 | 5546
Appl-CW-Top-ElecDHW-GasDry-Tier2 | DEER2017 | D17 v3 |  | Any | MFm | 2011 | CZ11 | rDXGF | Household | 1 | 1073.2 | None | 160 | 0.025 | 9.83 | 117 | 0.018 | 6.65 | 160 | 0.025 | 9.83 | 117 | 0.018 | 6.65 | DEER:Res:ClothesDishWasher | Annual | 1719 |  | Appl-CW-Top-ElecDHW-GasDry-Tier2DEER2017 | Appl-CW-Top-ElecDHW-GasDry-Tier2AnyMFm2011CZ11DEER2017 | 5547
Appl-CW-Top-ElecDHW-GasDry-Tier2 | DEER2017 | D17 v3 |  | Any | MFm | 2011 | CZ12 | rDXGF | Household | 1 | 1073.2 | None | 162 | 0.025 | 9.98 | 117 | 0.017 | 6.69 | 162 | 0.025 | 9.98 | 117 | 0.017 | 6.69 | DEER:Res:ClothesDishWasher | Annual | 1719 |  | Appl-CW-Top-ElecDHW-GasDry-Tier2DEER2017 | Appl-CW-Top-ElecDHW-GasDry-Tier2AnyMFm2011CZ12DEER2017 | 5548
Appl-CW-Top-ElecDHW-GasDry-Tier2 | DEER2017 | D17 v3 |  | Any | MFm | 2011 | CZ13 | rDXGF | Household | 1 | 1073.2 | None | 160 | 0.025 | 9.9 | 117 | 0.018 | 6.7 | 160 | 0.025 | 9.9 | 117 | 0.018 | 6.7 | DEER:Res:ClothesDishWasher | Annual | 1719 |  | Appl-CW-Top-ElecDHW-GasDry-Tier2DEER2017 | Appl-CW-Top-ElecDHW-GasDry-Tier2AnyMFm2011CZ13DEER2017 | 5549
Appl-CW-Top-ElecDHW-GasDry-Tier2 | DEER2017 | D17 v3 |  | Any | MFm | 2011 | CZ14 | rDXGF | Household | 1 | 1094.6 | None | 160 | 0.022 | 9.76 | 119 | 0.017 | 6.67 | 160 | 0.022 | 9.76 | 119 | 0.017 | 6.67 | DEER:Res:ClothesDishWasher | Annual | 1719 |  | Appl-CW-Top-ElecDHW-GasDry-Tier2DEER2017 | Appl-CW-Top-ElecDHW-GasDry-Tier2AnyMFm2011CZ14DEER2017 | 5550
Appl-CW-Top-ElecDHW-GasDry-Tier2 | DEER2017 | D17 v3 |  | Any | MFm | 2011 | CZ15 | rDXGF | Household | 1 | 1094.6 | None | 148 | 0.021 | 10.7 | 107 | 0.015 | 7.23 | 148 | 0.021 | 10.7 | 107 | 0.015 | 7.23 | DEER:Res:ClothesDishWasher | Annual | 1719 |  | Appl-CW-Top-ElecDHW-GasDry-Tier2DEER2017 | Appl-CW-Top-ElecDHW-GasDry-Tier2AnyMFm2011CZ15DEER2017 | 5551
Appl-CW-Top-ElecDHW-GasDry-Tier2 | DEER2017 | D17 v3 |  | Any | MFm | 2011 | CZ16 | rDXGF | Household | 1 | 998.7 | None | 172 | 0.026 | 9.31 | 126 | 0.019 | 6.3 | 172 | 0.026 | 9.31 | 126 | 0.019 | 6.3 | DEER:Res:ClothesDishWasher | Annual | 1719 |  | Appl-CW-Top-ElecDHW-GasDry-Tier2DEER2017 | Appl-CW-Top-ElecDHW-GasDry-Tier2AnyMFm2011CZ16DEER2017 | 5552
Appl-CW-Top-ElecDHW-GasDry-Tier2 | DEER2017 | D17 v3 |  | Any | MFm | 2015 | CZ01 | rDXGF | Household | 1 | 998.7 | None | 164 | 0.023 | 8.91 | 121 | 0.017 | 5.99 | 164 | 0.023 | 8.91 | 121 | 0.017 | 5.99 | DEER:Res:ClothesDishWasher | Annual | 1719 |  | Appl-CW-Top-ElecDHW-GasDry-Tier2DEER2017 | Appl-CW-Top-ElecDHW-GasDry-Tier2AnyMFm2015CZ01DEER2017 | 5553
Appl-CW-Top-ElecDHW-GasDry-Tier2 | DEER2017 | D17 v3 |  | Any | MFm | 2015 | CZ02 | rDXGF | Household | 1 | 1073.2 | None | 163 | 0.027 | 9.91 | 119 | 0.02 | 6.72 | 163 | 0.027 | 9.91 | 119 | 0.02 | 6.72 | DEER:Res:ClothesDishWasher | Annual | 1719 |  | Appl-CW-Top-ElecDHW-GasDry-Tier2DEER2017 | Appl-CW-Top-ElecDHW-GasDry-Tier2AnyMFm2015CZ02DEER2017 | 5554
Appl-CW-Top-ElecDHW-GasDry-Tier2 | DEER2017 | D17 v3 |  | Any | MFm | 2015 | CZ03 | rDXGF | Household | 1 | 998.7 | None | 158 | 0.024 | 9.76 | 116 | 0.017 | 6.63 | 158 | 0.024 | 9.76 | 116 | 0.017 | 6.63 | DEER:Res:ClothesDishWasher | Annual | 1719 |  | Appl-CW-Top-ElecDHW-GasDry-Tier2DEER2017 | Appl-CW-Top-ElecDHW-GasDry-Tier2AnyMFm2015CZ03DEER2017 | 5555
Appl-CW-Top-ElecDHW-GasDry-Tier2 | DEER2017 | D17 v3 |  | Any | MFm | 2015 | CZ04 | rDXGF | Household | 1 | 998.7 | None | 163 | 0.027 | 10.2 | 119 | 0.02 | 6.94 | 163 | 0.027 | 10.2 | 119 | 0.02 | 6.94 | DEER:Res:ClothesDishWasher | Annual | 1719 |  | Appl-CW-Top-ElecDHW-GasDry-Tier2DEER2017 | Appl-CW-Top-ElecDHW-GasDry-Tier2AnyMFm2015CZ04DEER2017 | 5556
Appl-CW-Top-ElecDHW-GasDry-Tier2 | DEER2017 | D17 v3 |  | Any | MFm | 2015 | CZ05 | rDXGF | Household | 1 | 998.7 | None | 162 | 0.025 | 10.1 | 119 | 0.018 | 6.86 | 162 | 0.025 | 10.1 | 119 | 0.018 | 6.86 | DEER:Res:ClothesDishWasher | Annual | 1719 |  | Appl-CW-Top-ElecDHW-GasDry-Tier2DEER2017 | Appl-CW-Top-ElecDHW-GasDry-Tier2AnyMFm2015CZ05DEER2017 | 5557
Appl-CW-Top-ElecDHW-GasDry-Tier2 | DEER2017 | D17 v3 |  | Any | MFm | 2015 | CZ06 | rDXGF | Household | 1 | 1206 | None | 157 | 0.027 | 9.98 | 115 | 0.019 | 6.71 | 157 | 0.027 | 9.98 | 115 | 0.019 | 6.71 | DEER:Res:ClothesDishWasher | Annual | 1719 |  | Appl-CW-Top-ElecDHW-GasDry-Tier2DEER2017 | Appl-CW-Top-ElecDHW-GasDry-Tier2AnyMFm2015CZ06DEER2017 | 5558
Appl-CW-Top-ElecDHW-GasDry-Tier2 | DEER2017 | D17 v3 |  | Any | MFm | 2015 | CZ07 | rDXGF | Household | 1 | 1206 | None | 161 | 0.025 | 10.2 | 117 | 0.018 | 6.89 | 161 | 0.025 | 10.2 | 117 | 0.018 | 6.89 | DEER:Res:ClothesDishWasher | Annual | 1719 |  | Appl-CW-Top-ElecDHW-GasDry-Tier2DEER2017 | Appl-CW-Top-ElecDHW-GasDry-Tier2AnyMFm2015CZ07DEER2017 | 5559
Appl-CW-Top-ElecDHW-GasDry-Tier2 | DEER2017 | D17 v3 |  | Any | MFm | 2015 | CZ08 | rDXGF | Household | 1 | 1206 | None | 160 | 0.027 | 10.4 | 117 | 0.02 | 7.02 | 160 | 0.027 | 10.4 | 117 | 0.02 | 7.02 | DEER:Res:ClothesDishWasher | Annual | 1719 |  | Appl-CW-Top-ElecDHW-GasDry-Tier2DEER2017 | Appl-CW-Top-ElecDHW-GasDry-Tier2AnyMFm2015CZ08DEER2017 | 5560
Appl-CW-Top-ElecDHW-GasDry-Tier2 | DEER2017 | D17 v3 |  | Any | MFm | 2015 | CZ09 | rDXGF | Household | 1 | 1126.6 | None | 159 | 0.027 | 10.2 | 116 | 0.02 | 6.94 | 159 | 0.027 | 10.2 | 116 | 0.02 | 6.94 | DEER:Res:ClothesDishWasher | Annual | 1719 |  | Appl-CW-Top-ElecDHW-GasDry-Tier2DEER2017 | Appl-CW-Top-ElecDHW-GasDry-Tier2AnyMFm2015CZ09DEER2017 | 5561
Appl-CW-Top-ElecDHW-GasDry-Tier2 | DEER2017 | D17 v3 |  | Any | MFm | 2015 | CZ10 | rDXGF | Household | 1 | 1073.2 | None | 158 | 0.026 | 10.4 | 115 | 0.019 | 7.06 | 158 | 0.026 | 10.4 | 115 | 0.019 | 7.06 | DEER:Res:ClothesDishWasher | Annual | 1719 |  | Appl-CW-Top-ElecDHW-GasDry-Tier2DEER2017 | Appl-CW-Top-ElecDHW-GasDry-Tier2AnyMFm2015CZ10DEER2017 | 5562
Appl-CW-Top-ElecDHW-GasDry-Tier2 | DEER2017 | D17 v3 |  | Any | MFm | 2015 | CZ11 | rDXGF | Household | 1 | 1073.2 | None | 159 | 0.024 | 9.85 | 116 | 0.017 | 6.66 | 159 | 0.024 | 9.85 | 116 | 0.017 | 6.66 | DEER:Res:ClothesDishWasher | Annual | 1719 |  | Appl-CW-Top-ElecDHW-GasDry-Tier2DEER2017 | Appl-CW-Top-ElecDHW-GasDry-Tier2AnyMFm2015CZ11DEER2017 | 5563
Appl-CW-Top-ElecDHW-GasDry-Tier2 | DEER2017 | D17 v3 |  | Any | MFm | 2015 | CZ12 | rDXGF | Household | 1 | 1073.2 | None | 161 | 0.026 | 9.97 | 118 | 0.018 | 6.74 | 161 | 0.026 | 9.97 | 118 | 0.018 | 6.74 | DEER:Res:ClothesDishWasher | Annual | 1719 |  | Appl-CW-Top-ElecDHW-GasDry-Tier2DEER2017 | Appl-CW-Top-ElecDHW-GasDry-Tier2AnyMFm2015CZ12DEER2017 | 5564
Appl-CW-Top-ElecDHW-GasDry-Tier2 | DEER2017 | D17 v3 |  | Any | MFm | 2015 | CZ13 | rDXGF | Household | 1 | 1073.2 | None | 159 | 0.024 | 9.93 | 116 | 0.017 | 6.72 | 159 | 0.024 | 9.93 | 116 | 0.017 | 6.72 | DEER:Res:ClothesDishWasher | Annual | 1719 |  | Appl-CW-Top-ElecDHW-GasDry-Tier2DEER2017 | Appl-CW-Top-ElecDHW-GasDry-Tier2AnyMFm2015CZ13DEER2017 | 5565
Appl-CW-Top-ElecDHW-GasDry-Tier2 | DEER2017 | D17 v3 |  | Any | MFm | 2015 | CZ14 | rDXGF | Household | 1 | 1094.6 | None | 163 | 0.025 | 9.85 | 118 | 0.017 | 6.63 | 163 | 0.025 | 9.85 | 118 | 0.017 | 6.63 | DEER:Res:ClothesDishWasher | Annual | 1719 |  | Appl-CW-Top-ElecDHW-GasDry-Tier2DEER2017 | Appl-CW-Top-ElecDHW-GasDry-Tier2AnyMFm2015CZ14DEER2017 | 5566
Appl-CW-Top-ElecDHW-GasDry-Tier2 | DEER2017 | D17 v3 |  | Any | MFm | 2015 | CZ15 | rDXGF | Household | 1 | 1094.6 | None | 147 | 0.021 | 10.7 | 106 | 0.015 | 7.24 | 147 | 0.021 | 10.7 | 106 | 0.015 | 7.24 | DEER:Res:ClothesDishWasher | Annual | 1719 |  | Appl-CW-Top-ElecDHW-GasDry-Tier2DEER2017 | Appl-CW-Top-ElecDHW-GasDry-Tier2AnyMFm2015CZ15DEER2017 | 5567
Appl-CW-Top-ElecDHW-GasDry-Tier2 | DEER2017 | D17 v3 |  | Any | MFm | 2015 | CZ16 | rDXGF | Household | 1 | 998.7 | None | 171 | 0.026 | 9.16 | 125 | 0.019 | 6.2 | 171 | 0.026 | 9.16 | 125 | 0.019 | 6.2 | DEER:Res:ClothesDishWasher | Annual | 1719 |  | Appl-CW-Top-ElecDHW-GasDry-Tier2DEER2017 | Appl-CW-Top-ElecDHW-GasDry-Tier2AnyMFm2015CZ16DEER2017 | 5568
Appl-CW-Top-ElecDHW-GasDry-Tier2 | DEER2017 | D17 v3 |  | Any | MFm | 2017 | CZ01 | rDXGF | Household | 1 | 998.7 | None | 164 | 0.022 | 9.1 | 121 | 0.016 | 6.07 | 164 | 0.022 | 9.1 | 121 | 0.016 | 6.07 | DEER:Res:ClothesDishWasher | Annual | 1719 |  | Appl-CW-Top-ElecDHW-GasDry-Tier2DEER2017 | Appl-CW-Top-ElecDHW-GasDry-Tier2AnyMFm2017CZ01DEER2017 | 5569
Appl-CW-Top-ElecDHW-GasDry-Tier2 | DEER2017 | D17 v3 |  | Any | MFm | 2017 | CZ02 | rDXGF | Household | 1 | 1073.2 | None | 162 | 0.027 | 9.81 | 118 | 0.02 | 6.6 | 162 | 0.027 | 9.81 | 118 | 0.02 | 6.6 | DEER:Res:ClothesDishWasher | Annual | 1719 |  | Appl-CW-Top-ElecDHW-GasDry-Tier2DEER2017 | Appl-CW-Top-ElecDHW-GasDry-Tier2AnyMFm2017CZ02DEER2017 | 5570
Appl-CW-Top-ElecDHW-GasDry-Tier2 | DEER2017 | D17 v3 |  | Any | MFm | 2017 | CZ03 | rDXGF | Household | 1 | 998.7 | None | 158 | 0.024 | 9.49 | 116 | 0.017 | 6.54 | 158 | 0.024 | 9.49 | 116 | 0.017 | 6.54 | DEER:Res:ClothesDishWasher | Annual | 1719 |  | Appl-CW-Top-ElecDHW-GasDry-Tier2DEER2017 | Appl-CW-Top-ElecDHW-GasDry-Tier2AnyMFm2017CZ03DEER2017 | 5571
Appl-CW-Top-ElecDHW-GasDry-Tier2 | DEER2017 | D17 v3 |  | Any | MFm | 2017 | CZ04 | rDXGF | Household | 1 | 998.7 | None | 162 | 0.025 | 10.3 | 119 | 0.018 | 7 | 162 | 0.025 | 10.3 | 119 | 0.018 | 7 | DEER:Res:ClothesDishWasher | Annual | 1719 |  | Appl-CW-Top-ElecDHW-GasDry-Tier2DEER2017 | Appl-CW-Top-ElecDHW-GasDry-Tier2AnyMFm2017CZ04DEER2017 | 5572
Appl-CW-Top-ElecDHW-GasDry-Tier2 | DEER2017 | D17 v3 |  | Any | MFm | 2017 | CZ05 | rDXGF | Household | 1 | 998.7 | None | 162 | 0.025 | 10.2 | 119 | 0.019 | 6.92 | 162 | 0.025 | 10.2 | 119 | 0.019 | 6.92 | DEER:Res:ClothesDishWasher | Annual | 1719 |  | Appl-CW-Top-ElecDHW-GasDry-Tier2DEER2017 | Appl-CW-Top-ElecDHW-GasDry-Tier2AnyMFm2017CZ05DEER2017 | 5573
Appl-CW-Top-ElecDHW-GasDry-Tier2 | DEER2017 | D17 v3 |  | Any | MFm | 2017 | CZ06 | rDXGF | Household | 1 | 1206 | None | 156 | 0.025 | 9.79 | 114 | 0.018 | 6.56 | 156 | 0.025 | 9.79 | 114 | 0.018 | 6.56 | DEER:Res:ClothesDishWasher | Annual | 1719 |  | Appl-CW-Top-ElecDHW-GasDry-Tier2DEER2017 | Appl-CW-Top-ElecDHW-GasDry-Tier2AnyMFm2017CZ06DEER2017 | 5574
Appl-CW-Top-ElecDHW-GasDry-Tier2 | DEER2017 | D17 v3 |  | Any | MFm | 2017 | CZ07 | rDXGF | Household | 1 | 1206 | None | 161 | 0.025 | 10.2 | 118 | 0.018 | 6.9 | 161 | 0.025 | 10.2 | 118 | 0.018 | 6.9 | DEER:Res:ClothesDishWasher | Annual | 1719 |  | Appl-CW-Top-ElecDHW-GasDry-Tier2DEER2017 | Appl-CW-Top-ElecDHW-GasDry-Tier2AnyMFm2017CZ07DEER2017 | 5575
Appl-CW-Top-ElecDHW-GasDry-Tier2 | DEER2017 | D17 v3 |  | Any | MFm | 2017 | CZ08 | rDXGF | Household | 1 | 1206 | None | 159 | 0.024 | 10.4 | 116 | 0.017 | 7.05 | 159 | 0.024 | 10.4 | 116 | 0.017 | 7.05 | DEER:Res:ClothesDishWasher | Annual | 1719 |  | Appl-CW-Top-ElecDHW-GasDry-Tier2DEER2017 | Appl-CW-Top-ElecDHW-GasDry-Tier2AnyMFm2017CZ08DEER2017 | 5576
Appl-CW-Top-ElecDHW-GasDry-Tier2 | DEER2017 | D17 v3 |  | Any | MFm | 2017 | CZ09 | rDXGF | Household | 1 | 1126.6 | None | 157 | 0.026 | 10.3 | 115 | 0.019 | 6.93 | 157 | 0.026 | 10.3 | 115 | 0.019 | 6.93 | DEER:Res:ClothesDishWasher | Annual | 1719 |  | Appl-CW-Top-ElecDHW-GasDry-Tier2DEER2017 | Appl-CW-Top-ElecDHW-GasDry-Tier2AnyMFm2017CZ09DEER2017 | 5577
Appl-CW-Top-ElecDHW-GasDry-Tier2 | DEER2017 | D17 v3 |  | Any | MFm | 2017 | CZ10 | rDXGF | Household | 1 | 1073.2 | None | 157 | 0.026 | 10.5 | 115 | 0.018 | 7.1 | 157 | 0.026 | 10.5 | 115 | 0.018 | 7.1 | DEER:Res:ClothesDishWasher | Annual | 1719 |  | Appl-CW-Top-ElecDHW-GasDry-Tier2DEER2017 | Appl-CW-Top-ElecDHW-GasDry-Tier2AnyMFm2017CZ10DEER2017 | 5578
Appl-CW-Top-ElecDHW-GasDry-Tier2 | DEER2017 | D17 v3 |  | Any | MFm | 2017 | CZ11 | rDXGF | Household | 1 | 1073.2 | None | 159 | 0.024 | 9.88 | 116 | 0.017 | 6.68 | 159 | 0.024 | 9.88 | 116 | 0.017 | 6.68 | DEER:Res:ClothesDishWasher | Annual | 1719 |  | Appl-CW-Top-ElecDHW-GasDry-Tier2DEER2017 | Appl-CW-Top-ElecDHW-GasDry-Tier2AnyMFm2017CZ11DEER2017 | 5579
Appl-CW-Top-ElecDHW-GasDry-Tier2 | DEER2017 | D17 v3 |  | Any | MFm | 2017 | CZ12 | rDXGF | Household | 1 | 1073.2 | None | 161 | 0.024 | 9.99 | 117 | 0.017 | 6.75 | 161 | 0.024 | 9.99 | 117 | 0.017 | 6.75 | DEER:Res:ClothesDishWasher | Annual | 1719 |  | Appl-CW-Top-ElecDHW-GasDry-Tier2DEER2017 | Appl-CW-Top-ElecDHW-GasDry-Tier2AnyMFm2017CZ12DEER2017 | 5580
Appl-CW-Top-ElecDHW-GasDry-Tier2 | DEER2017 | D17 v3 |  | Any | MFm | 2017 | CZ13 | rDXGF | Household | 1 | 1073.2 | None | 159 | 0.025 | 9.99 | 117 | 0.018 | 6.77 | 159 | 0.025 | 9.99 | 117 | 0.018 | 6.77 | DEER:Res:ClothesDishWasher | Annual | 1719 |  | Appl-CW-Top-ElecDHW-GasDry-Tier2DEER2017 | Appl-CW-Top-ElecDHW-GasDry-Tier2AnyMFm2017CZ13DEER2017 | 5581
Appl-CW-Top-ElecDHW-GasDry-Tier2 | DEER2017 | D17 v3 |  | Any | MFm | 2017 | CZ14 | rDXGF | Household | 1 | 1094.6 | None | 162 | 0.025 | 9.89 | 118 | 0.018 | 6.66 | 162 | 0.025 | 9.89 | 118 | 0.018 | 6.66 | DEER:Res:ClothesDishWasher | Annual | 1719 |  | Appl-CW-Top-ElecDHW-GasDry-Tier2DEER2017 | Appl-CW-Top-ElecDHW-GasDry-Tier2AnyMFm2017CZ14DEER2017 | 5582
Appl-CW-Top-ElecDHW-GasDry-Tier2 | DEER2017 | D17 v3 |  | Any | MFm | 2017 | CZ15 | rDXGF | Household | 1 | 1094.6 | None | 146 | 0.021 | 10.7 | 106 | 0.015 | 7.24 | 146 | 0.021 | 10.7 | 106 | 0.015 | 7.24 | DEER:Res:ClothesDishWasher | Annual | 1719 |  | Appl-CW-Top-ElecDHW-GasDry-Tier2DEER2017 | Appl-CW-Top-ElecDHW-GasDry-Tier2AnyMFm2017CZ15DEER2017 | 5583
Appl-CW-Top-ElecDHW-GasDry-Tier2 | DEER2017 | D17 v3 |  | Any | MFm | 2017 | CZ16 | rDXGF | Household | 1 | 998.7 | None | 171 | 0.026 | 9.22 | 125 | 0.018 | 6.24 | 171 | 0.026 | 9.22 | 125 | 0.018 | 6.24 | DEER:Res:ClothesDishWasher | Annual | 1719 |  | Appl-CW-Top-ElecDHW-GasDry-Tier2DEER2017 | Appl-CW-Top-ElecDHW-GasDry-Tier2AnyMFm2017CZ16DEER2017 | 5584
Appl-CW-Top-ElecDHW-GasDry-Tier2 | DEER2017 | D17 v3 |  | Any | SFm | 1975 | CZ01 | rDXGF | Household | 1 | 1591 | None | 202 | 0.027 | 10.1 | 149 | 0.02 | 6.84 | 202 | 0.027 | 10.1 | 149 | 0.02 | 6.84 | DEER:Res:ClothesDishWasher | Annual | 1719 |  | Appl-CW-Top-ElecDHW-GasDry-Tier2DEER2017 | Appl-CW-Top-ElecDHW-GasDry-Tier2AnySFm1975CZ01DEER2017 | 5585
Appl-CW-Top-ElecDHW-GasDry-Tier2 | DEER2017 | D17 v3 |  | Any | SFm | 1975 | CZ02 | rDXGF | Household | 1 | 1591 | None | 201 | 0.05 | 10.3 | 147 | 0.035 | 6.99 | 201 | 0.05 | 10.3 | 147 | 0.035 | 6.99 | DEER:Res:ClothesDishWasher | Annual | 1719 |  | Appl-CW-Top-ElecDHW-GasDry-Tier2DEER2017 | Appl-CW-Top-ElecDHW-GasDry-Tier2AnySFm1975CZ02DEER2017 | 5586
Appl-CW-Top-ElecDHW-GasDry-Tier2 | DEER2017 | D17 v3 |  | Any | SFm | 1975 | CZ03 | rDXGF | Household | 1 | 1591 | None | 197 | 0.045 | 10.5 | 144 | 0.032 | 7.1 | 197 | 0.045 | 10.5 | 144 | 0.032 | 7.1 | DEER:Res:ClothesDishWasher | Annual | 1719 |  | Appl-CW-Top-ElecDHW-GasDry-Tier2DEER2017 | Appl-CW-Top-ElecDHW-GasDry-Tier2AnySFm1975CZ03DEER2017 | 5587
Appl-CW-Top-ElecDHW-GasDry-Tier2 | DEER2017 | D17 v3 |  | Any | SFm | 1975 | CZ04 | rDXGF | Household | 1 | 1591 | None | 200 | 0.044 | 11.2 | 147 | 0.031 | 7.55 | 200 | 0.044 | 11.2 | 147 | 0.031 | 7.55 | DEER:Res:ClothesDishWasher | Annual | 1719 |  | Appl-CW-Top-ElecDHW-GasDry-Tier2DEER2017 | Appl-CW-Top-ElecDHW-GasDry-Tier2AnySFm1975CZ04DEER2017 | 5588
Appl-CW-Top-ElecDHW-GasDry-Tier2 | DEER2017 | D17 v3 |  | Any | SFm | 1975 | CZ05 | rDXGF | Household | 1 | 1591 | None | 197 | 0.042 | 9.81 | 145 | 0.03 | 6.65 | 197 | 0.042 | 9.81 | 145 | 0.03 | 6.65 | DEER:Res:ClothesDishWasher | Annual | 1719 |  | Appl-CW-Top-ElecDHW-GasDry-Tier2DEER2017 | Appl-CW-Top-ElecDHW-GasDry-Tier2AnySFm1975CZ05DEER2017 | 5589
Appl-CW-Top-ElecDHW-GasDry-Tier2 | DEER2017 | D17 v3 |  | Any | SFm | 1975 | CZ06 | rDXGF | Household | 1 | 1528 | None | 199 | 0.041 | 11.8 | 146 | 0.029 | 8.01 | 199 | 0.041 | 11.8 | 146 | 0.029 | 8.01 | DEER:Res:ClothesDishWasher | Annual | 1719 |  | Appl-CW-Top-ElecDHW-GasDry-Tier2DEER2017 | Appl-CW-Top-ElecDHW-GasDry-Tier2AnySFm1975CZ06DEER2017 | 5590
Appl-CW-Top-ElecDHW-GasDry-Tier2 | DEER2017 | D17 v3 |  | Any | SFm | 1975 | CZ07 | rDXGF | Household | 1 | 1528 | None | 196 | 0.038 | 11.6 | 143 | 0.027 | 7.85 | 196 | 0.038 | 11.6 | 143 | 0.027 | 7.85 | DEER:Res:ClothesDishWasher | Annual | 1719 |  | Appl-CW-Top-ElecDHW-GasDry-Tier2DEER2017 | Appl-CW-Top-ElecDHW-GasDry-Tier2AnySFm1975CZ07DEER2017 | 5591
Appl-CW-Top-ElecDHW-GasDry-Tier2 | DEER2017 | D17 v3 |  | Any | SFm | 1975 | CZ08 | rDXGF | Household | 1 | 1528 | None | 199 | 0.04 | 11.8 | 145 | 0.029 | 7.95 | 199 | 0.04 | 11.8 | 145 | 0.029 | 7.95 | DEER:Res:ClothesDishWasher | Annual | 1719 |  | Appl-CW-Top-ElecDHW-GasDry-Tier2DEER2017 | Appl-CW-Top-ElecDHW-GasDry-Tier2AnySFm1975CZ08DEER2017 | 5592
Appl-CW-Top-ElecDHW-GasDry-Tier2 | DEER2017 | D17 v3 |  | Any | SFm | 1975 | CZ09 | rDXGF | Household | 1 | 1636 | None | 202 | 0.035 | 11.5 | 148 | 0.025 | 7.78 | 202 | 0.035 | 11.5 | 148 | 0.025 | 7.78 | DEER:Res:ClothesDishWasher | Annual | 1719 |  | Appl-CW-Top-ElecDHW-GasDry-Tier2DEER2017 | Appl-CW-Top-ElecDHW-GasDry-Tier2AnySFm1975CZ09DEER2017 | 5593
Appl-CW-Top-ElecDHW-GasDry-Tier2 | DEER2017 | D17 v3 |  | Any | SFm | 1975 | CZ10 | rDXGF | Household | 1 | 1636 | None | 197 | 0.043 | 11.1 | 144 | 0.031 | 7.49 | 197 | 0.043 | 11.1 | 144 | 0.031 | 7.49 | DEER:Res:ClothesDishWasher | Annual | 1719 |  | Appl-CW-Top-ElecDHW-GasDry-Tier2DEER2017 | Appl-CW-Top-ElecDHW-GasDry-Tier2AnySFm1975CZ10DEER2017 | 5594
Appl-CW-Top-ElecDHW-GasDry-Tier2 | DEER2017 | D17 v3 |  | Any | SFm | 1975 | CZ11 | rDXGF | Household | 1 | 1528 | None | 203 | 0.042 | 11 | 148 | 0.03 | 7.48 | 203 | 0.042 | 11 | 148 | 0.03 | 7.48 | DEER:Res:ClothesDishWasher | Annual | 1719 |  | Appl-CW-Top-ElecDHW-GasDry-Tier2DEER2017 | Appl-CW-Top-ElecDHW-GasDry-Tier2AnySFm1975CZ11DEER2017 | 5595
Appl-CW-Top-ElecDHW-GasDry-Tier2 | DEER2017 | D17 v3 |  | Any | SFm | 1975 | CZ12 | rDXGF | Household | 1 | 1528 | None | 201 | 0.043 | 10.9 | 147 | 0.03 | 7.37 | 201 | 0.043 | 10.9 | 147 | 0.03 | 7.37 | DEER:Res:ClothesDishWasher | Annual | 1719 |  | Appl-CW-Top-ElecDHW-GasDry-Tier2DEER2017 | Appl-CW-Top-ElecDHW-GasDry-Tier2AnySFm1975CZ12DEER2017 | 5596
Appl-CW-Top-ElecDHW-GasDry-Tier2 | DEER2017 | D17 v3 |  | Any | SFm | 1975 | CZ13 | rDXGF | Household | 1 | 1528 | None | 202 | 0.04 | 10.7 | 147 | 0.029 | 7.27 | 202 | 0.04 | 10.7 | 147 | 0.029 | 7.27 | DEER:Res:ClothesDishWasher | Annual | 1719 |  | Appl-CW-Top-ElecDHW-GasDry-Tier2DEER2017 | Appl-CW-Top-ElecDHW-GasDry-Tier2AnySFm1975CZ13DEER2017 | 5597
Appl-CW-Top-ElecDHW-GasDry-Tier2 | DEER2017 | D17 v3 |  | Any | SFm | 1975 | CZ14 | rDXGF | Household | 1 | 1555 | None | 208 | 0.035 | 11.1 | 151 | 0.025 | 7.51 | 208 | 0.035 | 11.1 | 151 | 0.025 | 7.51 | DEER:Res:ClothesDishWasher | Annual | 1719 |  | Appl-CW-Top-ElecDHW-GasDry-Tier2DEER2017 | Appl-CW-Top-ElecDHW-GasDry-Tier2AnySFm1975CZ14DEER2017 | 5598
Appl-CW-Top-ElecDHW-GasDry-Tier2 | DEER2017 | D17 v3 |  | Any | SFm | 1975 | CZ15 | rDXGF | Household | 1 | 1555 | None | 192 | 0.032 | 12.7 | 139 | 0.023 | 8.57 | 192 | 0.032 | 12.7 | 139 | 0.023 | 8.57 | DEER:Res:ClothesDishWasher | Annual | 1719 |  | Appl-CW-Top-ElecDHW-GasDry-Tier2DEER2017 | Appl-CW-Top-ElecDHW-GasDry-Tier2AnySFm1975CZ15DEER2017 | 5599
Appl-CW-Top-ElecDHW-GasDry-Tier2 | DEER2017 | D17 v3 |  | Any | SFm | 1975 | CZ16 | rDXGF | Household | 1 | 1591 | None | 217 | 0.039 | 10.6 | 159 | 0.028 | 7.16 | 217 | 0.039 | 10.6 | 159 | 0.028 | 7.16 | DEER:Res:ClothesDishWasher | Annual | 1719 |  | Appl-CW-Top-ElecDHW-GasDry-Tier2DEER2017 | Appl-CW-Top-ElecDHW-GasDry-Tier2AnySFm1975CZ16DEER2017 | 5600
Appl-CW-Top-ElecDHW-GasDry-Tier2 | DEER2017 | D17 v3 |  | Any | SFm | 1985 | CZ01 | rDXGF | Household | 1 | 1904 | None | 201 | 0.027 | 8.86 | 148 | 0.02 | 5.98 | 201 | 0.027 | 8.86 | 148 | 0.02 | 5.98 | DEER:Res:ClothesDishWasher | Annual | 1719 |  | Appl-CW-Top-ElecDHW-GasDry-Tier2DEER2017 | Appl-CW-Top-ElecDHW-GasDry-Tier2AnySFm1985CZ01DEER2017 | 5601
Appl-CW-Top-ElecDHW-GasDry-Tier2 | DEER2017 | D17 v3 |  | Any | SFm | 1985 | CZ02 | rDXGF | Household | 1 | 1904 | None | 199 | 0.041 | 9.59 | 146 | 0.029 | 6.46 | 199 | 0.041 | 9.59 | 146 | 0.029 | 6.46 | DEER:Res:ClothesDishWasher | Annual | 1719 |  | Appl-CW-Top-ElecDHW-GasDry-Tier2DEER2017 | Appl-CW-Top-ElecDHW-GasDry-Tier2AnySFm1985CZ02DEER2017 | 5602
Appl-CW-Top-ElecDHW-GasDry-Tier2 | DEER2017 | D17 v3 |  | Any | SFm | 1985 | CZ03 | rDXGF | Household | 1 | 1904 | None | 196 | 0.043 | 9.29 | 144 | 0.031 | 6.27 | 196 | 0.043 | 9.29 | 144 | 0.031 | 6.27 | DEER:Res:ClothesDishWasher | Annual | 1719 |  | Appl-CW-Top-ElecDHW-GasDry-Tier2DEER2017 | Appl-CW-Top-ElecDHW-GasDry-Tier2AnySFm1985CZ03DEER2017 | 5603
Appl-CW-Top-ElecDHW-GasDry-Tier2 | DEER2017 | D17 v3 |  | Any | SFm | 1985 | CZ04 | rDXGF | Household | 1 | 1904 | None | 203 | 0.044 | 10.4 | 148 | 0.031 | 7.04 | 203 | 0.044 | 10.4 | 148 | 0.031 | 7.04 | DEER:Res:ClothesDishWasher | Annual | 1719 |  | Appl-CW-Top-ElecDHW-GasDry-Tier2DEER2017 | Appl-CW-Top-ElecDHW-GasDry-Tier2AnySFm1985CZ04DEER2017 | 5604
Appl-CW-Top-ElecDHW-GasDry-Tier2 | DEER2017 | D17 v3 |  | Any | SFm | 1985 | CZ05 | rDXGF | Household | 1 | 1904 | None | 197 | 0.046 | 8.84 | 145 | 0.033 | 5.99 | 197 | 0.046 | 8.84 | 145 | 0.033 | 5.99 | DEER:Res:ClothesDishWasher | Annual | 1719 |  | Appl-CW-Top-ElecDHW-GasDry-Tier2DEER2017 | Appl-CW-Top-ElecDHW-GasDry-Tier2AnySFm1985CZ05DEER2017 | 5605
Appl-CW-Top-ElecDHW-GasDry-Tier2 | DEER2017 | D17 v3 |  | Any | SFm | 1985 | CZ06 | rDXGF | Household | 1 | 2064 | None | 199 | 0.043 | 11.3 | 145 | 0.034 | 7.65 | 199 | 0.043 | 11.3 | 145 | 0.034 | 7.65 | DEER:Res:ClothesDishWasher | Annual | 1719 |  | Appl-CW-Top-ElecDHW-GasDry-Tier2DEER2017 | Appl-CW-Top-ElecDHW-GasDry-Tier2AnySFm1985CZ06DEER2017 | 5606
Appl-CW-Top-ElecDHW-GasDry-Tier2 | DEER2017 | D17 v3 |  | Any | SFm | 1985 | CZ07 | rDXGF | Household | 1 | 2064 | None | 199 | 0.039 | 11.5 | 145 | 0.028 | 7.77 | 199 | 0.039 | 11.5 | 145 | 0.028 | 7.77 | DEER:Res:ClothesDishWasher | Annual | 1719 |  | Appl-CW-Top-ElecDHW-GasDry-Tier2DEER2017 | Appl-CW-Top-ElecDHW-GasDry-Tier2AnySFm1985CZ07DEER2017 | 5607
Appl-CW-Top-ElecDHW-GasDry-Tier2 | DEER2017 | D17 v3 |  | Any | SFm | 1985 | CZ08 | rDXGF | Household | 1 | 2064 | None | 203 | 0.034 | 11.4 | 147 | 0.024 | 7.72 | 203 | 0.034 | 11.4 | 147 | 0.024 | 7.72 | DEER:Res:ClothesDishWasher | Annual | 1719 |  | Appl-CW-Top-ElecDHW-GasDry-Tier2DEER2017 | Appl-CW-Top-ElecDHW-GasDry-Tier2AnySFm1985CZ08DEER2017 | 5608
Appl-CW-Top-ElecDHW-GasDry-Tier2 | DEER2017 | D17 v3 |  | Any | SFm | 1985 | CZ09 | rDXGF | Household | 1 | 1811 | None | 202 | 0.036 | 11.4 | 148 | 0.027 | 7.72 | 202 | 0.036 | 11.4 | 148 | 0.027 | 7.72 | DEER:Res:ClothesDishWasher | Annual | 1719 |  | Appl-CW-Top-ElecDHW-GasDry-Tier2DEER2017 | Appl-CW-Top-ElecDHW-GasDry-Tier2AnySFm1985CZ09DEER2017 | 5609
Appl-CW-Top-ElecDHW-GasDry-Tier2 | DEER2017 | D17 v3 |  | Any | SFm | 1985 | CZ10 | rDXGF | Household | 1 | 1811 | None | 200 | 0.041 | 11 | 146 | 0.029 | 7.45 | 200 | 0.041 | 11 | 146 | 0.029 | 7.45 | DEER:Res:ClothesDishWasher | Annual | 1719 |  | Appl-CW-Top-ElecDHW-GasDry-Tier2DEER2017 | Appl-CW-Top-ElecDHW-GasDry-Tier2AnySFm1985CZ10DEER2017 | 5610
Appl-CW-Top-ElecDHW-GasDry-Tier2 | DEER2017 | D17 v3 |  | Any | SFm | 1985 | CZ11 | rDXGF | Household | 1 | 1704 | None | 203 | 0.038 | 10.2 | 147 | 0.028 | 6.9 | 203 | 0.038 | 10.2 | 147 | 0.028 | 6.9 | DEER:Res:ClothesDishWasher | Annual | 1719 |  | Appl-CW-Top-ElecDHW-GasDry-Tier2DEER2017 | Appl-CW-Top-ElecDHW-GasDry-Tier2AnySFm1985CZ11DEER2017 | 5611
Appl-CW-Top-ElecDHW-GasDry-Tier2 | DEER2017 | D17 v3 |  | Any | SFm | 1985 | CZ12 | rDXGF | Household | 1 | 1704 | None | 201 | 0.045 | 10.2 | 147 | 0.031 | 6.91 | 201 | 0.045 | 10.2 | 147 | 0.031 | 6.91 | DEER:Res:ClothesDishWasher | Annual | 1719 |  | Appl-CW-Top-ElecDHW-GasDry-Tier2DEER2017 | Appl-CW-Top-ElecDHW-GasDry-Tier2AnySFm1985CZ12DEER2017 | 5612
Appl-CW-Top-ElecDHW-GasDry-Tier2 | DEER2017 | D17 v3 |  | Any | SFm | 1985 | CZ13 | rDXGF | Household | 1 | 1704 | None | 202 | 0.039 | 10.3 | 148 | 0.027 | 6.94 | 202 | 0.039 | 10.3 | 148 | 0.027 | 6.94 | DEER:Res:ClothesDishWasher | Annual | 1719 |  | Appl-CW-Top-ElecDHW-GasDry-Tier2DEER2017 | Appl-CW-Top-ElecDHW-GasDry-Tier2AnySFm1985CZ13DEER2017 | 5613
Appl-CW-Top-ElecDHW-GasDry-Tier2 | DEER2017 | D17 v3 |  | Any | SFm | 1985 | CZ14 | rDXGF | Household | 1 | 1741 | None | 208 | 0.034 | 10.3 | 151 | 0.025 | 6.99 | 208 | 0.034 | 10.3 | 151 | 0.025 | 6.99 | DEER:Res:ClothesDishWasher | Annual | 1719 |  | Appl-CW-Top-ElecDHW-GasDry-Tier2DEER2017 | Appl-CW-Top-ElecDHW-GasDry-Tier2AnySFm1985CZ14DEER2017 | 5614
Appl-CW-Top-ElecDHW-GasDry-Tier2 | DEER2017 | D17 v3 |  | Any | SFm | 1985 | CZ15 | rDXGF | Household | 1 | 1741 | None | 193 | 0.033 | 12.4 | 140 | 0.023 | 8.42 | 193 | 0.033 | 12.4 | 140 | 0.023 | 8.42 | DEER:Res:ClothesDishWasher | Annual | 1719 |  | Appl-CW-Top-ElecDHW-GasDry-Tier2DEER2017 | Appl-CW-Top-ElecDHW-GasDry-Tier2AnySFm1985CZ15DEER2017 | 5615
Appl-CW-Top-ElecDHW-GasDry-Tier2 | DEER2017 | D17 v3 |  | Any | SFm | 1985 | CZ16 | rDXGF | Household | 1 | 1904 | None | 216 | 0.042 | 9.89 | 158 | 0.03 | 6.69 | 216 | 0.042 | 9.89 | 158 | 0.03 | 6.69 | DEER:Res:ClothesDishWasher | Annual | 1719 |  | Appl-CW-Top-ElecDHW-GasDry-Tier2DEER2017 | Appl-CW-Top-ElecDHW-GasDry-Tier2AnySFm1985CZ16DEER2017 | 5616
Appl-CW-Top-ElecDHW-GasDry-Tier2 | DEER2017 | D17 v3 |  | Any | SFm | 1996 | CZ01 | rDXGF | Household | 1 | 2193 | None | 202 | 0.028 | 10.7 | 149 | 0.02 | 7.25 | 202 | 0.028 | 10.7 | 149 | 0.02 | 7.25 | DEER:Res:ClothesDishWasher | Annual | 1719 |  | Appl-CW-Top-ElecDHW-GasDry-Tier2DEER2017 | Appl-CW-Top-ElecDHW-GasDry-Tier2AnySFm1996CZ01DEER2017 | 5617
Appl-CW-Top-ElecDHW-GasDry-Tier2 | DEER2017 | D17 v3 |  | Any | SFm | 1996 | CZ02 | rDXGF | Household | 1 | 2193 | None | 203 | 0.047 | 10.8 | 148 | 0.03 | 7.3 | 203 | 0.047 | 10.8 | 148 | 0.03 | 7.3 | DEER:Res:ClothesDishWasher | Annual | 1719 |  | Appl-CW-Top-ElecDHW-GasDry-Tier2DEER2017 | Appl-CW-Top-ElecDHW-GasDry-Tier2AnySFm1996CZ02DEER2017 | 5618
Appl-CW-Top-ElecDHW-GasDry-Tier2 | DEER2017 | D17 v3 |  | Any | SFm | 1996 | CZ03 | rDXGF | Household | 1 | 2193 | None | 196 | 0.034 | 10.5 | 144 | 0.022 | 7.13 | 196 | 0.034 | 10.5 | 144 | 0.022 | 7.13 | DEER:Res:ClothesDishWasher | Annual | 1719 |  | Appl-CW-Top-ElecDHW-GasDry-Tier2DEER2017 | Appl-CW-Top-ElecDHW-GasDry-Tier2AnySFm1996CZ03DEER2017 | 5619
Appl-CW-Top-ElecDHW-GasDry-Tier2 | DEER2017 | D17 v3 |  | Any | SFm | 1996 | CZ04 | rDXGF | Household | 1 | 2193 | None | 201 | 0.044 | 11 | 148 | 0.032 | 7.47 | 201 | 0.044 | 11 | 148 | 0.032 | 7.47 | DEER:Res:ClothesDishWasher | Annual | 1719 |  | Appl-CW-Top-ElecDHW-GasDry-Tier2DEER2017 | Appl-CW-Top-ElecDHW-GasDry-Tier2AnySFm1996CZ04DEER2017 | 5620
Appl-CW-Top-ElecDHW-GasDry-Tier2 | DEER2017 | D17 v3 |  | Any | SFm | 1996 | CZ05 | rDXGF | Household | 1 | 2193 | None | 196 | 0.04 | 9.06 | 144 | 0.029 | 6.16 | 196 | 0.04 | 9.06 | 144 | 0.029 | 6.16 | DEER:Res:ClothesDishWasher | Annual | 1719 |  | Appl-CW-Top-ElecDHW-GasDry-Tier2DEER2017 | Appl-CW-Top-ElecDHW-GasDry-Tier2AnySFm1996CZ05DEER2017 | 5621
Appl-CW-Top-ElecDHW-GasDry-Tier2 | DEER2017 | D17 v3 |  | Any | SFm | 1996 | CZ06 | rDXGF | Household | 1 | 2297 | None | 197 | 0.045 | 11.6 | 145 | 0.031 | 7.88 | 197 | 0.045 | 11.6 | 145 | 0.031 | 7.88 | DEER:Res:ClothesDishWasher | Annual | 1719 |  | Appl-CW-Top-ElecDHW-GasDry-Tier2DEER2017 | Appl-CW-Top-ElecDHW-GasDry-Tier2AnySFm1996CZ06DEER2017 | 5622
Appl-CW-Top-ElecDHW-GasDry-Tier2 | DEER2017 | D17 v3 |  | Any | SFm | 1996 | CZ07 | rDXGF | Household | 1 | 2297 | None | 206 | 0.056 | 14.4 | 149 | 0.032 | 8.91 | 206 | 0.056 | 14.4 | 149 | 0.032 | 8.91 | DEER:Res:ClothesDishWasher | Annual | 1719 |  | Appl-CW-Top-ElecDHW-GasDry-Tier2DEER2017 | Appl-CW-Top-ElecDHW-GasDry-Tier2AnySFm1996CZ07DEER2017 | 5623
Appl-CW-Top-ElecDHW-GasDry-Tier2 | DEER2017 | D17 v3 |  | Any | SFm | 1996 | CZ08 | rDXGF | Household | 1 | 2297 | None | 199 | 0.034 | 12 | 145 | 0.023 | 8.1 | 199 | 0.034 | 12 | 145 | 0.023 | 8.1 | DEER:Res:ClothesDishWasher | Annual | 1719 |  | Appl-CW-Top-ElecDHW-GasDry-Tier2DEER2017 | Appl-CW-Top-ElecDHW-GasDry-Tier2AnySFm1996CZ08DEER2017 | 5624
Appl-CW-Top-ElecDHW-GasDry-Tier2 | DEER2017 | D17 v3 |  | Any | SFm | 1996 | CZ09 | rDXGF | Household | 1 | 2186 | None | 203 | 0.033 | 11.8 | 148 | 0.024 | 7.98 | 203 | 0.033 | 11.8 | 148 | 0.024 | 7.98 | DEER:Res:ClothesDishWasher | Annual | 1719 |  | Appl-CW-Top-ElecDHW-GasDry-Tier2DEER2017 | Appl-CW-Top-ElecDHW-GasDry-Tier2AnySFm1996CZ09DEER2017 | 5625
Appl-CW-Top-ElecDHW-GasDry-Tier2 | DEER2017 | D17 v3 |  | Any | SFm | 1996 | CZ10 | rDXGF | Household | 1 | 2186 | None | 203 | 0.035 | 11.2 | 148 | 0.025 | 7.61 | 203 | 0.035 | 11.2 | 148 | 0.025 | 7.61 | DEER:Res:ClothesDishWasher | Annual | 1719 |  | Appl-CW-Top-ElecDHW-GasDry-Tier2DEER2017 | Appl-CW-Top-ElecDHW-GasDry-Tier2AnySFm1996CZ10DEER2017 | 5626
Appl-CW-Top-ElecDHW-GasDry-Tier2 | DEER2017 | D17 v3 |  | Any | SFm | 1996 | CZ11 | rDXGF | Household | 1 | 2032 | None | 203 | 0.039 | 10.8 | 148 | 0.027 | 7.32 | 203 | 0.039 | 10.8 | 148 | 0.027 | 7.32 | DEER:Res:ClothesDishWasher | Annual | 1719 |  | Appl-CW-Top-ElecDHW-GasDry-Tier2DEER2017 | Appl-CW-Top-ElecDHW-GasDry-Tier2AnySFm1996CZ11DEER2017 | 5627
Appl-CW-Top-ElecDHW-GasDry-Tier2 | DEER2017 | D17 v3 |  | Any | SFm | 1996 | CZ12 | rDXGF | Household | 1 | 2032 | None | 203 | 0.049 | 10.9 | 148 | 0.03 | 7.39 | 203 | 0.049 | 10.9 | 148 | 0.03 | 7.39 | DEER:Res:ClothesDishWasher | Annual | 1719 |  | Appl-CW-Top-ElecDHW-GasDry-Tier2DEER2017 | Appl-CW-Top-ElecDHW-GasDry-Tier2AnySFm1996CZ12DEER2017 | 5628
Appl-CW-Top-ElecDHW-GasDry-Tier2 | DEER2017 | D17 v3 |  | Any | SFm | 1996 | CZ13 | rDXGF | Household | 1 | 2032 | None | 202 | 0.039 | 10.7 | 147 | 0.028 | 7.2 | 202 | 0.039 | 10.7 | 147 | 0.028 | 7.2 | DEER:Res:ClothesDishWasher | Annual | 1719 |  | Appl-CW-Top-ElecDHW-GasDry-Tier2DEER2017 | Appl-CW-Top-ElecDHW-GasDry-Tier2AnySFm1996CZ13DEER2017 | 5629
Appl-CW-Top-ElecDHW-GasDry-Tier2 | DEER2017 | D17 v3 |  | Any | SFm | 1996 | CZ14 | rDXGF | Household | 1 | 1758 | None | 207 | 0.032 | 10.7 | 151 | 0.023 | 7.27 | 207 | 0.032 | 10.7 | 151 | 0.023 | 7.27 | DEER:Res:ClothesDishWasher | Annual | 1719 |  | Appl-CW-Top-ElecDHW-GasDry-Tier2DEER2017 | Appl-CW-Top-ElecDHW-GasDry-Tier2AnySFm1996CZ14DEER2017 | 5630
Appl-CW-Top-ElecDHW-GasDry-Tier2 | DEER2017 | D17 v3 |  | Any | SFm | 1996 | CZ15 | rDXGF | Household | 1 | 1758 | None | 195 | 0.031 | 12.5 | 141 | 0.022 | 8.46 | 195 | 0.031 | 12.5 | 141 | 0.022 | 8.46 | DEER:Res:ClothesDishWasher | Annual | 1719 |  | Appl-CW-Top-ElecDHW-GasDry-Tier2DEER2017 | Appl-CW-Top-ElecDHW-GasDry-Tier2AnySFm1996CZ15DEER2017 | 5631
Appl-CW-Top-ElecDHW-GasDry-Tier2 | DEER2017 | D17 v3 |  | Any | SFm | 1996 | CZ16 | rDXGF | Household | 1 | 2193 | None | 216 | 0.039 | 11.4 | 158 | 0.027 | 7.69 | 216 | 0.039 | 11.4 | 158 | 0.027 | 7.69 | DEER:Res:ClothesDishWasher | Annual | 1719 |  | Appl-CW-Top-ElecDHW-GasDry-Tier2DEER2017 | Appl-CW-Top-ElecDHW-GasDry-Tier2AnySFm1996CZ16DEER2017 | 5632
Appl-CW-Top-ElecDHW-GasDry-Tier2 | DEER2017 | D17 v3 |  | Any | SFm | 2003 | CZ01 | rDXGF | Household | 1 | 2295.6 | None | 202 | 0.028 | 10.4 | 149 | 0.02 | 7.04 | 202 | 0.028 | 10.4 | 149 | 0.02 | 7.04 | DEER:Res:ClothesDishWasher | Annual | 1719 |  | Appl-CW-Top-ElecDHW-GasDry-Tier2DEER2017 | Appl-CW-Top-ElecDHW-GasDry-Tier2AnySFm2003CZ01DEER2017 | 5633
Appl-CW-Top-ElecDHW-GasDry-Tier2 | DEER2017 | D17 v3 |  | Any | SFm | 2003 | CZ02 | rDXGF | Household | 1 | 1948.8 | None | 204 | 0.044 | 10.8 | 149 | 0.031 | 7.3 | 204 | 0.044 | 10.8 | 149 | 0.031 | 7.3 | DEER:Res:ClothesDishWasher | Annual | 1719 |  | Appl-CW-Top-ElecDHW-GasDry-Tier2DEER2017 | Appl-CW-Top-ElecDHW-GasDry-Tier2AnySFm2003CZ02DEER2017 | 5634
Appl-CW-Top-ElecDHW-GasDry-Tier2 | DEER2017 | D17 v3 |  | Any | SFm | 2003 | CZ03 | rDXGF | Household | 1 | 2295.6 | None | 196 | 0.04 | 10.5 | 144 | 0.029 | 7.1 | 196 | 0.04 | 10.5 | 144 | 0.029 | 7.1 | DEER:Res:ClothesDishWasher | Annual | 1719 |  | Appl-CW-Top-ElecDHW-GasDry-Tier2DEER2017 | Appl-CW-Top-ElecDHW-GasDry-Tier2AnySFm2003CZ03DEER2017 | 5635
Appl-CW-Top-ElecDHW-GasDry-Tier2 | DEER2017 | D17 v3 |  | Any | SFm | 2003 | CZ04 | rDXGF | Household | 1 | 2295.6 | None | 204 | 0.044 | 11.2 | 149 | 0.03 | 7.59 | 204 | 0.044 | 11.2 | 149 | 0.03 | 7.59 | DEER:Res:ClothesDishWasher | Annual | 1719 |  | Appl-CW-Top-ElecDHW-GasDry-Tier2DEER2017 | Appl-CW-Top-ElecDHW-GasDry-Tier2AnySFm2003CZ04DEER2017 | 5636
Appl-CW-Top-ElecDHW-GasDry-Tier2 | DEER2017 | D17 v3 |  | Any | SFm | 2003 | CZ05 | rDXGF | Household | 1 | 2295.6 | None | 198 | 0.041 | 9.63 | 145 | 0.029 | 6.49 | 198 | 0.041 | 9.63 | 145 | 0.029 | 6.49 | DEER:Res:ClothesDishWasher | Annual | 1719 |  | Appl-CW-Top-ElecDHW-GasDry-Tier2DEER2017 | Appl-CW-Top-ElecDHW-GasDry-Tier2AnySFm2003CZ05DEER2017 | 5637
Appl-CW-Top-ElecDHW-GasDry-Tier2 | DEER2017 | D17 v3 |  | Any | SFm | 2003 | CZ06 | rDXGF | Household | 1 | 2392.9 | None | 200 | 0.039 | 12 | 138 | 0.035 | 8.13 | 200 | 0.039 | 12 | 138 | 0.035 | 8.13 | DEER:Res:ClothesDishWasher | Annual | 1719 |  | Appl-CW-Top-ElecDHW-GasDry-Tier2DEER2017 | Appl-CW-Top-ElecDHW-GasDry-Tier2AnySFm2003CZ06DEER2017 | 5638
Appl-CW-Top-ElecDHW-GasDry-Tier2 | DEER2017 | D17 v3 |  | Any | SFm | 2003 | CZ07 | rDXGF | Household | 1 | 2392.9 | None | 205 | 0.034 | 11.6 | 149 | 0.022 | 7.84 | 205 | 0.034 | 11.6 | 149 | 0.022 | 7.84 | DEER:Res:ClothesDishWasher | Annual | 1719 |  | Appl-CW-Top-ElecDHW-GasDry-Tier2DEER2017 | Appl-CW-Top-ElecDHW-GasDry-Tier2AnySFm2003CZ07DEER2017 | 5639
Appl-CW-Top-ElecDHW-GasDry-Tier2 | DEER2017 | D17 v3 |  | Any | SFm | 2003 | CZ08 | rDXGF | Household | 1 | 2392.9 | None | 208 | 0.033 | 12 | 153 | 0.024 | 8.15 | 208 | 0.033 | 12 | 153 | 0.024 | 8.15 | DEER:Res:ClothesDishWasher | Annual | 1719 |  | Appl-CW-Top-ElecDHW-GasDry-Tier2DEER2017 | Appl-CW-Top-ElecDHW-GasDry-Tier2AnySFm2003CZ08DEER2017 | 5640
Appl-CW-Top-ElecDHW-GasDry-Tier2 | DEER2017 | D17 v3 |  | Any | SFm | 2003 | CZ09 | rDXGF | Household | 1 | 2422.9 | None | 198 | 0.03 | 11.7 | 145 | 0.024 | 7.89 | 198 | 0.03 | 11.7 | 145 | 0.024 | 7.89 | DEER:Res:ClothesDishWasher | Annual | 1719 |  | Appl-CW-Top-ElecDHW-GasDry-Tier2DEER2017 | Appl-CW-Top-ElecDHW-GasDry-Tier2AnySFm2003CZ09DEER2017 | 5641
Appl-CW-Top-ElecDHW-GasDry-Tier2 | DEER2017 | D17 v3 |  | Any | SFm | 2003 | CZ10 | rDXGF | Household | 1 | 1948.8 | None | 203 | 0.032 | 11.3 | 148 | 0.023 | 7.63 | 203 | 0.032 | 11.3 | 148 | 0.023 | 7.63 | DEER:Res:ClothesDishWasher | Annual | 1719 |  | Appl-CW-Top-ElecDHW-GasDry-Tier2DEER2017 | Appl-CW-Top-ElecDHW-GasDry-Tier2AnySFm2003CZ10DEER2017 | 5642
Appl-CW-Top-ElecDHW-GasDry-Tier2 | DEER2017 | D17 v3 |  | Any | SFm | 2003 | CZ11 | rDXGF | Household | 1 | 1948.8 | None | 203 | 0.037 | 11 | 148 | 0.026 | 7.46 | 203 | 0.037 | 11 | 148 | 0.026 | 7.46 | DEER:Res:ClothesDishWasher | Annual | 1719 |  | Appl-CW-Top-ElecDHW-GasDry-Tier2DEER2017 | Appl-CW-Top-ElecDHW-GasDry-Tier2AnySFm2003CZ11DEER2017 | 5643
Appl-CW-Top-ElecDHW-GasDry-Tier2 | DEER2017 | D17 v3 |  | Any | SFm | 2003 | CZ12 | rDXGF | Household | 1 | 1948.8 | None | 201 | 0.04 | 11 | 147 | 0.028 | 7.45 | 201 | 0.04 | 11 | 147 | 0.028 | 7.45 | DEER:Res:ClothesDishWasher | Annual | 1719 |  | Appl-CW-Top-ElecDHW-GasDry-Tier2DEER2017 | Appl-CW-Top-ElecDHW-GasDry-Tier2AnySFm2003CZ12DEER2017 | 5644
Appl-CW-Top-ElecDHW-GasDry-Tier2 | DEER2017 | D17 v3 |  | Any | SFm | 2003 | CZ13 | rDXGF | Household | 1 | 1948.8 | None | 201 | 0.037 | 10.9 | 146 | 0.027 | 7.39 | 201 | 0.037 | 10.9 | 146 | 0.027 | 7.39 | DEER:Res:ClothesDishWasher | Annual | 1719 |  | Appl-CW-Top-ElecDHW-GasDry-Tier2DEER2017 | Appl-CW-Top-ElecDHW-GasDry-Tier2AnySFm2003CZ13DEER2017 | 5645
Appl-CW-Top-ElecDHW-GasDry-Tier2 | DEER2017 | D17 v3 |  | Any | SFm | 2003 | CZ14 | rDXGF | Household | 1 | 2160.9 | None | 208 | 0.032 | 10.8 | 152 | 0.023 | 7.33 | 208 | 0.032 | 10.8 | 152 | 0.023 | 7.33 | DEER:Res:ClothesDishWasher | Annual | 1719 |  | Appl-CW-Top-ElecDHW-GasDry-Tier2DEER2017 | Appl-CW-Top-ElecDHW-GasDry-Tier2AnySFm2003CZ14DEER2017 | 5646
Appl-CW-Top-ElecDHW-GasDry-Tier2 | DEER2017 | D17 v3 |  | Any | SFm | 2003 | CZ15 | rDXGF | Household | 1 | 2160.9 | None | 191 | 0.031 | 12.5 | 140 | 0.022 | 8.46 | 191 | 0.031 | 12.5 | 140 | 0.022 | 8.46 | DEER:Res:ClothesDishWasher | Annual | 1719 |  | Appl-CW-Top-ElecDHW-GasDry-Tier2DEER2017 | Appl-CW-Top-ElecDHW-GasDry-Tier2AnySFm2003CZ15DEER2017 | 5647
Appl-CW-Top-ElecDHW-GasDry-Tier2 | DEER2017 | D17 v3 |  | Any | SFm | 2003 | CZ16 | rDXGF | Household | 1 | 2295.6 | None | 211 | 0.038 | 11.5 | 155 | 0.027 | 7.76 | 211 | 0.038 | 11.5 | 155 | 0.027 | 7.76 | DEER:Res:ClothesDishWasher | Annual | 1719 |  | Appl-CW-Top-ElecDHW-GasDry-Tier2DEER2017 | Appl-CW-Top-ElecDHW-GasDry-Tier2AnySFm2003CZ16DEER2017 | 5648
Appl-CW-Top-ElecDHW-GasDry-Tier2 | DEER2017 | D17 v3 |  | Any | SFm | 2007 | CZ01 | rDXGF | Household | 1 | 2295.6 | None | 202 | 0.028 | 10.4 | 149 | 0.021 | 7.03 | 202 | 0.028 | 10.4 | 149 | 0.021 | 7.03 | DEER:Res:ClothesDishWasher | Annual | 1719 |  | Appl-CW-Top-ElecDHW-GasDry-Tier2DEER2017 | Appl-CW-Top-ElecDHW-GasDry-Tier2AnySFm2007CZ01DEER2017 | 5649
Appl-CW-Top-ElecDHW-GasDry-Tier2 | DEER2017 | D17 v3 |  | Any | SFm | 2007 | CZ02 | rDXGF | Household | 1 | 1948.8 | None | 202 | 0.038 | 10.1 | 148 | 0.028 | 6.84 | 202 | 0.038 | 10.1 | 148 | 0.028 | 6.84 | DEER:Res:ClothesDishWasher | Annual | 1719 |  | Appl-CW-Top-ElecDHW-GasDry-Tier2DEER2017 | Appl-CW-Top-ElecDHW-GasDry-Tier2AnySFm2007CZ02DEER2017 | 5650
Appl-CW-Top-ElecDHW-GasDry-Tier2 | DEER2017 | D17 v3 |  | Any | SFm | 2007 | CZ03 | rDXGF | Household | 1 | 2295.6 | None | 196 | 0.039 | 10.4 | 144 | 0.028 | 7.05 | 196 | 0.039 | 10.4 | 144 | 0.028 | 7.05 | DEER:Res:ClothesDishWasher | Annual | 1719 |  | Appl-CW-Top-ElecDHW-GasDry-Tier2DEER2017 | Appl-CW-Top-ElecDHW-GasDry-Tier2AnySFm2007CZ03DEER2017 | 5651
Appl-CW-Top-ElecDHW-GasDry-Tier2 | DEER2017 | D17 v3 |  | Any | SFm | 2007 | CZ04 | rDXGF | Household | 1 | 2295.6 | None | 202 | 0.037 | 11 | 147 | 0.026 | 7.44 | 202 | 0.037 | 11 | 147 | 0.026 | 7.44 | DEER:Res:ClothesDishWasher | Annual | 1719 |  | Appl-CW-Top-ElecDHW-GasDry-Tier2DEER2017 | Appl-CW-Top-ElecDHW-GasDry-Tier2AnySFm2007CZ04DEER2017 | 5652
Appl-CW-Top-ElecDHW-GasDry-Tier2 | DEER2017 | D17 v3 |  | Any | SFm | 2007 | CZ05 | rDXGF | Household | 1 | 2295.6 | None | 197 | 0.036 | 9.61 | 145 | 0.025 | 6.46 | 197 | 0.036 | 9.61 | 145 | 0.025 | 6.46 | DEER:Res:ClothesDishWasher | Annual | 1719 |  | Appl-CW-Top-ElecDHW-GasDry-Tier2DEER2017 | Appl-CW-Top-ElecDHW-GasDry-Tier2AnySFm2007CZ05DEER2017 | 5653
Appl-CW-Top-ElecDHW-GasDry-Tier2 | DEER2017 | D17 v3 |  | Any | SFm | 2007 | CZ06 | rDXGF | Household | 1 | 2392.9 | None | 200 | 0.037 | 11.6 | 146 | 0.028 | 7.86 | 200 | 0.037 | 11.6 | 146 | 0.028 | 7.86 | DEER:Res:ClothesDishWasher | Annual | 1719 |  | Appl-CW-Top-ElecDHW-GasDry-Tier2DEER2017 | Appl-CW-Top-ElecDHW-GasDry-Tier2AnySFm2007CZ06DEER2017 | 5654
Appl-CW-Top-ElecDHW-GasDry-Tier2 | DEER2017 | D17 v3 |  | Any | SFm | 2007 | CZ07 | rDXGF | Household | 1 | 2392.9 | None | 203 | 0.035 | 12 | 148 | 0.025 | 8.1 | 203 | 0.035 | 12 | 148 | 0.025 | 8.1 | DEER:Res:ClothesDishWasher | Annual | 1719 |  | Appl-CW-Top-ElecDHW-GasDry-Tier2DEER2017 | Appl-CW-Top-ElecDHW-GasDry-Tier2AnySFm2007CZ07DEER2017 | 5655
Appl-CW-Top-ElecDHW-GasDry-Tier2 | DEER2017 | D17 v3 |  | Any | SFm | 2007 | CZ08 | rDXGF | Household | 1 | 2392.9 | None | 201 | 0.031 | 12.1 | 148 | 0.022 | 8.17 | 201 | 0.031 | 12.1 | 148 | 0.022 | 8.17 | DEER:Res:ClothesDishWasher | Annual | 1719 |  | Appl-CW-Top-ElecDHW-GasDry-Tier2DEER2017 | Appl-CW-Top-ElecDHW-GasDry-Tier2AnySFm2007CZ08DEER2017 | 5656
Appl-CW-Top-ElecDHW-GasDry-Tier2 | DEER2017 | D17 v3 |  | Any | SFm | 2007 | CZ09 | rDXGF | Household | 1 | 2422.9 | None | 198 | 0.027 | 11.9 | 145 | 0.02 | 8.04 | 198 | 0.027 | 11.9 | 145 | 0.02 | 8.04 | DEER:Res:ClothesDishWasher | Annual | 1719 |  | Appl-CW-Top-ElecDHW-GasDry-Tier2DEER2017 | Appl-CW-Top-ElecDHW-GasDry-Tier2AnySFm2007CZ09DEER2017 | 5657
Appl-CW-Top-ElecDHW-GasDry-Tier2 | DEER2017 | D17 v3 |  | Any | SFm | 2007 | CZ10 | rDXGF | Household | 1 | 1948.8 | None | 200 | 0.028 | 11.3 | 146 | 0.02 | 7.61 | 200 | 0.028 | 11.3 | 146 | 0.02 | 7.61 | DEER:Res:ClothesDishWasher | Annual | 1719 |  | Appl-CW-Top-ElecDHW-GasDry-Tier2DEER2017 | Appl-CW-Top-ElecDHW-GasDry-Tier2AnySFm2007CZ10DEER2017 | 5658
Appl-CW-Top-ElecDHW-GasDry-Tier2 | DEER2017 | D17 v3 |  | Any | SFm | 2007 | CZ11 | rDXGF | Household | 1 | 1948.8 | None | 199 | 0.031 | 10.8 | 146 | 0.023 | 7.33 | 199 | 0.031 | 10.8 | 146 | 0.023 | 7.33 | DEER:Res:ClothesDishWasher | Annual | 1719 |  | Appl-CW-Top-ElecDHW-GasDry-Tier2DEER2017 | Appl-CW-Top-ElecDHW-GasDry-Tier2AnySFm2007CZ11DEER2017 | 5659
Appl-CW-Top-ElecDHW-GasDry-Tier2 | DEER2017 | D17 v3 |  | Any | SFm | 2007 | CZ12 | rDXGF | Household | 1 | 1948.8 | None | 200 | 0.036 | 11.2 | 146 | 0.026 | 7.55 | 200 | 0.036 | 11.2 | 146 | 0.026 | 7.55 | DEER:Res:ClothesDishWasher | Annual | 1719 |  | Appl-CW-Top-ElecDHW-GasDry-Tier2DEER2017 | Appl-CW-Top-ElecDHW-GasDry-Tier2AnySFm2007CZ12DEER2017 | 5660
Appl-CW-Top-ElecDHW-GasDry-Tier2 | DEER2017 | D17 v3 |  | Any | SFm | 2007 | CZ13 | rDXGF | Household | 1 | 1948.8 | None | 199 | 0.032 | 11.3 | 145 | 0.023 | 7.65 | 199 | 0.032 | 11.3 | 145 | 0.023 | 7.65 | DEER:Res:ClothesDishWasher | Annual | 1719 |  | Appl-CW-Top-ElecDHW-GasDry-Tier2DEER2017 | Appl-CW-Top-ElecDHW-GasDry-Tier2AnySFm2007CZ13DEER2017 | 5661
Appl-CW-Top-ElecDHW-GasDry-Tier2 | DEER2017 | D17 v3 |  | Any | SFm | 2007 | CZ14 | rDXGF | Household | 1 | 2160.9 | None | 203 | 0.03 | 10.7 | 148 | 0.022 | 7.26 | 203 | 0.03 | 10.7 | 148 | 0.022 | 7.26 | DEER:Res:ClothesDishWasher | Annual | 1719 |  | Appl-CW-Top-ElecDHW-GasDry-Tier2DEER2017 | Appl-CW-Top-ElecDHW-GasDry-Tier2AnySFm2007CZ14DEER2017 | 5662
Appl-CW-Top-ElecDHW-GasDry-Tier2 | DEER2017 | D17 v3 |  | Any | SFm | 2007 | CZ15 | rDXGF | Household | 1 | 2160.9 | None | 187 | 0.028 | 12.6 | 136 | 0.02 | 8.55 | 187 | 0.028 | 12.6 | 136 | 0.02 | 8.55 | DEER:Res:ClothesDishWasher | Annual | 1719 |  | Appl-CW-Top-ElecDHW-GasDry-Tier2DEER2017 | Appl-CW-Top-ElecDHW-GasDry-Tier2AnySFm2007CZ15DEER2017 | 5663
Appl-CW-Top-ElecDHW-GasDry-Tier2 | DEER2017 | D17 v3 |  | Any | SFm | 2007 | CZ16 | rDXGF | Household | 1 | 2295.6 | None | 210 | 0.037 | 11.5 | 155 | 0.027 | 7.75 | 210 | 0.037 | 11.5 | 155 | 0.027 | 7.75 | DEER:Res:ClothesDishWasher | Annual | 1719 |  | Appl-CW-Top-ElecDHW-GasDry-Tier2DEER2017 | Appl-CW-Top-ElecDHW-GasDry-Tier2AnySFm2007CZ16DEER2017 | 5664
Appl-CW-Top-ElecDHW-GasDry-Tier2 | DEER2017 | D17 v3 |  | Any | SFm | 2011 | CZ01 | rDXGF | Household | 1 | 2295.6 | None | 203 | 0.028 | 10.6 | 149 | 0.021 | 7.16 | 203 | 0.028 | 10.6 | 149 | 0.021 | 7.16 | DEER:Res:ClothesDishWasher | Annual | 1719 |  | Appl-CW-Top-ElecDHW-GasDry-Tier2DEER2017 | Appl-CW-Top-ElecDHW-GasDry-Tier2AnySFm2011CZ01DEER2017 | 5665
Appl-CW-Top-ElecDHW-GasDry-Tier2 | DEER2017 | D17 v3 |  | Any | SFm | 2011 | CZ02 | rDXGF | Household | 1 | 1948.8 | None | 202 | 0.038 | 10.3 | 148 | 0.028 | 6.94 | 202 | 0.038 | 10.3 | 148 | 0.028 | 6.94 | DEER:Res:ClothesDishWasher | Annual | 1719 |  | Appl-CW-Top-ElecDHW-GasDry-Tier2DEER2017 | Appl-CW-Top-ElecDHW-GasDry-Tier2AnySFm2011CZ02DEER2017 | 5666
Appl-CW-Top-ElecDHW-GasDry-Tier2 | DEER2017 | D17 v3 |  | Any | SFm | 2011 | CZ03 | rDXGF | Household | 1 | 2295.6 | None | 197 | 0.036 | 10.6 | 144 | 0.029 | 7.14 | 197 | 0.036 | 10.6 | 144 | 0.029 | 7.14 | DEER:Res:ClothesDishWasher | Annual | 1719 |  | Appl-CW-Top-ElecDHW-GasDry-Tier2DEER2017 | Appl-CW-Top-ElecDHW-GasDry-Tier2AnySFm2011CZ03DEER2017 | 5667
Appl-CW-Top-ElecDHW-GasDry-Tier2 | DEER2017 | D17 v3 |  | Any | SFm | 2011 | CZ04 | rDXGF | Household | 1 | 2295.6 | None | 202 | 0.039 | 11.1 | 148 | 0.028 | 7.47 | 202 | 0.039 | 11.1 | 148 | 0.028 | 7.47 | DEER:Res:ClothesDishWasher | Annual | 1719 |  | Appl-CW-Top-ElecDHW-GasDry-Tier2DEER2017 | Appl-CW-Top-ElecDHW-GasDry-Tier2AnySFm2011CZ04DEER2017 | 5668
Appl-CW-Top-ElecDHW-GasDry-Tier2 | DEER2017 | D17 v3 |  | Any | SFm | 2011 | CZ05 | rDXGF | Household | 1 | 2295.6 | None | 197 | 0.039 | 9.51 | 144 | 0.028 | 6.48 | 197 | 0.039 | 9.51 | 144 | 0.028 | 6.48 | DEER:Res:ClothesDishWasher | Annual | 1719 |  | Appl-CW-Top-ElecDHW-GasDry-Tier2DEER2017 | Appl-CW-Top-ElecDHW-GasDry-Tier2AnySFm2011CZ05DEER2017 | 5669
Appl-CW-Top-ElecDHW-GasDry-Tier2 | DEER2017 | D17 v3 |  | Any | SFm | 2011 | CZ06 | rDXGF | Household | 1 | 2392.9 | None | 195 | 0.036 | 11.4 | 143 | 0.026 | 7.73 | 195 | 0.036 | 11.4 | 143 | 0.026 | 7.73 | DEER:Res:ClothesDishWasher | Annual | 1719 |  | Appl-CW-Top-ElecDHW-GasDry-Tier2DEER2017 | Appl-CW-Top-ElecDHW-GasDry-Tier2AnySFm2011CZ06DEER2017 | 5670
Appl-CW-Top-ElecDHW-GasDry-Tier2 | DEER2017 | D17 v3 |  | Any | SFm | 2011 | CZ07 | rDXGF | Household | 1 | 2392.9 | None | 209 | 0.041 | 12.9 | 150 | 0.026 | 8.59 | 209 | 0.041 | 12.9 | 150 | 0.026 | 8.59 | DEER:Res:ClothesDishWasher | Annual | 1719 |  | Appl-CW-Top-ElecDHW-GasDry-Tier2DEER2017 | Appl-CW-Top-ElecDHW-GasDry-Tier2AnySFm2011CZ07DEER2017 | 5671
Appl-CW-Top-ElecDHW-GasDry-Tier2 | DEER2017 | D17 v3 |  | Any | SFm | 2011 | CZ08 | rDXGF | Household | 1 | 2392.9 | None | 205 | 0.03 | 12.3 | 148 | 0.022 | 8.33 | 205 | 0.03 | 12.3 | 148 | 0.022 | 8.33 | DEER:Res:ClothesDishWasher | Annual | 1719 |  | Appl-CW-Top-ElecDHW-GasDry-Tier2DEER2017 | Appl-CW-Top-ElecDHW-GasDry-Tier2AnySFm2011CZ08DEER2017 | 5672
Appl-CW-Top-ElecDHW-GasDry-Tier2 | DEER2017 | D17 v3 |  | Any | SFm | 2011 | CZ09 | rDXGF | Household | 1 | 2422.9 | None | 199 | 0.029 | 12 | 145 | 0.021 | 8.11 | 199 | 0.029 | 12 | 145 | 0.021 | 8.11 | DEER:Res:ClothesDishWasher | Annual | 1719 |  | Appl-CW-Top-ElecDHW-GasDry-Tier2DEER2017 | Appl-CW-Top-ElecDHW-GasDry-Tier2AnySFm2011CZ09DEER2017 | 5673
Appl-CW-Top-ElecDHW-GasDry-Tier2 | DEER2017 | D17 v3 |  | Any | SFm | 2011 | CZ10 | rDXGF | Household | 1 | 1948.8 | None | 200 | 0.029 | 11.3 | 146 | 0.021 | 7.65 | 200 | 0.029 | 11.3 | 146 | 0.021 | 7.65 | DEER:Res:ClothesDishWasher | Annual | 1719 |  | Appl-CW-Top-ElecDHW-GasDry-Tier2DEER2017 | Appl-CW-Top-ElecDHW-GasDry-Tier2AnySFm2011CZ10DEER2017 | 5674
Appl-CW-Top-ElecDHW-GasDry-Tier2 | DEER2017 | D17 v3 |  | Any | SFm | 2011 | CZ11 | rDXGF | Household | 1 | 1948.8 | None | 199 | 0.031 | 11 | 146 | 0.022 | 7.4 | 199 | 0.031 | 11 | 146 | 0.022 | 7.4 | DEER:Res:ClothesDishWasher | Annual | 1719 |  | Appl-CW-Top-ElecDHW-GasDry-Tier2DEER2017 | Appl-CW-Top-ElecDHW-GasDry-Tier2AnySFm2011CZ11DEER2017 | 5675
Appl-CW-Top-ElecDHW-GasDry-Tier2 | DEER2017 | D17 v3 |  | Any | SFm | 2011 | CZ12 | rDXGF | Household | 1 | 1948.8 | None | 201 | 0.037 | 11.3 | 147 | 0.026 | 7.65 | 201 | 0.037 | 11.3 | 147 | 0.026 | 7.65 | DEER:Res:ClothesDishWasher | Annual | 1719 |  | Appl-CW-Top-ElecDHW-GasDry-Tier2DEER2017 | Appl-CW-Top-ElecDHW-GasDry-Tier2AnySFm2011CZ12DEER2017 | 5676
Appl-CW-Top-ElecDHW-GasDry-Tier2 | DEER2017 | D17 v3 |  | Any | SFm | 2011 | CZ13 | rDXGF | Household | 1 | 1948.8 | None | 200 | 0.033 | 11.5 | 146 | 0.024 | 7.75 | 200 | 0.033 | 11.5 | 146 | 0.024 | 7.75 | DEER:Res:ClothesDishWasher | Annual | 1719 |  | Appl-CW-Top-ElecDHW-GasDry-Tier2DEER2017 | Appl-CW-Top-ElecDHW-GasDry-Tier2AnySFm2011CZ13DEER2017 | 5677
Appl-CW-Top-ElecDHW-GasDry-Tier2 | DEER2017 | D17 v3 |  | Any | SFm | 2011 | CZ14 | rDXGF | Household | 1 | 2160.9 | None | 203 | 0.03 | 10.9 | 148 | 0.022 | 7.37 | 203 | 0.03 | 10.9 | 148 | 0.022 | 7.37 | DEER:Res:ClothesDishWasher | Annual | 1719 |  | Appl-CW-Top-ElecDHW-GasDry-Tier2DEER2017 | Appl-CW-Top-ElecDHW-GasDry-Tier2AnySFm2011CZ14DEER2017 | 5678
Appl-CW-Top-ElecDHW-GasDry-Tier2 | DEER2017 | D17 v3 |  | Any | SFm | 2011 | CZ15 | rDXGF | Household | 1 | 2160.9 | None | 188 | 0.028 | 12.7 | 136 | 0.02 | 8.57 | 188 | 0.028 | 12.7 | 136 | 0.02 | 8.57 | DEER:Res:ClothesDishWasher | Annual | 1719 |  | Appl-CW-Top-ElecDHW-GasDry-Tier2DEER2017 | Appl-CW-Top-ElecDHW-GasDry-Tier2AnySFm2011CZ15DEER2017 | 5679
Appl-CW-Top-ElecDHW-GasDry-Tier2 | DEER2017 | D17 v3 |  | Any | SFm | 2011 | CZ16 | rDXGF | Household | 1 | 2295.6 | None | 211 | 0.036 | 11.6 | 155 | 0.026 | 7.85 | 211 | 0.036 | 11.6 | 155 | 0.026 | 7.85 | DEER:Res:ClothesDishWasher | Annual | 1719 |  | Appl-CW-Top-ElecDHW-GasDry-Tier2DEER2017 | Appl-CW-Top-ElecDHW-GasDry-Tier2AnySFm2011CZ16DEER2017 | 5680
Appl-CW-Top-ElecDHW-GasDry-Tier2 | DEER2017 | D17 v3 |  | Any | SFm | 2015 | CZ01 | rDXGF | Household | 1 | 2295.6 | None | 203 | 0.027 | 10.4 | 149 | 0.02 | 6.9 | 203 | 0.027 | 10.4 | 149 | 0.02 | 6.9 | DEER:Res:ClothesDishWasher | Annual | 1719 |  | Appl-CW-Top-ElecDHW-GasDry-Tier2DEER2017 | Appl-CW-Top-ElecDHW-GasDry-Tier2AnySFm2015CZ01DEER2017 | 5681
Appl-CW-Top-ElecDHW-GasDry-Tier2 | DEER2017 | D17 v3 |  | Any | SFm | 2015 | CZ02 | rDXGF | Household | 1 | 1948.8 | None | 201 | 0.037 | 10.3 | 147 | 0.027 | 6.94 | 201 | 0.037 | 10.3 | 147 | 0.027 | 6.94 | DEER:Res:ClothesDishWasher | Annual | 1719 |  | Appl-CW-Top-ElecDHW-GasDry-Tier2DEER2017 | Appl-CW-Top-ElecDHW-GasDry-Tier2AnySFm2015CZ02DEER2017 | 5682
Appl-CW-Top-ElecDHW-GasDry-Tier2 | DEER2017 | D17 v3 |  | Any | SFm | 2015 | CZ03 | rDXGF | Household | 1 | 2295.6 | None | 198 | 0.036 | 11.1 | 145 | 0.026 | 7.49 | 198 | 0.036 | 11.1 | 145 | 0.026 | 7.49 | DEER:Res:ClothesDishWasher | Annual | 1719 |  | Appl-CW-Top-ElecDHW-GasDry-Tier2DEER2017 | Appl-CW-Top-ElecDHW-GasDry-Tier2AnySFm2015CZ03DEER2017 | 5683
Appl-CW-Top-ElecDHW-GasDry-Tier2 | DEER2017 | D17 v3 |  | Any | SFm | 2015 | CZ04 | rDXGF | Household | 1 | 2295.6 | None | 200 | 0.037 | 11 | 146 | 0.026 | 7.44 | 200 | 0.037 | 11 | 146 | 0.026 | 7.44 | DEER:Res:ClothesDishWasher | Annual | 1719 |  | Appl-CW-Top-ElecDHW-GasDry-Tier2DEER2017 | Appl-CW-Top-ElecDHW-GasDry-Tier2AnySFm2015CZ04DEER2017 | 5684
Appl-CW-Top-ElecDHW-GasDry-Tier2 | DEER2017 | D17 v3 |  | Any | SFm | 2015 | CZ05 | rDXGF | Household | 1 | 2295.6 | None | 200 | 0.037 | 10.6 | 146 | 0.027 | 7.12 | 200 | 0.037 | 10.6 | 146 | 0.027 | 7.12 | DEER:Res:ClothesDishWasher | Annual | 1719 |  | Appl-CW-Top-ElecDHW-GasDry-Tier2DEER2017 | Appl-CW-Top-ElecDHW-GasDry-Tier2AnySFm2015CZ05DEER2017 | 5685
Appl-CW-Top-ElecDHW-GasDry-Tier2 | DEER2017 | D17 v3 |  | Any | SFm | 2015 | CZ06 | rDXGF | Household | 1 | 2392.9 | None | 194 | 0.042 | 11.4 | 143 | 0.029 | 7.74 | 194 | 0.042 | 11.4 | 143 | 0.029 | 7.74 | DEER:Res:ClothesDishWasher | Annual | 1719 |  | Appl-CW-Top-ElecDHW-GasDry-Tier2DEER2017 | Appl-CW-Top-ElecDHW-GasDry-Tier2AnySFm2015CZ06DEER2017 | 5686
Appl-CW-Top-ElecDHW-GasDry-Tier2 | DEER2017 | D17 v3 |  | Any | SFm | 2015 | CZ07 | rDXGF | Household | 1 | 2392.9 | None | 194 | 0.022 | 11.7 | 144 | 0.019 | 8.08 | 194 | 0.022 | 11.7 | 144 | 0.019 | 8.08 | DEER:Res:ClothesDishWasher | Annual | 1719 |  | Appl-CW-Top-ElecDHW-GasDry-Tier2DEER2017 | Appl-CW-Top-ElecDHW-GasDry-Tier2AnySFm2015CZ07DEER2017 | 5687
Appl-CW-Top-ElecDHW-GasDry-Tier2 | DEER2017 | D17 v3 |  | Any | SFm | 2015 | CZ08 | rDXGF | Household | 1 | 2392.9 | None | 198 | 0.034 | 12.3 | 154 | 0.036 | 9.04 | 198 | 0.034 | 12.3 | 154 | 0.036 | 9.04 | DEER:Res:ClothesDishWasher | Annual | 1719 |  | Appl-CW-Top-ElecDHW-GasDry-Tier2DEER2017 | Appl-CW-Top-ElecDHW-GasDry-Tier2AnySFm2015CZ08DEER2017 | 5688
Appl-CW-Top-ElecDHW-GasDry-Tier2 | DEER2017 | D17 v3 |  | Any | SFm | 2015 | CZ09 | rDXGF | Household | 1 | 2422.9 | None | 195 | 0.031 | 12 | 142 | 0.022 | 8.1 | 195 | 0.031 | 12 | 142 | 0.022 | 8.1 | DEER:Res:ClothesDishWasher | Annual | 1719 |  | Appl-CW-Top-ElecDHW-GasDry-Tier2DEER2017 | Appl-CW-Top-ElecDHW-GasDry-Tier2AnySFm2015CZ09DEER2017 | 5689
Appl-CW-Top-ElecDHW-GasDry-Tier2 | DEER2017 | D17 v3 |  | Any | SFm | 2015 | CZ10 | rDXGF | Household | 1 | 1948.8 | None | 195 | 0.033 | 11.4 | 142 | 0.024 | 7.67 | 195 | 0.033 | 11.4 | 142 | 0.024 | 7.67 | DEER:Res:ClothesDishWasher | Annual | 1719 |  | Appl-CW-Top-ElecDHW-GasDry-Tier2DEER2017 | Appl-CW-Top-ElecDHW-GasDry-Tier2AnySFm2015CZ10DEER2017 | 5690
Appl-CW-Top-ElecDHW-GasDry-Tier2 | DEER2017 | D17 v3 |  | Any | SFm | 2015 | CZ11 | rDXGF | Household | 1 | 1948.8 | None | 197 | 0.035 | 11 | 143 | 0.024 | 7.45 | 197 | 0.035 | 11 | 143 | 0.024 | 7.45 | DEER:Res:ClothesDishWasher | Annual | 1719 |  | Appl-CW-Top-ElecDHW-GasDry-Tier2DEER2017 | Appl-CW-Top-ElecDHW-GasDry-Tier2AnySFm2015CZ11DEER2017 | 5691
Appl-CW-Top-ElecDHW-GasDry-Tier2 | DEER2017 | D17 v3 |  | Any | SFm | 2015 | CZ12 | rDXGF | Household | 1 | 1948.8 | None | 197 | 0.036 | 11.3 | 144 | 0.026 | 7.66 | 197 | 0.036 | 11.3 | 144 | 0.026 | 7.66 | DEER:Res:ClothesDishWasher | Annual | 1719 |  | Appl-CW-Top-ElecDHW-GasDry-Tier2DEER2017 | Appl-CW-Top-ElecDHW-GasDry-Tier2AnySFm2015CZ12DEER2017 | 5692
Appl-CW-Top-ElecDHW-GasDry-Tier2 | DEER2017 | D17 v3 |  | Any | SFm | 2015 | CZ13 | rDXGF | Household | 1 | 1948.8 | None | 196 | 0.031 | 11.5 | 143 | 0.022 | 7.78 | 196 | 0.031 | 11.5 | 143 | 0.022 | 7.78 | DEER:Res:ClothesDishWasher | Annual | 1719 |  | Appl-CW-Top-ElecDHW-GasDry-Tier2DEER2017 | Appl-CW-Top-ElecDHW-GasDry-Tier2AnySFm2015CZ13DEER2017 | 5693
Appl-CW-Top-ElecDHW-GasDry-Tier2 | DEER2017 | D17 v3 |  | Any | SFm | 2015 | CZ14 | rDXGF | Household | 1 | 2160.9 | None | 201 | 0.03 | 10.8 | 147 | 0.022 | 7.32 | 201 | 0.03 | 10.8 | 147 | 0.022 | 7.32 | DEER:Res:ClothesDishWasher | Annual | 1719 |  | Appl-CW-Top-ElecDHW-GasDry-Tier2DEER2017 | Appl-CW-Top-ElecDHW-GasDry-Tier2AnySFm2015CZ14DEER2017 | 5694
Appl-CW-Top-ElecDHW-GasDry-Tier2 | DEER2017 | D17 v3 |  | Any | SFm | 2015 | CZ15 | rDXGF | Household | 1 | 2160.9 | None | 186 | 0.028 | 12.7 | 134 | 0.02 | 8.58 | 186 | 0.028 | 12.7 | 134 | 0.02 | 8.58 | DEER:Res:ClothesDishWasher | Annual | 1719 |  | Appl-CW-Top-ElecDHW-GasDry-Tier2DEER2017 | Appl-CW-Top-ElecDHW-GasDry-Tier2AnySFm2015CZ15DEER2017 | 5695
Appl-CW-Top-ElecDHW-GasDry-Tier2 | DEER2017 | D17 v3 |  | Any | SFm | 2015 | CZ16 | rDXGF | Household | 1 | 2295.6 | None | 208 | 0.035 | 11.1 | 152 | 0.025 | 7.49 | 208 | 0.035 | 11.1 | 152 | 0.025 | 7.49 | DEER:Res:ClothesDishWasher | Annual | 1719 |  | Appl-CW-Top-ElecDHW-GasDry-Tier2DEER2017 | Appl-CW-Top-ElecDHW-GasDry-Tier2AnySFm2015CZ16DEER2017 | 5696
Appl-CW-Top-ElecDHW-GasDry-Tier2 | DEER2017 | D17 v3 |  | Any | SFm | 2017 | CZ01 | rDXGF | Household | 1 | 2295.6 | None | 203 | 0.027 | 11.1 | 150 | 0.02 | 7.48 | 203 | 0.027 | 11.1 | 150 | 0.02 | 7.48 | DEER:Res:ClothesDishWasher | Annual | 1719 |  | Appl-CW-Top-ElecDHW-GasDry-Tier2DEER2017 | Appl-CW-Top-ElecDHW-GasDry-Tier2AnySFm2017CZ01DEER2017 | 5697
Appl-CW-Top-ElecDHW-GasDry-Tier2 | DEER2017 | D17 v3 |  | Any | SFm | 2017 | CZ02 | rDXGF | Household | 1 | 1948.8 | None | 201 | 0.038 | 10.4 | 147 | 0.027 | 7.01 | 201 | 0.038 | 10.4 | 147 | 0.027 | 7.01 | DEER:Res:ClothesDishWasher | Annual | 1719 |  | Appl-CW-Top-ElecDHW-GasDry-Tier2DEER2017 | Appl-CW-Top-ElecDHW-GasDry-Tier2AnySFm2017CZ02DEER2017 | 5698
Appl-CW-Top-ElecDHW-GasDry-Tier2 | DEER2017 | D17 v3 |  | Any | SFm | 2017 | CZ03 | rDXGF | Household | 1 | 2295.6 | None | 197 | 0.037 | 11 | 145 | 0.027 | 7.48 | 197 | 0.037 | 11 | 145 | 0.027 | 7.48 | DEER:Res:ClothesDishWasher | Annual | 1719 |  | Appl-CW-Top-ElecDHW-GasDry-Tier2DEER2017 | Appl-CW-Top-ElecDHW-GasDry-Tier2AnySFm2017CZ03DEER2017 | 5699
Appl-CW-Top-ElecDHW-GasDry-Tier2 | DEER2017 | D17 v3 |  | Any | SFm | 2017 | CZ04 | rDXGF | Household | 1 | 2295.6 | None | 200 | 0.037 | 11.1 | 146 | 0.027 | 7.51 | 200 | 0.037 | 11.1 | 146 | 0.027 | 7.51 | DEER:Res:ClothesDishWasher | Annual | 1719 |  | Appl-CW-Top-ElecDHW-GasDry-Tier2DEER2017 | Appl-CW-Top-ElecDHW-GasDry-Tier2AnySFm2017CZ04DEER2017 | 5700
Appl-CW-Top-ElecDHW-GasDry-Tier2 | DEER2017 | D17 v3 |  | Any | SFm | 2017 | CZ05 | rDXGF | Household | 1 | 2295.6 | None | 198 | 0.036 | 10.6 | 146 | 0.026 | 7.21 | 198 | 0.036 | 10.6 | 146 | 0.026 | 7.21 | DEER:Res:ClothesDishWasher | Annual | 1719 |  | Appl-CW-Top-ElecDHW-GasDry-Tier2DEER2017 | Appl-CW-Top-ElecDHW-GasDry-Tier2AnySFm2017CZ05DEER2017 | 5701
Appl-CW-Top-ElecDHW-GasDry-Tier2 | DEER2017 | D17 v3 |  | Any | SFm | 2017 | CZ06 | rDXGF | Household | 1 | 2392.9 | None | 195 | 0.043 | 11.5 | 143 | 0.029 | 7.73 | 195 | 0.043 | 11.5 | 143 | 0.029 | 7.73 | DEER:Res:ClothesDishWasher | Annual | 1719 |  | Appl-CW-Top-ElecDHW-GasDry-Tier2DEER2017 | Appl-CW-Top-ElecDHW-GasDry-Tier2AnySFm2017CZ06DEER2017 | 5702
Appl-CW-Top-ElecDHW-GasDry-Tier2 | DEER2017 | D17 v3 |  | Any | SFm | 2017 | CZ07 | rDXGF | Household | 1 | 2392.9 | None | 202 | 0.037 | 12.4 | 145 | 0.023 | 8.18 | 202 | 0.037 | 12.4 | 145 | 0.023 | 8.18 | DEER:Res:ClothesDishWasher | Annual | 1719 |  | Appl-CW-Top-ElecDHW-GasDry-Tier2DEER2017 | Appl-CW-Top-ElecDHW-GasDry-Tier2AnySFm2017CZ07DEER2017 | 5703
Appl-CW-Top-ElecDHW-GasDry-Tier2 | DEER2017 | D17 v3 |  | Any | SFm | 2017 | CZ08 | rDXGF | Household | 1 | 2392.9 | None | 196 | 0.039 | 12.4 | 143 | 0.025 | 8.37 | 196 | 0.039 | 12.4 | 143 | 0.025 | 8.37 | DEER:Res:ClothesDishWasher | Annual | 1719 |  | Appl-CW-Top-ElecDHW-GasDry-Tier2DEER2017 | Appl-CW-Top-ElecDHW-GasDry-Tier2AnySFm2017CZ08DEER2017 | 5704
Appl-CW-Top-ElecDHW-GasDry-Tier2 | DEER2017 | D17 v3 |  | Any | SFm | 2017 | CZ09 | rDXGF | Household | 1 | 2422.9 | None | 192 | 0.031 | 12 | 139 | 0.023 | 8.09 | 192 | 0.031 | 12 | 139 | 0.023 | 5.64 | DEER:Res:ClothesDishWasher | Annual | 2 |  | Appl-CW-Top-ElecDHW-GasDry-Tier2DEER2017 | Appl-CW-Top-ElecDHW-GasDry-Tier2AnySFm2017CZ09DEER2017 | 5705
Appl-CW-Top-ElecDHW-GasDry-Tier2 | DEER2017 | D17 v3 |  | Any | SFm | 2017 | CZ10 | rDXGF | Household | 1 | 1948.8 | None | 196 | 0.033 | 11.5 | 143 | 0.024 | 7.76 | 196 | 0.033 | 11.5 | 143 | 0.024 | 5.59 | DEER:Res:ClothesDishWasher | Annual | 2 |  | Appl-CW-Top-ElecDHW-GasDry-Tier2DEER2017 | Appl-CW-Top-ElecDHW-GasDry-Tier2AnySFm2017CZ10DEER2017 | 5706
Appl-CW-Top-ElecDHW-GasDry-Tier2 | DEER2017 | D17 v3 |  | Any | SFm | 2017 | CZ11 | rDXGF | Household | 1 | 1948.8 | None | 196 | 0.034 | 11.1 | 143 | 0.025 | 7.5 | 196 | 0.034 | 11.1 | 143 | 0.025 | 5.59 | DEER:Res:ClothesDishWasher | Annual | 2 |  | Appl-CW-Top-ElecDHW-GasDry-Tier2DEER2017 | Appl-CW-Top-ElecDHW-GasDry-Tier2AnySFm2017CZ11DEER2017 | 5707
Appl-CW-Top-ElecDHW-GasDry-Tier2 | DEER2017 | D17 v3 |  | Any | SFm | 2017 | CZ12 | rDXGF | Household | 1 | 1948.8 | None | 196 | 0.037 | 11.4 | 144 | 0.027 | 7.72 | 196 | 0.037 | 11.4 | 144 | 0.027 | 5.57 | DEER:Res:ClothesDishWasher | Annual | 2 |  | Appl-CW-Top-ElecDHW-GasDry-Tier2DEER2017 | Appl-CW-Top-ElecDHW-GasDry-Tier2AnySFm2017CZ12DEER2017 | 5708
Appl-CW-Top-ElecDHW-GasDry-Tier2 | DEER2017 | D17 v3 |  | Any | SFm | 2017 | CZ13 | rDXGF | Household | 1 | 1948.8 | None | 196 | 0.031 | 11.6 | 143 | 0.023 | 7.82 | 196 | 0.031 | 11.6 | 143 | 0.023 | 5.6 | DEER:Res:ClothesDishWasher | Annual | 2 |  | Appl-CW-Top-ElecDHW-GasDry-Tier2DEER2017 | Appl-CW-Top-ElecDHW-GasDry-Tier2AnySFm2017CZ13DEER2017 | 5709
Appl-CW-Top-ElecDHW-GasDry-Tier2 | DEER2017 | D17 v3 |  | Any | SFm | 2017 | CZ14 | rDXGF | Household | 1 | 2160.9 | None | 200 | 0.03 | 10.8 | 146 | 0.022 | 7.26 | 200 | 0.03 | 10.8 | 146 | 0.022 | 5.53 | DEER:Res:ClothesDishWasher | Annual | 2 |  | Appl-CW-Top-ElecDHW-GasDry-Tier2DEER2017 | Appl-CW-Top-ElecDHW-GasDry-Tier2AnySFm2017CZ14DEER2017 | 5710
Appl-CW-Top-ElecDHW-GasDry-Tier2 | DEER2017 | D17 v3 |  | Any | SFm | 2017 | CZ15 | rDXGF | Household | 1 | 2160.9 | None | 186 | 0.027 | 12.7 | 135 | 0.019 | 8.59 | 186 | 0.027 | 12.7 | 135 | 0.019 | 5.55 | DEER:Res:ClothesDishWasher | Annual | 2 |  | Appl-CW-Top-ElecDHW-GasDry-Tier2DEER2017 | Appl-CW-Top-ElecDHW-GasDry-Tier2AnySFm2017CZ15DEER2017 | 5711
Appl-CW-Top-ElecDHW-GasDry-Tier2 | DEER2017 | D17 v3 |  | Any | SFm | 2017 | CZ16 | rDXGF | Household | 1 | 2295.6 | None | 206 | 0.035 | 11.2 | 152 | 0.025 | 7.56 | 206 | 0.035 | 11.2 | 152 | 0.025 | 5.53 | DEER:Res:ClothesDishWasher | Annual | 2 |  | Appl-CW-Top-ElecDHW-GasDry-Tier2DEER2017 | Appl-CW-Top-ElecDHW-GasDry-Tier2AnySFm2017CZ16DEER2017 | 5712
Appl-CW-Top-ElecDHW-GasDry-Tier3 | DEER2017 | D17 v3 |  | Any | DMo | MH00 | CZ01 | rDXGF | Household | 1 | 1242 | None | 163 | 0.022 | 10.1 | 121 | 0.017 | 7.43 | 163 | 0.022 | 10.1 | 121 | 0.017 | 5.64 | DEER:Res:ClothesDishWasher | Annual | 2 |  | Appl-CW-Top-ElecDHW-GasDry-Tier3DEER2017 | Appl-CW-Top-ElecDHW-GasDry-Tier3AnyDMoMH00CZ01DEER2017 | 5713
Appl-CW-Top-ElecDHW-GasDry-Tier3 | DEER2017 | D17 v3 |  | Any | DMo | MH00 | CZ02 | rDXGF | Household | 1 | 1242 | None | 170 | 0.036 | 10.6 | 125 | 0.025 | 7.78 | 170 | 0.036 | 10.6 | 125 | 0.025 | 5.56 | DEER:Res:ClothesDishWasher | Annual | 2 |  | Appl-CW-Top-ElecDHW-GasDry-Tier3DEER2017 | Appl-CW-Top-ElecDHW-GasDry-Tier3AnyDMoMH00CZ02DEER2017 | 5714
Appl-CW-Top-ElecDHW-GasDry-Tier3 | DEER2017 | D17 v3 |  | Any | DMo | MH00 | CZ03 | rDXGF | Household | 1 | 1242 | None | 163 | 0.038 | 10 | 119 | 0.028 | 7.38 | 163 | 0.038 | 10 | 119 | 0.028 | 5.72 | DEER:Res:ClothesDishWasher | Annual | 2 |  | Appl-CW-Top-ElecDHW-GasDry-Tier3DEER2017 | Appl-CW-Top-ElecDHW-GasDry-Tier3AnyDMoMH00CZ03DEER2017 | 5715
Appl-CW-Top-ElecDHW-GasDry-Tier3 | DEER2017 | D17 v3 |  | Any | DMo | MH00 | CZ04 | rDXGF | Household | 1 | 1242 | None | 170 | 0.041 | 10.5 | 125 | 0.031 | 7.66 | 170 | 0.041 | 10.5 | 125 | 0.031 | 5.66 | DEER:Res:ClothesDishWasher | Annual | 2 |  | Appl-CW-Top-ElecDHW-GasDry-Tier3DEER2017 | Appl-CW-Top-ElecDHW-GasDry-Tier3AnyDMoMH00CZ04DEER2017 | 5716
Appl-CW-Top-ElecDHW-GasDry-Tier3 | DEER2017 | D17 v3 |  | Any | DMo | MH00 | CZ05 | rDXGF | Household | 1 | 1242 | None | 161 | 0.035 | 8.56 | 119 | 0.026 | 6.27 | 161 | 0.035 | 8.56 | 119 | 0.026 | 5.65 | DEER:Res:ClothesDishWasher | Annual | 2 |  | Appl-CW-Top-ElecDHW-GasDry-Tier3DEER2017 | Appl-CW-Top-ElecDHW-GasDry-Tier3AnyDMoMH00CZ05DEER2017 | 5717
Appl-CW-Top-ElecDHW-GasDry-Tier3 | DEER2017 | D17 v3 |  | Any | DMo | MH00 | CZ06 | rDXGF | Household | 1 | 1242 | None | 169 | 0.032 | 10.9 | 124 | 0.023 | 8 | 169 | 0.032 | 10.9 | 124 | 0.023 | 5.64 | DEER:Res:ClothesDishWasher | Annual | 2 |  | Appl-CW-Top-ElecDHW-GasDry-Tier3DEER2017 | Appl-CW-Top-ElecDHW-GasDry-Tier3AnyDMoMH00CZ06DEER2017 | 5718
Appl-CW-Top-ElecDHW-GasDry-Tier3 | DEER2017 | D17 v3 |  | Any | DMo | MH00 | CZ07 | rDXGF | Household | 1 | 1242 | None | 168 | 0.032 | 11.4 | 124 | 0.023 | 8.36 | 168 | 0.032 | 11.4 | 124 | 0.023 | 5.67 | DEER:Res:ClothesDishWasher | Annual | 2 |  | Appl-CW-Top-ElecDHW-GasDry-Tier3DEER2017 | Appl-CW-Top-ElecDHW-GasDry-Tier3AnyDMoMH00CZ07DEER2017 | 5719
Appl-CW-Top-ElecDHW-GasDry-Tier3 | DEER2017 | D17 v3 |  | Any | DMo | MH00 | CZ08 | rDXGF | Household | 1 | 1242 | None | 170 | 0.032 | 11.4 | 126 | 0.023 | 8.35 | 170 | 0.032 | 11.4 | 126 | 0.023 | 5.61 | DEER:Res:ClothesDishWasher | Annual | 2 |  | Appl-CW-Top-ElecDHW-GasDry-Tier3DEER2017 | Appl-CW-Top-ElecDHW-GasDry-Tier3AnyDMoMH00CZ08DEER2017 | 5720
Appl-CW-Top-ElecDHW-GasDry-Tier3 | DEER2017 | D17 v3 |  | Any | DMo | MH00 | CZ09 | rDXGF | Household | 1 | 1242 | None | 170 | 0.033 | 11.1 | 125 | 0.025 | 8.17 | 170 | 0.033 | 11.1 | 125 | 0.025 | 5.63 | DEER:Res:ClothesDishWasher | Annual | 2 |  | Appl-CW-Top-ElecDHW-GasDry-Tier3DEER2017 | Appl-CW-Top-ElecDHW-GasDry-Tier3AnyDMoMH00CZ09DEER2017 | 5721
Appl-CW-Top-ElecDHW-GasDry-Tier3 | DEER2017 | D17 v3 |  | Any | DMo | MH00 | CZ10 | rDXGF | Household | 1 | 1242 | None | 174 | 0.032 | 11.2 | 128 | 0.023 | 8.24 | 174 | 0.032 | 11.2 | 128 | 0.023 | 5.6 | DEER:Res:ClothesDishWasher | Annual | 2 |  | Appl-CW-Top-ElecDHW-GasDry-Tier3DEER2017 | Appl-CW-Top-ElecDHW-GasDry-Tier3AnyDMoMH00CZ10DEER2017 | 5722
Appl-CW-Top-ElecDHW-GasDry-Tier3 | DEER2017 | D17 v3 |  | Any | DMo | MH00 | CZ11 | rDXGF | Household | 1 | 1242 | None | 171 | 0.035 | 10.8 | 126 | 0.026 | 7.9 | 171 | 0.035 | 10.8 | 126 | 0.026 | 5.7 | DEER:Res:ClothesDishWasher | Annual | 2 |  | Appl-CW-Top-ElecDHW-GasDry-Tier3DEER2017 | Appl-CW-Top-ElecDHW-GasDry-Tier3AnyDMoMH00CZ11DEER2017 | 5723
Appl-CW-Top-ElecDHW-GasDry-Tier3 | DEER2017 | D17 v3 |  | Any | DMo | MH00 | CZ12 | rDXGF | Household | 1 | 1242 | None | 175 | 0.035 | 10.5 | 128 | 0.026 | 7.73 | 175 | 0.035 | 10.5 | 128 | 0.026 | 5.64 | DEER:Res:ClothesDishWasher | Annual | 2 |  | Appl-CW-Top-ElecDHW-GasDry-Tier3DEER2017 | Appl-CW-Top-ElecDHW-GasDry-Tier3AnyDMoMH00CZ12DEER2017 | 5724
Appl-CW-Top-ElecDHW-GasDry-Tier3 | DEER2017 | D17 v3 |  | Any | DMo | MH00 | CZ13 | rDXGF | Household | 1 | 1242 | None | 174 | 0.034 | 10.7 | 128 | 0.025 | 7.82 | 174 | 0.034 | 10.7 | 128 | 0.025 | 6.7 | DEER:Res:ClothesDishWasher | Annual | 2 |  | Appl-CW-Top-ElecDHW-GasDry-Tier3DEER2017 | Appl-CW-Top-ElecDHW-GasDry-Tier3AnyDMoMH00CZ13DEER2017 | 5725
Appl-CW-Top-ElecDHW-GasDry-Tier3 | DEER2017 | D17 v3 |  | Any | DMo | MH00 | CZ14 | rDXGF | Household | 1 | 1242 | None | 174 | 0.031 | 10.6 | 128 | 0.023 | 7.79 | 174 | 0.031 | 10.6 | 128 | 0.023 | 6.63 | DEER:Res:ClothesDishWasher | Annual | 2 |  | Appl-CW-Top-ElecDHW-GasDry-Tier3DEER2017 | Appl-CW-Top-ElecDHW-GasDry-Tier3AnyDMoMH00CZ14DEER2017 | 5726
Appl-CW-Top-ElecDHW-GasDry-Tier3 | DEER2017 | D17 v3 |  | Any | DMo | MH00 | CZ15 | rDXGF | Household | 1 | 1242 | None | 168 | 0.029 | 12.5 | 125 | 0.021 | 9.14 | 168 | 0.029 | 12.5 | 125 | 0.021 | 6.39 | DEER:Res:ClothesDishWasher | Annual | 2 |  | Appl-CW-Top-ElecDHW-GasDry-Tier3DEER2017 | Appl-CW-Top-ElecDHW-GasDry-Tier3AnyDMoMH00CZ15DEER2017 | 5727
Appl-CW-Top-ElecDHW-GasDry-Tier3 | DEER2017 | D17 v3 |  | Any | DMo | MH00 | CZ16 | rDXGF | Household | 1 | 1242 | None | 177 | 0.039 | 10.7 | 131 | 0.03 | 7.85 | 177 | 0.039 | 10.7 | 131 | 0.03 | 6.47 | DEER:Res:ClothesDishWasher | Annual | 2 |  | Appl-CW-Top-ElecDHW-GasDry-Tier3DEER2017 | Appl-CW-Top-ElecDHW-GasDry-Tier3AnyDMoMH00CZ16DEER2017 | 5728
Appl-CW-Top-ElecDHW-GasDry-Tier3 | DEER2017 | D17 v3 |  | Any | DMo | MH06 | CZ01 | rDXGF | Household | 1 | 1242 | None | 163 | 0.022 | 9.31 | 120 | 0.016 | 6.86 | 163 | 0.022 | 9.31 | 120 | 0.016 | 6.62 | DEER:Res:ClothesDishWasher | Annual | 2 |  | Appl-CW-Top-ElecDHW-GasDry-Tier3DEER2017 | Appl-CW-Top-ElecDHW-GasDry-Tier3AnyDMoMH06CZ01DEER2017 | 5729
Appl-CW-Top-ElecDHW-GasDry-Tier3 | DEER2017 | D17 v3 |  | Any | DMo | MH06 | CZ02 | rDXGF | Household | 1 | 1242 | None | 170 | 0.033 | 10.2 | 125 | 0.024 | 7.48 | 170 | 0.033 | 10.2 | 125 | 0.024 | 6.54 | DEER:Res:ClothesDishWasher | Annual | 2 |  | Appl-CW-Top-ElecDHW-GasDry-Tier3DEER2017 | Appl-CW-Top-ElecDHW-GasDry-Tier3AnyDMoMH06CZ02DEER2017 | 5730
Appl-CW-Top-ElecDHW-GasDry-Tier3 | DEER2017 | D17 v3 |  | Any | DMo | MH06 | CZ03 | rDXGF | Household | 1 | 1242 | None | 166 | 0.036 | 11.4 | 125 | 0.028 | 8.37 | 166 | 0.036 | 11.4 | 125 | 0.028 | 6.61 | DEER:Res:ClothesDishWasher | Annual | 2 |  | Appl-CW-Top-ElecDHW-GasDry-Tier3DEER2017 | Appl-CW-Top-ElecDHW-GasDry-Tier3AnyDMoMH06CZ03DEER2017 | 5731
Appl-CW-Top-ElecDHW-GasDry-Tier3 | DEER2017 | D17 v3 |  | Any | DMo | MH06 | CZ04 | rDXGF | Household | 1 | 1242 | None | 168 | 0.035 | 10.9 | 124 | 0.027 | 7.97 | 168 | 0.035 | 10.9 | 124 | 0.027 | 6.55 | DEER:Res:ClothesDishWasher | Annual | 2 |  | Appl-CW-Top-ElecDHW-GasDry-Tier3DEER2017 | Appl-CW-Top-ElecDHW-GasDry-Tier3AnyDMoMH06CZ04DEER2017 | 5732
Appl-CW-Top-ElecDHW-GasDry-Tier3 | DEER2017 | D17 v3 |  | Any | DMo | MH06 | CZ05 | rDXGF | Household | 1 | 1242 | None | 165 | 0.034 | 10.2 | 122 | 0.025 | 7.5 | 165 | 0.034 | 10.2 | 122 | 0.025 | 6.82 | DEER:Res:ClothesDishWasher | Annual | 2 |  | Appl-CW-Top-ElecDHW-GasDry-Tier3DEER2017 | Appl-CW-Top-ElecDHW-GasDry-Tier3AnyDMoMH06CZ05DEER2017 | 5733
Appl-CW-Top-ElecDHW-GasDry-Tier3 | DEER2017 | D17 v3 |  | Any | DMo | MH06 | CZ06 | rDXGF | Household | 1 | 1242 | None | 168 | 0.03 | 13 | 123 | 0.022 | 9.52 | 168 | 0.03 | 13 | 123 | 0.022 | 6.52 | DEER:Res:ClothesDishWasher | Annual | 2 |  | Appl-CW-Top-ElecDHW-GasDry-Tier3DEER2017 | Appl-CW-Top-ElecDHW-GasDry-Tier3AnyDMoMH06CZ06DEER2017 | 5734
Appl-CW-Top-ElecDHW-GasDry-Tier3 | DEER2017 | D17 v3 |  | Any | DMo | MH06 | CZ07 | rDXGF | Household | 1 | 1242 | None | 175 | 0.029 | 12.6 | 130 | 0.021 | 9.2 | 175 | 0.029 | 12.6 | 130 | 0.021 | 7.08 | DEER:Res:ClothesDishWasher | Annual | 2 |  | Appl-CW-Top-ElecDHW-GasDry-Tier3DEER2017 | Appl-CW-Top-ElecDHW-GasDry-Tier3AnyDMoMH06CZ07DEER2017 | 5735
Appl-CW-Top-ElecDHW-GasDry-Tier3 | DEER2017 | D17 v3 |  | Any | DMo | MH06 | CZ08 | rDXGF | Household | 1 | 1242 | None | 173 | 0.029 | 12 | 127 | 0.021 | 8.81 | 173 | 0.029 | 12 | 127 | 0.021 | 7.03 | DEER:Res:ClothesDishWasher | Annual | 2 |  | Appl-CW-Top-ElecDHW-GasDry-Tier3DEER2017 | Appl-CW-Top-ElecDHW-GasDry-Tier3AnyDMoMH06CZ08DEER2017 | 5736
Appl-CW-Top-ElecDHW-GasDry-Tier3 | DEER2017 | D17 v3 |  | Any | DMo | MH06 | CZ09 | rDXGF | Household | 1 | 1242 | None | 169 | 0.029 | 11.7 | 124 | 0.021 | 8.58 | 169 | 0.029 | 11.7 | 124 | 0.021 | 7.02 | DEER:Res:ClothesDishWasher | Annual | 2 |  | Appl-CW-Top-ElecDHW-GasDry-Tier3DEER2017 | Appl-CW-Top-ElecDHW-GasDry-Tier3AnyDMoMH06CZ09DEER2017 | 5737
Appl-CW-Top-ElecDHW-GasDry-Tier3 | DEER2017 | D17 v3 |  | Any | DMo | MH06 | CZ10 | rDXGF | Household | 1 | 1242 | None | 171 | 0.028 | 11.2 | 125 | 0.021 | 8.25 | 171 | 0.028 | 11.2 | 125 | 0.021 | 6.99 | DEER:Res:ClothesDishWasher | Annual | 2 |  | Appl-CW-Top-ElecDHW-GasDry-Tier3DEER2017 | Appl-CW-Top-ElecDHW-GasDry-Tier3AnyDMoMH06CZ10DEER2017 | 5738
Appl-CW-Top-ElecDHW-GasDry-Tier3 | DEER2017 | D17 v3 |  | Any | DMo | MH06 | CZ11 | rDXGF | Household | 1 | 1242 | None | 168 | 0.032 | 11.2 | 124 | 0.024 | 8.23 | 168 | 0.032 | 11.2 | 124 | 0.024 | 7.05 | DEER:Res:ClothesDishWasher | Annual | 2 |  | Appl-CW-Top-ElecDHW-GasDry-Tier3DEER2017 | Appl-CW-Top-ElecDHW-GasDry-Tier3AnyDMoMH06CZ11DEER2017 | 5739
Appl-CW-Top-ElecDHW-GasDry-Tier3 | DEER2017 | D17 v3 |  | Any | DMo | MH06 | CZ12 | rDXGF | Household | 1 | 1242 | None | 170 | 0.031 | 10.6 | 125 | 0.022 | 7.8 | 170 | 0.031 | 10.6 | 125 | 0.022 | 6.96 | DEER:Res:ClothesDishWasher | Annual | 2 |  | Appl-CW-Top-ElecDHW-GasDry-Tier3DEER2017 | Appl-CW-Top-ElecDHW-GasDry-Tier3AnyDMoMH06CZ12DEER2017 | 5740
Appl-CW-Top-ElecDHW-GasDry-Tier3 | DEER2017 | D17 v3 |  | Any | DMo | MH06 | CZ13 | rDXGF | Household | 1 | 1242 | None | 171 | 0.029 | 11.1 | 126 | 0.021 | 8.12 | 171 | 0.029 | 11.1 | 126 | 0.021 | 6.99 | DEER:Res:ClothesDishWasher | Annual | 2 |  | Appl-CW-Top-ElecDHW-GasDry-Tier3DEER2017 | Appl-CW-Top-ElecDHW-GasDry-Tier3AnyDMoMH06CZ13DEER2017 | 5741
Appl-CW-Top-ElecDHW-GasDry-Tier3 | DEER2017 | D17 v3 |  | Any | DMo | MH06 | CZ14 | rDXGF | Household | 1 | 1242 | None | 171 | 0.028 | 10.9 | 126 | 0.02 | 7.98 | 171 | 0.028 | 10.9 | 126 | 0.02 | 6.95 | DEER:Res:ClothesDishWasher | Annual | 2 |  | Appl-CW-Top-ElecDHW-GasDry-Tier3DEER2017 | Appl-CW-Top-ElecDHW-GasDry-Tier3AnyDMoMH06CZ14DEER2017 | 5742
Appl-CW-Top-ElecDHW-GasDry-Tier3 | DEER2017 | D17 v3 |  | Any | DMo | MH06 | CZ15 | rDXGF | Household | 1 | 1242 | None | 163 | 0.027 | 12.6 | 119 | 0.02 | 9.18 | 163 | 0.027 | 12.6 | 119 | 0.02 | 7.07 | DEER:Res:ClothesDishWasher | Annual | 2 |  | Appl-CW-Top-ElecDHW-GasDry-Tier3DEER2017 | Appl-CW-Top-ElecDHW-GasDry-Tier3AnyDMoMH06CZ15DEER2017 | 5743
Appl-CW-Top-ElecDHW-GasDry-Tier3 | DEER2017 | D17 v3 |  | Any | DMo | MH06 | CZ16 | rDXGF | Household | 1 | 1242 | None | 173 | 0.031 | 10.8 | 127 | 0.022 | 7.89 | 173 | 0.031 | 10.8 | 127 | 0.022 | 7 | DEER:Res:ClothesDishWasher | Annual | 2 |  | Appl-CW-Top-ElecDHW-GasDry-Tier3DEER2017 | Appl-CW-Top-ElecDHW-GasDry-Tier3AnyDMoMH06CZ16DEER2017 | 5744
Appl-CW-Top-ElecDHW-GasDry-Tier3 | DEER2017 | D17 v3 |  | Any | DMo | MH15 | CZ01 | rDXGF | Household | 1 | 1242 | None | 163 | 0.022 | 9.65 | 121 | 0.016 | 7.11 | 163 | 0.022 | 9.65 | 121 | 0.016 | 5.54 | DEER:Res:ClothesDishWasher | Annual | 2 |  | Appl-CW-Top-ElecDHW-GasDry-Tier3DEER2017 | Appl-CW-Top-ElecDHW-GasDry-Tier3AnyDMoMH15CZ01DEER2017 | 5745
Appl-CW-Top-ElecDHW-GasDry-Tier3 | DEER2017 | D17 v3 |  | Any | DMo | MH15 | CZ02 | rDXGF | Household | 1 | 1242 | None | 169 | 0.031 | 10.3 | 125 | 0.022 | 7.53 | 169 | 0.031 | 10.3 | 125 | 0.022 | 5.52 | DEER:Res:ClothesDishWasher | Annual | 2 |  | Appl-CW-Top-ElecDHW-GasDry-Tier3DEER2017 | Appl-CW-Top-ElecDHW-GasDry-Tier3AnyDMoMH15CZ02DEER2017 | 5746
Appl-CW-Top-ElecDHW-GasDry-Tier3 | DEER2017 | D17 v3 |  | Any | DMo | MH15 | CZ03 | rDXGF | Household | 1 | 1242 | None | 161 | 0.033 | 10.4 | 119 | 0.025 | 7.6 | 161 | 0.033 | 10.4 | 119 | 0.025 | 5.53 | DEER:Res:ClothesDishWasher | Annual | 2 |  | Appl-CW-Top-ElecDHW-GasDry-Tier3DEER2017 | Appl-CW-Top-ElecDHW-GasDry-Tier3AnyDMoMH15CZ03DEER2017 | 5747
Appl-CW-Top-ElecDHW-GasDry-Tier3 | DEER2017 | D17 v3 |  | Any | DMo | MH15 | CZ04 | rDXGF | Household | 1 | 1242 | None | 167 | 0.031 | 10.7 | 124 | 0.023 | 7.85 | 167 | 0.031 | 10.7 | 124 | 0.023 | 5.52 | DEER:Res:ClothesDishWasher | Annual | 2 |  | Appl-CW-Top-ElecDHW-GasDry-Tier3DEER2017 | Appl-CW-Top-ElecDHW-GasDry-Tier3AnyDMoMH15CZ04DEER2017 | 5748
Appl-CW-Top-ElecDHW-GasDry-Tier3 | DEER2017 | D17 v3 |  | Any | DMo | MH15 | CZ05 | rDXGF | Household | 1 | 1242 | None | 164 | 0.034 | 9.82 | 121 | 0.025 | 7.22 | 164 | 0.034 | 9.82 | 121 | 0.025 | 5.53 | DEER:Res:ClothesDishWasher | Annual | 2 |  | Appl-CW-Top-ElecDHW-GasDry-Tier3DEER2017 | Appl-CW-Top-ElecDHW-GasDry-Tier3AnyDMoMH15CZ05DEER2017 | 5749
Appl-CW-Top-ElecDHW-GasDry-Tier3 | DEER2017 | D17 v3 |  | Any | DMo | MH15 | CZ06 | rDXGF | Household | 1 | 1242 | None | 166 | 0.028 | 11.2 | 122 | 0.021 | 8.19 | 166 | 0.028 | 11.2 | 122 | 0.021 | 5.53 | DEER:Res:ClothesDishWasher | Annual | 2 |  | Appl-CW-Top-ElecDHW-GasDry-Tier3DEER2017 | Appl-CW-Top-ElecDHW-GasDry-Tier3AnyDMoMH15CZ06DEER2017 | 5750
Appl-CW-Top-ElecDHW-GasDry-Tier3 | DEER2017 | D17 v3 |  | Any | DMo | MH15 | CZ07 | rDXGF | Household | 1 | 1242 | None | 171 | 0.027 | 12.4 | 126 | 0.02 | 9.1 | 171 | 0.027 | 12.4 | 126 | 0.02 | 5.43 | DEER:Res:ClothesDishWasher | Annual | 2 |  | Appl-CW-Top-ElecDHW-GasDry-Tier3DEER2017 | Appl-CW-Top-ElecDHW-GasDry-Tier3AnyDMoMH15CZ07DEER2017 | 5751
Appl-CW-Top-ElecDHW-GasDry-Tier3 | DEER2017 | D17 v3 |  | Any | DMo | MH15 | CZ08 | rDXGF | Household | 1 | 1242 | None | 171 | 0.028 | 12 | 125 | 0.02 | 8.77 | 171 | 0.028 | 12 | 125 | 0.02 | 5.64 | DEER:Res:ClothesDishWasher | Annual | 2 |  | Appl-CW-Top-ElecDHW-GasDry-Tier3DEER2017 | Appl-CW-Top-ElecDHW-GasDry-Tier3AnyDMoMH15CZ08DEER2017 | 5752
Appl-CW-Top-ElecDHW-GasDry-Tier3 | DEER2017 | D17 v3 |  | Any | DMo | MH15 | CZ09 | rDXGF | Household | 1 | 1242 | None | 167 | 0.028 | 11.6 | 123 | 0.02 | 8.53 | 167 | 0.028 | 11.6 | 123 | 0.02 | 5.54 | DEER:Res:ClothesDishWasher | Annual | 2 |  | Appl-CW-Top-ElecDHW-GasDry-Tier3DEER2017 | Appl-CW-Top-ElecDHW-GasDry-Tier3AnyDMoMH15CZ09DEER2017 | 5753
Appl-CW-Top-ElecDHW-GasDry-Tier3 | DEER2017 | D17 v3 |  | Any | DMo | MH15 | CZ10 | rDXGF | Household | 1 | 1242 | None | 169 | 0.027 | 11.4 | 124 | 0.02 | 8.38 | 169 | 0.027 | 11.4 | 124 | 0.02 | 5.67 | DEER:Res:ClothesDishWasher | Annual | 2 |  | Appl-CW-Top-ElecDHW-GasDry-Tier3DEER2017 | Appl-CW-Top-ElecDHW-GasDry-Tier3AnyDMoMH15CZ10DEER2017 | 5754
Appl-CW-Top-ElecDHW-GasDry-Tier3 | DEER2017 | D17 v3 |  | Any | DMo | MH15 | CZ11 | rDXGF | Household | 1 | 1242 | None | 167 | 0.027 | 11 | 123 | 0.02 | 8.05 | 167 | 0.027 | 11 | 123 | 0.02 | 5.56 | DEER:Res:ClothesDishWasher | Annual | 2 |  | Appl-CW-Top-ElecDHW-GasDry-Tier3DEER2017 | Appl-CW-Top-ElecDHW-GasDry-Tier3AnyDMoMH15CZ11DEER2017 | 5755
Appl-CW-Top-ElecDHW-GasDry-Tier3 | DEER2017 | D17 v3 |  | Any | DMo | MH15 | CZ12 | rDXGF | Household | 1 | 1242 | None | 168 | 0.03 | 10.8 | 124 | 0.022 | 7.94 | 168 | 0.03 | 10.8 | 124 | 0.022 | 5.6 | DEER:Res:ClothesDishWasher | Annual | 2 |  | Appl-CW-Top-ElecDHW-GasDry-Tier3DEER2017 | Appl-CW-Top-ElecDHW-GasDry-Tier3AnyDMoMH15CZ12DEER2017 | 5756
Appl-CW-Top-ElecDHW-GasDry-Tier3 | DEER2017 | D17 v3 |  | Any | DMo | MH15 | CZ13 | rDXGF | Household | 1 | 1242 | None | 169 | 0.028 | 11.2 | 125 | 0.021 | 8.21 | 169 | 0.028 | 11.2 | 125 | 0.021 | 5.6 | DEER:Res:ClothesDishWasher | Annual | 2 |  | Appl-CW-Top-ElecDHW-GasDry-Tier3DEER2017 | Appl-CW-Top-ElecDHW-GasDry-Tier3AnyDMoMH15CZ13DEER2017 | 5757
Appl-CW-Top-ElecDHW-GasDry-Tier3 | DEER2017 | D17 v3 |  | Any | DMo | MH15 | CZ14 | rDXGF | Household | 1 | 1242 | None | 169 | 0.027 | 10.8 | 125 | 0.02 | 7.92 | 169 | 0.027 | 10.8 | 125 | 0.02 | 5.6 | DEER:Res:ClothesDishWasher | Annual | 2 |  | Appl-CW-Top-ElecDHW-GasDry-Tier3DEER2017 | Appl-CW-Top-ElecDHW-GasDry-Tier3AnyDMoMH15CZ14DEER2017 | 5758
Appl-CW-Top-ElecDHW-GasDry-Tier3 | DEER2017 | D17 v3 |  | Any | DMo | MH15 | CZ15 | rDXGF | Household | 1 | 1242 | None | 162 | 0.025 | 12.5 | 119 | 0.018 | 9.17 | 162 | 0.025 | 12.5 | 119 | 0.018 | 5.6 | DEER:Res:ClothesDishWasher | Annual | 2 |  | Appl-CW-Top-ElecDHW-GasDry-Tier3DEER2017 | Appl-CW-Top-ElecDHW-GasDry-Tier3AnyDMoMH15CZ15DEER2017 | 5759
Appl-CW-Top-ElecDHW-GasDry-Tier3 | DEER2017 | D17 v3 |  | Any | DMo | MH15 | CZ16 | rDXGF | Household | 1 | 1242 | None | 172 | 0.03 | 10.7 | 127 | 0.021 | 7.86 | 172 | 0.03 | 10.7 | 127 | 0.021 | 5.62 | DEER:Res:ClothesDishWasher | Annual | 2 |  | Appl-CW-Top-ElecDHW-GasDry-Tier3DEER2017 | Appl-CW-Top-ElecDHW-GasDry-Tier3AnyDMoMH15CZ16DEER2017 | 5760
Appl-CW-Top-ElecDHW-GasDry-Tier3 | DEER2017 | D17 v3 |  | Any | DMo | MH72 | CZ01 | rDXGF | Household | 1 | 1196 | None | 163 | 0.023 | 10.5 | 121 | 0.017 | 7.69 | 163 | 0.023 | 10.5 | 121 | 0.017 | 5.5 | DEER:Res:ClothesDishWasher | Annual | 2 |  | Appl-CW-Top-ElecDHW-GasDry-Tier3DEER2017 | Appl-CW-Top-ElecDHW-GasDry-Tier3AnyDMoMH72CZ01DEER2017 | 5761
Appl-CW-Top-ElecDHW-GasDry-Tier3 | DEER2017 | D17 v3 |  | Any | DMo | MH72 | CZ02 | rDXGF | Household | 1 | 1196 | None | 170 | 0.043 | 10.7 | 126 | 0.032 | 7.82 | 170 | 0.043 | 10.7 | 126 | 0.032 | 5.7 | DEER:Res:ClothesDishWasher | Annual | 2 |  | Appl-CW-Top-ElecDHW-GasDry-Tier3DEER2017 | Appl-CW-Top-ElecDHW-GasDry-Tier3AnyDMoMH72CZ02DEER2017 | 5762
Appl-CW-Top-ElecDHW-GasDry-Tier3 | DEER2017 | D17 v3 |  | Any | DMo | MH72 | CZ03 | rDXGF | Household | 1 | 1196 | None | 167 | 0.039 | 10.8 | 123 | 0.028 | 7.88 | 167 | 0.039 | 10.8 | 123 | 0.028 | 5.58 | DEER:Res:ClothesDishWasher | Annual | 2 |  | Appl-CW-Top-ElecDHW-GasDry-Tier3DEER2017 | Appl-CW-Top-ElecDHW-GasDry-Tier3AnyDMoMH72CZ03DEER2017 | 5763
Appl-CW-Top-ElecDHW-GasDry-Tier3 | DEER2017 | D17 v3 |  | Any | DMo | MH72 | CZ04 | rDXGF | Household | 1 | 1196 | None | 172 | 0.034 | 11.2 | 126 | 0.026 | 8.17 | 172 | 0.034 | 11.2 | 126 | 0.026 | 6.69 | DEER:Res:ClothesDishWasher | Annual | 2 |  | Appl-CW-Top-ElecDHW-GasDry-Tier3DEER2017 | Appl-CW-Top-ElecDHW-GasDry-Tier3AnyDMoMH72CZ04DEER2017 | 5764
Appl-CW-Top-ElecDHW-GasDry-Tier3 | DEER2017 | D17 v3 |  | Any | DMo | MH72 | CZ05 | rDXGF | Household | 1 | 1196 | None | 166 | 0.044 | 10.1 | 121 | 0.028 | 7.33 | 166 | 0.044 | 10.1 | 121 | 0.028 | 6.27 | DEER:Res:ClothesDishWasher | Annual | 2 |  | Appl-CW-Top-ElecDHW-GasDry-Tier3DEER2017 | Appl-CW-Top-ElecDHW-GasDry-Tier3AnyDMoMH72CZ05DEER2017 | 5765
Appl-CW-Top-ElecDHW-GasDry-Tier3 | DEER2017 | D17 v3 |  | Any | DMo | MH72 | CZ06 | rDXGF | Household | 1 | 1196 | None | 170 | 0.03 | 11.8 | 125 | 0.022 | 8.64 | 170 | 0.03 | 11.8 | 125 | 0.022 | 6.47 | DEER:Res:ClothesDishWasher | Annual | 2 |  | Appl-CW-Top-ElecDHW-GasDry-Tier3DEER2017 | Appl-CW-Top-ElecDHW-GasDry-Tier3AnyDMoMH72CZ06DEER2017 | 5766
Appl-CW-Top-ElecDHW-GasDry-Tier3 | DEER2017 | D17 v3 |  | Any | DMo | MH72 | CZ07 | rDXGF | Household | 1 | 1196 | None | 172 | 0.03 | 11.8 | 126 | 0.024 | 8.63 | 172 | 0.03 | 11.8 | 126 | 0.024 | 6.52 | DEER:Res:ClothesDishWasher | Annual | 2 |  | Appl-CW-Top-ElecDHW-GasDry-Tier3DEER2017 | Appl-CW-Top-ElecDHW-GasDry-Tier3AnyDMoMH72CZ07DEER2017 | 5767
Appl-CW-Top-ElecDHW-GasDry-Tier3 | DEER2017 | D17 v3 |  | Any | DMo | MH72 | CZ08 | rDXGF | Household | 1 | 1196 | None | 173 | 0.032 | 11.9 | 127 | 0.023 | 8.69 | 173 | 0.032 | 11.9 | 127 | 0.023 | 6.69 | DEER:Res:ClothesDishWasher | Annual | 2 |  | Appl-CW-Top-ElecDHW-GasDry-Tier3DEER2017 | Appl-CW-Top-ElecDHW-GasDry-Tier3AnyDMoMH72CZ08DEER2017 | 5768
Appl-CW-Top-ElecDHW-GasDry-Tier3 | DEER2017 | D17 v3 |  | Any | DMo | MH72 | CZ09 | rDXGF | Household | 1 | 1196 | None | 176 | 0.03 | 11.7 | 130 | 0.022 | 8.57 | 176 | 0.03 | 11.7 | 130 | 0.022 | 6.77 | DEER:Res:ClothesDishWasher | Annual | 2 |  | Appl-CW-Top-ElecDHW-GasDry-Tier3DEER2017 | Appl-CW-Top-ElecDHW-GasDry-Tier3AnyDMoMH72CZ09DEER2017 | 5769
Appl-CW-Top-ElecDHW-GasDry-Tier3 | DEER2017 | D17 v3 |  | Any | DMo | MH72 | CZ10 | rDXGF | Household | 1 | 1196 | None | 171 | 0.033 | 11.7 | 126 | 0.024 | 8.61 | 171 | 0.033 | 11.7 | 126 | 0.024 | 6.76 | DEER:Res:ClothesDishWasher | Annual | 2 |  | Appl-CW-Top-ElecDHW-GasDry-Tier3DEER2017 | Appl-CW-Top-ElecDHW-GasDry-Tier3AnyDMoMH72CZ10DEER2017 | 5770
Appl-CW-Top-ElecDHW-GasDry-Tier3 | DEER2017 | D17 v3 |  | Any | DMo | MH72 | CZ11 | rDXGF | Household | 1 | 1196 | None | 171 | 0.033 | 11.3 | 126 | 0.024 | 8.27 | 171 | 0.033 | 11.3 | 126 | 0.024 | 6.15 | DEER:Res:ClothesDishWasher | Annual | 2 |  | Appl-CW-Top-ElecDHW-GasDry-Tier3DEER2017 | Appl-CW-Top-ElecDHW-GasDry-Tier3AnyDMoMH72CZ11DEER2017 | 5771
Appl-CW-Top-ElecDHW-GasDry-Tier3 | DEER2017 | D17 v3 |  | Any | DMo | MH72 | CZ12 | rDXGF | Household | 1 | 1196 | None | 172 | 0.037 | 10.9 | 126 | 0.027 | 8.01 | 172 | 0.037 | 10.9 | 126 | 0.027 | 6.75 | DEER:Res:ClothesDishWasher | Annual | 2 |  | Appl-CW-Top-ElecDHW-GasDry-Tier3DEER2017 | Appl-CW-Top-ElecDHW-GasDry-Tier3AnyDMoMH72CZ12DEER2017 | 5772
Appl-CW-Top-ElecDHW-GasDry-Tier3 | DEER2017 | D17 v3 |  | Any | DMo | MH72 | CZ13 | rDXGF | Household | 1 | 1196 | None | 172 | 0.033 | 11.1 | 127 | 0.024 | 8.13 | 172 | 0.033 | 11.1 | 127 | 0.024 | 6.51 | DEER:Res:ClothesDishWasher | Annual | 2 |  | Appl-CW-Top-ElecDHW-GasDry-Tier3DEER2017 | Appl-CW-Top-ElecDHW-GasDry-Tier3AnyDMoMH72CZ13DEER2017 | 5773
Appl-CW-Top-ElecDHW-GasDry-Tier3 | DEER2017 | D17 v3 |  | Any | DMo | MH72 | CZ14 | rDXGF | Household | 1 | 1196 | None | 175 | 0.03 | 11.3 | 128 | 0.022 | 8.31 | 175 | 0.03 | 11.3 | 128 | 0.022 | 7.04 | DEER:Res:ClothesDishWasher | Annual | 2 |  | Appl-CW-Top-ElecDHW-GasDry-Tier3DEER2017 | Appl-CW-Top-ElecDHW-GasDry-Tier3AnyDMoMH72CZ14DEER2017 | 5774
Appl-CW-Top-ElecDHW-GasDry-Tier3 | DEER2017 | D17 v3 |  | Any | DMo | MH72 | CZ15 | rDXGF | Household | 1 | 1196 | None | 166 | 0.029 | 12.7 | 122 | 0.021 | 9.27 | 166 | 0.029 | 12.7 | 122 | 0.021 | 6.97 | DEER:Res:ClothesDishWasher | Annual | 2 |  | Appl-CW-Top-ElecDHW-GasDry-Tier3DEER2017 | Appl-CW-Top-ElecDHW-GasDry-Tier3AnyDMoMH72CZ15DEER2017 | 5775
Appl-CW-Top-ElecDHW-GasDry-Tier3 | DEER2017 | D17 v3 |  | Any | DMo | MH72 | CZ16 | rDXGF | Household | 1 | 1196 | None | 179 | 0.032 | 10.4 | 132 | 0.023 | 7.63 | 179 | 0.032 | 10.4 | 132 | 0.023 | 6.95 | DEER:Res:ClothesDishWasher | Annual | 2 |  | Appl-CW-Top-ElecDHW-GasDry-Tier3DEER2017 | Appl-CW-Top-ElecDHW-GasDry-Tier3AnyDMoMH72CZ16DEER2017 | 5776
Appl-CW-Top-ElecDHW-GasDry-Tier3 | DEER2017 | D17 v3 |  | Any | DMo | MH85 | CZ01 | rDXGF | Household | 1 | 1242 | None | 162 | 0.022 | 9.3 | 120 | 0.017 | 6.82 | 162 | 0.022 | 9.3 | 120 | 0.017 | 6.95 | DEER:Res:ClothesDishWasher | Annual | 2 |  | Appl-CW-Top-ElecDHW-GasDry-Tier3DEER2017 | Appl-CW-Top-ElecDHW-GasDry-Tier3AnyDMoMH85CZ01DEER2017 | 5777
Appl-CW-Top-ElecDHW-GasDry-Tier3 | DEER2017 | D17 v3 |  | Any | DMo | MH85 | CZ02 | rDXGF | Household | 1 | 1242 | None | 170 | 0.047 | 9.86 | 126 | 0.034 | 7.26 | 170 | 0.047 | 9.86 | 126 | 0.034 | 6.95 | DEER:Res:ClothesDishWasher | Annual | 2 |  | Appl-CW-Top-ElecDHW-GasDry-Tier3DEER2017 | Appl-CW-Top-ElecDHW-GasDry-Tier3AnyDMoMH85CZ02DEER2017 | 5778
Appl-CW-Top-ElecDHW-GasDry-Tier3 | DEER2017 | D17 v3 |  | Any | DMo | MH85 | CZ03 | rDXGF | Household | 1 | 1242 | None | 166 | 0.037 | 9.83 | 123 | 0.027 | 7.21 | 166 | 0.037 | 9.83 | 123 | 0.027 | 6.95 | DEER:Res:ClothesDishWasher | Annual | 2 |  | Appl-CW-Top-ElecDHW-GasDry-Tier3DEER2017 | Appl-CW-Top-ElecDHW-GasDry-Tier3AnyDMoMH85CZ03DEER2017 | 5779
Appl-CW-Top-ElecDHW-GasDry-Tier3 | DEER2017 | D17 v3 |  | Any | DMo | MH85 | CZ04 | rDXGF | Household | 1 | 1242 | None | 172 | 0.037 | 10.6 | 128 | 0.028 | 7.76 | 172 | 0.037 | 10.6 | 128 | 0.028 | 6.97 | DEER:Res:ClothesDishWasher | Annual | 2 |  | Appl-CW-Top-ElecDHW-GasDry-Tier3DEER2017 | Appl-CW-Top-ElecDHW-GasDry-Tier3AnyDMoMH85CZ04DEER2017 | 5780
Appl-CW-Top-ElecDHW-GasDry-Tier3 | DEER2017 | D17 v3 |  | Any | DMo | MH85 | CZ05 | rDXGF | Household | 1 | 1242 | None | 164 | 0.041 | 9.59 | 121 | 0.03 | 7.04 | 164 | 0.041 | 9.59 | 121 | 0.03 | 6.82 | DEER:Res:ClothesDishWasher | Annual | 2 |  | Appl-CW-Top-ElecDHW-GasDry-Tier3DEER2017 | Appl-CW-Top-ElecDHW-GasDry-Tier3AnyDMoMH85CZ05DEER2017 | 5781
Appl-CW-Top-ElecDHW-GasDry-Tier3 | DEER2017 | D17 v3 |  | Any | DMo | MH85 | CZ06 | rDXGF | Household | 1 | 1242 | None | 169 | 0.03 | 11.2 | 124 | 0.022 | 8.18 | 169 | 0.03 | 11.2 | 124 | 0.022 | 7.07 | DEER:Res:ClothesDishWasher | Annual | 2 |  | Appl-CW-Top-ElecDHW-GasDry-Tier3DEER2017 | Appl-CW-Top-ElecDHW-GasDry-Tier3AnyDMoMH85CZ06DEER2017 | 5782
Appl-CW-Top-ElecDHW-GasDry-Tier3 | DEER2017 | D17 v3 |  | Any | DMo | MH85 | CZ07 | rDXGF | Household | 1 | 1242 | None | 171 | 0.031 | 11.5 | 126 | 0.022 | 8.41 | 171 | 0.031 | 11.5 | 126 | 0.022 | 6.96 | DEER:Res:ClothesDishWasher | Annual | 2 |  | Appl-CW-Top-ElecDHW-GasDry-Tier3DEER2017 | Appl-CW-Top-ElecDHW-GasDry-Tier3AnyDMoMH85CZ07DEER2017 | 5783
Appl-CW-Top-ElecDHW-GasDry-Tier3 | DEER2017 | D17 v3 |  | Any | DMo | MH85 | CZ08 | rDXGF | Household | 1 | 1242 | None | 171 | 0.03 | 11.4 | 125 | 0.022 | 8.38 | 171 | 0.03 | 11.4 | 125 | 0.022 | 5.56 | DEER:Res:ClothesDishWasher | Annual | 2 |  | Appl-CW-Top-ElecDHW-GasDry-Tier3DEER2017 | Appl-CW-Top-ElecDHW-GasDry-Tier3AnyDMoMH85CZ08DEER2017 | 5784
Appl-CW-Top-ElecDHW-GasDry-Tier3 | DEER2017 | D17 v3 |  | Any | DMo | MH85 | CZ09 | rDXGF | Household | 1 | 1242 | None | 168 | 0.031 | 11.3 | 125 | 0.023 | 8.27 | 168 | 0.031 | 11.3 | 125 | 0.023 | 5.6 | DEER:Res:ClothesDishWasher | Annual | 2 |  | Appl-CW-Top-ElecDHW-GasDry-Tier3DEER2017 | Appl-CW-Top-ElecDHW-GasDry-Tier3AnyDMoMH85CZ09DEER2017 | 5785
Appl-CW-Top-ElecDHW-GasDry-Tier3 | DEER2017 | D17 v3 |  | Any | DMo | MH85 | CZ10 | rDXGF | Household | 1 | 1242 | None | 172 | 0.032 | 11.4 | 126 | 0.023 | 8.32 | 172 | 0.032 | 11.4 | 126 | 0.023 | 5.54 | DEER:Res:ClothesDishWasher | Annual | 2 |  | Appl-CW-Top-ElecDHW-GasDry-Tier3DEER2017 | Appl-CW-Top-ElecDHW-GasDry-Tier3AnyDMoMH85CZ10DEER2017 | 5786
Appl-CW-Top-ElecDHW-GasDry-Tier3 | DEER2017 | D17 v3 |  | Any | DMo | MH85 | CZ11 | rDXGF | Household | 1 | 1242 | None | 171 | 0.032 | 10.6 | 126 | 0.024 | 7.8 | 171 | 0.032 | 10.6 | 126 | 0.024 | 5.52 | DEER:Res:ClothesDishWasher | Annual | 2 |  | Appl-CW-Top-ElecDHW-GasDry-Tier3DEER2017 | Appl-CW-Top-ElecDHW-GasDry-Tier3AnyDMoMH85CZ11DEER2017 | 5787
Appl-CW-Top-ElecDHW-GasDry-Tier3 | DEER2017 | D17 v3 |  | Any | DMo | MH85 | CZ12 | rDXGF | Household | 1 | 1242 | None | 170 | 0.035 | 10.3 | 125 | 0.028 | 7.58 | 170 | 0.035 | 10.3 | 125 | 0.028 | 5.53 | DEER:Res:ClothesDishWasher | Annual | 2 |  | Appl-CW-Top-ElecDHW-GasDry-Tier3DEER2017 | Appl-CW-Top-ElecDHW-GasDry-Tier3AnyDMoMH85CZ12DEER2017 | 5788
Appl-CW-Top-ElecDHW-GasDry-Tier3 | DEER2017 | D17 v3 |  | Any | DMo | MH85 | CZ13 | rDXGF | Household | 1 | 1242 | None | 171 | 0.033 | 10.7 | 126 | 0.024 | 7.84 | 171 | 0.033 | 10.7 | 126 | 0.024 | 5.53 | DEER:Res:ClothesDishWasher | Annual | 2 |  | Appl-CW-Top-ElecDHW-GasDry-Tier3DEER2017 | Appl-CW-Top-ElecDHW-GasDry-Tier3AnyDMoMH85CZ13DEER2017 | 5789
Appl-CW-Top-ElecDHW-GasDry-Tier3 | DEER2017 | D17 v3 |  | Any | DMo | MH85 | CZ14 | rDXGF | Household | 1 | 1242 | None | 175 | 0.03 | 10.6 | 130 | 0.022 | 7.78 | 175 | 0.03 | 10.6 | 130 | 0.022 | 5.53 | DEER:Res:ClothesDishWasher | Annual | 2 |  | Appl-CW-Top-ElecDHW-GasDry-Tier3DEER2017 | Appl-CW-Top-ElecDHW-GasDry-Tier3AnyDMoMH85CZ14DEER2017 | 5790
Appl-CW-Top-ElecDHW-GasDry-Tier3 | DEER2017 | D17 v3 |  | Any | DMo | MH85 | CZ15 | rDXGF | Household | 1 | 1242 | None | 163 | 0.028 | 12.4 | 118 | 0.021 | 9.09 | 163 | 0.028 | 12.4 | 118 | 0.021 | 5.54 | DEER:Res:ClothesDishWasher | Annual | 2 |  | Appl-CW-Top-ElecDHW-GasDry-Tier3DEER2017 | Appl-CW-Top-ElecDHW-GasDry-Tier3AnyDMoMH85CZ15DEER2017 | 5791
Appl-CW-Top-ElecDHW-GasDry-Tier3 | DEER2017 | D17 v3 |  | Any | DMo | MH85 | CZ16 | rDXGF | Household | 1 | 1242 | None | 176 | 0.033 | 9.76 | 130 | 0.024 | 7.16 | 176 | 0.033 | 9.76 | 130 | 0.024 | 5.43 | DEER:Res:ClothesDishWasher | Annual | 2 |  | Appl-CW-Top-ElecDHW-GasDry-Tier3DEER2017 | Appl-CW-Top-ElecDHW-GasDry-Tier3AnyDMoMH85CZ16DEER2017 | 5792
Appl-CW-Top-ElecDHW-GasDry-Tier3 | DEER2017 | D17 v3 |  | Any | MFm | 1975 | CZ01 | rDXGF | Household | 1 | 1070.2 | None | 164 | 0.022 | 10.2 | 121 | 0.016 | 7.47 | 164 | 0.022 | 10.2 | 121 | 0.016 | 5.63 | DEER:Res:ClothesDishWasher | Annual | 2 |  | Appl-CW-Top-ElecDHW-GasDry-Tier3DEER2017 | Appl-CW-Top-ElecDHW-GasDry-Tier3AnyMFm1975CZ01DEER2017 | 5793
Appl-CW-Top-ElecDHW-GasDry-Tier3 | DEER2017 | D17 v3 |  | Any | MFm | 1975 | CZ02 | rDXGF | Household | 1 | 1070.2 | None | 164 | 0.033 | 11.3 | 121 | 0.024 | 8.31 | 164 | 0.033 | 11.3 | 121 | 0.024 | 5.53 | DEER:Res:ClothesDishWasher | Annual | 2 |  | Appl-CW-Top-ElecDHW-GasDry-Tier3DEER2017 | Appl-CW-Top-ElecDHW-GasDry-Tier3AnyMFm1975CZ02DEER2017 | 5794
Appl-CW-Top-ElecDHW-GasDry-Tier3 | DEER2017 | D17 v3 |  | Any | MFm | 1975 | CZ03 | rDXGF | Household | 1 | 1070.2 | None | 161 | 0.025 | 11.4 | 119 | 0.019 | 8.4 | 161 | 0.025 | 11.4 | 119 | 0.019 | 5.64 | DEER:Res:ClothesDishWasher | Annual | 2 |  | Appl-CW-Top-ElecDHW-GasDry-Tier3DEER2017 | Appl-CW-Top-ElecDHW-GasDry-Tier3AnyMFm1975CZ03DEER2017 | 5795
Appl-CW-Top-ElecDHW-GasDry-Tier3 | DEER2017 | D17 v3 |  | Any | MFm | 1975 | CZ04 | rDXGF | Household | 1 | 1070.2 | None | 162 | 0.032 | 11.7 | 119 | 0.023 | 8.54 | 162 | 0.032 | 11.7 | 119 | 0.023 | 5.67 | DEER:Res:ClothesDishWasher | Annual | 2 |  | Appl-CW-Top-ElecDHW-GasDry-Tier3DEER2017 | Appl-CW-Top-ElecDHW-GasDry-Tier3AnyMFm1975CZ04DEER2017 | 5796
Appl-CW-Top-ElecDHW-GasDry-Tier3 | DEER2017 | D17 v3 |  | Any | MFm | 1975 | CZ05 | rDXGF | Household | 1 | 1070.2 | None | 160 | 0.022 | 10.6 | 118 | 0.016 | 7.76 | 160 | 0.022 | 10.6 | 118 | 0.016 | 5.55 | DEER:Res:ClothesDishWasher | Annual | 2 |  | Appl-CW-Top-ElecDHW-GasDry-Tier3DEER2017 | Appl-CW-Top-ElecDHW-GasDry-Tier3AnyMFm1975CZ05DEER2017 | 5797
Appl-CW-Top-ElecDHW-GasDry-Tier3 | DEER2017 | D17 v3 |  | Any | MFm | 1975 | CZ06 | rDXGF | Household | 1 | 1047.7 | None | 163 | 0.031 | 11.9 | 120 | 0.022 | 8.73 | 163 | 0.031 | 11.9 | 120 | 0.022 | 5.62 | DEER:Res:ClothesDishWasher | Annual | 2 |  | Appl-CW-Top-ElecDHW-GasDry-Tier3DEER2017 | Appl-CW-Top-ElecDHW-GasDry-Tier3AnyMFm1975CZ06DEER2017 | 5798
Appl-CW-Top-ElecDHW-GasDry-Tier3 | DEER2017 | D17 v3 |  | Any | MFm | 1975 | CZ07 | rDXGF | Household | 1 | 1047.7 | None | 158 | 0.025 | 12.1 | 115 | 0.017 | 8.74 | 158 | 0.025 | 12.1 | 115 | 0.017 | 5.6 | DEER:Res:ClothesDishWasher | Annual | 2 |  | Appl-CW-Top-ElecDHW-GasDry-Tier3DEER2017 | Appl-CW-Top-ElecDHW-GasDry-Tier3AnyMFm1975CZ07DEER2017 | 5799
Appl-CW-Top-ElecDHW-GasDry-Tier3 | DEER2017 | D17 v3 |  | Any | MFm | 1975 | CZ08 | rDXGF | Household | 1 | 1047.7 | None | 162 | 0.031 | 12.3 | 119 | 0.023 | 9.02 | 162 | 0.031 | 12.3 | 119 | 0.023 | 5.6 | DEER:Res:ClothesDishWasher | Annual | 2 |  | Appl-CW-Top-ElecDHW-GasDry-Tier3DEER2017 | Appl-CW-Top-ElecDHW-GasDry-Tier3AnyMFm1975CZ08DEER2017 | 5800
Appl-CW-Top-ElecDHW-GasDry-Tier3 | DEER2017 | D17 v3 |  | Any | MFm | 1975 | CZ09 | rDXGF | Household | 1 | 1216.8 | None | 165 | 0.028 | 12 | 121 | 0.02 | 8.79 | 165 | 0.028 | 12 | 121 | 0.02 | 5.6 | DEER:Res:ClothesDishWasher | Annual | 2 |  | Appl-CW-Top-ElecDHW-GasDry-Tier3DEER2017 | Appl-CW-Top-ElecDHW-GasDry-Tier3AnyMFm1975CZ09DEER2017 | 5801
Appl-CW-Top-ElecDHW-GasDry-Tier3 | DEER2017 | D17 v3 |  | Any | MFm | 1975 | CZ10 | rDXGF | Household | 1 | 1216.8 | None | 163 | 0.036 | 12 | 120 | 0.026 | 8.82 | 163 | 0.036 | 12 | 120 | 0.026 | 5.6 | DEER:Res:ClothesDishWasher | Annual | 2 |  | Appl-CW-Top-ElecDHW-GasDry-Tier3DEER2017 | Appl-CW-Top-ElecDHW-GasDry-Tier3AnyMFm1975CZ10DEER2017 | 5802
Appl-CW-Top-ElecDHW-GasDry-Tier3 | DEER2017 | D17 v3 |  | Any | MFm | 1975 | CZ11 | rDXGF | Household | 1 | 1098.9 | None | 162 | 0.03 | 11.5 | 119 | 0.022 | 8.39 | 162 | 0.03 | 11.5 | 119 | 0.022 | 5.61 | DEER:Res:ClothesDishWasher | Annual | 2 |  | Appl-CW-Top-ElecDHW-GasDry-Tier3DEER2017 | Appl-CW-Top-ElecDHW-GasDry-Tier3AnyMFm1975CZ11DEER2017 | 5803
Appl-CW-Top-ElecDHW-GasDry-Tier3 | DEER2017 | D17 v3 |  | Any | MFm | 1975 | CZ12 | rDXGF | Household | 1 | 1098.9 | None | 162 | 0.031 | 11.3 | 120 | 0.023 | 8.31 | 162 | 0.031 | 11.3 | 120 | 0.023 | 5.5 | DEER:Res:ClothesDishWasher | Annual | 2 |  | Appl-CW-Top-ElecDHW-GasDry-Tier3DEER2017 | Appl-CW-Top-ElecDHW-GasDry-Tier3AnyMFm1975CZ12DEER2017 | 5804
Appl-CW-Top-ElecDHW-GasDry-Tier3 | DEER2017 | D17 v3 |  | Any | MFm | 1975 | CZ13 | rDXGF | Household | 1 | 1098.9 | None | 164 | 0.032 | 11.6 | 121 | 0.023 | 8.52 | 164 | 0.032 | 11.6 | 121 | 0.023 | 5.7 | DEER:Res:ClothesDishWasher | Annual | 2 |  | Appl-CW-Top-ElecDHW-GasDry-Tier3DEER2017 | Appl-CW-Top-ElecDHW-GasDry-Tier3AnyMFm1975CZ13DEER2017 | 5805
Appl-CW-Top-ElecDHW-GasDry-Tier3 | DEER2017 | D17 v3 |  | Any | MFm | 1975 | CZ14 | rDXGF | Household | 1 | 1409.4 | None | 166 | 0.024 | 11.5 | 122 | 0.017 | 8.38 | 166 | 0.024 | 11.5 | 122 | 0.017 | 5.59 | DEER:Res:ClothesDishWasher | Annual | 2 |  | Appl-CW-Top-ElecDHW-GasDry-Tier3DEER2017 | Appl-CW-Top-ElecDHW-GasDry-Tier3AnyMFm1975CZ14DEER2017 | 5806
Appl-CW-Top-ElecDHW-GasDry-Tier3 | DEER2017 | D17 v3 |  | Any | MFm | 1975 | CZ15 | rDXGF | Household | 1 | 1409.4 | None | 159 | 0.025 | 12.7 | 117 | 0.018 | 9.3 | 159 | 0.025 | 12.7 | 117 | 0.018 | 6.8 | DEER:Res:ClothesDishWasher | Annual | 2 |  | Appl-CW-Top-ElecDHW-GasDry-Tier3DEER2017 | Appl-CW-Top-ElecDHW-GasDry-Tier3AnyMFm1975CZ15DEER2017 | 5807
Appl-CW-Top-ElecDHW-GasDry-Tier3 | DEER2017 | D17 v3 |  | Any | MFm | 1975 | CZ16 | rDXGF | Household | 1 | 1070.2 | None | 174 | 0.029 | 11.3 | 128 | 0.021 | 8.24 | 174 | 0.029 | 11.3 | 128 | 0.021 | 6.73 | DEER:Res:ClothesDishWasher | Annual | 2 |  | Appl-CW-Top-ElecDHW-GasDry-Tier3DEER2017 | Appl-CW-Top-ElecDHW-GasDry-Tier3AnyMFm1975CZ16DEER2017 | 5808
Appl-CW-Top-ElecDHW-GasDry-Tier3 | DEER2017 | D17 v3 |  | Any | MFm | 1985 | CZ01 | rDXGF | Household | 1 | 1152 | None | 164 | 0.023 | 9.69 | 121 | 0.017 | 7.12 | 164 | 0.023 | 9.69 | 121 | 0.017 | 6.42 | DEER:Res:ClothesDishWasher | Annual | 2 |  | Appl-CW-Top-ElecDHW-GasDry-Tier3DEER2017 | Appl-CW-Top-ElecDHW-GasDry-Tier3AnyMFm1985CZ01DEER2017 | 5809
Appl-CW-Top-ElecDHW-GasDry-Tier3 | DEER2017 | D17 v3 |  | Any | MFm | 1985 | CZ02 | rDXGF | Household | 1 | 1152 | None | 162 | 0.028 | 10.9 | 119 | 0.019 | 7.87 | 162 | 0.028 | 10.9 | 119 | 0.019 | 6.28 | DEER:Res:ClothesDishWasher | Annual | 2 |  | Appl-CW-Top-ElecDHW-GasDry-Tier3DEER2017 | Appl-CW-Top-ElecDHW-GasDry-Tier3AnyMFm1985CZ02DEER2017 | 5810
Appl-CW-Top-ElecDHW-GasDry-Tier3 | DEER2017 | D17 v3 |  | Any | MFm | 1985 | CZ03 | rDXGF | Household | 1 | 1152 | None | 158 | 0.023 | 10.1 | 116 | 0.016 | 7.14 | 158 | 0.023 | 10.1 | 116 | 0.016 | 6.48 | DEER:Res:ClothesDishWasher | Annual | 2 |  | Appl-CW-Top-ElecDHW-GasDry-Tier3DEER2017 | Appl-CW-Top-ElecDHW-GasDry-Tier3AnyMFm1985CZ03DEER2017 | 5811
Appl-CW-Top-ElecDHW-GasDry-Tier3 | DEER2017 | D17 v3 |  | Any | MFm | 1985 | CZ04 | rDXGF | Household | 1 | 1152 | None | 160 | 0.03 | 11.8 | 118 | 0.022 | 8.61 | 160 | 0.03 | 11.8 | 118 | 0.022 | 6.31 | DEER:Res:ClothesDishWasher | Annual | 2 |  | Appl-CW-Top-ElecDHW-GasDry-Tier3DEER2017 | Appl-CW-Top-ElecDHW-GasDry-Tier3AnyMFm1985CZ04DEER2017 | 5812
Appl-CW-Top-ElecDHW-GasDry-Tier3 | DEER2017 | D17 v3 |  | Any | MFm | 1985 | CZ05 | rDXGF | Household | 1 | 1152 | None | 161 | 0.027 | 10.9 | 119 | 0.02 | 8.05 | 161 | 0.027 | 10.9 | 119 | 0.02 | 6.77 | DEER:Res:ClothesDishWasher | Annual | 2 |  | Appl-CW-Top-ElecDHW-GasDry-Tier3DEER2017 | Appl-CW-Top-ElecDHW-GasDry-Tier3AnyMFm1985CZ05DEER2017 | 5813
Appl-CW-Top-ElecDHW-GasDry-Tier3 | DEER2017 | D17 v3 |  | Any | MFm | 1985 | CZ06 | rDXGF | Household | 1 | 1295.2 | None | 160 | 0.031 | 12.1 | 120 | 0.027 | 9.24 | 160 | 0.031 | 12.1 | 120 | 0.027 | 6.69 | DEER:Res:ClothesDishWasher | Annual | 2 |  | Appl-CW-Top-ElecDHW-GasDry-Tier3DEER2017 | Appl-CW-Top-ElecDHW-GasDry-Tier3AnyMFm1985CZ06DEER2017 | 5814
Appl-CW-Top-ElecDHW-GasDry-Tier3 | DEER2017 | D17 v3 |  | Any | MFm | 1985 | CZ07 | rDXGF | Household | 1 | 1295.2 | None | 159 | 0.028 | 12.2 | 117 | 0.021 | 8.95 | 159 | 0.028 | 12.2 | 117 | 0.021 | 6.77 | DEER:Res:ClothesDishWasher | Annual | 2 |  | Appl-CW-Top-ElecDHW-GasDry-Tier3DEER2017 | Appl-CW-Top-ElecDHW-GasDry-Tier3AnyMFm1985CZ07DEER2017 | 5815
Appl-CW-Top-ElecDHW-GasDry-Tier3 | DEER2017 | D17 v3 |  | Any | MFm | 1985 | CZ08 | rDXGF | Household | 1 | 1295.2 | None | 163 | 0.031 | 12.2 | 120 | 0.023 | 8.98 | 163 | 0.031 | 12.2 | 120 | 0.023 | 6 | DEER:Res:ClothesDishWasher | Annual | 2 |  | Appl-CW-Top-ElecDHW-GasDry-Tier3DEER2017 | Appl-CW-Top-ElecDHW-GasDry-Tier3AnyMFm1985CZ08DEER2017 | 5816
Appl-CW-Top-ElecDHW-GasDry-Tier3 | DEER2017 | D17 v3 |  | Any | MFm | 1985 | CZ09 | rDXGF | Household | 1 | 1438.9 | None | 165 | 0.028 | 11.9 | 121 | 0.021 | 8.69 | 165 | 0.028 | 11.9 | 121 | 0.021 | 6.76 | DEER:Res:ClothesDishWasher | Annual | 2 |  | Appl-CW-Top-ElecDHW-GasDry-Tier3DEER2017 | Appl-CW-Top-ElecDHW-GasDry-Tier3AnyMFm1985CZ09DEER2017 | 5817
Appl-CW-Top-ElecDHW-GasDry-Tier3 | DEER2017 | D17 v3 |  | Any | MFm | 1985 | CZ10 | rDXGF | Household | 1 | 1438.9 | None | 163 | 0.03 | 11.8 | 124 | 0.031 | 9.19 | 163 | 0.03 | 11.8 | 124 | 0.031 | 6.47 | DEER:Res:ClothesDishWasher | Annual | 2 |  | Appl-CW-Top-ElecDHW-GasDry-Tier3DEER2017 | Appl-CW-Top-ElecDHW-GasDry-Tier3AnyMFm1985CZ10DEER2017 | 5818
Appl-CW-Top-ElecDHW-GasDry-Tier3 | DEER2017 | D17 v3 |  | Any | MFm | 1985 | CZ11 | rDXGF | Household | 1 | 1150 | None | 162 | 0.03 | 11.5 | 119 | 0.022 | 8.4 | 162 | 0.03 | 11.5 | 119 | 0.022 | 6.99 | DEER:Res:ClothesDishWasher | Annual | 2 |  | Appl-CW-Top-ElecDHW-GasDry-Tier3DEER2017 | Appl-CW-Top-ElecDHW-GasDry-Tier3AnyMFm1985CZ11DEER2017 | 5819
Appl-CW-Top-ElecDHW-GasDry-Tier3 | DEER2017 | D17 v3 |  | Any | MFm | 1985 | CZ12 | rDXGF | Household | 1 | 1150 | None | 161 | 0.031 | 11.5 | 119 | 0.023 | 8.4 | 161 | 0.031 | 11.5 | 119 | 0.023 | 7.05 | DEER:Res:ClothesDishWasher | Annual | 2 |  | Appl-CW-Top-ElecDHW-GasDry-Tier3DEER2017 | Appl-CW-Top-ElecDHW-GasDry-Tier3AnyMFm1985CZ12DEER2017 | 5820
Appl-CW-Top-ElecDHW-GasDry-Tier3 | DEER2017 | D17 v3 |  | Any | MFm | 1985 | CZ13 | rDXGF | Household | 1 | 1150 | None | 164 | 0.032 | 11.4 | 120 | 0.023 | 8.35 | 164 | 0.032 | 11.4 | 120 | 0.023 | 6.97 | DEER:Res:ClothesDishWasher | Annual | 2 |  | Appl-CW-Top-ElecDHW-GasDry-Tier3DEER2017 | Appl-CW-Top-ElecDHW-GasDry-Tier3AnyMFm1985CZ13DEER2017 | 5821
Appl-CW-Top-ElecDHW-GasDry-Tier3 | DEER2017 | D17 v3 |  | Any | MFm | 1985 | CZ14 | rDXGF | Household | 1 | 1407.2 | None | 167 | 0.028 | 11.7 | 123 | 0.02 | 8.6 | 167 | 0.028 | 11.7 | 123 | 0.02 | 6.96 | DEER:Res:ClothesDishWasher | Annual | 2 |  | Appl-CW-Top-ElecDHW-GasDry-Tier3DEER2017 | Appl-CW-Top-ElecDHW-GasDry-Tier3AnyMFm1985CZ14DEER2017 | 5822
Appl-CW-Top-ElecDHW-GasDry-Tier3 | DEER2017 | D17 v3 |  | Any | MFm | 1985 | CZ15 | rDXGF | Household | 1 | 1407.2 | None | 158 | 0.026 | 12.7 | 116 | 0.019 | 9.3 | 158 | 0.026 | 12.7 | 116 | 0.019 | 6.95 | DEER:Res:ClothesDishWasher | Annual | 2 |  | Appl-CW-Top-ElecDHW-GasDry-Tier3DEER2017 | Appl-CW-Top-ElecDHW-GasDry-Tier3AnyMFm1985CZ15DEER2017 | 5823
Appl-CW-Top-ElecDHW-GasDry-Tier3 | DEER2017 | D17 v3 |  | Any | MFm | 1985 | CZ16 | rDXGF | Household | 1 | 1152 | None | 176 | 0.029 | 11.2 | 130 | 0.021 | 8.18 | 176 | 0.029 | 11.2 | 130 | 0.021 | 6.95 | DEER:Res:ClothesDishWasher | Annual | 2 |  | Appl-CW-Top-ElecDHW-GasDry-Tier3DEER2017 | Appl-CW-Top-ElecDHW-GasDry-Tier3AnyMFm1985CZ16DEER2017 | 5824
Appl-CW-Top-ElecDHW-GasDry-Tier3 | DEER2017 | D17 v3 |  | Any | MFm | 1996 | CZ01 | rDXGF | Household | 1 | 981.6 | None | 164 | 0.023 | 10.5 | 121 | 0.017 | 7.55 | 164 | 0.023 | 10.5 | 121 | 0.017 | 6.95 | DEER:Res:ClothesDishWasher | Annual | 2 |  | Appl-CW-Top-ElecDHW-GasDry-Tier3DEER2017 | Appl-CW-Top-ElecDHW-GasDry-Tier3AnyMFm1996CZ01DEER2017 | 5825
Appl-CW-Top-ElecDHW-GasDry-Tier3 | DEER2017 | D17 v3 |  | Any | MFm | 1996 | CZ02 | rDXGF | Household | 1 | 981.6 | None | 164 | 0.031 | 11.7 | 121 | 0.024 | 8.69 | 164 | 0.031 | 11.7 | 121 | 0.024 | 6.95 | DEER:Res:ClothesDishWasher | Annual | 2 |  | Appl-CW-Top-ElecDHW-GasDry-Tier3DEER2017 | Appl-CW-Top-ElecDHW-GasDry-Tier3AnyMFm1996CZ02DEER2017 | 5826
Appl-CW-Top-ElecDHW-GasDry-Tier3 | DEER2017 | D17 v3 |  | Any | MFm | 1996 | CZ03 | rDXGF | Household | 1 | 981.6 | None | 161 | 0.027 | 11.7 | 119 | 0.019 | 8.5 | 161 | 0.027 | 11.7 | 119 | 0.019 | 6.97 | DEER:Res:ClothesDishWasher | Annual | 2 |  | Appl-CW-Top-ElecDHW-GasDry-Tier3DEER2017 | Appl-CW-Top-ElecDHW-GasDry-Tier3AnyMFm1996CZ03DEER2017 | 5827
Appl-CW-Top-ElecDHW-GasDry-Tier3 | DEER2017 | D17 v3 |  | Any | MFm | 1996 | CZ04 | rDXGF | Household | 1 | 981.6 | None | 160 | 0.026 | 12 | 118 | 0.019 | 8.83 | 160 | 0.026 | 12 | 118 | 0.019 | 6.82 | DEER:Res:ClothesDishWasher | Annual | 2 |  | Appl-CW-Top-ElecDHW-GasDry-Tier3DEER2017 | Appl-CW-Top-ElecDHW-GasDry-Tier3AnyMFm1996CZ04DEER2017 | 5828
Appl-CW-Top-ElecDHW-GasDry-Tier3 | DEER2017 | D17 v3 |  | Any | MFm | 1996 | CZ05 | rDXGF | Household | 1 | 981.6 | None | 161 | 0.023 | 11.3 | 119 | 0.017 | 8.26 | 161 | 0.023 | 11.3 | 119 | 0.017 | 7.07 | DEER:Res:ClothesDishWasher | Annual | 2 |  | Appl-CW-Top-ElecDHW-GasDry-Tier3DEER2017 | Appl-CW-Top-ElecDHW-GasDry-Tier3AnyMFm1996CZ05DEER2017 | 5829
Appl-CW-Top-ElecDHW-GasDry-Tier3 | DEER2017 | D17 v3 |  | Any | MFm | 1996 | CZ06 | rDXGF | Household | 1 | 1169.1 | None | 163 | 0.032 | 11.9 | 120 | 0.023 | 8.65 | 163 | 0.032 | 11.9 | 120 | 0.023 | 6.96 | DEER:Res:ClothesDishWasher | Annual | 2 |  | Appl-CW-Top-ElecDHW-GasDry-Tier3DEER2017 | Appl-CW-Top-ElecDHW-GasDry-Tier3AnyMFm1996CZ06DEER2017 | 5830
Appl-CW-Top-ElecDHW-GasDry-Tier3 | DEER2017 | D17 v3 |  | Any | MFm | 1996 | CZ07 | rDXGF | Household | 1 | 1169.1 | None | 162 | 0.028 | 12.8 | 119 | 0.019 | 9.39 | 162 | 0.028 | 12.8 | 119 | 0.019 | 5.54 | DEER:Res:ClothesDishWasher | Annual | 2 |  | Appl-CW-Top-ElecDHW-GasDry-Tier3DEER2017 | Appl-CW-Top-ElecDHW-GasDry-Tier3AnyMFm1996CZ07DEER2017 | 5831
Appl-CW-Top-ElecDHW-GasDry-Tier3 | DEER2017 | D17 v3 |  | Any | MFm | 1996 | CZ08 | rDXGF | Household | 1 | 1169.1 | None | 162 | 0.028 | 12.3 | 119 | 0.02 | 9.02 | 162 | 0.028 | 12.3 | 119 | 0.02 | 5.52 | DEER:Res:ClothesDishWasher | Annual | 2 |  | Appl-CW-Top-ElecDHW-GasDry-Tier3DEER2017 | Appl-CW-Top-ElecDHW-GasDry-Tier3AnyMFm1996CZ08DEER2017 | 5832
Appl-CW-Top-ElecDHW-GasDry-Tier3 | DEER2017 | D17 v3 |  | Any | MFm | 1996 | CZ09 | rDXGF | Household | 1 | 1093.6 | None | 167 | 0.028 | 12.4 | 123 | 0.021 | 9.06 | 167 | 0.028 | 12.4 | 123 | 0.021 | 5.52 | DEER:Res:ClothesDishWasher | Annual | 2 |  | Appl-CW-Top-ElecDHW-GasDry-Tier3DEER2017 | Appl-CW-Top-ElecDHW-GasDry-Tier3AnyMFm1996CZ09DEER2017 | 5833
Appl-CW-Top-ElecDHW-GasDry-Tier3 | DEER2017 | D17 v3 |  | Any | MFm | 1996 | CZ10 | rDXGF | Household | 1 | 1093.6 | None | 158 | 0.037 | 11.9 | 116 | 0.026 | 8.66 | 158 | 0.037 | 11.9 | 116 | 0.026 | 5.53 | DEER:Res:ClothesDishWasher | Annual | 2 |  | Appl-CW-Top-ElecDHW-GasDry-Tier3DEER2017 | Appl-CW-Top-ElecDHW-GasDry-Tier3AnyMFm1996CZ10DEER2017 | 5834
Appl-CW-Top-ElecDHW-GasDry-Tier3 | DEER2017 | D17 v3 |  | Any | MFm | 1996 | CZ11 | rDXGF | Household | 1 | 1031.9 | None | 164 | 0.029 | 12.1 | 121 | 0.021 | 8.83 | 164 | 0.029 | 12.1 | 121 | 0.021 | 5.53 | DEER:Res:ClothesDishWasher | Annual | 2 |  | Appl-CW-Top-ElecDHW-GasDry-Tier3DEER2017 | Appl-CW-Top-ElecDHW-GasDry-Tier3AnyMFm1996CZ11DEER2017 | 5835
Appl-CW-Top-ElecDHW-GasDry-Tier3 | DEER2017 | D17 v3 |  | Any | MFm | 1996 | CZ12 | rDXGF | Household | 1 | 1031.9 | None | 164 | 0.033 | 11.6 | 121 | 0.024 | 8.49 | 164 | 0.033 | 11.6 | 121 | 0.024 | 5.51 | DEER:Res:ClothesDishWasher | Annual | 2 |  | Appl-CW-Top-ElecDHW-GasDry-Tier3DEER2017 | Appl-CW-Top-ElecDHW-GasDry-Tier3AnyMFm1996CZ12DEER2017 | 5836
Appl-CW-Top-ElecDHW-GasDry-Tier3 | DEER2017 | D17 v3 |  | Any | MFm | 1996 | CZ13 | rDXGF | Household | 1 | 1031.9 | None | 164 | 0.032 | 11.9 | 121 | 0.023 | 8.69 | 164 | 0.032 | 11.9 | 121 | 0.023 | 5.62 | DEER:Res:ClothesDishWasher | Annual | 2 |  | Appl-CW-Top-ElecDHW-GasDry-Tier3DEER2017 | Appl-CW-Top-ElecDHW-GasDry-Tier3AnyMFm1996CZ13DEER2017 | 5837
Appl-CW-Top-ElecDHW-GasDry-Tier3 | DEER2017 | D17 v3 |  | Any | MFm | 1996 | CZ14 | rDXGF | Household | 1 | 1086 | None | 169 | 0.024 | 11.9 | 124 | 0.017 | 8.7 | 169 | 0.024 | 11.9 | 124 | 0.017 | 5.6 | DEER:Res:ClothesDishWasher | Annual | 2 |  | Appl-CW-Top-ElecDHW-GasDry-Tier3DEER2017 | Appl-CW-Top-ElecDHW-GasDry-Tier3AnyMFm1996CZ14DEER2017 | 5838
Appl-CW-Top-ElecDHW-GasDry-Tier3 | DEER2017 | D17 v3 |  | Any | MFm | 1996 | CZ15 | rDXGF | Household | 1 | 1086 | None | 157 | 0.025 | 12.8 | 115 | 0.018 | 9.37 | 157 | 0.025 | 12.8 | 115 | 0.018 | 5.6 | DEER:Res:ClothesDishWasher | Annual | 2 |  | Appl-CW-Top-ElecDHW-GasDry-Tier3DEER2017 | Appl-CW-Top-ElecDHW-GasDry-Tier3AnyMFm1996CZ15DEER2017 | 5839
Appl-CW-Top-ElecDHW-GasDry-Tier3 | DEER2017 | D17 v3 |  | Any | MFm | 1996 | CZ16 | rDXGF | Household | 1 | 981.6 | None | 176 | 0.03 | 11.2 | 130 | 0.022 | 8.19 | 176 | 0.03 | 11.2 | 130 | 0.022 | 5.61 | DEER:Res:ClothesDishWasher | Annual | 2 |  | Appl-CW-Top-ElecDHW-GasDry-Tier3DEER2017 | Appl-CW-Top-ElecDHW-GasDry-Tier3AnyMFm1996CZ16DEER2017 | 5840
Appl-CW-Top-ElecDHW-GasDry-Tier3 | DEER2017 | D17 v3 |  | Any | MFm | 2003 | CZ01 | rDXGF | Household | 1 | 998.7 | None | 165 | 0.023 | 10.9 | 121 | 0.017 | 7.81 | 165 | 0.023 | 10.9 | 121 | 0.017 | 5.5 | DEER:Res:ClothesDishWasher | Annual | 2 |  | Appl-CW-Top-ElecDHW-GasDry-Tier3DEER2017 | Appl-CW-Top-ElecDHW-GasDry-Tier3AnyMFm2003CZ01DEER2017 | 5841
Appl-CW-Top-ElecDHW-GasDry-Tier3 | DEER2017 | D17 v3 |  | Any | MFm | 2003 | CZ02 | rDXGF | Household | 1 | 1073.2 | None | 163 | 0.03 | 11.8 | 121 | 0.022 | 8.67 | 163 | 0.03 | 11.8 | 121 | 0.022 | 5.61 | DEER:Res:ClothesDishWasher | Annual | 2 |  | Appl-CW-Top-ElecDHW-GasDry-Tier3DEER2017 | Appl-CW-Top-ElecDHW-GasDry-Tier3AnyMFm2003CZ02DEER2017 | 5842
Appl-CW-Top-ElecDHW-GasDry-Tier3 | DEER2017 | D17 v3 |  | Any | MFm | 2003 | CZ03 | rDXGF | Household | 1 | 998.7 | None | 159 | 0.024 | 11.5 | 118 | 0.018 | 8.39 | 159 | 0.024 | 11.5 | 118 | 0.018 | 6.67 | DEER:Res:ClothesDishWasher | Annual | 2 |  | Appl-CW-Top-ElecDHW-GasDry-Tier3DEER2017 | Appl-CW-Top-ElecDHW-GasDry-Tier3AnyMFm2003CZ03DEER2017 | 5843
Appl-CW-Top-ElecDHW-GasDry-Tier3 | DEER2017 | D17 v3 |  | Any | MFm | 2003 | CZ04 | rDXGF | Household | 1 | 998.7 | None | 164 | 0.03 | 12 | 121 | 0.023 | 8.78 | 164 | 0.03 | 12 | 121 | 0.023 | 6.44 | DEER:Res:ClothesDishWasher | Annual | 2 |  | Appl-CW-Top-ElecDHW-GasDry-Tier3DEER2017 | Appl-CW-Top-ElecDHW-GasDry-Tier3AnyMFm2003CZ04DEER2017 | 5844
Appl-CW-Top-ElecDHW-GasDry-Tier3 | DEER2017 | D17 v3 |  | Any | MFm | 2003 | CZ05 | rDXGF | Household | 1 | 998.7 | None | 161 | 0.023 | 11.1 | 119 | 0.017 | 8.14 | 161 | 0.023 | 11.1 | 119 | 0.017 | 6.04 | DEER:Res:ClothesDishWasher | Annual | 2 |  | Appl-CW-Top-ElecDHW-GasDry-Tier3DEER2017 | Appl-CW-Top-ElecDHW-GasDry-Tier3AnyMFm2003CZ05DEER2017 | 5845
Appl-CW-Top-ElecDHW-GasDry-Tier3 | DEER2017 | D17 v3 |  | Any | MFm | 2003 | CZ06 | rDXGF | Household | 1 | 1206 | None | 161 | 0.032 | 12.1 | 118 | 0.023 | 8.85 | 161 | 0.032 | 12.1 | 118 | 0.023 | 6.5 | DEER:Res:ClothesDishWasher | Annual | 2 |  | Appl-CW-Top-ElecDHW-GasDry-Tier3DEER2017 | Appl-CW-Top-ElecDHW-GasDry-Tier3AnyMFm2003CZ06DEER2017 | 5846
Appl-CW-Top-ElecDHW-GasDry-Tier3 | DEER2017 | D17 v3 |  | Any | MFm | 2003 | CZ07 | rDXGF | Household | 1 | 1206 | None | 165 | 0.027 | 12.3 | 121 | 0.02 | 8.99 | 165 | 0.027 | 12.3 | 121 | 0.02 | 6.76 | DEER:Res:ClothesDishWasher | Annual | 2 |  | Appl-CW-Top-ElecDHW-GasDry-Tier3DEER2017 | Appl-CW-Top-ElecDHW-GasDry-Tier3AnyMFm2003CZ07DEER2017 | 5847
Appl-CW-Top-ElecDHW-GasDry-Tier3 | DEER2017 | D17 v3 |  | Any | MFm | 2003 | CZ08 | rDXGF | Household | 1 | 1206 | None | 162 | 0.03 | 12.3 | 120 | 0.022 | 9.01 | 162 | 0.03 | 12.3 | 120 | 0.022 | 6.73 | DEER:Res:ClothesDishWasher | Annual | 2 |  | Appl-CW-Top-ElecDHW-GasDry-Tier3DEER2017 | Appl-CW-Top-ElecDHW-GasDry-Tier3AnyMFm2003CZ08DEER2017 | 5848
Appl-CW-Top-ElecDHW-GasDry-Tier3 | DEER2017 | D17 v3 |  | Any | MFm | 2003 | CZ09 | rDXGF | Household | 1 | 1126.6 | None | 159 | 0.026 | 11.9 | 116 | 0.018 | 8.67 | 159 | 0.026 | 11.9 | 116 | 0.018 | 6.47 | DEER:Res:ClothesDishWasher | Annual | 2 |  | Appl-CW-Top-ElecDHW-GasDry-Tier3DEER2017 | Appl-CW-Top-ElecDHW-GasDry-Tier3AnyMFm2003CZ09DEER2017 | 5849
Appl-CW-Top-ElecDHW-GasDry-Tier3 | DEER2017 | D17 v3 |  | Any | MFm | 2003 | CZ10 | rDXGF | Household | 1 | 1073.2 | None | 160 | 0.033 | 12.5 | 119 | 0.026 | 9.13 | 160 | 0.033 | 12.5 | 119 | 0.026 | 6.97 | DEER:Res:ClothesDishWasher | Annual | 2 |  | Appl-CW-Top-ElecDHW-GasDry-Tier3DEER2017 | Appl-CW-Top-ElecDHW-GasDry-Tier3AnyMFm2003CZ10DEER2017 | 5850
Appl-CW-Top-ElecDHW-GasDry-Tier3 | DEER2017 | D17 v3 |  | Any | MFm | 2003 | CZ11 | rDXGF | Household | 1 | 1073.2 | None | 165 | 0.027 | 11.8 | 122 | 0.02 | 8.62 | 165 | 0.027 | 11.8 | 122 | 0.02 | 6.96 | DEER:Res:ClothesDishWasher | Annual | 2 |  | Appl-CW-Top-ElecDHW-GasDry-Tier3DEER2017 | Appl-CW-Top-ElecDHW-GasDry-Tier3AnyMFm2003CZ11DEER2017 | 5851
Appl-CW-Top-ElecDHW-GasDry-Tier3 | DEER2017 | D17 v3 |  | Any | MFm | 2003 | CZ12 | rDXGF | Household | 1 | 1073.2 | None | 166 | 0.031 | 11.9 | 122 | 0.023 | 8.71 | 166 | 0.031 | 11.9 | 122 | 0.023 | 6.95 | DEER:Res:ClothesDishWasher | Annual | 2 |  | Appl-CW-Top-ElecDHW-GasDry-Tier3DEER2017 | Appl-CW-Top-ElecDHW-GasDry-Tier3AnyMFm2003CZ12DEER2017 | 5852
Appl-CW-Top-ElecDHW-GasDry-Tier3 | DEER2017 | D17 v3 |  | Any | MFm | 2003 | CZ13 | rDXGF | Household | 1 | 1073.2 | None | 165 | 0.028 | 12 | 122 | 0.021 | 8.79 | 165 | 0.028 | 12 | 122 | 0.021 | 6.94 | DEER:Res:ClothesDishWasher | Annual | 2 |  | Appl-CW-Top-ElecDHW-GasDry-Tier3DEER2017 | Appl-CW-Top-ElecDHW-GasDry-Tier3AnyMFm2003CZ13DEER2017 | 5853
Appl-CW-Top-ElecDHW-GasDry-Tier3 | DEER2017 | D17 v3 |  | Any | MFm | 2003 | CZ14 | rDXGF | Household | 1 | 1094.6 | None | 168 | 0.026 | 11.8 | 124 | 0.019 | 8.66 | 168 | 0.026 | 11.8 | 124 | 0.019 | 6.97 | DEER:Res:ClothesDishWasher | Annual | 2 |  | Appl-CW-Top-ElecDHW-GasDry-Tier3DEER2017 | Appl-CW-Top-ElecDHW-GasDry-Tier3AnyMFm2003CZ14DEER2017 | 5854
Appl-CW-Top-ElecDHW-GasDry-Tier3 | DEER2017 | D17 v3 |  | Any | MFm | 2003 | CZ15 | rDXGF | Household | 1 | 1094.6 | None | 157 | 0.025 | 12.8 | 115 | 0.019 | 9.39 | 157 | 0.025 | 12.8 | 115 | 0.019 | 6.82 | DEER:Res:ClothesDishWasher | Annual | 2 |  | Appl-CW-Top-ElecDHW-GasDry-Tier3DEER2017 | Appl-CW-Top-ElecDHW-GasDry-Tier3AnyMFm2003CZ15DEER2017 | 5855
Appl-CW-Top-ElecDHW-GasDry-Tier3 | DEER2017 | D17 v3 |  | Any | MFm | 2003 | CZ16 | rDXGF | Household | 1 | 998.7 | None | 176 | 0.03 | 11.3 | 130 | 0.023 | 8.29 | 176 | 0.03 | 11.3 | 130 | 0.023 | 6.96 | DEER:Res:ClothesDishWasher | Annual | 2 |  | Appl-CW-Top-ElecDHW-GasDry-Tier3DEER2017 | Appl-CW-Top-ElecDHW-GasDry-Tier3AnyMFm2003CZ16DEER2017 | 5856
Appl-CW-Top-ElecDHW-GasDry-Tier3 | DEER2017 | D17 v3 |  | Any | MFm | 2007 | CZ01 | rDXGF | Household | 1 | 998.7 | None | 164 | 0.022 | 10.2 | 121 | 0.016 | 7.41 | 164 | 0.022 | 10.2 | 121 | 0.016 | 7.41 | DEER:Res:ClothesDishWasher | Annual | 1720 |  | Appl-CW-Top-ElecDHW-GasDry-Tier3DEER2017 | Appl-CW-Top-ElecDHW-GasDry-Tier3AnyMFm2007CZ01DEER2017 | 5857
Appl-CW-Top-ElecDHW-GasDry-Tier3 | DEER2017 | D17 v3 |  | Any | MFm | 2007 | CZ02 | rDXGF | Household | 1 | 1073.2 | None | 164 | 0.03 | 11.7 | 121 | 0.022 | 8.61 | 164 | 0.03 | 11.7 | 121 | 0.022 | -1.29 | DEER:Res:ClothesDishWasher | Annual | 1721 |  | Appl-CW-Top-ElecDHW-GasDry-Tier3DEER2017 | Appl-CW-Top-ElecDHW-GasDry-Tier3AnyMFm2007CZ02DEER2017 | 5858
Appl-CW-Top-ElecDHW-GasDry-Tier3 | DEER2017 | D17 v3 |  | Any | MFm | 2007 | CZ03 | rDXGF | Household | 1 | 998.7 | None | 158 | 0.024 | 11.1 | 117 | 0.018 | 8.21 | 158 | 0.024 | 11.1 | 117 | 0.018 | 8.21 | DEER:Res:ClothesDishWasher | Annual | 1720 |  | Appl-CW-Top-ElecDHW-GasDry-Tier3DEER2017 | Appl-CW-Top-ElecDHW-GasDry-Tier3AnyMFm2007CZ03DEER2017 | 5859
Appl-CW-Top-ElecDHW-GasDry-Tier3 | DEER2017 | D17 v3 |  | Any | MFm | 2007 | CZ04 | rDXGF | Household | 1 | 998.7 | None | 164 | 0.027 | 12.1 | 122 | 0.021 | 8.85 | 164 | 0.027 | 12.1 | 122 | 0.021 | -1.09 | DEER:Res:ClothesDishWasher | Annual | 1721 |  | Appl-CW-Top-ElecDHW-GasDry-Tier3DEER2017 | Appl-CW-Top-ElecDHW-GasDry-Tier3AnyMFm2007CZ04DEER2017 | 5860
Appl-CW-Top-ElecDHW-GasDry-Tier3 | DEER2017 | D17 v3 |  | Any | MFm | 2007 | CZ05 | rDXGF | Household | 1 | 998.7 | None | 161 | 0.025 | 11.5 | 119 | 0.019 | 8.41 | 161 | 0.025 | 11.5 | 119 | 0.019 | 8.41 | DEER:Res:ClothesDishWasher | Annual | 1720 |  | Appl-CW-Top-ElecDHW-GasDry-Tier3DEER2017 | Appl-CW-Top-ElecDHW-GasDry-Tier3AnyMFm2007CZ05DEER2017 | 5861
Appl-CW-Top-ElecDHW-GasDry-Tier3 | DEER2017 | D17 v3 |  | Any | MFm | 2007 | CZ06 | rDXGF | Household | 1 | 1206 | None | 161 | 0.027 | 12 | 119 | 0.02 | 8.77 | 161 | 0.027 | 12 | 119 | 0.02 | -1.29 | DEER:Res:ClothesDishWasher | Annual | 1721 |  | Appl-CW-Top-ElecDHW-GasDry-Tier3DEER2017 | Appl-CW-Top-ElecDHW-GasDry-Tier3AnyMFm2007CZ06DEER2017 | 5862
Appl-CW-Top-ElecDHW-GasDry-Tier3 | DEER2017 | D17 v3 |  | Any | MFm | 2007 | CZ07 | rDXGF | Household | 1 | 1206 | None | 164 | 0.026 | 12 | 120 | 0.018 | 8.72 | 164 | 0.026 | 12 | 120 | 0.018 | 8.72 | DEER:Res:ClothesDishWasher | Annual | 1720 |  | Appl-CW-Top-ElecDHW-GasDry-Tier3DEER2017 | Appl-CW-Top-ElecDHW-GasDry-Tier3AnyMFm2007CZ07DEER2017 | 5863
Appl-CW-Top-ElecDHW-GasDry-Tier3 | DEER2017 | D17 v3 |  | Any | MFm | 2007 | CZ08 | rDXGF | Household | 1 | 1206 | None | 163 | 0.026 | 12.3 | 120 | 0.019 | 9 | 163 | 0.026 | 12.3 | 120 | 0.019 | -1.16 | DEER:Res:ClothesDishWasher | Annual | 1721 |  | Appl-CW-Top-ElecDHW-GasDry-Tier3DEER2017 | Appl-CW-Top-ElecDHW-GasDry-Tier3AnyMFm2007CZ08DEER2017 | 5864
Appl-CW-Top-ElecDHW-GasDry-Tier3 | DEER2017 | D17 v3 |  | Any | MFm | 2007 | CZ09 | rDXGF | Household | 1 | 1126.6 | None | 160 | 0.028 | 12.2 | 118 | 0.02 | 8.9 | 160 | 0.028 | 12.2 | 118 | 0.02 | 8.9 | DEER:Res:ClothesDishWasher | Annual | 1720 |  | Appl-CW-Top-ElecDHW-GasDry-Tier3DEER2017 | Appl-CW-Top-ElecDHW-GasDry-Tier3AnyMFm2007CZ09DEER2017 | 5865
Appl-CW-Top-ElecDHW-GasDry-Tier3 | DEER2017 | D17 v3 |  | Any | MFm | 2007 | CZ10 | rDXGF | Household | 1 | 1073.2 | None | 160 | 0.026 | 12.3 | 118 | 0.019 | 9.03 | 160 | 0.026 | 12.3 | 118 | 0.019 | -1.88 | DEER:Res:ClothesDishWasher | Annual | 1721 |  | Appl-CW-Top-ElecDHW-GasDry-Tier3DEER2017 | Appl-CW-Top-ElecDHW-GasDry-Tier3AnyMFm2007CZ10DEER2017 | 5866
Appl-CW-Top-ElecDHW-GasDry-Tier3 | DEER2017 | D17 v3 |  | Any | MFm | 2007 | CZ11 | rDXGF | Household | 1 | 1073.2 | None | 163 | 0.026 | 11.7 | 120 | 0.019 | 8.6 | 163 | 0.026 | 11.7 | 120 | 0.019 | 8.6 | DEER:Res:ClothesDishWasher | Annual | 1720 |  | Appl-CW-Top-ElecDHW-GasDry-Tier3DEER2017 | Appl-CW-Top-ElecDHW-GasDry-Tier3AnyMFm2007CZ11DEER2017 | 5867
Appl-CW-Top-ElecDHW-GasDry-Tier3 | DEER2017 | D17 v3 |  | Any | MFm | 2007 | CZ12 | rDXGF | Household | 1 | 1073.2 | None | 165 | 0.027 | 11.9 | 122 | 0.02 | 8.72 | 165 | 0.027 | 11.9 | 122 | 0.02 | -0.97 | DEER:Res:ClothesDishWasher | Annual | 1721 |  | Appl-CW-Top-ElecDHW-GasDry-Tier3DEER2017 | Appl-CW-Top-ElecDHW-GasDry-Tier3AnyMFm2007CZ12DEER2017 | 5868
Appl-CW-Top-ElecDHW-GasDry-Tier3 | DEER2017 | D17 v3 |  | Any | MFm | 2007 | CZ13 | rDXGF | Household | 1 | 1073.2 | None | 163 | 0.025 | 11.8 | 120 | 0.018 | 8.67 | 163 | 0.025 | 11.8 | 120 | 0.018 | 8.67 | DEER:Res:ClothesDishWasher | Annual | 1720 |  | Appl-CW-Top-ElecDHW-GasDry-Tier3DEER2017 | Appl-CW-Top-ElecDHW-GasDry-Tier3AnyMFm2007CZ13DEER2017 | 5869
Appl-CW-Top-ElecDHW-GasDry-Tier3 | DEER2017 | D17 v3 |  | Any | MFm | 2007 | CZ14 | rDXGF | Household | 1 | 1094.6 | None | 179 | 0.017 | 12.9 | 121 | 0.018 | 8.6 | 179 | 0.017 | 12.9 | 121 | 0.018 | -0.77 | DEER:Res:ClothesDishWasher | Annual | 1721 |  | Appl-CW-Top-ElecDHW-GasDry-Tier3DEER2017 | Appl-CW-Top-ElecDHW-GasDry-Tier3AnyMFm2007CZ14DEER2017 | 5870
Appl-CW-Top-ElecDHW-GasDry-Tier3 | DEER2017 | D17 v3 |  | Any | MFm | 2007 | CZ15 | rDXGF | Household | 1 | 1094.6 | None | 153 | 0.022 | 12.8 | 112 | 0.016 | 9.37 | 153 | 0.022 | 12.8 | 112 | 0.016 | 9.37 | DEER:Res:ClothesDishWasher | Annual | 1720 |  | Appl-CW-Top-ElecDHW-GasDry-Tier3DEER2017 | Appl-CW-Top-ElecDHW-GasDry-Tier3AnyMFm2007CZ15DEER2017 | 5871
Appl-CW-Top-ElecDHW-GasDry-Tier3 | DEER2017 | D17 v3 |  | Any | MFm | 2007 | CZ16 | rDXGF | Household | 1 | 998.7 | None | 174 | 0.027 | 11.2 | 128 | 0.02 | 8.23 | 174 | 0.027 | 11.2 | 128 | 0.02 | -0.79 | DEER:Res:ClothesDishWasher | Annual | 1721 |  | Appl-CW-Top-ElecDHW-GasDry-Tier3DEER2017 | Appl-CW-Top-ElecDHW-GasDry-Tier3AnyMFm2007CZ16DEER2017 | 5872
Appl-CW-Top-ElecDHW-GasDry-Tier3 | DEER2017 | D17 v3 |  | Any | MFm | 2011 | CZ01 | rDXGF | Household | 1 | 998.7 | None | 164 | 0.023 | 10.6 | 122 | 0.017 | 7.76 | 164 | 0.023 | 10.6 | 122 | 0.017 | 7.76 | DEER:Res:ClothesDishWasher | Annual | 1720 |  | Appl-CW-Top-ElecDHW-GasDry-Tier3DEER2017 | Appl-CW-Top-ElecDHW-GasDry-Tier3AnyMFm2011CZ01DEER2017 | 5873
Appl-CW-Top-ElecDHW-GasDry-Tier3 | DEER2017 | D17 v3 |  | Any | MFm | 2011 | CZ02 | rDXGF | Household | 1 | 1073.2 | None | 166 | 0.029 | 11.9 | 123 | 0.021 | 8.69 | 166 | 0.029 | 11.9 | 123 | 0.021 | -0.9 | DEER:Res:ClothesDishWasher | Annual | 1721 |  | Appl-CW-Top-ElecDHW-GasDry-Tier3DEER2017 | Appl-CW-Top-ElecDHW-GasDry-Tier3AnyMFm2011CZ02DEER2017 | 5874
Appl-CW-Top-ElecDHW-GasDry-Tier3 | DEER2017 | D17 v3 |  | Any | MFm | 2011 | CZ03 | rDXGF | Household | 1 | 998.7 | None | 159 | 0.025 | 11.4 | 118 | 0.018 | 8.36 | 159 | 0.025 | 11.4 | 118 | 0.018 | 8.36 | DEER:Res:ClothesDishWasher | Annual | 1720 |  | Appl-CW-Top-ElecDHW-GasDry-Tier3DEER2017 | Appl-CW-Top-ElecDHW-GasDry-Tier3AnyMFm2011CZ03DEER2017 | 5875
Appl-CW-Top-ElecDHW-GasDry-Tier3 | DEER2017 | D17 v3 |  | Any | MFm | 2011 | CZ04 | rDXGF | Household | 1 | 998.7 | None | 165 | 0.026 | 12.3 | 122 | 0.019 | 9.01 | 165 | 0.026 | 12.3 | 122 | 0.019 | -0.84 | DEER:Res:ClothesDishWasher | Annual | 1721 |  | Appl-CW-Top-ElecDHW-GasDry-Tier3DEER2017 | Appl-CW-Top-ElecDHW-GasDry-Tier3AnyMFm2011CZ04DEER2017 | 5876
Appl-CW-Top-ElecDHW-GasDry-Tier3 | DEER2017 | D17 v3 |  | Any | MFm | 2011 | CZ05 | rDXGF | Household | 1 | 998.7 | None | 162 | 0.025 | 11.6 | 120 | 0.018 | 8.49 | 162 | 0.025 | 11.6 | 120 | 0.018 | 8.49 | DEER:Res:ClothesDishWasher | Annual | 1720 |  | Appl-CW-Top-ElecDHW-GasDry-Tier3DEER2017 | Appl-CW-Top-ElecDHW-GasDry-Tier3AnyMFm2011CZ05DEER2017 | 5877
Appl-CW-Top-ElecDHW-GasDry-Tier3 | DEER2017 | D17 v3 |  | Any | MFm | 2011 | CZ06 | rDXGF | Household | 1 | 1206 | None | 160 | 0.027 | 12 | 118 | 0.019 | 8.78 | 160 | 0.027 | 12 | 118 | 0.019 | -1.05 | DEER:Res:ClothesDishWasher | Annual | 1721 |  | Appl-CW-Top-ElecDHW-GasDry-Tier3DEER2017 | Appl-CW-Top-ElecDHW-GasDry-Tier3AnyMFm2011CZ06DEER2017 | 5878
Appl-CW-Top-ElecDHW-GasDry-Tier3 | DEER2017 | D17 v3 |  | Any | MFm | 2011 | CZ07 | rDXGF | Household | 1 | 1206 | None | 167 | 0.027 | 12.3 | 123 | 0.02 | 9.03 | 167 | 0.027 | 12.3 | 123 | 0.02 | 9.03 | DEER:Res:ClothesDishWasher | Annual | 1720 |  | Appl-CW-Top-ElecDHW-GasDry-Tier3DEER2017 | Appl-CW-Top-ElecDHW-GasDry-Tier3AnyMFm2011CZ07DEER2017 | 5879
Appl-CW-Top-ElecDHW-GasDry-Tier3 | DEER2017 | D17 v3 |  | Any | MFm | 2011 | CZ08 | rDXGF | Household | 1 | 1206 | None | 163 | 0.023 | 12.4 | 124 | 0.023 | 9.19 | 163 | 0.023 | 12.4 | 124 | 0.023 | -1.13 | DEER:Res:ClothesDishWasher | Annual | 1721 |  | Appl-CW-Top-ElecDHW-GasDry-Tier3DEER2017 | Appl-CW-Top-ElecDHW-GasDry-Tier3AnyMFm2011CZ08DEER2017 | 5880
Appl-CW-Top-ElecDHW-GasDry-Tier3 | DEER2017 | D17 v3 |  | Any | MFm | 2011 | CZ09 | rDXGF | Household | 1 | 1126.6 | None | 162 | 0.028 | 12.3 | 119 | 0.021 | 9.01 | 162 | 0.028 | 12.3 | 119 | 0.021 | 9.01 | DEER:Res:ClothesDishWasher | Annual | 1720 |  | Appl-CW-Top-ElecDHW-GasDry-Tier3DEER2017 | Appl-CW-Top-ElecDHW-GasDry-Tier3AnyMFm2011CZ09DEER2017 | 5881
Appl-CW-Top-ElecDHW-GasDry-Tier3 | DEER2017 | D17 v3 |  | Any | MFm | 2011 | CZ10 | rDXGF | Household | 1 | 1073.2 | None | 163 | 0.03 | 12.5 | 119 | 0.021 | 9.15 | 163 | 0.03 | 12.5 | 119 | 0.021 | -1.09 | DEER:Res:ClothesDishWasher | Annual | 1721 |  | Appl-CW-Top-ElecDHW-GasDry-Tier3DEER2017 | Appl-CW-Top-ElecDHW-GasDry-Tier3AnyMFm2011CZ10DEER2017 | 5882
Appl-CW-Top-ElecDHW-GasDry-Tier3 | DEER2017 | D17 v3 |  | Any | MFm | 2011 | CZ11 | rDXGF | Household | 1 | 1073.2 | None | 164 | 0.026 | 11.9 | 120 | 0.019 | 8.69 | 164 | 0.026 | 11.9 | 120 | 0.019 | 8.69 | DEER:Res:ClothesDishWasher | Annual | 1720 |  | Appl-CW-Top-ElecDHW-GasDry-Tier3DEER2017 | Appl-CW-Top-ElecDHW-GasDry-Tier3AnyMFm2011CZ11DEER2017 | 5883
Appl-CW-Top-ElecDHW-GasDry-Tier3 | DEER2017 | D17 v3 |  | Any | MFm | 2011 | CZ12 | rDXGF | Household | 1 | 1073.2 | None | 166 | 0.027 | 12.1 | 121 | 0.019 | 8.79 | 166 | 0.027 | 12.1 | 121 | 0.019 | -1.07 | DEER:Res:ClothesDishWasher | Annual | 1721 |  | Appl-CW-Top-ElecDHW-GasDry-Tier3DEER2017 | Appl-CW-Top-ElecDHW-GasDry-Tier3AnyMFm2011CZ12DEER2017 | 5884
Appl-CW-Top-ElecDHW-GasDry-Tier3 | DEER2017 | D17 v3 |  | Any | MFm | 2011 | CZ13 | rDXGF | Household | 1 | 1073.2 | None | 164 | 0.026 | 12 | 121 | 0.019 | 8.75 | 164 | 0.026 | 12 | 121 | 0.019 | 8.75 | DEER:Res:ClothesDishWasher | Annual | 1720 |  | Appl-CW-Top-ElecDHW-GasDry-Tier3DEER2017 | Appl-CW-Top-ElecDHW-GasDry-Tier3AnyMFm2011CZ13DEER2017 | 5885
Appl-CW-Top-ElecDHW-GasDry-Tier3 | DEER2017 | D17 v3 |  | Any | MFm | 2011 | CZ14 | rDXGF | Household | 1 | 1094.6 | None | 164 | 0.023 | 11.8 | 123 | 0.018 | 8.72 | 164 | 0.023 | 11.8 | 123 | 0.018 | -0.38 | DEER:Res:ClothesDishWasher | Annual | 1721 |  | Appl-CW-Top-ElecDHW-GasDry-Tier3DEER2017 | Appl-CW-Top-ElecDHW-GasDry-Tier3AnyMFm2011CZ14DEER2017 | 5886
Appl-CW-Top-ElecDHW-GasDry-Tier3 | DEER2017 | D17 v3 |  | Any | MFm | 2011 | CZ15 | rDXGF | Household | 1 | 1094.6 | None | 153 | 0.023 | 12.9 | 112 | 0.017 | 9.4 | 153 | 0.023 | 12.9 | 112 | 0.017 | 9.4 | DEER:Res:ClothesDishWasher | Annual | 1720 |  | Appl-CW-Top-ElecDHW-GasDry-Tier3DEER2017 | Appl-CW-Top-ElecDHW-GasDry-Tier3AnyMFm2011CZ15DEER2017 | 5887
Appl-CW-Top-ElecDHW-GasDry-Tier3 | DEER2017 | D17 v3 |  | Any | MFm | 2011 | CZ16 | rDXGF | Household | 1 | 998.7 | None | 174 | 0.027 | 11.3 | 129 | 0.02 | 8.27 | 174 | 0.027 | 11.3 | 129 | 0.02 | -1.07 | DEER:Res:ClothesDishWasher | Annual | 1721 |  | Appl-CW-Top-ElecDHW-GasDry-Tier3DEER2017 | Appl-CW-Top-ElecDHW-GasDry-Tier3AnyMFm2011CZ16DEER2017 | 5888
Appl-CW-Top-ElecDHW-GasDry-Tier3 | DEER2017 | D17 v3 |  | Any | MFm | 2015 | CZ01 | rDXGF | Household | 1 | 998.7 | None | 165 | 0.023 | 10.8 | 122 | 0.017 | 7.91 | 165 | 0.023 | 10.8 | 122 | 0.017 | 7.91 | DEER:Res:ClothesDishWasher | Annual | 1720 |  | Appl-CW-Top-ElecDHW-GasDry-Tier3DEER2017 | Appl-CW-Top-ElecDHW-GasDry-Tier3AnyMFm2015CZ01DEER2017 | 5889
Appl-CW-Top-ElecDHW-GasDry-Tier3 | DEER2017 | D17 v3 |  | Any | MFm | 2015 | CZ02 | rDXGF | Household | 1 | 1073.2 | None | 164 | 0.027 | 11.7 | 121 | 0.02 | 8.54 | 164 | 0.027 | 11.7 | 121 | 0.02 | -1.59 | DEER:Res:ClothesDishWasher | Annual | 1721 |  | Appl-CW-Top-ElecDHW-GasDry-Tier3DEER2017 | Appl-CW-Top-ElecDHW-GasDry-Tier3AnyMFm2015CZ02DEER2017 | 5890
Appl-CW-Top-ElecDHW-GasDry-Tier3 | DEER2017 | D17 v3 |  | Any | MFm | 2015 | CZ03 | rDXGF | Household | 1 | 998.7 | None | 160 | 0.025 | 11.8 | 118 | 0.018 | 8.64 | 160 | 0.025 | 11.8 | 118 | 0.018 | 8.64 | DEER:Res:ClothesDishWasher | Annual | 1720 |  | Appl-CW-Top-ElecDHW-GasDry-Tier3DEER2017 | Appl-CW-Top-ElecDHW-GasDry-Tier3AnyMFm2015CZ03DEER2017 | 5891
Appl-CW-Top-ElecDHW-GasDry-Tier3 | DEER2017 | D17 v3 |  | Any | MFm | 2015 | CZ04 | rDXGF | Household | 1 | 998.7 | None | 166 | 0.028 | 12.3 | 122 | 0.021 | 9.04 | 166 | 0.028 | 12.3 | 122 | 0.021 | -1.22 | DEER:Res:ClothesDishWasher | Annual | 1721 |  | Appl-CW-Top-ElecDHW-GasDry-Tier3DEER2017 | Appl-CW-Top-ElecDHW-GasDry-Tier3AnyMFm2015CZ04DEER2017 | 5892
Appl-CW-Top-ElecDHW-GasDry-Tier3 | DEER2017 | D17 v3 |  | Any | MFm | 2015 | CZ05 | rDXGF | Household | 1 | 998.7 | None | 164 | 0.026 | 12.2 | 121 | 0.019 | 8.94 | 164 | 0.026 | 12.2 | 121 | 0.019 | 8.94 | DEER:Res:ClothesDishWasher | Annual | 1720 |  | Appl-CW-Top-ElecDHW-GasDry-Tier3DEER2017 | Appl-CW-Top-ElecDHW-GasDry-Tier3AnyMFm2015CZ05DEER2017 | 5893
Appl-CW-Top-ElecDHW-GasDry-Tier3 | DEER2017 | D17 v3 |  | Any | MFm | 2015 | CZ06 | rDXGF | Household | 1 | 1206 | None | 160 | 0.028 | 12.1 | 118 | 0.02 | 8.78 | 160 | 0.028 | 12.1 | 118 | 0.02 | -0.77 | DEER:Res:ClothesDishWasher | Annual | 1721 |  | Appl-CW-Top-ElecDHW-GasDry-Tier3DEER2017 | Appl-CW-Top-ElecDHW-GasDry-Tier3AnyMFm2015CZ06DEER2017 | 5894
Appl-CW-Top-ElecDHW-GasDry-Tier3 | DEER2017 | D17 v3 |  | Any | MFm | 2015 | CZ07 | rDXGF | Household | 1 | 1206 | None | 165 | 0.026 | 12.3 | 121 | 0.019 | 8.98 | 165 | 0.026 | 12.3 | 121 | 0.019 | 8.98 | DEER:Res:ClothesDishWasher | Annual | 1720 |  | Appl-CW-Top-ElecDHW-GasDry-Tier3DEER2017 | Appl-CW-Top-ElecDHW-GasDry-Tier3AnyMFm2015CZ07DEER2017 | 5895
Appl-CW-Top-ElecDHW-GasDry-Tier3 | DEER2017 | D17 v3 |  | Any | MFm | 2015 | CZ08 | rDXGF | Household | 1 | 1206 | None | 164 | 0.027 | 12.5 | 121 | 0.02 | 9.14 | 164 | 0.027 | 12.5 | 121 | 0.02 | -0.97 | DEER:Res:ClothesDishWasher | Annual | 1721 |  | Appl-CW-Top-ElecDHW-GasDry-Tier3DEER2017 | Appl-CW-Top-ElecDHW-GasDry-Tier3AnyMFm2015CZ08DEER2017 | 5896
Appl-CW-Top-ElecDHW-GasDry-Tier3 | DEER2017 | D17 v3 |  | Any | MFm | 2015 | CZ09 | rDXGF | Household | 1 | 1126.6 | None | 162 | 0.028 | 12.3 | 119 | 0.021 | 9.04 | 162 | 0.028 | 12.3 | 119 | 0.021 | 9.04 | DEER:Res:ClothesDishWasher | Annual | 1720 |  | Appl-CW-Top-ElecDHW-GasDry-Tier3DEER2017 | Appl-CW-Top-ElecDHW-GasDry-Tier3AnyMFm2015CZ09DEER2017 | 5897
Appl-CW-Top-ElecDHW-GasDry-Tier3 | DEER2017 | D17 v3 |  | Any | MFm | 2015 | CZ10 | rDXGF | Household | 1 | 1073.2 | None | 161 | 0.027 | 12.5 | 118 | 0.02 | 9.17 | 161 | 0.027 | 12.5 | 118 | 0.02 | -1.27 | DEER:Res:ClothesDishWasher | Annual | 1721 |  | Appl-CW-Top-ElecDHW-GasDry-Tier3DEER2017 | Appl-CW-Top-ElecDHW-GasDry-Tier3AnyMFm2015CZ10DEER2017 | 5898
Appl-CW-Top-ElecDHW-GasDry-Tier3 | DEER2017 | D17 v3 |  | Any | MFm | 2015 | CZ11 | rDXGF | Household | 1 | 1073.2 | None | 163 | 0.026 | 11.9 | 120 | 0.019 | 8.71 | 163 | 0.026 | 11.9 | 120 | 0.019 | 8.71 | DEER:Res:ClothesDishWasher | Annual | 1720 |  | Appl-CW-Top-ElecDHW-GasDry-Tier3DEER2017 | Appl-CW-Top-ElecDHW-GasDry-Tier3AnyMFm2015CZ11DEER2017 | 5899
Appl-CW-Top-ElecDHW-GasDry-Tier3 | DEER2017 | D17 v3 |  | Any | MFm | 2015 | CZ12 | rDXGF | Household | 1 | 1073.2 | None | 165 | 0.027 | 12 | 121 | 0.019 | 8.81 | 165 | 0.027 | 12 | 121 | 0.019 | -0.17 | DEER:Res:ClothesDishWasher | Annual | 1721 |  | Appl-CW-Top-ElecDHW-GasDry-Tier3DEER2017 | Appl-CW-Top-ElecDHW-GasDry-Tier3AnyMFm2015CZ12DEER2017 | 5900
Appl-CW-Top-ElecDHW-GasDry-Tier3 | DEER2017 | D17 v3 |  | Any | MFm | 2015 | CZ13 | rDXGF | Household | 1 | 1073.2 | None | 162 | 0.025 | 12 | 119 | 0.018 | 8.77 | 162 | 0.025 | 12 | 119 | 0.018 | 8.77 | DEER:Res:ClothesDishWasher | Annual | 1720 |  | Appl-CW-Top-ElecDHW-GasDry-Tier3DEER2017 | Appl-CW-Top-ElecDHW-GasDry-Tier3AnyMFm2015CZ13DEER2017 | 5901
Appl-CW-Top-ElecDHW-GasDry-Tier3 | DEER2017 | D17 v3 |  | Any | MFm | 2015 | CZ14 | rDXGF | Household | 1 | 1094.6 | None | 167 | 0.027 | 11.9 | 122 | 0.019 | 8.67 | 167 | 0.027 | 11.9 | 122 | 0.019 | -0.33 | DEER:Res:ClothesDishWasher | Annual | 1721 |  | Appl-CW-Top-ElecDHW-GasDry-Tier3DEER2017 | Appl-CW-Top-ElecDHW-GasDry-Tier3AnyMFm2015CZ14DEER2017 | 5902
Appl-CW-Top-ElecDHW-GasDry-Tier3 | DEER2017 | D17 v3 |  | Any | MFm | 2015 | CZ15 | rDXGF | Household | 1 | 1094.6 | None | 152 | 0.022 | 12.9 | 111 | 0.016 | 9.41 | 152 | 0.022 | 12.9 | 111 | 0.016 | 9.41 | DEER:Res:ClothesDishWasher | Annual | 1720 |  | Appl-CW-Top-ElecDHW-GasDry-Tier3DEER2017 | Appl-CW-Top-ElecDHW-GasDry-Tier3AnyMFm2015CZ15DEER2017 | 5903
Appl-CW-Top-ElecDHW-GasDry-Tier3 | DEER2017 | D17 v3 |  | Any | MFm | 2015 | CZ16 | rDXGF | Household | 1 | 998.7 | None | 173 | 0.027 | 11.1 | 128 | 0.02 | 8.14 | 173 | 0.027 | 11.1 | 128 | 0.02 | -0.57 | DEER:Res:ClothesDishWasher | Annual | 1721 |  | Appl-CW-Top-ElecDHW-GasDry-Tier3DEER2017 | Appl-CW-Top-ElecDHW-GasDry-Tier3AnyMFm2015CZ16DEER2017 | 5904
Appl-CW-Top-ElecDHW-GasDry-Tier3 | DEER2017 | D17 v3 |  | Any | MFm | 2017 | CZ01 | rDXGF | Household | 1 | 998.7 | None | 165 | 0.023 | 11 | 122 | 0.017 | 7.98 | 165 | 0.023 | 11 | 122 | 0.017 | 7.98 | DEER:Res:ClothesDishWasher | Annual | 1720 |  | Appl-CW-Top-ElecDHW-GasDry-Tier3DEER2017 | Appl-CW-Top-ElecDHW-GasDry-Tier3AnyMFm2017CZ01DEER2017 | 5905
Appl-CW-Top-ElecDHW-GasDry-Tier3 | DEER2017 | D17 v3 |  | Any | MFm | 2017 | CZ02 | rDXGF | Household | 1 | 1073.2 | None | 165 | 0.028 | 11.9 | 121 | 0.021 | 8.66 | 165 | 0.028 | 11.9 | 121 | 0.021 | -0.67 | DEER:Res:ClothesDishWasher | Annual | 1721 |  | Appl-CW-Top-ElecDHW-GasDry-Tier3DEER2017 | Appl-CW-Top-ElecDHW-GasDry-Tier3AnyMFm2017CZ02DEER2017 | 5906
Appl-CW-Top-ElecDHW-GasDry-Tier3 | DEER2017 | D17 v3 |  | Any | MFm | 2017 | CZ03 | rDXGF | Household | 1 | 998.7 | None | 160 | 0.025 | 11.5 | 118 | 0.018 | 8.58 | 160 | 0.025 | 11.5 | 118 | 0.018 | 8.58 | DEER:Res:ClothesDishWasher | Annual | 1720 |  | Appl-CW-Top-ElecDHW-GasDry-Tier3DEER2017 | Appl-CW-Top-ElecDHW-GasDry-Tier3AnyMFm2017CZ03DEER2017 | 5907
Appl-CW-Top-ElecDHW-GasDry-Tier3 | DEER2017 | D17 v3 |  | Any | MFm | 2017 | CZ04 | rDXGF | Household | 1 | 998.7 | None | 165 | 0.027 | 12.5 | 122 | 0.02 | 9.12 | 165 | 0.027 | 12.5 | 122 | 0.02 | -0.85 | DEER:Res:ClothesDishWasher | Annual | 1721 |  | Appl-CW-Top-ElecDHW-GasDry-Tier3DEER2017 | Appl-CW-Top-ElecDHW-GasDry-Tier3AnyMFm2017CZ04DEER2017 | 5908
Appl-CW-Top-ElecDHW-GasDry-Tier3 | DEER2017 | D17 v3 |  | Any | MFm | 2017 | CZ05 | rDXGF | Household | 1 | 998.7 | None | 164 | 0.026 | 12.3 | 121 | 0.02 | 9.01 | 164 | 0.026 | 12.3 | 121 | 0.02 | 9.01 | DEER:Res:ClothesDishWasher | Annual | 1720 |  | Appl-CW-Top-ElecDHW-GasDry-Tier3DEER2017 | Appl-CW-Top-ElecDHW-GasDry-Tier3AnyMFm2017CZ05DEER2017 | 5909
Appl-CW-Top-ElecDHW-GasDry-Tier3 | DEER2017 | D17 v3 |  | Any | MFm | 2017 | CZ06 | rDXGF | Household | 1 | 1206 | None | 160 | 0.027 | 12.1 | 118 | 0.02 | 8.82 | 160 | 0.027 | 12.1 | 118 | 0.02 | -0.87 | DEER:Res:ClothesDishWasher | Annual | 1721 |  | Appl-CW-Top-ElecDHW-GasDry-Tier3DEER2017 | Appl-CW-Top-ElecDHW-GasDry-Tier3AnyMFm2017CZ06DEER2017 | 5910
Appl-CW-Top-ElecDHW-GasDry-Tier3 | DEER2017 | D17 v3 |  | Any | MFm | 2017 | CZ07 | rDXGF | Household | 1 | 1206 | None | 165 | 0.026 | 12.3 | 121 | 0.019 | 8.99 | 165 | 0.026 | 12.3 | 121 | 0.019 | 8.99 | DEER:Res:ClothesDishWasher | Annual | 1720 |  | Appl-CW-Top-ElecDHW-GasDry-Tier3DEER2017 | Appl-CW-Top-ElecDHW-GasDry-Tier3AnyMFm2017CZ07DEER2017 | 5911
Appl-CW-Top-ElecDHW-GasDry-Tier3 | DEER2017 | D17 v3 |  | Any | MFm | 2017 | CZ08 | rDXGF | Household | 1 | 1206 | None | 163 | 0.025 | 12.5 | 120 | 0.018 | 9.18 | 163 | 0.025 | 12.5 | 120 | 0.018 | -1.07 | DEER:Res:ClothesDishWasher | Annual | 1721 |  | Appl-CW-Top-ElecDHW-GasDry-Tier3DEER2017 | Appl-CW-Top-ElecDHW-GasDry-Tier3AnyMFm2017CZ08DEER2017 | 5912
Appl-CW-Top-ElecDHW-GasDry-Tier3 | DEER2017 | D17 v3 |  | Any | MFm | 2017 | CZ09 | rDXGF | Household | 1 | 1126.6 | None | 160 | 0.027 | 12.4 | 118 | 0.02 | 9.04 | 160 | 0.027 | 12.4 | 118 | 0.02 | 9.04 | DEER:Res:ClothesDishWasher | Annual | 1720 |  | Appl-CW-Top-ElecDHW-GasDry-Tier3DEER2017 | Appl-CW-Top-ElecDHW-GasDry-Tier3AnyMFm2017CZ09DEER2017 | 5913
Appl-CW-Top-ElecDHW-GasDry-Tier3 | DEER2017 | D17 v3 |  | Any | MFm | 2017 | CZ10 | rDXGF | Household | 1 | 1073.2 | None | 161 | 0.027 | 12.6 | 119 | 0.019 | 9.24 | 161 | 0.027 | 12.6 | 119 | 0.019 | -0.92 | DEER:Res:ClothesDishWasher | Annual | 1721 |  | Appl-CW-Top-ElecDHW-GasDry-Tier3DEER2017 | Appl-CW-Top-ElecDHW-GasDry-Tier3AnyMFm2017CZ10DEER2017 | 5914
Appl-CW-Top-ElecDHW-GasDry-Tier3 | DEER2017 | D17 v3 |  | Any | MFm | 2017 | CZ11 | rDXGF | Household | 1 | 1073.2 | None | 161 | 0.024 | 11.9 | 118 | 0.017 | 8.69 | 161 | 0.024 | 11.9 | 118 | 0.017 | 8.69 | DEER:Res:ClothesDishWasher | Annual | 1720 |  | Appl-CW-Top-ElecDHW-GasDry-Tier3DEER2017 | Appl-CW-Top-ElecDHW-GasDry-Tier3AnyMFm2017CZ11DEER2017 | 5915
Appl-CW-Top-ElecDHW-GasDry-Tier3 | DEER2017 | D17 v3 |  | Any | MFm | 2017 | CZ12 | rDXGF | Household | 1 | 1073.2 | None | 164 | 0.026 | 12.1 | 121 | 0.019 | 8.82 | 164 | 0.026 | 12.1 | 121 | 0.019 | -0.98 | DEER:Res:ClothesDishWasher | Annual | 1721 |  | Appl-CW-Top-ElecDHW-GasDry-Tier3DEER2017 | Appl-CW-Top-ElecDHW-GasDry-Tier3AnyMFm2017CZ12DEER2017 | 5916
Appl-CW-Top-ElecDHW-GasDry-Tier3 | DEER2017 | D17 v3 |  | Any | MFm | 2017 | CZ13 | rDXGF | Household | 1 | 1073.2 | None | 163 | 0.027 | 12.1 | 121 | 0.02 | 8.84 | 163 | 0.027 | 12.1 | 121 | 0.02 | 8.84 | DEER:Res:ClothesDishWasher | Annual | 1720 |  | Appl-CW-Top-ElecDHW-GasDry-Tier3DEER2017 | Appl-CW-Top-ElecDHW-GasDry-Tier3AnyMFm2017CZ13DEER2017 | 5917
Appl-CW-Top-ElecDHW-GasDry-Tier3 | DEER2017 | D17 v3 |  | Any | MFm | 2017 | CZ14 | rDXGF | Household | 1 | 1094.6 | None | 166 | 0.026 | 11.9 | 122 | 0.019 | 8.71 | 166 | 0.026 | 11.9 | 122 | 0.019 | -0.35 | DEER:Res:ClothesDishWasher | Annual | 1721 |  | Appl-CW-Top-ElecDHW-GasDry-Tier3DEER2017 | Appl-CW-Top-ElecDHW-GasDry-Tier3AnyMFm2017CZ14DEER2017 | 5918
Appl-CW-Top-ElecDHW-GasDry-Tier3 | DEER2017 | D17 v3 |  | Any | MFm | 2017 | CZ15 | rDXGF | Household | 1 | 1094.6 | None | 151 | 0.022 | 12.9 | 111 | 0.016 | 9.4 | 151 | 0.022 | 12.9 | 111 | 0.016 | 9.4 | DEER:Res:ClothesDishWasher | Annual | 1720 |  | Appl-CW-Top-ElecDHW-GasDry-Tier3DEER2017 | Appl-CW-Top-ElecDHW-GasDry-Tier3AnyMFm2017CZ15DEER2017 | 5919
Appl-CW-Top-ElecDHW-GasDry-Tier3 | DEER2017 | D17 v3 |  | Any | MFm | 2017 | CZ16 | rDXGF | Household | 1 | 998.7 | None | 173 | 0.027 | 11.2 | 128 | 0.019 | 8.19 | 173 | 0.027 | 11.2 | 128 | 0.019 | -1.04 | DEER:Res:ClothesDishWasher | Annual | 1721 |  | Appl-CW-Top-ElecDHW-GasDry-Tier3DEER2017 | Appl-CW-Top-ElecDHW-GasDry-Tier3AnyMFm2017CZ16DEER2017 | 5920
Appl-CW-Top-ElecDHW-GasDry-Tier3 | DEER2017 | D17 v3 |  | Any | SFm | 1975 | CZ01 | rDXGF | Household | 1 | 1591 | None | 203 | 0.028 | 12.3 | 150 | 0.021 | 9.06 | 203 | 0.028 | 12.3 | 150 | 0.021 | 9.06 | DEER:Res:ClothesDishWasher | Annual | 1720 |  | Appl-CW-Top-ElecDHW-GasDry-Tier3DEER2017 | Appl-CW-Top-ElecDHW-GasDry-Tier3AnySFm1975CZ01DEER2017 | 5921
Appl-CW-Top-ElecDHW-GasDry-Tier3 | DEER2017 | D17 v3 |  | Any | SFm | 1975 | CZ02 | rDXGF | Household | 1 | 1591 | None | 204 | 0.054 | 12.6 | 150 | 0.039 | 9.26 | 204 | 0.054 | 12.6 | 150 | 0.039 | -1.46 | DEER:Res:ClothesDishWasher | Annual | 1721 |  | Appl-CW-Top-ElecDHW-GasDry-Tier3DEER2017 | Appl-CW-Top-ElecDHW-GasDry-Tier3AnySFm1975CZ02DEER2017 | 5922
Appl-CW-Top-ElecDHW-GasDry-Tier3 | DEER2017 | D17 v3 |  | Any | SFm | 1975 | CZ03 | rDXGF | Household | 1 | 1591 | None | 199 | 0.049 | 12.8 | 147 | 0.036 | 9.38 | 199 | 0.049 | 12.8 | 147 | 0.036 | 9.38 | DEER:Res:ClothesDishWasher | Annual | 1720 |  | Appl-CW-Top-ElecDHW-GasDry-Tier3DEER2017 | Appl-CW-Top-ElecDHW-GasDry-Tier3AnySFm1975CZ03DEER2017 | 5923
Appl-CW-Top-ElecDHW-GasDry-Tier3 | DEER2017 | D17 v3 |  | Any | SFm | 1975 | CZ04 | rDXGF | Household | 1 | 1591 | None | 204 | 0.049 | 13.6 | 151 | 0.036 | 9.95 | 204 | 0.049 | 13.6 | 151 | 0.036 | -1.22 | DEER:Res:ClothesDishWasher | Annual | 1721 |  | Appl-CW-Top-ElecDHW-GasDry-Tier3DEER2017 | Appl-CW-Top-ElecDHW-GasDry-Tier3AnySFm1975CZ04DEER2017 | 5924
Appl-CW-Top-ElecDHW-GasDry-Tier3 | DEER2017 | D17 v3 |  | Any | SFm | 1975 | CZ05 | rDXGF | Household | 1 | 1591 | None | 199 | 0.045 | 12 | 147 | 0.033 | 8.81 | 199 | 0.045 | 12 | 147 | 0.033 | 8.81 | DEER:Res:ClothesDishWasher | Annual | 1720 |  | Appl-CW-Top-ElecDHW-GasDry-Tier3DEER2017 | Appl-CW-Top-ElecDHW-GasDry-Tier3AnySFm1975CZ05DEER2017 | 5925
Appl-CW-Top-ElecDHW-GasDry-Tier3 | DEER2017 | D17 v3 |  | Any | SFm | 1975 | CZ06 | rDXGF | Household | 1 | 1528 | None | 203 | 0.044 | 14.3 | 150 | 0.032 | 10.5 | 203 | 0.044 | 14.3 | 150 | 0.032 | -1.21 | DEER:Res:ClothesDishWasher | Annual | 1721 |  | Appl-CW-Top-ElecDHW-GasDry-Tier3DEER2017 | Appl-CW-Top-ElecDHW-GasDry-Tier3AnySFm1975CZ06DEER2017 | 5926
Appl-CW-Top-ElecDHW-GasDry-Tier3 | DEER2017 | D17 v3 |  | Any | SFm | 1975 | CZ07 | rDXGF | Household | 1 | 1528 | None | 200 | 0.04 | 14.1 | 147 | 0.029 | 10.3 | 200 | 0.04 | 14.1 | 147 | 0.029 | 10.3 | DEER:Res:ClothesDishWasher | Annual | 1720 |  | Appl-CW-Top-ElecDHW-GasDry-Tier3DEER2017 | Appl-CW-Top-ElecDHW-GasDry-Tier3AnySFm1975CZ07DEER2017 | 5927
Appl-CW-Top-ElecDHW-GasDry-Tier3 | DEER2017 | D17 v3 |  | Any | SFm | 1975 | CZ08 | rDXGF | Household | 1 | 1528 | None | 204 | 0.043 | 14.3 | 150 | 0.032 | 10.4 | 204 | 0.043 | 14.3 | 150 | 0.032 | -1.03 | DEER:Res:ClothesDishWasher | Annual | 1721 |  | Appl-CW-Top-ElecDHW-GasDry-Tier3DEER2017 | Appl-CW-Top-ElecDHW-GasDry-Tier3AnySFm1975CZ08DEER2017 | 5928
Appl-CW-Top-ElecDHW-GasDry-Tier3 | DEER2017 | D17 v3 |  | Any | SFm | 1975 | CZ09 | rDXGF | Household | 1 | 1636 | None | 207 | 0.037 | 14 | 153 | 0.027 | 10.2 | 207 | 0.037 | 14 | 153 | 0.027 | 10.2 | DEER:Res:ClothesDishWasher | Annual | 1720 |  | Appl-CW-Top-ElecDHW-GasDry-Tier3DEER2017 | Appl-CW-Top-ElecDHW-GasDry-Tier3AnySFm1975CZ09DEER2017 | 5929
Appl-CW-Top-ElecDHW-GasDry-Tier3 | DEER2017 | D17 v3 |  | Any | SFm | 1975 | CZ10 | rDXGF | Household | 1 | 1636 | None | 202 | 0.046 | 13.5 | 149 | 0.034 | 9.87 | 202 | 0.046 | 13.5 | 149 | 0.034 | -1.31 | DEER:Res:ClothesDishWasher | Annual | 1721 |  | Appl-CW-Top-ElecDHW-GasDry-Tier3DEER2017 | Appl-CW-Top-ElecDHW-GasDry-Tier3AnySFm1975CZ10DEER2017 | 5930
Appl-CW-Top-ElecDHW-GasDry-Tier3 | DEER2017 | D17 v3 |  | Any | SFm | 1975 | CZ11 | rDXGF | Household | 1 | 1528 | None | 208 | 0.045 | 13.4 | 153 | 0.033 | 9.85 | 208 | 0.045 | 13.4 | 153 | 0.033 | 9.85 | DEER:Res:ClothesDishWasher | Annual | 1720 |  | Appl-CW-Top-ElecDHW-GasDry-Tier3DEER2017 | Appl-CW-Top-ElecDHW-GasDry-Tier3AnySFm1975CZ11DEER2017 | 5931
Appl-CW-Top-ElecDHW-GasDry-Tier3 | DEER2017 | D17 v3 |  | Any | SFm | 1975 | CZ12 | rDXGF | Household | 1 | 1528 | None | 206 | 0.047 | 13.3 | 152 | 0.034 | 9.7 | 206 | 0.047 | 13.3 | 152 | 0.034 | -0.91 | DEER:Res:ClothesDishWasher | Annual | 1721 |  | Appl-CW-Top-ElecDHW-GasDry-Tier3DEER2017 | Appl-CW-Top-ElecDHW-GasDry-Tier3AnySFm1975CZ12DEER2017 | 5932
Appl-CW-Top-ElecDHW-GasDry-Tier3 | DEER2017 | D17 v3 |  | Any | SFm | 1975 | CZ13 | rDXGF | Household | 1 | 1528 | None | 207 | 0.043 | 13 | 152 | 0.032 | 9.58 | 207 | 0.043 | 13 | 152 | 0.032 | 9.58 | DEER:Res:ClothesDishWasher | Annual | 1720 |  | Appl-CW-Top-ElecDHW-GasDry-Tier3DEER2017 | Appl-CW-Top-ElecDHW-GasDry-Tier3AnySFm1975CZ13DEER2017 | 5933
Appl-CW-Top-ElecDHW-GasDry-Tier3 | DEER2017 | D17 v3 |  | Any | SFm | 1975 | CZ14 | rDXGF | Household | 1 | 1555 | None | 214 | 0.038 | 13.5 | 157 | 0.028 | 9.91 | 214 | 0.038 | 13.5 | 157 | 0.028 | -0.37 | DEER:Res:ClothesDishWasher | Annual | 1721 |  | Appl-CW-Top-ElecDHW-GasDry-Tier3DEER2017 | Appl-CW-Top-ElecDHW-GasDry-Tier3AnySFm1975CZ14DEER2017 | 5934
Appl-CW-Top-ElecDHW-GasDry-Tier3 | DEER2017 | D17 v3 |  | Any | SFm | 1975 | CZ15 | rDXGF | Household | 1 | 1555 | None | 200 | 0.034 | 15.3 | 147 | 0.025 | 11.2 | 200 | 0.034 | 15.3 | 147 | 0.025 | 11.2 | DEER:Res:ClothesDishWasher | Annual | 1720 |  | Appl-CW-Top-ElecDHW-GasDry-Tier3DEER2017 | Appl-CW-Top-ElecDHW-GasDry-Tier3AnySFm1975CZ15DEER2017 | 5935
Appl-CW-Top-ElecDHW-GasDry-Tier3 | DEER2017 | D17 v3 |  | Any | SFm | 1975 | CZ16 | rDXGF | Household | 1 | 1591 | None | 220 | 0.041 | 12.9 | 162 | 0.03 | 9.45 | 220 | 0.041 | 12.9 | 162 | 0.03 | -0.58 | DEER:Res:ClothesDishWasher | Annual | 1721 |  | Appl-CW-Top-ElecDHW-GasDry-Tier3DEER2017 | Appl-CW-Top-ElecDHW-GasDry-Tier3AnySFm1975CZ16DEER2017 | 5936
Appl-CW-Top-ElecDHW-GasDry-Tier3 | DEER2017 | D17 v3 |  | Any | SFm | 1985 | CZ01 | rDXGF | Household | 1 | 1904 | None | 202 | 0.028 | 10.9 | 149 | 0.021 | 8.03 | 202 | 0.028 | 10.9 | 149 | 0.021 | 8.03 | DEER:Res:ClothesDishWasher | Annual | 1720 |  | Appl-CW-Top-ElecDHW-GasDry-Tier3DEER2017 | Appl-CW-Top-ElecDHW-GasDry-Tier3AnySFm1985CZ01DEER2017 | 5937
Appl-CW-Top-ElecDHW-GasDry-Tier3 | DEER2017 | D17 v3 |  | Any | SFm | 1985 | CZ02 | rDXGF | Household | 1 | 1904 | None | 202 | 0.043 | 11.7 | 149 | 0.031 | 8.61 | 202 | 0.043 | 11.7 | 149 | 0.031 | -0.71 | DEER:Res:ClothesDishWasher | Annual | 1721 |  | Appl-CW-Top-ElecDHW-GasDry-Tier3DEER2017 | Appl-CW-Top-ElecDHW-GasDry-Tier3AnySFm1985CZ02DEER2017 | 5938
Appl-CW-Top-ElecDHW-GasDry-Tier3 | DEER2017 | D17 v3 |  | Any | SFm | 1985 | CZ03 | rDXGF | Household | 1 | 1904 | None | 198 | 0.045 | 11.4 | 147 | 0.033 | 8.36 | 198 | 0.045 | 11.4 | 147 | 0.033 | 8.36 | DEER:Res:ClothesDishWasher | Annual | 1720 |  | Appl-CW-Top-ElecDHW-GasDry-Tier3DEER2017 | Appl-CW-Top-ElecDHW-GasDry-Tier3AnySFm1985CZ03DEER2017 | 5939
Appl-CW-Top-ElecDHW-GasDry-Tier3 | DEER2017 | D17 v3 |  | Any | SFm | 1985 | CZ04 | rDXGF | Household | 1 | 1904 | None | 207 | 0.047 | 12.7 | 152 | 0.034 | 9.31 | 207 | 0.047 | 12.7 | 152 | 0.034 | -0.78 | DEER:Res:ClothesDishWasher | Annual | 1721 |  | Appl-CW-Top-ElecDHW-GasDry-Tier3DEER2017 | Appl-CW-Top-ElecDHW-GasDry-Tier3AnySFm1985CZ04DEER2017 | 5940
Appl-CW-Top-ElecDHW-GasDry-Tier3 | DEER2017 | D17 v3 |  | Any | SFm | 1985 | CZ05 | rDXGF | Household | 1 | 1904 | None | 199 | 0.049 | 10.9 | 147 | 0.036 | 8.04 | 199 | 0.049 | 10.9 | 147 | 0.036 | 8.04 | DEER:Res:ClothesDishWasher | Annual | 1720 |  | Appl-CW-Top-ElecDHW-GasDry-Tier3DEER2017 | Appl-CW-Top-ElecDHW-GasDry-Tier3AnySFm1985CZ05DEER2017 | 5941
Appl-CW-Top-ElecDHW-GasDry-Tier3 | DEER2017 | D17 v3 |  | Any | SFm | 1985 | CZ06 | rDXGF | Household | 1 | 2064 | None | 203 | 0.046 | 13.7 | 149 | 0.037 | 10.1 | 203 | 0.046 | 13.7 | 149 | 0.037 | -0.96 | DEER:Res:ClothesDishWasher | Annual | 1721 |  | Appl-CW-Top-ElecDHW-GasDry-Tier3DEER2017 | Appl-CW-Top-ElecDHW-GasDry-Tier3AnySFm1985CZ06DEER2017 | 5942
Appl-CW-Top-ElecDHW-GasDry-Tier3 | DEER2017 | D17 v3 |  | Any | SFm | 1985 | CZ07 | rDXGF | Household | 1 | 2064 | None | 203 | 0.042 | 13.9 | 149 | 0.031 | 10.2 | 203 | 0.042 | 13.9 | 149 | 0.031 | 10.2 | DEER:Res:ClothesDishWasher | Annual | 1720 |  | Appl-CW-Top-ElecDHW-GasDry-Tier3DEER2017 | Appl-CW-Top-ElecDHW-GasDry-Tier3AnySFm1985CZ07DEER2017 | 5943
Appl-CW-Top-ElecDHW-GasDry-Tier3 | DEER2017 | D17 v3 |  | Any | SFm | 1985 | CZ08 | rDXGF | Household | 1 | 2064 | None | 208 | 0.036 | 13.9 | 152 | 0.026 | 10.2 | 208 | 0.036 | 13.9 | 152 | 0.026 | -0.99 | DEER:Res:ClothesDishWasher | Annual | 1721 |  | Appl-CW-Top-ElecDHW-GasDry-Tier3DEER2017 | Appl-CW-Top-ElecDHW-GasDry-Tier3AnySFm1985CZ08DEER2017 | 5944
Appl-CW-Top-ElecDHW-GasDry-Tier3 | DEER2017 | D17 v3 |  | Any | SFm | 1985 | CZ09 | rDXGF | Household | 1 | 1811 | None | 207 | 0.039 | 13.8 | 153 | 0.03 | 10.1 | 207 | 0.039 | 13.8 | 153 | 0.03 | 10.1 | DEER:Res:ClothesDishWasher | Annual | 1720 |  | Appl-CW-Top-ElecDHW-GasDry-Tier3DEER2017 | Appl-CW-Top-ElecDHW-GasDry-Tier3AnySFm1985CZ09DEER2017 | 5945
Appl-CW-Top-ElecDHW-GasDry-Tier3 | DEER2017 | D17 v3 |  | Any | SFm | 1985 | CZ10 | rDXGF | Household | 1 | 1811 | None | 205 | 0.043 | 13.4 | 151 | 0.031 | 9.8 | 205 | 0.043 | 13.4 | 151 | 0.031 | -0.87 | DEER:Res:ClothesDishWasher | Annual | 1721 |  | Appl-CW-Top-ElecDHW-GasDry-Tier3DEER2017 | Appl-CW-Top-ElecDHW-GasDry-Tier3AnySFm1985CZ10DEER2017 | 5946
Appl-CW-Top-ElecDHW-GasDry-Tier3 | DEER2017 | D17 v3 |  | Any | SFm | 1985 | CZ11 | rDXGF | Household | 1 | 1704 | None | 209 | 0.041 | 12.5 | 153 | 0.031 | 9.14 | 209 | 0.041 | 12.5 | 153 | 0.031 | 9.14 | DEER:Res:ClothesDishWasher | Annual | 1720 |  | Appl-CW-Top-ElecDHW-GasDry-Tier3DEER2017 | Appl-CW-Top-ElecDHW-GasDry-Tier3AnySFm1985CZ11DEER2017 | 5947
Appl-CW-Top-ElecDHW-GasDry-Tier3 | DEER2017 | D17 v3 |  | Any | SFm | 1985 | CZ12 | rDXGF | Household | 1 | 1704 | None | 205 | 0.049 | 12.5 | 151 | 0.035 | 9.16 | 205 | 0.049 | 12.5 | 151 | 0.035 | -1.01 | DEER:Res:ClothesDishWasher | Annual | 1721 |  | Appl-CW-Top-ElecDHW-GasDry-Tier3DEER2017 | Appl-CW-Top-ElecDHW-GasDry-Tier3AnySFm1985CZ12DEER2017 | 5948
Appl-CW-Top-ElecDHW-GasDry-Tier3 | DEER2017 | D17 v3 |  | Any | SFm | 1985 | CZ13 | rDXGF | Household | 1 | 1704 | None | 208 | 0.042 | 12.5 | 154 | 0.03 | 9.19 | 208 | 0.042 | 12.5 | 154 | 0.03 | 9.19 | DEER:Res:ClothesDishWasher | Annual | 1720 |  | Appl-CW-Top-ElecDHW-GasDry-Tier3DEER2017 | Appl-CW-Top-ElecDHW-GasDry-Tier3AnySFm1985CZ13DEER2017 | 5949
Appl-CW-Top-ElecDHW-GasDry-Tier3 | DEER2017 | D17 v3 |  | Any | SFm | 1985 | CZ14 | rDXGF | Household | 1 | 1741 | None | 214 | 0.037 | 12.6 | 157 | 0.028 | 9.25 | 214 | 0.037 | 12.6 | 157 | 0.028 | -0.35 | DEER:Res:ClothesDishWasher | Annual | 1721 |  | Appl-CW-Top-ElecDHW-GasDry-Tier3DEER2017 | Appl-CW-Top-ElecDHW-GasDry-Tier3AnySFm1985CZ14DEER2017 | 5950
Appl-CW-Top-ElecDHW-GasDry-Tier3 | DEER2017 | D17 v3 |  | Any | SFm | 1985 | CZ15 | rDXGF | Household | 1 | 1741 | None | 201 | 0.035 | 15 | 148 | 0.025 | 11 | 201 | 0.035 | 15 | 148 | 0.025 | 11 | DEER:Res:ClothesDishWasher | Annual | 1720 |  | Appl-CW-Top-ElecDHW-GasDry-Tier3DEER2017 | Appl-CW-Top-ElecDHW-GasDry-Tier3AnySFm1985CZ15DEER2017 | 5951
Appl-CW-Top-ElecDHW-GasDry-Tier3 | DEER2017 | D17 v3 |  | Any | SFm | 1985 | CZ16 | rDXGF | Household | 1 | 1904 | None | 219 | 0.044 | 12.1 | 162 | 0.032 | 8.87 | 219 | 0.044 | 12.1 | 162 | 0.032 | -1.06 | DEER:Res:ClothesDishWasher | Annual | 1721 |  | Appl-CW-Top-ElecDHW-GasDry-Tier3DEER2017 | Appl-CW-Top-ElecDHW-GasDry-Tier3AnySFm1985CZ16DEER2017 | 5952
Appl-CW-Top-ElecDHW-GasDry-Tier3 | DEER2017 | D17 v3 |  | Any | SFm | 1996 | CZ01 | rDXGF | Household | 1 | 2193 | None | 204 | 0.028 | 13 | 151 | 0.02 | 9.56 | 204 | 0.028 | 13 | 151 | 0.02 | 9.56 | DEER:Res:ClothesDishWasher | Annual | 1720 |  | Appl-CW-Top-ElecDHW-GasDry-Tier3DEER2017 | Appl-CW-Top-ElecDHW-GasDry-Tier3AnySFm1996CZ01DEER2017 | 5953
Appl-CW-Top-ElecDHW-GasDry-Tier3 | DEER2017 | D17 v3 |  | Any | SFm | 1996 | CZ02 | rDXGF | Household | 1 | 2193 | None | 206 | 0.05 | 13.1 | 151 | 0.033 | 9.63 | 206 | 0.05 | 13.1 | 151 | 0.033 | -1.17 | DEER:Res:ClothesDishWasher | Annual | 1721 |  | Appl-CW-Top-ElecDHW-GasDry-Tier3DEER2017 | Appl-CW-Top-ElecDHW-GasDry-Tier3AnySFm1996CZ02DEER2017 | 5954
Appl-CW-Top-ElecDHW-GasDry-Tier3 | DEER2017 | D17 v3 |  | Any | SFm | 1996 | CZ03 | rDXGF | Household | 1 | 2193 | None | 199 | 0.036 | 12.8 | 147 | 0.024 | 9.42 | 199 | 0.036 | 12.8 | 147 | 0.024 | 9.42 | DEER:Res:ClothesDishWasher | Annual | 1720 |  | Appl-CW-Top-ElecDHW-GasDry-Tier3DEER2017 | Appl-CW-Top-ElecDHW-GasDry-Tier3AnySFm1996CZ03DEER2017 | 5955
Appl-CW-Top-ElecDHW-GasDry-Tier3 | DEER2017 | D17 v3 |  | Any | SFm | 1996 | CZ04 | rDXGF | Household | 1 | 2193 | None | 205 | 0.047 | 13.4 | 151 | 0.035 | 9.84 | 205 | 0.047 | 13.4 | 151 | 0.035 | -1.08 | DEER:Res:ClothesDishWasher | Annual | 1721 |  | Appl-CW-Top-ElecDHW-GasDry-Tier3DEER2017 | Appl-CW-Top-ElecDHW-GasDry-Tier3AnySFm1996CZ04DEER2017 | 5956
Appl-CW-Top-ElecDHW-GasDry-Tier3 | DEER2017 | D17 v3 |  | Any | SFm | 1996 | CZ05 | rDXGF | Household | 1 | 2193 | None | 199 | 0.043 | 11.1 | 147 | 0.032 | 8.21 | 199 | 0.043 | 11.1 | 147 | 0.032 | 8.21 | DEER:Res:ClothesDishWasher | Annual | 1720 |  | Appl-CW-Top-ElecDHW-GasDry-Tier3DEER2017 | Appl-CW-Top-ElecDHW-GasDry-Tier3AnySFm1996CZ05DEER2017 | 5957
Appl-CW-Top-ElecDHW-GasDry-Tier3 | DEER2017 | D17 v3 |  | Any | SFm | 1996 | CZ06 | rDXGF | Household | 1 | 2297 | None | 201 | 0.047 | 14.1 | 149 | 0.033 | 10.3 | 201 | 0.047 | 14.1 | 149 | 0.033 | -1.05 | DEER:Res:ClothesDishWasher | Annual | 1721 |  | Appl-CW-Top-ElecDHW-GasDry-Tier3DEER2017 | Appl-CW-Top-ElecDHW-GasDry-Tier3AnySFm1996CZ06DEER2017 | 5958
Appl-CW-Top-ElecDHW-GasDry-Tier3 | DEER2017 | D17 v3 |  | Any | SFm | 1996 | CZ07 | rDXGF | Household | 1 | 2297 | None | 211 | 0.076 | 16.9 | 154 | 0.052 | 11.4 | 211 | 0.076 | 16.9 | 154 | 0.052 | 11.4 | DEER:Res:ClothesDishWasher | Annual | 1720 |  | Appl-CW-Top-ElecDHW-GasDry-Tier3DEER2017 | Appl-CW-Top-ElecDHW-GasDry-Tier3AnySFm1996CZ07DEER2017 | 5959
Appl-CW-Top-ElecDHW-GasDry-Tier3 | DEER2017 | D17 v3 |  | Any | SFm | 1996 | CZ08 | rDXGF | Household | 1 | 2297 | None | 206 | 0.034 | 14.5 | 152 | 0.023 | 10.6 | 206 | 0.034 | 14.5 | 152 | 0.023 | -0.89 | DEER:Res:ClothesDishWasher | Annual | 1721 |  | Appl-CW-Top-ElecDHW-GasDry-Tier3DEER2017 | Appl-CW-Top-ElecDHW-GasDry-Tier3AnySFm1996CZ08DEER2017 | 5960
Appl-CW-Top-ElecDHW-GasDry-Tier3 | DEER2017 | D17 v3 |  | Any | SFm | 1996 | CZ09 | rDXGF | Household | 1 | 2186 | None | 208 | 0.035 | 14.3 | 154 | 0.026 | 10.5 | 208 | 0.035 | 14.3 | 154 | 0.026 | 10.5 | DEER:Res:ClothesDishWasher | Annual | 1720 |  | Appl-CW-Top-ElecDHW-GasDry-Tier3DEER2017 | Appl-CW-Top-ElecDHW-GasDry-Tier3AnySFm1996CZ09DEER2017 | 5961
Appl-CW-Top-ElecDHW-GasDry-Tier3 | DEER2017 | D17 v3 |  | Any | SFm | 1996 | CZ10 | rDXGF | Household | 1 | 2186 | None | 208 | 0.038 | 13.7 | 154 | 0.028 | 10 | 208 | 0.038 | 13.7 | 154 | 0.028 | -1.34 | DEER:Res:ClothesDishWasher | Annual | 1721 |  | Appl-CW-Top-ElecDHW-GasDry-Tier3DEER2017 | Appl-CW-Top-ElecDHW-GasDry-Tier3AnySFm1996CZ10DEER2017 | 5962
Appl-CW-Top-ElecDHW-GasDry-Tier3 | DEER2017 | D17 v3 |  | Any | SFm | 1996 | CZ11 | rDXGF | Household | 1 | 2032 | None | 208 | 0.042 | 13.2 | 153 | 0.03 | 9.65 | 208 | 0.042 | 13.2 | 153 | 0.03 | 9.65 | DEER:Res:ClothesDishWasher | Annual | 1720 |  | Appl-CW-Top-ElecDHW-GasDry-Tier3DEER2017 | Appl-CW-Top-ElecDHW-GasDry-Tier3AnySFm1996CZ11DEER2017 | 5963
Appl-CW-Top-ElecDHW-GasDry-Tier3 | DEER2017 | D17 v3 |  | Any | SFm | 1996 | CZ12 | rDXGF | Household | 1 | 2032 | None | 208 | 0.052 | 13.3 | 153 | 0.033 | 9.73 | 208 | 0.052 | 13.3 | 153 | 0.033 | -0.65 | DEER:Res:ClothesDishWasher | Annual | 1721 |  | Appl-CW-Top-ElecDHW-GasDry-Tier3DEER2017 | Appl-CW-Top-ElecDHW-GasDry-Tier3AnySFm1996CZ12DEER2017 | 5964
Appl-CW-Top-ElecDHW-GasDry-Tier3 | DEER2017 | D17 v3 |  | Any | SFm | 1996 | CZ13 | rDXGF | Household | 1 | 2032 | None | 208 | 0.041 | 13 | 153 | 0.03 | 9.51 | 208 | 0.041 | 13 | 153 | 0.03 | 9.51 | DEER:Res:ClothesDishWasher | Annual | 1720 |  | Appl-CW-Top-ElecDHW-GasDry-Tier3DEER2017 | Appl-CW-Top-ElecDHW-GasDry-Tier3AnySFm1996CZ13DEER2017 | 5965
Appl-CW-Top-ElecDHW-GasDry-Tier3 | DEER2017 | D17 v3 |  | Any | SFm | 1996 | CZ14 | rDXGF | Household | 1 | 1758 | None | 212 | 0.035 | 13.1 | 157 | 0.026 | 9.59 | 212 | 0.035 | 13.1 | 157 | 0.026 | -0.65 | DEER:Res:ClothesDishWasher | Annual | 1721 |  | Appl-CW-Top-ElecDHW-GasDry-Tier3DEER2017 | Appl-CW-Top-ElecDHW-GasDry-Tier3AnySFm1996CZ14DEER2017 | 5966
Appl-CW-Top-ElecDHW-GasDry-Tier3 | DEER2017 | D17 v3 |  | Any | SFm | 1996 | CZ15 | rDXGF | Household | 1 | 1758 | None | 203 | 0.033 | 15.1 | 149 | 0.024 | 11.1 | 203 | 0.033 | 15.1 | 149 | 0.024 | 11.1 | DEER:Res:ClothesDishWasher | Annual | 1720 |  | Appl-CW-Top-ElecDHW-GasDry-Tier3DEER2017 | Appl-CW-Top-ElecDHW-GasDry-Tier3AnySFm1996CZ15DEER2017 | 5967
Appl-CW-Top-ElecDHW-GasDry-Tier3 | DEER2017 | D17 v3 |  | Any | SFm | 1996 | CZ16 | rDXGF | Household | 1 | 2193 | None | 221 | 0.042 | 13.8 | 163 | 0.03 | 10.1 | 221 | 0.042 | 13.8 | 163 | 0.03 | -0.61 | DEER:Res:ClothesDishWasher | Annual | 1721 |  | Appl-CW-Top-ElecDHW-GasDry-Tier3DEER2017 | Appl-CW-Top-ElecDHW-GasDry-Tier3AnySFm1996CZ16DEER2017 | 5968
Appl-CW-Top-ElecDHW-GasDry-Tier3 | DEER2017 | D17 v3 |  | Any | SFm | 2003 | CZ01 | rDXGF | Household | 1 | 2295.6 | None | 204 | 0.028 | 12.7 | 151 | 0.02 | 9.31 | 204 | 0.028 | 12.7 | 151 | 0.02 | 9.31 | DEER:Res:ClothesDishWasher | Annual | 1720 |  | Appl-CW-Top-ElecDHW-GasDry-Tier3DEER2017 | Appl-CW-Top-ElecDHW-GasDry-Tier3AnySFm2003CZ01DEER2017 | 5969
Appl-CW-Top-ElecDHW-GasDry-Tier3 | DEER2017 | D17 v3 |  | Any | SFm | 2003 | CZ02 | rDXGF | Household | 1 | 1948.8 | None | 207 | 0.047 | 13.1 | 153 | 0.034 | 9.62 | 207 | 0.047 | 13.1 | 153 | 0.034 | -0.65 | DEER:Res:ClothesDishWasher | Annual | 1721 |  | Appl-CW-Top-ElecDHW-GasDry-Tier3DEER2017 | Appl-CW-Top-ElecDHW-GasDry-Tier3AnySFm2003CZ02DEER2017 | 5970
Appl-CW-Top-ElecDHW-GasDry-Tier3 | DEER2017 | D17 v3 |  | Any | SFm | 2003 | CZ03 | rDXGF | Household | 1 | 2295.6 | None | 198 | 0.043 | 12.8 | 146 | 0.032 | 9.39 | 198 | 0.043 | 12.8 | 146 | 0.032 | 9.39 | DEER:Res:ClothesDishWasher | Annual | 1720 |  | Appl-CW-Top-ElecDHW-GasDry-Tier3DEER2017 | Appl-CW-Top-ElecDHW-GasDry-Tier3AnySFm2003CZ03DEER2017 | 5971
Appl-CW-Top-ElecDHW-GasDry-Tier3 | DEER2017 | D17 v3 |  | Any | SFm | 2003 | CZ04 | rDXGF | Household | 1 | 2295.6 | None | 209 | 0.046 | 13.6 | 153 | 0.032 | 9.99 | 209 | 0.046 | 13.6 | 153 | 0.032 | -0.67 | DEER:Res:ClothesDishWasher | Annual | 1721 |  | Appl-CW-Top-ElecDHW-GasDry-Tier3DEER2017 | Appl-CW-Top-ElecDHW-GasDry-Tier3AnySFm2003CZ04DEER2017 | 5972
Appl-CW-Top-ElecDHW-GasDry-Tier3 | DEER2017 | D17 v3 |  | Any | SFm | 2003 | CZ05 | rDXGF | Household | 1 | 2295.6 | None | 200 | 0.043 | 11.8 | 147 | 0.031 | 8.64 | 200 | 0.043 | 11.8 | 147 | 0.031 | 8.64 | DEER:Res:ClothesDishWasher | Annual | 1720 |  | Appl-CW-Top-ElecDHW-GasDry-Tier3DEER2017 | Appl-CW-Top-ElecDHW-GasDry-Tier3AnySFm2003CZ05DEER2017 | 5973
Appl-CW-Top-ElecDHW-GasDry-Tier3 | DEER2017 | D17 v3 |  | Any | SFm | 2003 | CZ06 | rDXGF | Household | 1 | 2392.9 | None | 208 | 0.041 | 14.5 | 146 | 0.037 | 10.6 | 208 | 0.041 | 14.5 | 146 | 0.037 | -0.83 | DEER:Res:ClothesDishWasher | Annual | 1721 |  | Appl-CW-Top-ElecDHW-GasDry-Tier3DEER2017 | Appl-CW-Top-ElecDHW-GasDry-Tier3AnySFm2003CZ06DEER2017 | 5974
Appl-CW-Top-ElecDHW-GasDry-Tier3 | DEER2017 | D17 v3 |  | Any | SFm | 2003 | CZ07 | rDXGF | Household | 1 | 2392.9 | None | 211 | 0.036 | 14 | 154 | 0.024 | 10.3 | 211 | 0.036 | 14 | 154 | 0.024 | 10.3 | DEER:Res:ClothesDishWasher | Annual | 1720 |  | Appl-CW-Top-ElecDHW-GasDry-Tier3DEER2017 | Appl-CW-Top-ElecDHW-GasDry-Tier3AnySFm2003CZ07DEER2017 | 5975
Appl-CW-Top-ElecDHW-GasDry-Tier3 | DEER2017 | D17 v3 |  | Any | SFm | 2003 | CZ08 | rDXGF | Household | 1 | 2392.9 | None | 214 | 0.034 | 14.6 | 158 | 0.025 | 10.7 | 214 | 0.034 | 14.6 | 158 | 0.025 | -0.96 | DEER:Res:ClothesDishWasher | Annual | 1721 |  | Appl-CW-Top-ElecDHW-GasDry-Tier3DEER2017 | Appl-CW-Top-ElecDHW-GasDry-Tier3AnySFm2003CZ08DEER2017 | 5976
Appl-CW-Top-ElecDHW-GasDry-Tier3 | DEER2017 | D17 v3 |  | Any | SFm | 2003 | CZ09 | rDXGF | Household | 1 | 2422.9 | None | 203 | 0.031 | 14.1 | 150 | 0.025 | 10.3 | 203 | 0.031 | 14.1 | 150 | 0.025 | 10.3 | DEER:Res:ClothesDishWasher | Annual | 1720 |  | Appl-CW-Top-ElecDHW-GasDry-Tier3DEER2017 | Appl-CW-Top-ElecDHW-GasDry-Tier3AnySFm2003CZ09DEER2017 | 5977
Appl-CW-Top-ElecDHW-GasDry-Tier3 | DEER2017 | D17 v3 |  | Any | SFm | 2003 | CZ10 | rDXGF | Household | 1 | 1948.8 | None | 209 | 0.033 | 13.7 | 153 | 0.024 | 10 | 209 | 0.033 | 13.7 | 153 | 0.024 | -0.91 | DEER:Res:ClothesDishWasher | Annual | 1721 |  | Appl-CW-Top-ElecDHW-GasDry-Tier3DEER2017 | Appl-CW-Top-ElecDHW-GasDry-Tier3AnySFm2003CZ10DEER2017 | 5978
Appl-CW-Top-ElecDHW-GasDry-Tier3 | DEER2017 | D17 v3 |  | Any | SFm | 2003 | CZ11 | rDXGF | Household | 1 | 1948.8 | None | 208 | 0.04 | 13.4 | 153 | 0.029 | 9.81 | 208 | 0.04 | 13.4 | 153 | 0.029 | 9.81 | DEER:Res:ClothesDishWasher | Annual | 1720 |  | Appl-CW-Top-ElecDHW-GasDry-Tier3DEER2017 | Appl-CW-Top-ElecDHW-GasDry-Tier3AnySFm2003CZ11DEER2017 | 5979
Appl-CW-Top-ElecDHW-GasDry-Tier3 | DEER2017 | D17 v3 |  | Any | SFm | 2003 | CZ12 | rDXGF | Household | 1 | 1948.8 | None | 206 | 0.043 | 13.4 | 152 | 0.031 | 9.81 | 206 | 0.043 | 13.4 | 152 | 0.031 | -0.82 | DEER:Res:ClothesDishWasher | Annual | 1721 |  | Appl-CW-Top-ElecDHW-GasDry-Tier3DEER2017 | Appl-CW-Top-ElecDHW-GasDry-Tier3AnySFm2003CZ12DEER2017 | 5980
Appl-CW-Top-ElecDHW-GasDry-Tier3 | DEER2017 | D17 v3 |  | Any | SFm | 2003 | CZ13 | rDXGF | Household | 1 | 1948.8 | None | 206 | 0.04 | 13.3 | 152 | 0.03 | 9.73 | 206 | 0.04 | 13.3 | 152 | 0.03 | 9.73 | DEER:Res:ClothesDishWasher | Annual | 1720 |  | Appl-CW-Top-ElecDHW-GasDry-Tier3DEER2017 | Appl-CW-Top-ElecDHW-GasDry-Tier3AnySFm2003CZ13DEER2017 | 5981
Appl-CW-Top-ElecDHW-GasDry-Tier3 | DEER2017 | D17 v3 |  | Any | SFm | 2003 | CZ14 | rDXGF | Household | 1 | 2160.9 | None | 215 | 0.033 | 13.2 | 158 | 0.024 | 9.67 | 215 | 0.033 | 13.2 | 158 | 0.024 | -0.29 | DEER:Res:ClothesDishWasher | Annual | 1721 |  | Appl-CW-Top-ElecDHW-GasDry-Tier3DEER2017 | Appl-CW-Top-ElecDHW-GasDry-Tier3AnySFm2003CZ14DEER2017 | 5982
Appl-CW-Top-ElecDHW-GasDry-Tier3 | DEER2017 | D17 v3 |  | Any | SFm | 2003 | CZ15 | rDXGF | Household | 1 | 2160.9 | None | 198 | 0.033 | 15.1 | 147 | 0.024 | 11 | 198 | 0.033 | 15.1 | 147 | 0.024 | 11 | DEER:Res:ClothesDishWasher | Annual | 1720 |  | Appl-CW-Top-ElecDHW-GasDry-Tier3DEER2017 | Appl-CW-Top-ElecDHW-GasDry-Tier3AnySFm2003CZ15DEER2017 | 5983
Appl-CW-Top-ElecDHW-GasDry-Tier3 | DEER2017 | D17 v3 |  | Any | SFm | 2003 | CZ16 | rDXGF | Household | 1 | 2295.6 | None | 214 | 0.04 | 13.9 | 158 | 0.029 | 10.2 | 214 | 0.04 | 13.9 | 158 | 0.029 | -1.19 | DEER:Res:ClothesDishWasher | Annual | 1721 |  | Appl-CW-Top-ElecDHW-GasDry-Tier3DEER2017 | Appl-CW-Top-ElecDHW-GasDry-Tier3AnySFm2003CZ16DEER2017 | 5984
Appl-CW-Top-ElecDHW-GasDry-Tier3 | DEER2017 | D17 v3 |  | Any | SFm | 2007 | CZ01 | rDXGF | Household | 1 | 2295.6 | None | 204 | 0.028 | 12.7 | 151 | 0.021 | 9.3 | 204 | 0.028 | 12.7 | 151 | 0.021 | 9.3 | DEER:Res:ClothesDishWasher | Annual | 1720 |  | Appl-CW-Top-ElecDHW-GasDry-Tier3DEER2017 | Appl-CW-Top-ElecDHW-GasDry-Tier3AnySFm2007CZ01DEER2017 | 5985
Appl-CW-Top-ElecDHW-GasDry-Tier3 | DEER2017 | D17 v3 |  | Any | SFm | 2007 | CZ02 | rDXGF | Household | 1 | 1948.8 | None | 205 | 0.039 | 12.4 | 151 | 0.029 | 9.07 | 205 | 0.039 | 12.4 | 151 | 0.029 | -1.62 | DEER:Res:ClothesDishWasher | Annual | 1721 |  | Appl-CW-Top-ElecDHW-GasDry-Tier3DEER2017 | Appl-CW-Top-ElecDHW-GasDry-Tier3AnySFm2007CZ02DEER2017 | 5986
Appl-CW-Top-ElecDHW-GasDry-Tier3 | DEER2017 | D17 v3 |  | Any | SFm | 2007 | CZ03 | rDXGF | Household | 1 | 2295.6 | None | 199 | 0.041 | 12.7 | 146 | 0.03 | 9.34 | 199 | 0.041 | 12.7 | 146 | 0.03 | 9.34 | DEER:Res:ClothesDishWasher | Annual | 1720 |  | Appl-CW-Top-ElecDHW-GasDry-Tier3DEER2017 | Appl-CW-Top-ElecDHW-GasDry-Tier3AnySFm2007CZ03DEER2017 | 5987
Appl-CW-Top-ElecDHW-GasDry-Tier3 | DEER2017 | D17 v3 |  | Any | SFm | 2007 | CZ04 | rDXGF | Household | 1 | 2295.6 | None | 206 | 0.039 | 13.4 | 151 | 0.028 | 9.8 | 206 | 0.039 | 13.4 | 151 | 0.028 | -1.41 | DEER:Res:ClothesDishWasher | Annual | 1721 |  | Appl-CW-Top-ElecDHW-GasDry-Tier3DEER2017 | Appl-CW-Top-ElecDHW-GasDry-Tier3AnySFm2007CZ04DEER2017 | 5988
Appl-CW-Top-ElecDHW-GasDry-Tier3 | DEER2017 | D17 v3 |  | Any | SFm | 2007 | CZ05 | rDXGF | Household | 1 | 2295.6 | None | 199 | 0.038 | 11.7 | 147 | 0.027 | 8.59 | 199 | 0.038 | 11.7 | 147 | 0.027 | 8.59 | DEER:Res:ClothesDishWasher | Annual | 1720 |  | Appl-CW-Top-ElecDHW-GasDry-Tier3DEER2017 | Appl-CW-Top-ElecDHW-GasDry-Tier3AnySFm2007CZ05DEER2017 | 5989
Appl-CW-Top-ElecDHW-GasDry-Tier3 | DEER2017 | D17 v3 |  | Any | SFm | 2007 | CZ06 | rDXGF | Household | 1 | 2392.9 | None | 205 | 0.039 | 14 | 151 | 0.03 | 10.3 | 205 | 0.039 | 14 | 151 | 0.03 | -1.38 | DEER:Res:ClothesDishWasher | Annual | 1721 |  | Appl-CW-Top-ElecDHW-GasDry-Tier3DEER2017 | Appl-CW-Top-ElecDHW-GasDry-Tier3AnySFm2007CZ06DEER2017 | 5990
Appl-CW-Top-ElecDHW-GasDry-Tier3 | DEER2017 | D17 v3 |  | Any | SFm | 2007 | CZ07 | rDXGF | Household | 1 | 2392.9 | None | 207 | 0.036 | 14.5 | 152 | 0.026 | 10.6 | 207 | 0.036 | 14.5 | 152 | 0.026 | 10.6 | DEER:Res:ClothesDishWasher | Annual | 1720 |  | Appl-CW-Top-ElecDHW-GasDry-Tier3DEER2017 | Appl-CW-Top-ElecDHW-GasDry-Tier3AnySFm2007CZ07DEER2017 | 5991
Appl-CW-Top-ElecDHW-GasDry-Tier3 | DEER2017 | D17 v3 |  | Any | SFm | 2007 | CZ08 | rDXGF | Household | 1 | 2392.9 | None | 207 | 0.032 | 14.6 | 153 | 0.023 | 10.7 | 207 | 0.032 | 14.6 | 153 | 0.023 | -1.1 | DEER:Res:ClothesDishWasher | Annual | 1721 |  | Appl-CW-Top-ElecDHW-GasDry-Tier3DEER2017 | Appl-CW-Top-ElecDHW-GasDry-Tier3AnySFm2007CZ08DEER2017 | 5992
Appl-CW-Top-ElecDHW-GasDry-Tier3 | DEER2017 | D17 v3 |  | Any | SFm | 2007 | CZ09 | rDXGF | Household | 1 | 2422.9 | None | 203 | 0.028 | 14.4 | 149 | 0.021 | 10.5 | 203 | 0.028 | 14.4 | 149 | 0.021 | 10.5 | DEER:Res:ClothesDishWasher | Annual | 1720 |  | Appl-CW-Top-ElecDHW-GasDry-Tier3DEER2017 | Appl-CW-Top-ElecDHW-GasDry-Tier3AnySFm2007CZ09DEER2017 | 5993
Appl-CW-Top-ElecDHW-GasDry-Tier3 | DEER2017 | D17 v3 |  | Any | SFm | 2007 | CZ10 | rDXGF | Household | 1 | 1948.8 | None | 205 | 0.03 | 13.6 | 151 | 0.022 | 10 | 205 | 0.03 | 13.6 | 151 | 0.022 | -1.51 | DEER:Res:ClothesDishWasher | Annual | 1721 |  | Appl-CW-Top-ElecDHW-GasDry-Tier3DEER2017 | Appl-CW-Top-ElecDHW-GasDry-Tier3AnySFm2007CZ10DEER2017 | 5994
Appl-CW-Top-ElecDHW-GasDry-Tier3 | DEER2017 | D17 v3 |  | Any | SFm | 2007 | CZ11 | rDXGF | Household | 1 | 1948.8 | None | 204 | 0.032 | 13.2 | 150 | 0.024 | 9.66 | 204 | 0.032 | 13.2 | 150 | 0.024 | 9.66 | DEER:Res:ClothesDishWasher | Annual | 1720 |  | Appl-CW-Top-ElecDHW-GasDry-Tier3DEER2017 | Appl-CW-Top-ElecDHW-GasDry-Tier3AnySFm2007CZ11DEER2017 | 5995
Appl-CW-Top-ElecDHW-GasDry-Tier3 | DEER2017 | D17 v3 |  | Any | SFm | 2007 | CZ12 | rDXGF | Household | 1 | 1948.8 | None | 204 | 0.038 | 13.6 | 150 | 0.028 | 9.94 | 204 | 0.038 | 13.6 | 150 | 0.028 | -0.89 | DEER:Res:ClothesDishWasher | Annual | 1721 |  | Appl-CW-Top-ElecDHW-GasDry-Tier3DEER2017 | Appl-CW-Top-ElecDHW-GasDry-Tier3AnySFm2007CZ12DEER2017 | 5996
Appl-CW-Top-ElecDHW-GasDry-Tier3 | DEER2017 | D17 v3 |  | Any | SFm | 2007 | CZ13 | rDXGF | Household | 1 | 1948.8 | None | 204 | 0.034 | 13.7 | 150 | 0.025 | 10.1 | 204 | 0.034 | 13.7 | 150 | 0.025 | 10.1 | DEER:Res:ClothesDishWasher | Annual | 1720 |  | Appl-CW-Top-ElecDHW-GasDry-Tier3DEER2017 | Appl-CW-Top-ElecDHW-GasDry-Tier3AnySFm2007CZ13DEER2017 | 5997
Appl-CW-Top-ElecDHW-GasDry-Tier3 | DEER2017 | D17 v3 |  | Any | SFm | 2007 | CZ14 | rDXGF | Household | 1 | 2160.9 | None | 208 | 0.031 | 13.1 | 153 | 0.023 | 9.59 | 208 | 0.031 | 13.1 | 153 | 0.023 | -0.74 | DEER:Res:ClothesDishWasher | Annual | 1721 |  | Appl-CW-Top-ElecDHW-GasDry-Tier3DEER2017 | Appl-CW-Top-ElecDHW-GasDry-Tier3AnySFm2007CZ14DEER2017 | 5998
Appl-CW-Top-ElecDHW-GasDry-Tier3 | DEER2017 | D17 v3 |  | Any | SFm | 2007 | CZ15 | rDXGF | Household | 1 | 2160.9 | None | 194 | 0.029 | 15.2 | 142 | 0.021 | 11.2 | 194 | 0.029 | 15.2 | 142 | 0.021 | 11.2 | DEER:Res:ClothesDishWasher | Annual | 1720 |  | Appl-CW-Top-ElecDHW-GasDry-Tier3DEER2017 | Appl-CW-Top-ElecDHW-GasDry-Tier3AnySFm2007CZ15DEER2017 | 5999
Appl-CW-Top-ElecDHW-GasDry-Tier3 | DEER2017 | D17 v3 |  | Any | SFm | 2007 | CZ16 | rDXGF | Household | 1 | 2295.6 | None | 214 | 0.038 | 13.9 | 159 | 0.028 | 10.2 | 214 | 0.038 | 13.9 | 159 | 0.028 | -0.79 | DEER:Res:ClothesDishWasher | Annual | 1721 |  | Appl-CW-Top-ElecDHW-GasDry-Tier3DEER2017 | Appl-CW-Top-ElecDHW-GasDry-Tier3AnySFm2007CZ16DEER2017 | 6000
Appl-CW-Top-ElecDHW-GasDry-Tier3 | DEER2017 | D17 v3 |  | Any | SFm | 2011 | CZ01 | rDXGF | Household | 1 | 2295.6 | None | 204 | 0.028 | 12.9 | 151 | 0.021 | 9.45 | 204 | 0.028 | 12.9 | 151 | 0.021 | 9.45 | DEER:Res:ClothesDishWasher | Annual | 1720 |  | Appl-CW-Top-ElecDHW-GasDry-Tier3DEER2017 | Appl-CW-Top-ElecDHW-GasDry-Tier3AnySFm2011CZ01DEER2017 | 6001
Appl-CW-Top-ElecDHW-GasDry-Tier3 | DEER2017 | D17 v3 |  | Any | SFm | 2011 | CZ02 | rDXGF | Household | 1 | 1948.8 | None | 206 | 0.039 | 12.5 | 152 | 0.029 | 9.18 | 206 | 0.039 | 12.5 | 152 | 0.029 | -0.85 | DEER:Res:ClothesDishWasher | Annual | 1721 |  | Appl-CW-Top-ElecDHW-GasDry-Tier3DEER2017 | Appl-CW-Top-ElecDHW-GasDry-Tier3AnySFm2011CZ02DEER2017 | 6002
Appl-CW-Top-ElecDHW-GasDry-Tier3 | DEER2017 | D17 v3 |  | Any | SFm | 2011 | CZ03 | rDXGF | Household | 1 | 2295.6 | None | 199 | 0.038 | 12.9 | 147 | 0.031 | 9.42 | 199 | 0.038 | 12.9 | 147 | 0.031 | 9.42 | DEER:Res:ClothesDishWasher | Annual | 1720 |  | Appl-CW-Top-ElecDHW-GasDry-Tier3DEER2017 | Appl-CW-Top-ElecDHW-GasDry-Tier3AnySFm2011CZ03DEER2017 | 6003
Appl-CW-Top-ElecDHW-GasDry-Tier3 | DEER2017 | D17 v3 |  | Any | SFm | 2011 | CZ04 | rDXGF | Household | 1 | 2295.6 | None | 206 | 0.044 | 13.4 | 152 | 0.033 | 9.83 | 206 | 0.044 | 13.4 | 152 | 0.033 | -0.82 | DEER:Res:ClothesDishWasher | Annual | 1721 |  | Appl-CW-Top-ElecDHW-GasDry-Tier3DEER2017 | Appl-CW-Top-ElecDHW-GasDry-Tier3AnySFm2011CZ04DEER2017 | 6004
Appl-CW-Top-ElecDHW-GasDry-Tier3 | DEER2017 | D17 v3 |  | Any | SFm | 2011 | CZ05 | rDXGF | Household | 1 | 2295.6 | None | 198 | 0.041 | 11.7 | 146 | 0.03 | 8.64 | 198 | 0.041 | 11.7 | 146 | 0.03 | 8.64 | DEER:Res:ClothesDishWasher | Annual | 1720 |  | Appl-CW-Top-ElecDHW-GasDry-Tier3DEER2017 | Appl-CW-Top-ElecDHW-GasDry-Tier3AnySFm2011CZ05DEER2017 | 6005
Appl-CW-Top-ElecDHW-GasDry-Tier3 | DEER2017 | D17 v3 |  | Any | SFm | 2011 | CZ06 | rDXGF | Household | 1 | 2392.9 | None | 199 | 0.038 | 13.9 | 147 | 0.028 | 10.2 | 199 | 0.038 | 13.9 | 147 | 0.028 | -1.1 | DEER:Res:ClothesDishWasher | Annual | 1721 |  | Appl-CW-Top-ElecDHW-GasDry-Tier3DEER2017 | Appl-CW-Top-ElecDHW-GasDry-Tier3AnySFm2011CZ06DEER2017 | 6006
Appl-CW-Top-ElecDHW-GasDry-Tier3 | DEER2017 | D17 v3 |  | Any | SFm | 2011 | CZ07 | rDXGF | Household | 1 | 2392.9 | None | 214 | 0.043 | 15.5 | 155 | 0.028 | 11.2 | 214 | 0.043 | 15.5 | 155 | 0.028 | 11.2 | DEER:Res:ClothesDishWasher | Annual | 1720 |  | Appl-CW-Top-ElecDHW-GasDry-Tier3DEER2017 | Appl-CW-Top-ElecDHW-GasDry-Tier3AnySFm2011CZ07DEER2017 | 6007
Appl-CW-Top-ElecDHW-GasDry-Tier3 | DEER2017 | D17 v3 |  | Any | SFm | 2011 | CZ08 | rDXGF | Household | 1 | 2392.9 | None | 210 | 0.031 | 14.8 | 153 | 0.023 | 10.9 | 210 | 0.031 | 14.8 | 153 | 0.023 | -1.21 | DEER:Res:ClothesDishWasher | Annual | 1721 |  | Appl-CW-Top-ElecDHW-GasDry-Tier3DEER2017 | Appl-CW-Top-ElecDHW-GasDry-Tier3AnySFm2011CZ08DEER2017 | 6008
Appl-CW-Top-ElecDHW-GasDry-Tier3 | DEER2017 | D17 v3 |  | Any | SFm | 2011 | CZ09 | rDXGF | Household | 1 | 2422.9 | None | 207 | 0.032 | 14.8 | 153 | 0.024 | 10.9 | 207 | 0.032 | 14.8 | 153 | 0.024 | 10.9 | DEER:Res:ClothesDishWasher | Annual | 1720 |  | Appl-CW-Top-ElecDHW-GasDry-Tier3DEER2017 | Appl-CW-Top-ElecDHW-GasDry-Tier3AnySFm2011CZ09DEER2017 | 6009
Appl-CW-Top-ElecDHW-GasDry-Tier3 | DEER2017 | D17 v3 |  | Any | SFm | 2011 | CZ10 | rDXGF | Household | 1 | 1948.8 | None | 205 | 0.03 | 13.7 | 151 | 0.022 | 10.1 | 205 | 0.03 | 13.7 | 151 | 0.022 | -1.06 | DEER:Res:ClothesDishWasher | Annual | 1721 |  | Appl-CW-Top-ElecDHW-GasDry-Tier3DEER2017 | Appl-CW-Top-ElecDHW-GasDry-Tier3AnySFm2011CZ10DEER2017 | 6010
Appl-CW-Top-ElecDHW-GasDry-Tier3 | DEER2017 | D17 v3 |  | Any | SFm | 2011 | CZ11 | rDXGF | Household | 1 | 1948.8 | None | 204 | 0.033 | 13.3 | 150 | 0.024 | 9.76 | 204 | 0.033 | 13.3 | 150 | 0.024 | 9.76 | DEER:Res:ClothesDishWasher | Annual | 1720 |  | Appl-CW-Top-ElecDHW-GasDry-Tier3DEER2017 | Appl-CW-Top-ElecDHW-GasDry-Tier3AnySFm2011CZ11DEER2017 | 6011
Appl-CW-Top-ElecDHW-GasDry-Tier3 | DEER2017 | D17 v3 |  | Any | SFm | 2011 | CZ12 | rDXGF | Household | 1 | 1948.8 | None | 205 | 0.039 | 13.7 | 151 | 0.028 | 10.1 | 205 | 0.039 | 13.7 | 151 | 0.028 | -1.09 | DEER:Res:ClothesDishWasher | Annual | 1721 |  | Appl-CW-Top-ElecDHW-GasDry-Tier3DEER2017 | Appl-CW-Top-ElecDHW-GasDry-Tier3AnySFm2011CZ12DEER2017 | 6012
Appl-CW-Top-ElecDHW-GasDry-Tier3 | DEER2017 | D17 v3 |  | Any | SFm | 2011 | CZ13 | rDXGF | Household | 1 | 1948.8 | None | 205 | 0.034 | 13.9 | 151 | 0.025 | 10.2 | 205 | 0.034 | 13.9 | 151 | 0.025 | 10.2 | DEER:Res:ClothesDishWasher | Annual | 1720 |  | Appl-CW-Top-ElecDHW-GasDry-Tier3DEER2017 | Appl-CW-Top-ElecDHW-GasDry-Tier3AnySFm2011CZ13DEER2017 | 6013
Appl-CW-Top-ElecDHW-GasDry-Tier3 | DEER2017 | D17 v3 |  | Any | SFm | 2011 | CZ14 | rDXGF | Household | 1 | 2160.9 | None | 209 | 0.031 | 13.3 | 155 | 0.023 | 9.72 | 209 | 0.031 | 13.3 | 155 | 0.023 | -0.44 | DEER:Res:ClothesDishWasher | Annual | 1721 |  | Appl-CW-Top-ElecDHW-GasDry-Tier3DEER2017 | Appl-CW-Top-ElecDHW-GasDry-Tier3AnySFm2011CZ14DEER2017 | 6014
Appl-CW-Top-ElecDHW-GasDry-Tier3 | DEER2017 | D17 v3 |  | Any | SFm | 2011 | CZ15 | rDXGF | Household | 1 | 2160.9 | None | 195 | 0.03 | 15.3 | 143 | 0.022 | 11.2 | 195 | 0.03 | 15.3 | 143 | 0.022 | 11.2 | DEER:Res:ClothesDishWasher | Annual | 1720 |  | Appl-CW-Top-ElecDHW-GasDry-Tier3DEER2017 | Appl-CW-Top-ElecDHW-GasDry-Tier3AnySFm2011CZ15DEER2017 | 6015
Appl-CW-Top-ElecDHW-GasDry-Tier3 | DEER2017 | D17 v3 |  | Any | SFm | 2011 | CZ16 | rDXGF | Household | 1 | 2295.6 | None | 216 | 0.037 | 14.1 | 160 | 0.027 | 10.3 | 216 | 0.037 | 14.1 | 160 | 0.027 | -1.45 | DEER:Res:ClothesDishWasher | Annual | 1721 |  | Appl-CW-Top-ElecDHW-GasDry-Tier3DEER2017 | Appl-CW-Top-ElecDHW-GasDry-Tier3AnySFm2011CZ16DEER2017 | 6016
Appl-CW-Top-ElecDHW-GasDry-Tier3 | DEER2017 | D17 v3 |  | Any | SFm | 2015 | CZ01 | rDXGF | Household | 1 | 2295.6 | None | 205 | 0.028 | 12.8 | 151 | 0.021 | 9.24 | 205 | 0.028 | 12.8 | 151 | 0.021 | 9.24 | DEER:Res:ClothesDishWasher | Annual | 1720 |  | Appl-CW-Top-ElecDHW-GasDry-Tier3DEER2017 | Appl-CW-Top-ElecDHW-GasDry-Tier3AnySFm2015CZ01DEER2017 | 6017
Appl-CW-Top-ElecDHW-GasDry-Tier3 | DEER2017 | D17 v3 |  | Any | SFm | 2015 | CZ02 | rDXGF | Household | 1 | 1948.8 | None | 204 | 0.04 | 12.5 | 150 | 0.03 | 9.19 | 204 | 0.04 | 12.5 | 150 | 0.03 | -1.36 | DEER:Res:ClothesDishWasher | Annual | 1721 |  | Appl-CW-Top-ElecDHW-GasDry-Tier3DEER2017 | Appl-CW-Top-ElecDHW-GasDry-Tier3AnySFm2015CZ02DEER2017 | 6018
Appl-CW-Top-ElecDHW-GasDry-Tier3 | DEER2017 | D17 v3 |  | Any | SFm | 2015 | CZ03 | rDXGF | Household | 1 | 2295.6 | None | 200 | 0.039 | 13.5 | 148 | 0.029 | 9.93 | 200 | 0.039 | 13.5 | 148 | 0.029 | 9.93 | DEER:Res:ClothesDishWasher | Annual | 1720 |  | Appl-CW-Top-ElecDHW-GasDry-Tier3DEER2017 | Appl-CW-Top-ElecDHW-GasDry-Tier3AnySFm2015CZ03DEER2017 | 6019
Appl-CW-Top-ElecDHW-GasDry-Tier3 | DEER2017 | D17 v3 |  | Any | SFm | 2015 | CZ04 | rDXGF | Household | 1 | 2295.6 | None | 204 | 0.039 | 13.3 | 150 | 0.028 | 9.79 | 204 | 0.039 | 13.3 | 150 | 0.028 | -0.9 | DEER:Res:ClothesDishWasher | Annual | 1721 |  | Appl-CW-Top-ElecDHW-GasDry-Tier3DEER2017 | Appl-CW-Top-ElecDHW-GasDry-Tier3AnySFm2015CZ04DEER2017 | 6020
Appl-CW-Top-ElecDHW-GasDry-Tier3 | DEER2017 | D17 v3 |  | Any | SFm | 2015 | CZ05 | rDXGF | Household | 1 | 2295.6 | None | 202 | 0.039 | 12.9 | 149 | 0.029 | 9.41 | 202 | 0.039 | 12.9 | 149 | 0.029 | 9.41 | DEER:Res:ClothesDishWasher | Annual | 1720 |  | Appl-CW-Top-ElecDHW-GasDry-Tier3DEER2017 | Appl-CW-Top-ElecDHW-GasDry-Tier3AnySFm2015CZ05DEER2017 | 6021
Appl-CW-Top-ElecDHW-GasDry-Tier3 | DEER2017 | D17 v3 |  | Any | SFm | 2015 | CZ06 | rDXGF | Household | 1 | 2392.9 | None | 198 | 0.044 | 13.8 | 146 | 0.031 | 10.2 | 198 | 0.044 | 13.8 | 146 | 0.031 | -1.05 | DEER:Res:ClothesDishWasher | Annual | 1721 |  | Appl-CW-Top-ElecDHW-GasDry-Tier3DEER2017 | Appl-CW-Top-ElecDHW-GasDry-Tier3AnySFm2015CZ06DEER2017 | 6022
Appl-CW-Top-ElecDHW-GasDry-Tier3 | DEER2017 | D17 v3 |  | Any | SFm | 2015 | CZ07 | rDXGF | Household | 1 | 2392.9 | None | 199 | 0.023 | 14.2 | 149 | 0.02 | 10.6 | 199 | 0.023 | 14.2 | 149 | 0.02 | 10.6 | DEER:Res:ClothesDishWasher | Annual | 1720 |  | Appl-CW-Top-ElecDHW-GasDry-Tier3DEER2017 | Appl-CW-Top-ElecDHW-GasDry-Tier3AnySFm2015CZ07DEER2017 | 6023
Appl-CW-Top-ElecDHW-GasDry-Tier3 | DEER2017 | D17 v3 |  | Any | SFm | 2015 | CZ08 | rDXGF | Household | 1 | 2392.9 | None | 201 | 0.035 | 14.8 | 157 | 0.037 | 11.6 | 201 | 0.035 | 14.8 | 157 | 0.037 | -0.77 | DEER:Res:ClothesDishWasher | Annual | 1721 |  | Appl-CW-Top-ElecDHW-GasDry-Tier3DEER2017 | Appl-CW-Top-ElecDHW-GasDry-Tier3AnySFm2015CZ08DEER2017 | 6024
Appl-CW-Top-ElecDHW-GasDry-Tier3 | DEER2017 | D17 v3 |  | Any | SFm | 2015 | CZ09 | rDXGF | Household | 1 | 2422.9 | None | 199 | 0.033 | 14.5 | 146 | 0.024 | 10.6 | 199 | 0.033 | 14.5 | 146 | 0.024 | 10.6 | DEER:Res:ClothesDishWasher | Annual | 1720 |  | Appl-CW-Top-ElecDHW-GasDry-Tier3DEER2017 | Appl-CW-Top-ElecDHW-GasDry-Tier3AnySFm2015CZ09DEER2017 | 6025
Appl-CW-Top-ElecDHW-GasDry-Tier3 | DEER2017 | D17 v3 |  | Any | SFm | 2015 | CZ10 | rDXGF | Household | 1 | 1948.8 | None | 200 | 0.034 | 13.8 | 147 | 0.025 | 10.1 | 200 | 0.034 | 13.8 | 147 | 0.025 | -1.19 | DEER:Res:ClothesDishWasher | Annual | 1721 |  | Appl-CW-Top-ElecDHW-GasDry-Tier3DEER2017 | Appl-CW-Top-ElecDHW-GasDry-Tier3AnySFm2015CZ10DEER2017 | 6026
Appl-CW-Top-ElecDHW-GasDry-Tier3 | DEER2017 | D17 v3 |  | Any | SFm | 2015 | CZ11 | rDXGF | Household | 1 | 1948.8 | None | 201 | 0.035 | 13.4 | 148 | 0.024 | 9.79 | 201 | 0.035 | 13.4 | 148 | 0.024 | 9.79 | DEER:Res:ClothesDishWasher | Annual | 1720 |  | Appl-CW-Top-ElecDHW-GasDry-Tier3DEER2017 | Appl-CW-Top-ElecDHW-GasDry-Tier3AnySFm2015CZ11DEER2017 | 6027
Appl-CW-Top-ElecDHW-GasDry-Tier3 | DEER2017 | D17 v3 |  | Any | SFm | 2015 | CZ12 | rDXGF | Household | 1 | 1948.8 | None | 201 | 0.037 | 13.7 | 148 | 0.027 | 10.1 | 201 | 0.037 | 13.7 | 148 | 0.027 | -0.67 | DEER:Res:ClothesDishWasher | Annual | 1721 |  | Appl-CW-Top-ElecDHW-GasDry-Tier3DEER2017 | Appl-CW-Top-ElecDHW-GasDry-Tier3AnySFm2015CZ12DEER2017 | 6028
Appl-CW-Top-ElecDHW-GasDry-Tier3 | DEER2017 | D17 v3 |  | Any | SFm | 2015 | CZ13 | rDXGF | Household | 1 | 1948.8 | None | 202 | 0.033 | 14 | 149 | 0.024 | 10.2 | 202 | 0.033 | 14 | 149 | 0.024 | 10.2 | DEER:Res:ClothesDishWasher | Annual | 1720 |  | Appl-CW-Top-ElecDHW-GasDry-Tier3DEER2017 | Appl-CW-Top-ElecDHW-GasDry-Tier3AnySFm2015CZ13DEER2017 | 6029
Appl-CW-Top-ElecDHW-GasDry-Tier3 | DEER2017 | D17 v3 |  | Any | SFm | 2015 | CZ14 | rDXGF | Household | 1 | 2160.9 | None | 206 | 0.032 | 13.1 | 152 | 0.024 | 9.65 | 206 | 0.032 | 13.1 | 152 | 0.024 | -0.81 | DEER:Res:ClothesDishWasher | Annual | 1721 |  | Appl-CW-Top-ElecDHW-GasDry-Tier3DEER2017 | Appl-CW-Top-ElecDHW-GasDry-Tier3AnySFm2015CZ14DEER2017 | 6030
Appl-CW-Top-ElecDHW-GasDry-Tier3 | DEER2017 | D17 v3 |  | Any | SFm | 2015 | CZ15 | rDXGF | Household | 1 | 2160.9 | None | 192 | 0.029 | 15.3 | 141 | 0.021 | 11.2 | 192 | 0.029 | 15.3 | 141 | 0.021 | 11.2 | DEER:Res:ClothesDishWasher | Annual | 1720 |  | Appl-CW-Top-ElecDHW-GasDry-Tier3DEER2017 | Appl-CW-Top-ElecDHW-GasDry-Tier3AnySFm2015CZ15DEER2017 | 6031
Appl-CW-Top-ElecDHW-GasDry-Tier3 | DEER2017 | D17 v3 |  | Any | SFm | 2015 | CZ16 | rDXGF | Household | 1 | 2295.6 | None | 210 | 0.036 | 13.4 | 154 | 0.026 | 9.86 | 210 | 0.036 | 13.4 | 154 | 0.026 | -0.52 | DEER:Res:ClothesDishWasher | Annual | 1721 |  | Appl-CW-Top-ElecDHW-GasDry-Tier3DEER2017 | Appl-CW-Top-ElecDHW-GasDry-Tier3AnySFm2015CZ16DEER2017 | 6032
Appl-CW-Top-ElecDHW-GasDry-Tier3 | DEER2017 | D17 v3 |  | Any | SFm | 2017 | CZ01 | rDXGF | Household | 1 | 2295.6 | None | 205 | 0.028 | 13.4 | 151 | 0.021 | 9.84 | 205 | 0.028 | 13.4 | 151 | 0.021 | 9.84 | DEER:Res:ClothesDishWasher | Annual | 1720 |  | Appl-CW-Top-ElecDHW-GasDry-Tier3DEER2017 | Appl-CW-Top-ElecDHW-GasDry-Tier3AnySFm2017CZ01DEER2017 | 6033
Appl-CW-Top-ElecDHW-GasDry-Tier3 | DEER2017 | D17 v3 |  | Any | SFm | 2017 | CZ02 | rDXGF | Household | 1 | 1948.8 | None | 204 | 0.04 | 12.7 | 150 | 0.029 | 9.28 | 204 | 0.04 | 12.7 | 150 | 0.029 | -0.64 | DEER:Res:ClothesDishWasher | Annual | 1721 |  | Appl-CW-Top-ElecDHW-GasDry-Tier3DEER2017 | Appl-CW-Top-ElecDHW-GasDry-Tier3AnySFm2017CZ02DEER2017 | 6034
Appl-CW-Top-ElecDHW-GasDry-Tier3 | DEER2017 | D17 v3 |  | Any | SFm | 2017 | CZ03 | rDXGF | Household | 1 | 2295.6 | None | 199 | 0.039 | 13.4 | 148 | 0.029 | 9.85 | 199 | 0.039 | 13.4 | 148 | 0.029 | 9.85 | DEER:Res:ClothesDishWasher | Annual | 1720 |  | Appl-CW-Top-ElecDHW-GasDry-Tier3DEER2017 | Appl-CW-Top-ElecDHW-GasDry-Tier3AnySFm2017CZ03DEER2017 | 6035
Appl-CW-Top-ElecDHW-GasDry-Tier3 | DEER2017 | D17 v3 |  | Any | SFm | 2017 | CZ04 | rDXGF | Household | 1 | 2295.6 | None | 203 | 0.038 | 13.5 | 150 | 0.028 | 9.88 | 203 | 0.038 | 13.5 | 150 | 0.028 | -0.71 | DEER:Res:ClothesDishWasher | Annual | 1721 |  | Appl-CW-Top-ElecDHW-GasDry-Tier3DEER2017 | Appl-CW-Top-ElecDHW-GasDry-Tier3AnySFm2017CZ04DEER2017 | 6036
Appl-CW-Top-ElecDHW-GasDry-Tier3 | DEER2017 | D17 v3 |  | Any | SFm | 2017 | CZ05 | rDXGF | Household | 1 | 2295.6 | None | 201 | 0.038 | 13 | 148 | 0.028 | 9.57 | 201 | 0.038 | 13 | 148 | 0.028 | 9.57 | DEER:Res:ClothesDishWasher | Annual | 1720 |  | Appl-CW-Top-ElecDHW-GasDry-Tier3DEER2017 | Appl-CW-Top-ElecDHW-GasDry-Tier3AnySFm2017CZ05DEER2017 | 6037
Appl-CW-Top-ElecDHW-GasDry-Tier3 | DEER2017 | D17 v3 |  | Any | SFm | 2017 | CZ06 | rDXGF | Household | 1 | 2392.9 | None | 199 | 0.045 | 13.9 | 146 | 0.031 | 10.2 | 199 | 0.045 | 13.9 | 146 | 0.031 | -0.85 | DEER:Res:ClothesDishWasher | Annual | 1721 |  | Appl-CW-Top-ElecDHW-GasDry-Tier3DEER2017 | Appl-CW-Top-ElecDHW-GasDry-Tier3AnySFm2017CZ06DEER2017 | 6038
Appl-CW-Top-ElecDHW-GasDry-Tier3 | DEER2017 | D17 v3 |  | Any | SFm | 2017 | CZ07 | rDXGF | Household | 1 | 2392.9 | None | 206 | 0.036 | 15 | 149 | 0.022 | 10.7 | 206 | 0.036 | 15 | 149 | 0.022 | 10.7 | DEER:Res:ClothesDishWasher | Annual | 1720 |  | Appl-CW-Top-ElecDHW-GasDry-Tier3DEER2017 | Appl-CW-Top-ElecDHW-GasDry-Tier3AnySFm2017CZ07DEER2017 | 6039
Appl-CW-Top-ElecDHW-GasDry-Tier3 | DEER2017 | D17 v3 |  | Any | SFm | 2017 | CZ08 | rDXGF | Household | 1 | 2392.9 | None | 202 | 0.045 | 15.2 | 150 | 0.031 | 11.1 | 202 | 0.045 | 15.2 | 150 | 0.031 | -0.89 | DEER:Res:ClothesDishWasher | Annual | 1721 |  | Appl-CW-Top-ElecDHW-GasDry-Tier3DEER2017 | Appl-CW-Top-ElecDHW-GasDry-Tier3AnySFm2017CZ08DEER2017 | 6040
Appl-CW-Top-ElecDHW-GasDry-Tier3 | DEER2017 | D17 v3 |  | Any | SFm | 2017 | CZ09 | rDXGF | Household | 1 | 2422.9 | None | 196 | 0.033 | 14.5 | 144 | 0.025 | 10.6 | 196 | 0.033 | 14.5 | 144 | 0.025 | 10.6 | DEER:Res:ClothesDishWasher | Annual | 1720 |  | Appl-CW-Top-ElecDHW-GasDry-Tier3DEER2017 | Appl-CW-Top-ElecDHW-GasDry-Tier3AnySFm2017CZ09DEER2017 | 6041
Appl-CW-Top-ElecDHW-GasDry-Tier3 | DEER2017 | D17 v3 |  | Any | SFm | 2017 | CZ10 | rDXGF | Household | 1 | 1948.8 | None | 200 | 0.035 | 13.9 | 147 | 0.026 | 10.2 | 200 | 0.035 | 13.9 | 147 | 0.026 | -0.78 | DEER:Res:ClothesDishWasher | Annual | 1721 |  | Appl-CW-Top-ElecDHW-GasDry-Tier3DEER2017 | Appl-CW-Top-ElecDHW-GasDry-Tier3AnySFm2017CZ10DEER2017 | 6042
Appl-CW-Top-ElecDHW-GasDry-Tier3 | DEER2017 | D17 v3 |  | Any | SFm | 2017 | CZ11 | rDXGF | Household | 1 | 1948.8 | None | 201 | 0.036 | 13.5 | 148 | 0.027 | 9.86 | 201 | 0.036 | 13.5 | 148 | 0.027 | 9.86 | DEER:Res:ClothesDishWasher | Annual | 1720 |  | Appl-CW-Top-ElecDHW-GasDry-Tier3DEER2017 | Appl-CW-Top-ElecDHW-GasDry-Tier3AnySFm2017CZ11DEER2017 | 6043
Appl-CW-Top-ElecDHW-GasDry-Tier3 | DEER2017 | D17 v3 |  | Any | SFm | 2017 | CZ12 | rDXGF | Household | 1 | 1948.8 | None | 200 | 0.038 | 13.8 | 147 | 0.028 | 10.1 | 200 | 0.038 | 13.8 | 147 | 0.028 | -0.81 | DEER:Res:ClothesDishWasher | Annual | 1721 |  | Appl-CW-Top-ElecDHW-GasDry-Tier3DEER2017 | Appl-CW-Top-ElecDHW-GasDry-Tier3AnySFm2017CZ12DEER2017 | 6044
Appl-CW-Top-ElecDHW-GasDry-Tier3 | DEER2017 | D17 v3 |  | Any | SFm | 2017 | CZ13 | rDXGF | Household | 1 | 1948.8 | None | 200 | 0.032 | 14 | 147 | 0.024 | 10.3 | 200 | 0.032 | 14 | 147 | 0.024 | 10.3 | DEER:Res:ClothesDishWasher | Annual | 1720 |  | Appl-CW-Top-ElecDHW-GasDry-Tier3DEER2017 | Appl-CW-Top-ElecDHW-GasDry-Tier3AnySFm2017CZ13DEER2017 | 6045
Appl-CW-Top-ElecDHW-GasDry-Tier3 | DEER2017 | D17 v3 |  | Any | SFm | 2017 | CZ14 | rDXGF | Household | 1 | 2160.9 | None | 205 | 0.031 | 13.1 | 151 | 0.023 | 9.58 | 205 | 0.031 | 13.1 | 151 | 0.023 | -0.36 | DEER:Res:ClothesDishWasher | Annual | 1721 |  | Appl-CW-Top-ElecDHW-GasDry-Tier3DEER2017 | Appl-CW-Top-ElecDHW-GasDry-Tier3AnySFm2017CZ14DEER2017 | 6046
Appl-CW-Top-ElecDHW-GasDry-Tier3 | DEER2017 | D17 v3 |  | Any | SFm | 2017 | CZ15 | rDXGF | Household | 1 | 2160.9 | None | 192 | 0.029 | 15.3 | 141 | 0.021 | 11.2 | 192 | 0.029 | 15.3 | 141 | 0.021 | 11.2 | DEER:Res:ClothesDishWasher | Annual | 1720 |  | Appl-CW-Top-ElecDHW-GasDry-Tier3DEER2017 | Appl-CW-Top-ElecDHW-GasDry-Tier3AnySFm2017CZ15DEER2017 | 6047
Appl-CW-Top-ElecDHW-GasDry-Tier3 | DEER2017 | D17 v3 |  | Any | SFm | 2017 | CZ16 | rDXGF | Household | 1 | 2295.6 | None | 209 | 0.037 | 13.6 | 154 | 0.027 | 9.96 | 209 | 0.037 | 13.6 | 154 | 0.027 | -0.93 | DEER:Res:ClothesDishWasher | Annual | 1721 |  | Appl-CW-Top-ElecDHW-GasDry-Tier3DEER2017 | Appl-CW-Top-ElecDHW-GasDry-Tier3AnySFm2017CZ16DEER2017 | 6048
Appl-CW-Top-GasDHW-ElecDry-Tier1 | DEER2017 | D17 v3 |  | Any | DMo | MH00 | CZ01 | rDXGF | Household | 1 | 1242 | None | 330 | 0.046 | 0.15 | 221 | 0.031 | -0.13 | 330 | 0.046 | 0.15 | 221 | 0.031 | -0.13 | DEER:Res:ClothesDishWasher | Annual | 1720 |  | Appl-CW-Top-GasDHW-ElecDry-Tier1DEER2017 | Appl-CW-Top-GasDHW-ElecDry-Tier1AnyDMoMH00CZ01DEER2017 | 6049
Appl-CW-Top-GasDHW-ElecDry-Tier1 | DEER2017 | D17 v3 |  | Any | DMo | MH00 | CZ02 | rDXGF | Household | 1 | 1242 | None | 342 | 0.056 | 0.37 | 229 | 0.035 | 0.02 | 342 | 0.056 | 0.37 | 229 | 0.035 | -1.53 | DEER:Res:ClothesDishWasher | Annual | 1721 |  | Appl-CW-Top-GasDHW-ElecDry-Tier1DEER2017 | Appl-CW-Top-GasDHW-ElecDry-Tier1AnyDMoMH00CZ02DEER2017 | 6050
Appl-CW-Top-GasDHW-ElecDry-Tier1 | DEER2017 | D17 v3 |  | Any | DMo | MH00 | CZ03 | rDXGF | Household | 1 | 1242 | None | 335 | 0.06 | -0.06 | 225 | 0.041 | -0.25 | 335 | 0.06 | -0.06 | 225 | 0.041 | -0.25 | DEER:Res:ClothesDishWasher | Annual | 1720 |  | Appl-CW-Top-GasDHW-ElecDry-Tier1DEER2017 | Appl-CW-Top-GasDHW-ElecDry-Tier1AnyDMoMH00CZ03DEER2017 | 6051
Appl-CW-Top-GasDHW-ElecDry-Tier1 | DEER2017 | D17 v3 |  | Any | DMo | MH00 | CZ04 | rDXGF | Household | 1 | 1242 | None | 344 | 0.064 | 0.18 | 231 | 0.045 | -0.1 | 344 | 0.064 | 0.18 | 231 | 0.045 | -0.91 | DEER:Res:ClothesDishWasher | Annual | 1721 |  | Appl-CW-Top-GasDHW-ElecDry-Tier1DEER2017 | Appl-CW-Top-GasDHW-ElecDry-Tier1AnyDMoMH00CZ04DEER2017 | 6052
Appl-CW-Top-GasDHW-ElecDry-Tier1 | DEER2017 | D17 v3 |  | Any | DMo | MH00 | CZ05 | rDXGF | Household | 1 | 1242 | None | 333 | 0.057 | -1.24 | 223 | 0.038 | -1.07 | 333 | 0.057 | -1.24 | 223 | 0.038 | -1.07 | DEER:Res:ClothesDishWasher | Annual | 1720 |  | Appl-CW-Top-GasDHW-ElecDry-Tier1DEER2017 | Appl-CW-Top-GasDHW-ElecDry-Tier1AnyDMoMH00CZ05DEER2017 | 6053
Appl-CW-Top-GasDHW-ElecDry-Tier1 | DEER2017 | D17 v3 |  | Any | DMo | MH00 | CZ06 | rDXGF | Household | 1 | 1242 | None | 345 | 0.054 | 0.48 | 231 | 0.036 | 0.11 | 345 | 0.054 | 0.48 | 231 | 0.036 | -2.28 | DEER:Res:ClothesDishWasher | Annual | 1721 |  | Appl-CW-Top-GasDHW-ElecDry-Tier1DEER2017 | Appl-CW-Top-GasDHW-ElecDry-Tier1AnyDMoMH00CZ06DEER2017 | 6054
Appl-CW-Top-GasDHW-ElecDry-Tier1 | DEER2017 | D17 v3 |  | Any | DMo | MH00 | CZ07 | rDXGF | Household | 1 | 1242 | None | 345 | 0.054 | 0.83 | 231 | 0.036 | 0.36 | 345 | 0.054 | 0.83 | 231 | 0.036 | 0.36 | DEER:Res:ClothesDishWasher | Annual | 1720 |  | Appl-CW-Top-GasDHW-ElecDry-Tier1DEER2017 | Appl-CW-Top-GasDHW-ElecDry-Tier1AnyDMoMH00CZ07DEER2017 | 6055
Appl-CW-Top-GasDHW-ElecDry-Tier1 | DEER2017 | D17 v3 |  | Any | DMo | MH00 | CZ08 | rDXGF | Household | 1 | 1242 | None | 349 | 0.055 | 0.78 | 234 | 0.037 | 0.31 | 349 | 0.055 | 0.78 | 234 | 0.037 | -0.73 | DEER:Res:ClothesDishWasher | Annual | 1721 |  | Appl-CW-Top-GasDHW-ElecDry-Tier1DEER2017 | Appl-CW-Top-GasDHW-ElecDry-Tier1AnyDMoMH00CZ08DEER2017 | 6056
Appl-CW-Top-GasDHW-ElecDry-Tier1 | DEER2017 | D17 v3 |  | Any | DMo | MH00 | CZ09 | rDXGF | Household | 1 | 1242 | None | 348 | 0.057 | 0.58 | 232 | 0.039 | 0.17 | 348 | 0.057 | 0.58 | 232 | 0.039 | 0.17 | DEER:Res:ClothesDishWasher | Annual | 1720 |  | Appl-CW-Top-GasDHW-ElecDry-Tier1DEER2017 | Appl-CW-Top-GasDHW-ElecDry-Tier1AnyDMoMH00CZ09DEER2017 | 6057
Appl-CW-Top-GasDHW-ElecDry-Tier1 | DEER2017 | D17 v3 |  | Any | DMo | MH00 | CZ10 | rDXGF | Household | 1 | 1242 | None | 353 | 0.056 | 0.65 | 237 | 0.037 | 0.24 | 353 | 0.056 | 0.65 | 237 | 0.037 | -0.96 | DEER:Res:ClothesDishWasher | Annual | 1721 |  | Appl-CW-Top-GasDHW-ElecDry-Tier1DEER2017 | Appl-CW-Top-GasDHW-ElecDry-Tier1AnyDMoMH00CZ10DEER2017 | 6058
Appl-CW-Top-GasDHW-ElecDry-Tier1 | DEER2017 | D17 v3 |  | Any | DMo | MH00 | CZ11 | rDXGF | Household | 1 | 1242 | None | 349 | 0.058 | 0.3 | 234 | 0.039 | -0.01 | 349 | 0.058 | 0.3 | 234 | 0.039 | -0.01 | DEER:Res:ClothesDishWasher | Annual | 1720 |  | Appl-CW-Top-GasDHW-ElecDry-Tier1DEER2017 | Appl-CW-Top-GasDHW-ElecDry-Tier1AnyDMoMH00CZ11DEER2017 | 6059
Appl-CW-Top-GasDHW-ElecDry-Tier1 | DEER2017 | D17 v3 |  | Any | DMo | MH00 | CZ12 | rDXGF | Household | 1 | 1242 | None | 350 | 0.058 | 0.18 | 234 | 0.039 | -0.08 | 350 | 0.058 | 0.18 | 234 | 0.039 | -0.51 | DEER:Res:ClothesDishWasher | Annual | 1721 |  | Appl-CW-Top-GasDHW-ElecDry-Tier1DEER2017 | Appl-CW-Top-GasDHW-ElecDry-Tier1AnyDMoMH00CZ12DEER2017 | 6060
Appl-CW-Top-GasDHW-ElecDry-Tier1 | DEER2017 | D17 v3 |  | Any | DMo | MH00 | CZ13 | rDXGF | Household | 1 | 1242 | None | 352 | 0.057 | 0.2 | 236 | 0.038 | -0.1 | 352 | 0.057 | 0.2 | 236 | 0.038 | -0.1 | DEER:Res:ClothesDishWasher | Annual | 1720 |  | Appl-CW-Top-GasDHW-ElecDry-Tier1DEER2017 | Appl-CW-Top-GasDHW-ElecDry-Tier1AnyDMoMH00CZ13DEER2017 | 6061
Appl-CW-Top-GasDHW-ElecDry-Tier1 | DEER2017 | D17 v3 |  | Any | DMo | MH00 | CZ14 | rDXGF | Household | 1 | 1242 | None | 351 | 0.055 | 0.22 | 235 | 0.037 | -0.07 | 351 | 0.055 | 0.22 | 235 | 0.037 | -0.53 | DEER:Res:ClothesDishWasher | Annual | 1721 |  | Appl-CW-Top-GasDHW-ElecDry-Tier1DEER2017 | Appl-CW-Top-GasDHW-ElecDry-Tier1AnyDMoMH00CZ14DEER2017 | 6062
Appl-CW-Top-GasDHW-ElecDry-Tier1 | DEER2017 | D17 v3 |  | Any | DMo | MH00 | CZ15 | rDXGF | Household | 1 | 1242 | None | 359 | 0.055 | 1.24 | 242 | 0.037 | 0.66 | 359 | 0.055 | 1.24 | 242 | 0.037 | 0.66 | DEER:Res:ClothesDishWasher | Annual | 1720 |  | Appl-CW-Top-GasDHW-ElecDry-Tier1DEER2017 | Appl-CW-Top-GasDHW-ElecDry-Tier1AnyDMoMH00CZ15DEER2017 | 6063
Appl-CW-Top-GasDHW-ElecDry-Tier1 | DEER2017 | D17 v3 |  | Any | DMo | MH00 | CZ16 | rDXGF | Household | 1 | 1242 | None | 342 | 0.061 | 0.62 | 229 | 0.041 | 0.16 | 342 | 0.061 | 0.62 | 229 | 0.041 | -0.58 | DEER:Res:ClothesDishWasher | Annual | 1721 |  | Appl-CW-Top-GasDHW-ElecDry-Tier1DEER2017 | Appl-CW-Top-GasDHW-ElecDry-Tier1AnyDMoMH00CZ16DEER2017 | 6064
Appl-CW-Top-GasDHW-ElecDry-Tier1 | DEER2017 | D17 v3 |  | Any | DMo | MH06 | CZ01 | rDXGF | Household | 1 | 1242 | None | 330 | 0.045 | -0.49 | 221 | 0.03 | -0.55 | 330 | 0.045 | -0.49 | 221 | 0.03 | -0.55 | DEER:Res:ClothesDishWasher | Annual | 1720 |  | Appl-CW-Top-GasDHW-ElecDry-Tier1DEER2017 | Appl-CW-Top-GasDHW-ElecDry-Tier1AnyDMoMH06CZ01DEER2017 | 6065
Appl-CW-Top-GasDHW-ElecDry-Tier1 | DEER2017 | D17 v3 |  | Any | DMo | MH06 | CZ02 | rDXGF | Household | 1 | 1242 | None | 342 | 0.055 | 0.07 | 229 | 0.036 | -0.17 | 342 | 0.055 | 0.07 | 229 | 0.036 | -0.69 | DEER:Res:ClothesDishWasher | Annual | 1721 |  | Appl-CW-Top-GasDHW-ElecDry-Tier1DEER2017 | Appl-CW-Top-GasDHW-ElecDry-Tier1AnyDMoMH06CZ02DEER2017 | 6066
Appl-CW-Top-GasDHW-ElecDry-Tier1 | DEER2017 | D17 v3 |  | Any | DMo | MH06 | CZ03 | rDXGF | Household | 1 | 1242 | None | 339 | 0.058 | 1.05 | 229 | 0.04 | 0.47 | 339 | 0.058 | 1.05 | 229 | 0.04 | 0.47 | DEER:Res:ClothesDishWasher | Annual | 1720 |  | Appl-CW-Top-GasDHW-ElecDry-Tier1DEER2017 | Appl-CW-Top-GasDHW-ElecDry-Tier1AnyDMoMH06CZ03DEER2017 | 6067
Appl-CW-Top-GasDHW-ElecDry-Tier1 | DEER2017 | D17 v3 |  | Any | DMo | MH06 | CZ04 | rDXGF | Household | 1 | 1242 | None | 343 | 0.055 | 0.51 | 230 | 0.037 | 0.13 | 343 | 0.055 | 0.51 | 230 | 0.037 | 0 | DEER:Res:ClothesDishWasher | Annual | 1721 |  | Appl-CW-Top-GasDHW-ElecDry-Tier1DEER2017 | Appl-CW-Top-GasDHW-ElecDry-Tier1AnyDMoMH06CZ04DEER2017 | 6068
Appl-CW-Top-GasDHW-ElecDry-Tier1 | DEER2017 | D17 v3 |  | Any | DMo | MH06 | CZ05 | rDXGF | Household | 1 | 1242 | None | 337 | 0.055 | 0.04 | 225 | 0.037 | -0.19 | 337 | 0.055 | 0.04 | 225 | 0.037 | -0.19 | DEER:Res:ClothesDishWasher | Annual | 1720 |  | Appl-CW-Top-GasDHW-ElecDry-Tier1DEER2017 | Appl-CW-Top-GasDHW-ElecDry-Tier1AnyDMoMH06CZ05DEER2017 | 6069
Appl-CW-Top-GasDHW-ElecDry-Tier1 | DEER2017 | D17 v3 |  | Any | DMo | MH06 | CZ06 | rDXGF | Household | 1 | 1242 | None | 344 | 0.054 | 2.17 | 231 | 0.037 | 1.24 | 344 | 0.054 | 2.17 | 231 | 0.037 | -0.84 | DEER:Res:ClothesDishWasher | Annual | 1721 |  | Appl-CW-Top-GasDHW-ElecDry-Tier1DEER2017 | Appl-CW-Top-GasDHW-ElecDry-Tier1AnyDMoMH06CZ06DEER2017 | 6070
Appl-CW-Top-GasDHW-ElecDry-Tier1 | DEER2017 | D17 v3 |  | Any | DMo | MH06 | CZ07 | rDXGF | Household | 1 | 1242 | None | 352 | 0.053 | 1.76 | 237 | 0.035 | 0.98 | 352 | 0.053 | 1.76 | 237 | 0.035 | 0.98 | DEER:Res:ClothesDishWasher | Annual | 1720 |  | Appl-CW-Top-GasDHW-ElecDry-Tier1DEER2017 | Appl-CW-Top-GasDHW-ElecDry-Tier1AnyDMoMH06CZ07DEER2017 | 6071
Appl-CW-Top-GasDHW-ElecDry-Tier1 | DEER2017 | D17 v3 |  | Any | DMo | MH06 | CZ08 | rDXGF | Household | 1 | 1242 | None | 351 | 0.053 | 1.29 | 235 | 0.036 | 0.64 | 351 | 0.053 | 1.29 | 235 | 0.036 | -0.86 | DEER:Res:ClothesDishWasher | Annual | 1721 |  | Appl-CW-Top-GasDHW-ElecDry-Tier1DEER2017 | Appl-CW-Top-GasDHW-ElecDry-Tier1AnyDMoMH06CZ08DEER2017 | 6072
Appl-CW-Top-GasDHW-ElecDry-Tier1 | DEER2017 | D17 v3 |  | Any | DMo | MH06 | CZ09 | rDXGF | Household | 1 | 1242 | None | 348 | 0.053 | 1.05 | 233 | 0.035 | 0.49 | 348 | 0.053 | 1.05 | 233 | 0.035 | 0.49 | DEER:Res:ClothesDishWasher | Annual | 1720 |  | Appl-CW-Top-GasDHW-ElecDry-Tier1DEER2017 | Appl-CW-Top-GasDHW-ElecDry-Tier1AnyDMoMH06CZ09DEER2017 | 6073
Appl-CW-Top-GasDHW-ElecDry-Tier1 | DEER2017 | D17 v3 |  | Any | DMo | MH06 | CZ10 | rDXGF | Household | 1 | 1242 | None | 350 | 0.052 | 0.64 | 234 | 0.035 | 0.23 | 350 | 0.052 | 0.64 | 234 | 0.035 | -0.87 | DEER:Res:ClothesDishWasher | Annual | 1721 |  | Appl-CW-Top-GasDHW-ElecDry-Tier1DEER2017 | Appl-CW-Top-GasDHW-ElecDry-Tier1AnyDMoMH06CZ10DEER2017 | 6074
Appl-CW-Top-GasDHW-ElecDry-Tier1 | DEER2017 | D17 v3 |  | Any | DMo | MH06 | CZ11 | rDXGF | Household | 1 | 1242 | None | 346 | 0.056 | 0.65 | 232 | 0.038 | 0.23 | 346 | 0.056 | 0.65 | 232 | 0.038 | 0.23 | DEER:Res:ClothesDishWasher | Annual | 1720 |  | Appl-CW-Top-GasDHW-ElecDry-Tier1DEER2017 | Appl-CW-Top-GasDHW-ElecDry-Tier1AnyDMoMH06CZ11DEER2017 | 6075
Appl-CW-Top-GasDHW-ElecDry-Tier1 | DEER2017 | D17 v3 |  | Any | DMo | MH06 | CZ12 | rDXGF | Household | 1 | 1242 | None | 346 | 0.055 | 0.26 | 231 | 0.037 | -0.04 | 346 | 0.055 | 0.26 | 231 | 0.037 | -0.74 | DEER:Res:ClothesDishWasher | Annual | 1721 |  | Appl-CW-Top-GasDHW-ElecDry-Tier1DEER2017 | Appl-CW-Top-GasDHW-ElecDry-Tier1AnyDMoMH06CZ12DEER2017 | 6076
Appl-CW-Top-GasDHW-ElecDry-Tier1 | DEER2017 | D17 v3 |  | Any | DMo | MH06 | CZ13 | rDXGF | Household | 1 | 1242 | None | 350 | 0.054 | 0.53 | 235 | 0.036 | 0.12 | 350 | 0.054 | 0.53 | 235 | 0.036 | 0.12 | DEER:Res:ClothesDishWasher | Annual | 1720 |  | Appl-CW-Top-GasDHW-ElecDry-Tier1DEER2017 | Appl-CW-Top-GasDHW-ElecDry-Tier1AnyDMoMH06CZ13DEER2017 | 6077
Appl-CW-Top-GasDHW-ElecDry-Tier1 | DEER2017 | D17 v3 |  | Any | DMo | MH06 | CZ14 | rDXGF | Household | 1 | 1242 | None | 348 | 0.053 | 0.43 | 234 | 0.036 | 0.07 | 348 | 0.053 | 0.43 | 234 | 0.036 | -0.36 | DEER:Res:ClothesDishWasher | Annual | 1721 |  | Appl-CW-Top-GasDHW-ElecDry-Tier1DEER2017 | Appl-CW-Top-GasDHW-ElecDry-Tier1AnyDMoMH06CZ14DEER2017 | 6078
Appl-CW-Top-GasDHW-ElecDry-Tier1 | DEER2017 | D17 v3 |  | Any | DMo | MH06 | CZ15 | rDXGF | Household | 1 | 1242 | None | 355 | 0.053 | 1.33 | 238 | 0.035 | 0.71 | 355 | 0.053 | 1.33 | 238 | 0.035 | 0.71 | DEER:Res:ClothesDishWasher | Annual | 1720 |  | Appl-CW-Top-GasDHW-ElecDry-Tier1DEER2017 | Appl-CW-Top-GasDHW-ElecDry-Tier1AnyDMoMH06CZ15DEER2017 | 6079
Appl-CW-Top-GasDHW-ElecDry-Tier1 | DEER2017 | D17 v3 |  | Any | DMo | MH06 | CZ16 | rDXGF | Household | 1 | 1242 | None | 338 | 0.054 | 0.69 | 227 | 0.035 | 0.21 | 338 | 0.054 | 0.69 | 227 | 0.035 | -0.96 | DEER:Res:ClothesDishWasher | Annual | 1721 |  | Appl-CW-Top-GasDHW-ElecDry-Tier1DEER2017 | Appl-CW-Top-GasDHW-ElecDry-Tier1AnyDMoMH06CZ16DEER2017 | 6080
Appl-CW-Top-GasDHW-ElecDry-Tier1 | DEER2017 | D17 v3 |  | Any | DMo | MH15 | CZ01 | rDXGF | Household | 1 | 1242 | None | 330 | 0.046 | -0.22 | 221 | 0.031 | -0.37 | 330 | 0.046 | -0.22 | 221 | 0.031 | -0.37 | DEER:Res:ClothesDishWasher | Annual | 1720 |  | Appl-CW-Top-GasDHW-ElecDry-Tier1DEER2017 | Appl-CW-Top-GasDHW-ElecDry-Tier1AnyDMoMH15CZ01DEER2017 | 6081
Appl-CW-Top-GasDHW-ElecDry-Tier1 | DEER2017 | D17 v3 |  | Any | DMo | MH15 | CZ02 | rDXGF | Household | 1 | 1242 | None | 341 | 0.053 | 0.09 | 229 | 0.035 | -0.16 | 341 | 0.053 | 0.09 | 229 | 0.035 | -1.19 | DEER:Res:ClothesDishWasher | Annual | 1721 |  | Appl-CW-Top-GasDHW-ElecDry-Tier1DEER2017 | Appl-CW-Top-GasDHW-ElecDry-Tier1AnyDMoMH15CZ02DEER2017 | 6082
Appl-CW-Top-GasDHW-ElecDry-Tier1 | DEER2017 | D17 v3 |  | Any | DMo | MH15 | CZ03 | rDXGF | Household | 1 | 1242 | None | 335 | 0.056 | 0.2 | 225 | 0.038 | -0.11 | 335 | 0.056 | 0.2 | 225 | 0.038 | -0.11 | DEER:Res:ClothesDishWasher | Annual | 1720 |  | Appl-CW-Top-GasDHW-ElecDry-Tier1DEER2017 | Appl-CW-Top-GasDHW-ElecDry-Tier1AnyDMoMH15CZ03DEER2017 | 6083
Appl-CW-Top-GasDHW-ElecDry-Tier1 | DEER2017 | D17 v3 |  | Any | DMo | MH15 | CZ04 | rDXGF | Household | 1 | 1242 | None | 342 | 0.054 | 0.37 | 229 | 0.036 | 0.04 | 342 | 0.054 | 0.37 | 229 | 0.036 | -0.72 | DEER:Res:ClothesDishWasher | Annual | 1721 |  | Appl-CW-Top-GasDHW-ElecDry-Tier1DEER2017 | Appl-CW-Top-GasDHW-ElecDry-Tier1AnyDMoMH15CZ04DEER2017 | 6084
Appl-CW-Top-GasDHW-ElecDry-Tier1 | DEER2017 | D17 v3 |  | Any | DMo | MH15 | CZ05 | rDXGF | Household | 1 | 1242 | None | 336 | 0.056 | -0.2 | 225 | 0.037 | -0.37 | 336 | 0.056 | -0.2 | 225 | 0.037 | -0.37 | DEER:Res:ClothesDishWasher | Annual | 1720 |  | Appl-CW-Top-GasDHW-ElecDry-Tier1DEER2017 | Appl-CW-Top-GasDHW-ElecDry-Tier1AnyDMoMH15CZ05DEER2017 | 6085
Appl-CW-Top-GasDHW-ElecDry-Tier1 | DEER2017 | D17 v3 |  | Any | DMo | MH15 | CZ06 | rDXGF | Household | 1 | 1242 | None | 344 | 0.052 | 0.69 | 230 | 0.035 | 0.22 | 344 | 0.052 | 0.69 | 230 | 0.035 | -0.74 | DEER:Res:ClothesDishWasher | Annual | 1721 |  | Appl-CW-Top-GasDHW-ElecDry-Tier1DEER2017 | Appl-CW-Top-GasDHW-ElecDry-Tier1AnyDMoMH15CZ06DEER2017 | 6086
Appl-CW-Top-GasDHW-ElecDry-Tier1 | DEER2017 | D17 v3 |  | Any | DMo | MH15 | CZ07 | rDXGF | Household | 1 | 1242 | None | 348 | 0.052 | 1.66 | 234 | 0.035 | 0.92 | 348 | 0.052 | 1.66 | 234 | 0.035 | 0.92 | DEER:Res:ClothesDishWasher | Annual | 1720 |  | Appl-CW-Top-GasDHW-ElecDry-Tier1DEER2017 | Appl-CW-Top-GasDHW-ElecDry-Tier1AnyDMoMH15CZ07DEER2017 | 6087
Appl-CW-Top-GasDHW-ElecDry-Tier1 | DEER2017 | D17 v3 |  | Any | DMo | MH15 | CZ08 | rDXGF | Household | 1 | 1242 | None | 349 | 0.052 | 1.26 | 234 | 0.035 | 0.62 | 349 | 0.052 | 1.26 | 234 | 0.035 | -0.63 | DEER:Res:ClothesDishWasher | Annual | 1721 |  | Appl-CW-Top-GasDHW-ElecDry-Tier1DEER2017 | Appl-CW-Top-GasDHW-ElecDry-Tier1AnyDMoMH15CZ08DEER2017 | 6088
Appl-CW-Top-GasDHW-ElecDry-Tier1 | DEER2017 | D17 v3 |  | Any | DMo | MH15 | CZ09 | rDXGF | Household | 1 | 1242 | None | 346 | 0.052 | 0.98 | 232 | 0.035 | 0.44 | 346 | 0.052 | 0.98 | 232 | 0.035 | 0.44 | DEER:Res:ClothesDishWasher | Annual | 1720 |  | Appl-CW-Top-GasDHW-ElecDry-Tier1DEER2017 | Appl-CW-Top-GasDHW-ElecDry-Tier1AnyDMoMH15CZ09DEER2017 | 6089
Appl-CW-Top-GasDHW-ElecDry-Tier1 | DEER2017 | D17 v3 |  | Any | DMo | MH15 | CZ10 | rDXGF | Household | 1 | 1242 | None | 348 | 0.052 | 0.8 | 233 | 0.035 | 0.33 | 348 | 0.052 | 0.8 | 233 | 0.035 | -0.92 | DEER:Res:ClothesDishWasher | Annual | 1721 |  | Appl-CW-Top-GasDHW-ElecDry-Tier1DEER2017 | Appl-CW-Top-GasDHW-ElecDry-Tier1AnyDMoMH15CZ10DEER2017 | 6090
Appl-CW-Top-GasDHW-ElecDry-Tier1 | DEER2017 | D17 v3 |  | Any | DMo | MH15 | CZ11 | rDXGF | Household | 1 | 1242 | None | 345 | 0.052 | 0.47 | 231 | 0.035 | 0.08 | 345 | 0.052 | 0.47 | 231 | 0.035 | 0.08 | DEER:Res:ClothesDishWasher | Annual | 1720 |  | Appl-CW-Top-GasDHW-ElecDry-Tier1DEER2017 | Appl-CW-Top-GasDHW-ElecDry-Tier1AnyDMoMH15CZ11DEER2017 | 6091
Appl-CW-Top-GasDHW-ElecDry-Tier1 | DEER2017 | D17 v3 |  | Any | DMo | MH15 | CZ12 | rDXGF | Household | 1 | 1242 | None | 344 | 0.054 | 0.42 | 231 | 0.037 | 0.07 | 344 | 0.054 | 0.42 | 231 | 0.037 | -0.68 | DEER:Res:ClothesDishWasher | Annual | 1721 |  | Appl-CW-Top-GasDHW-ElecDry-Tier1DEER2017 | Appl-CW-Top-GasDHW-ElecDry-Tier1AnyDMoMH15CZ12DEER2017 | 6092
Appl-CW-Top-GasDHW-ElecDry-Tier1 | DEER2017 | D17 v3 |  | Any | DMo | MH15 | CZ13 | rDXGF | Household | 1 | 1242 | None | 349 | 0.053 | 0.63 | 234 | 0.036 | 0.2 | 349 | 0.053 | 0.63 | 234 | 0.036 | 0.2 | DEER:Res:ClothesDishWasher | Annual | 1720 |  | Appl-CW-Top-GasDHW-ElecDry-Tier1DEER2017 | Appl-CW-Top-GasDHW-ElecDry-Tier1AnyDMoMH15CZ13DEER2017 | 6093
Appl-CW-Top-GasDHW-ElecDry-Tier1 | DEER2017 | D17 v3 |  | Any | DMo | MH15 | CZ14 | rDXGF | Household | 1 | 1242 | None | 347 | 0.052 | 0.36 | 233 | 0.035 | 0.03 | 347 | 0.052 | 0.36 | 233 | 0.035 | -0.31 | DEER:Res:ClothesDishWasher | Annual | 1721 |  | Appl-CW-Top-GasDHW-ElecDry-Tier1DEER2017 | Appl-CW-Top-GasDHW-ElecDry-Tier1AnyDMoMH15CZ14DEER2017 | 6094
Appl-CW-Top-GasDHW-ElecDry-Tier1 | DEER2017 | D17 v3 |  | Any | DMo | MH15 | CZ15 | rDXGF | Household | 1 | 1242 | None | 355 | 0.053 | 1.3 | 238 | 0.035 | 0.7 | 355 | 0.053 | 1.3 | 238 | 0.035 | 0.7 | DEER:Res:ClothesDishWasher | Annual | 1720 |  | Appl-CW-Top-GasDHW-ElecDry-Tier1DEER2017 | Appl-CW-Top-GasDHW-ElecDry-Tier1AnyDMoMH15CZ15DEER2017 | 6095
Appl-CW-Top-GasDHW-ElecDry-Tier1 | DEER2017 | D17 v3 |  | Any | DMo | MH15 | CZ16 | rDXGF | Household | 1 | 1242 | None | 338 | 0.052 | 0.63 | 227 | 0.034 | 0.18 | 338 | 0.052 | 0.63 | 227 | 0.034 | -0.51 | DEER:Res:ClothesDishWasher | Annual | 1721 |  | Appl-CW-Top-GasDHW-ElecDry-Tier1DEER2017 | Appl-CW-Top-GasDHW-ElecDry-Tier1AnyDMoMH15CZ16DEER2017 | 6096
Appl-CW-Top-GasDHW-ElecDry-Tier1 | DEER2017 | D17 v3 |  | Any | DMo | MH72 | CZ01 | rDXGF | Household | 1 | 1196 | None | 330 | 0.046 | 0.43 | 222 | 0.03 | 0.05 | 330 | 0.046 | 0.43 | 222 | 0.03 | 0.05 | DEER:Res:ClothesDishWasher | Annual | 1720 |  | Appl-CW-Top-GasDHW-ElecDry-Tier1DEER2017 | Appl-CW-Top-GasDHW-ElecDry-Tier1AnyDMoMH72CZ01DEER2017 | 6097
Appl-CW-Top-GasDHW-ElecDry-Tier1 | DEER2017 | D17 v3 |  | Any | DMo | MH72 | CZ02 | rDXGF | Household | 1 | 1196 | None | 342 | 0.062 | 0.43 | 229 | 0.042 | 0.04 | 342 | 0.062 | 0.43 | 229 | 0.042 | -0.49 | DEER:Res:ClothesDishWasher | Annual | 1721 |  | Appl-CW-Top-GasDHW-ElecDry-Tier1DEER2017 | Appl-CW-Top-GasDHW-ElecDry-Tier1AnyDMoMH72CZ02DEER2017 | 6098
Appl-CW-Top-GasDHW-ElecDry-Tier1 | DEER2017 | D17 v3 |  | Any | DMo | MH72 | CZ03 | rDXGF | Household | 1 | 1196 | None | 339 | 0.06 | 0.49 | 228 | 0.04 | 0.1 | 339 | 0.06 | 0.49 | 228 | 0.04 | 0.1 | DEER:Res:ClothesDishWasher | Annual | 1720 |  | Appl-CW-Top-GasDHW-ElecDry-Tier1DEER2017 | Appl-CW-Top-GasDHW-ElecDry-Tier1AnyDMoMH72CZ03DEER2017 | 6099
Appl-CW-Top-GasDHW-ElecDry-Tier1 | DEER2017 | D17 v3 |  | Any | DMo | MH72 | CZ04 | rDXGF | Household | 1 | 1196 | None | 345 | 0.057 | 0.73 | 231 | 0.039 | 0.25 | 345 | 0.057 | 0.73 | 231 | 0.039 | -0.71 | DEER:Res:ClothesDishWasher | Annual | 1721 |  | Appl-CW-Top-GasDHW-ElecDry-Tier1DEER2017 | Appl-CW-Top-GasDHW-ElecDry-Tier1AnyDMoMH72CZ04DEER2017 | 6100
Appl-CW-Top-GasDHW-ElecDry-Tier1 | DEER2017 | D17 v3 |  | Any | DMo | MH72 | CZ05 | rDXGF | Household | 1 | 1196 | None | 337 | 0.063 | 0.06 | 224 | 0.038 | -0.25 | 337 | 0.063 | 0.06 | 224 | 0.038 | -0.25 | DEER:Res:ClothesDishWasher | Annual | 1720 |  | Appl-CW-Top-GasDHW-ElecDry-Tier1DEER2017 | Appl-CW-Top-GasDHW-ElecDry-Tier1AnyDMoMH72CZ05DEER2017 | 6101
Appl-CW-Top-GasDHW-ElecDry-Tier1 | DEER2017 | D17 v3 |  | Any | DMo | MH72 | CZ06 | rDXGF | Household | 1 | 1196 | None | 347 | 0.054 | 1.15 | 232 | 0.036 | 0.57 | 347 | 0.054 | 1.15 | 232 | 0.036 | -0.58 | DEER:Res:ClothesDishWasher | Annual | 1721 |  | Appl-CW-Top-GasDHW-ElecDry-Tier1DEER2017 | Appl-CW-Top-GasDHW-ElecDry-Tier1AnyDMoMH72CZ06DEER2017 | 6102
Appl-CW-Top-GasDHW-ElecDry-Tier1 | DEER2017 | D17 v3 |  | Any | DMo | MH72 | CZ07 | rDXGF | Household | 1 | 1196 | None | 349 | 0.054 | 1.15 | 233 | 0.038 | 0.55 | 349 | 0.054 | 1.15 | 233 | 0.038 | 0.55 | DEER:Res:ClothesDishWasher | Annual | 1720 |  | Appl-CW-Top-GasDHW-ElecDry-Tier1DEER2017 | Appl-CW-Top-GasDHW-ElecDry-Tier1AnyDMoMH72CZ07DEER2017 | 6103
Appl-CW-Top-GasDHW-ElecDry-Tier1 | DEER2017 | D17 v3 |  | Any | DMo | MH72 | CZ08 | rDXGF | Household | 1 | 1196 | None | 351 | 0.056 | 1.17 | 235 | 0.037 | 0.58 | 351 | 0.056 | 1.17 | 235 | 0.037 | -0.8 | DEER:Res:ClothesDishWasher | Annual | 1721 |  | Appl-CW-Top-GasDHW-ElecDry-Tier1DEER2017 | Appl-CW-Top-GasDHW-ElecDry-Tier1AnyDMoMH72CZ08DEER2017 | 6104
Appl-CW-Top-GasDHW-ElecDry-Tier1 | DEER2017 | D17 v3 |  | Any | DMo | MH72 | CZ09 | rDXGF | Household | 1 | 1196 | None | 353 | 0.054 | 1.04 | 237 | 0.036 | 0.5 | 353 | 0.054 | 1.04 | 237 | 0.036 | 0.5 | DEER:Res:ClothesDishWasher | Annual | 1720 |  | Appl-CW-Top-GasDHW-ElecDry-Tier1DEER2017 | Appl-CW-Top-GasDHW-ElecDry-Tier1AnyDMoMH72CZ09DEER2017 | 6105
Appl-CW-Top-GasDHW-ElecDry-Tier1 | DEER2017 | D17 v3 |  | Any | DMo | MH72 | CZ10 | rDXGF | Household | 1 | 1196 | None | 350 | 0.057 | 1.03 | 234 | 0.038 | 0.48 | 350 | 0.057 | 1.03 | 234 | 0.038 | -0.69 | DEER:Res:ClothesDishWasher | Annual | 1721 |  | Appl-CW-Top-GasDHW-ElecDry-Tier1DEER2017 | Appl-CW-Top-GasDHW-ElecDry-Tier1AnyDMoMH72CZ10DEER2017 | 6106
Appl-CW-Top-GasDHW-ElecDry-Tier1 | DEER2017 | D17 v3 |  | Any | DMo | MH72 | CZ11 | rDXGF | Household | 1 | 1196 | None | 349 | 0.056 | 0.7 | 234 | 0.037 | 0.27 | 349 | 0.056 | 0.7 | 234 | 0.037 | 0.27 | DEER:Res:ClothesDishWasher | Annual | 1720 |  | Appl-CW-Top-GasDHW-ElecDry-Tier1DEER2017 | Appl-CW-Top-GasDHW-ElecDry-Tier1AnyDMoMH72CZ11DEER2017 | 6107
Appl-CW-Top-GasDHW-ElecDry-Tier1 | DEER2017 | D17 v3 |  | Any | DMo | MH72 | CZ12 | rDXGF | Household | 1 | 1196 | None | 347 | 0.059 | 0.51 | 233 | 0.04 | 0.11 | 347 | 0.059 | 0.51 | 233 | 0.04 | -0.66 | DEER:Res:ClothesDishWasher | Annual | 1721 |  | Appl-CW-Top-GasDHW-ElecDry-Tier1DEER2017 | Appl-CW-Top-GasDHW-ElecDry-Tier1AnyDMoMH72CZ12DEER2017 | 6108
Appl-CW-Top-GasDHW-ElecDry-Tier1 | DEER2017 | D17 v3 |  | Any | DMo | MH72 | CZ13 | rDXGF | Household | 1 | 1196 | None | 351 | 0.057 | 0.51 | 235 | 0.038 | 0.13 | 351 | 0.057 | 0.51 | 235 | 0.038 | 0.13 | DEER:Res:ClothesDishWasher | Annual | 1720 |  | Appl-CW-Top-GasDHW-ElecDry-Tier1DEER2017 | Appl-CW-Top-GasDHW-ElecDry-Tier1AnyDMoMH72CZ13DEER2017 | 6109
Appl-CW-Top-GasDHW-ElecDry-Tier1 | DEER2017 | D17 v3 |  | Any | DMo | MH72 | CZ14 | rDXGF | Household | 1 | 1196 | None | 351 | 0.056 | 0.77 | 235 | 0.037 | 0.29 | 351 | 0.056 | 0.77 | 235 | 0.037 | -0.31 | DEER:Res:ClothesDishWasher | Annual | 1721 |  | Appl-CW-Top-GasDHW-ElecDry-Tier1DEER2017 | Appl-CW-Top-GasDHW-ElecDry-Tier1AnyDMoMH72CZ14DEER2017 | 6110
Appl-CW-Top-GasDHW-ElecDry-Tier1 | DEER2017 | D17 v3 |  | Any | DMo | MH72 | CZ15 | rDXGF | Household | 1 | 1196 | None | 358 | 0.054 | 1.41 | 240 | 0.036 | 0.79 | 358 | 0.054 | 1.41 | 240 | 0.036 | 0.79 | DEER:Res:ClothesDishWasher | Annual | 1720 |  | Appl-CW-Top-GasDHW-ElecDry-Tier1DEER2017 | Appl-CW-Top-GasDHW-ElecDry-Tier1AnyDMoMH72CZ15DEER2017 | 6111
Appl-CW-Top-GasDHW-ElecDry-Tier1 | DEER2017 | D17 v3 |  | Any | DMo | MH72 | CZ16 | rDXGF | Household | 1 | 1196 | None | 343 | 0.055 | 0.39 | 230 | 0.037 | -0.01 | 343 | 0.055 | 0.39 | 230 | 0.037 | -0.94 | DEER:Res:ClothesDishWasher | Annual | 1721 |  | Appl-CW-Top-GasDHW-ElecDry-Tier1DEER2017 | Appl-CW-Top-GasDHW-ElecDry-Tier1AnyDMoMH72CZ16DEER2017 | 6112
Appl-CW-Top-GasDHW-ElecDry-Tier1 | DEER2017 | D17 v3 |  | Any | DMo | MH85 | CZ01 | rDXGF | Household | 1 | 1242 | None | 330 | 0.046 | -0.51 | 221 | 0.031 | -0.6 | 330 | 0.046 | -0.51 | 221 | 0.031 | -0.6 | DEER:Res:ClothesDishWasher | Annual | 1720 |  | Appl-CW-Top-GasDHW-ElecDry-Tier1DEER2017 | Appl-CW-Top-GasDHW-ElecDry-Tier1AnyDMoMH85CZ01DEER2017 | 6113
Appl-CW-Top-GasDHW-ElecDry-Tier1 | DEER2017 | D17 v3 |  | Any | DMo | MH85 | CZ02 | rDXGF | Household | 1 | 1242 | None | 339 | 0.066 | -0.24 | 226 | 0.044 | -0.38 | 339 | 0.066 | -0.24 | 226 | 0.044 | -1.03 | DEER:Res:ClothesDishWasher | Annual | 1721 |  | Appl-CW-Top-GasDHW-ElecDry-Tier1DEER2017 | Appl-CW-Top-GasDHW-ElecDry-Tier1AnyDMoMH85CZ02DEER2017 | 6114
Appl-CW-Top-GasDHW-ElecDry-Tier1 | DEER2017 | D17 v3 |  | Any | DMo | MH85 | CZ03 | rDXGF | Household | 1 | 1242 | None | 339 | 0.058 | -0.24 | 228 | 0.038 | -0.4 | 339 | 0.058 | -0.24 | 228 | 0.038 | -0.4 | DEER:Res:ClothesDishWasher | Annual | 1720 |  | Appl-CW-Top-GasDHW-ElecDry-Tier1DEER2017 | Appl-CW-Top-GasDHW-ElecDry-Tier1AnyDMoMH85CZ03DEER2017 | 6115
Appl-CW-Top-GasDHW-ElecDry-Tier1 | DEER2017 | D17 v3 |  | Any | DMo | MH85 | CZ04 | rDXGF | Household | 1 | 1242 | None | 347 | 0.061 | 0.27 | 232 | 0.04 | -0.03 | 347 | 0.061 | 0.27 | 232 | 0.04 | -0.59 | DEER:Res:ClothesDishWasher | Annual | 1721 |  | Appl-CW-Top-GasDHW-ElecDry-Tier1DEER2017 | Appl-CW-Top-GasDHW-ElecDry-Tier1AnyDMoMH85CZ04DEER2017 | 6116
Appl-CW-Top-GasDHW-ElecDry-Tier1 | DEER2017 | D17 v3 |  | Any | DMo | MH85 | CZ05 | rDXGF | Household | 1 | 1242 | None | 335 | 0.063 | -0.42 | 224 | 0.043 | -0.51 | 335 | 0.063 | -0.42 | 224 | 0.043 | -0.51 | DEER:Res:ClothesDishWasher | Annual | 1720 |  | Appl-CW-Top-GasDHW-ElecDry-Tier1DEER2017 | Appl-CW-Top-GasDHW-ElecDry-Tier1AnyDMoMH85CZ05DEER2017 | 6117
Appl-CW-Top-GasDHW-ElecDry-Tier1 | DEER2017 | D17 v3 |  | Any | DMo | MH85 | CZ06 | rDXGF | Household | 1 | 1242 | None | 345 | 0.055 | 0.69 | 232 | 0.037 | 0.24 | 345 | 0.055 | 0.69 | 232 | 0.037 | -0.97 | DEER:Res:ClothesDishWasher | Annual | 1721 |  | Appl-CW-Top-GasDHW-ElecDry-Tier1DEER2017 | Appl-CW-Top-GasDHW-ElecDry-Tier1AnyDMoMH85CZ06DEER2017 | 6118
Appl-CW-Top-GasDHW-ElecDry-Tier1 | DEER2017 | D17 v3 |  | Any | DMo | MH85 | CZ07 | rDXGF | Household | 1 | 1242 | None | 348 | 0.054 | 0.91 | 233 | 0.036 | 0.38 | 348 | 0.054 | 0.91 | 233 | 0.036 | 0.38 | DEER:Res:ClothesDishWasher | Annual | 1720 |  | Appl-CW-Top-GasDHW-ElecDry-Tier1DEER2017 | Appl-CW-Top-GasDHW-ElecDry-Tier1AnyDMoMH85CZ07DEER2017 | 6119
Appl-CW-Top-GasDHW-ElecDry-Tier1 | DEER2017 | D17 v3 |  | Any | DMo | MH85 | CZ08 | rDXGF | Household | 1 | 1242 | None | 349 | 0.054 | 0.81 | 234 | 0.036 | 0.32 | 349 | 0.054 | 0.81 | 234 | 0.036 | -0.54 | DEER:Res:ClothesDishWasher | Annual | 1721 |  | Appl-CW-Top-GasDHW-ElecDry-Tier1DEER2017 | Appl-CW-Top-GasDHW-ElecDry-Tier1AnyDMoMH85CZ08DEER2017 | 6120
Appl-CW-Top-GasDHW-ElecDry-Tier1 | DEER2017 | D17 v3 |  | Any | DMo | MH85 | CZ09 | rDXGF | Household | 1 | 1242 | None | 347 | 0.056 | 0.69 | 234 | 0.037 | 0.24 | 347 | 0.056 | 0.69 | 234 | 0.037 | 0.24 | DEER:Res:ClothesDishWasher | Annual | 1720 |  | Appl-CW-Top-GasDHW-ElecDry-Tier1DEER2017 | Appl-CW-Top-GasDHW-ElecDry-Tier1AnyDMoMH85CZ09DEER2017 | 6121
Appl-CW-Top-GasDHW-ElecDry-Tier1 | DEER2017 | D17 v3 |  | Any | DMo | MH85 | CZ10 | rDXGF | Household | 1 | 1242 | None | 351 | 0.056 | 0.75 | 235 | 0.037 | 0.28 | 351 | 0.056 | 0.75 | 235 | 0.037 | -0.98 | DEER:Res:ClothesDishWasher | Annual | 1721 |  | Appl-CW-Top-GasDHW-ElecDry-Tier1DEER2017 | Appl-CW-Top-GasDHW-ElecDry-Tier1AnyDMoMH85CZ10DEER2017 | 6122
Appl-CW-Top-GasDHW-ElecDry-Tier1 | DEER2017 | D17 v3 |  | Any | DMo | MH85 | CZ11 | rDXGF | Household | 1 | 1242 | None | 349 | 0.056 | 0.16 | 234 | 0.038 | -0.11 | 349 | 0.056 | 0.16 | 234 | 0.038 | -0.11 | DEER:Res:ClothesDishWasher | Annual | 1720 |  | Appl-CW-Top-GasDHW-ElecDry-Tier1DEER2017 | Appl-CW-Top-GasDHW-ElecDry-Tier1AnyDMoMH85CZ11DEER2017 | 6123
Appl-CW-Top-GasDHW-ElecDry-Tier1 | DEER2017 | D17 v3 |  | Any | DMo | MH85 | CZ12 | rDXGF | Household | 1 | 1242 | None | 346 | 0.057 | 0 | 232 | 0.041 | -0.21 | 346 | 0.057 | 0 | 232 | 0.041 | -0.58 | DEER:Res:ClothesDishWasher | Annual | 1721 |  | Appl-CW-Top-GasDHW-ElecDry-Tier1DEER2017 | Appl-CW-Top-GasDHW-ElecDry-Tier1AnyDMoMH85CZ12DEER2017 | 6124
Appl-CW-Top-GasDHW-ElecDry-Tier1 | DEER2017 | D17 v3 |  | Any | DMo | MH85 | CZ13 | rDXGF | Household | 1 | 1242 | None | 351 | 0.056 | 0.17 | 235 | 0.038 | -0.08 | 351 | 0.056 | 0.17 | 235 | 0.038 | -0.08 | DEER:Res:ClothesDishWasher | Annual | 1720 |  | Appl-CW-Top-GasDHW-ElecDry-Tier1DEER2017 | Appl-CW-Top-GasDHW-ElecDry-Tier1AnyDMoMH85CZ13DEER2017 | 6125
Appl-CW-Top-GasDHW-ElecDry-Tier1 | DEER2017 | D17 v3 |  | Any | DMo | MH85 | CZ14 | rDXGF | Household | 1 | 1242 | None | 352 | 0.054 | 0.18 | 236 | 0.036 | -0.1 | 352 | 0.054 | 0.18 | 236 | 0.036 | -0.5 | DEER:Res:ClothesDishWasher | Annual | 1721 |  | Appl-CW-Top-GasDHW-ElecDry-Tier1DEER2017 | Appl-CW-Top-GasDHW-ElecDry-Tier1AnyDMoMH85CZ14DEER2017 | 6126
Appl-CW-Top-GasDHW-ElecDry-Tier1 | DEER2017 | D17 v3 |  | Any | DMo | MH85 | CZ15 | rDXGF | Household | 1 | 1242 | None | 354 | 0.055 | 1.17 | 236 | 0.037 | 0.6 | 354 | 0.055 | 1.17 | 236 | 0.037 | 0.6 | DEER:Res:ClothesDishWasher | Annual | 1720 |  | Appl-CW-Top-GasDHW-ElecDry-Tier1DEER2017 | Appl-CW-Top-GasDHW-ElecDry-Tier1AnyDMoMH85CZ15DEER2017 | 6127
Appl-CW-Top-GasDHW-ElecDry-Tier1 | DEER2017 | D17 v3 |  | Any | DMo | MH85 | CZ16 | rDXGF | Household | 1 | 1242 | None | 341 | 0.055 | -0.15 | 229 | 0.037 | -0.35 | 341 | 0.055 | -0.15 | 229 | 0.037 | -0.51 | DEER:Res:ClothesDishWasher | Annual | 1721 |  | Appl-CW-Top-GasDHW-ElecDry-Tier1DEER2017 | Appl-CW-Top-GasDHW-ElecDry-Tier1AnyDMoMH85CZ16DEER2017 | 6128
Appl-CW-Top-GasDHW-ElecDry-Tier1 | DEER2017 | D17 v3 |  | Any | MFm | 1975 | CZ01 | rDXGF | Household | 1 | 1070.2 | None | 334 | 0.046 | 0.03 | 224 | 0.031 | -0.23 | 334 | 0.046 | 0.03 | 224 | 0.031 | -0.23 | DEER:Res:ClothesDishWasher | Annual | 1720 |  | Appl-CW-Top-GasDHW-ElecDry-Tier1DEER2017 | Appl-CW-Top-GasDHW-ElecDry-Tier1AnyMFm1975CZ01DEER2017 | 6129
Appl-CW-Top-GasDHW-ElecDry-Tier1 | DEER2017 | D17 v3 |  | Any | MFm | 1975 | CZ02 | rDXGF | Household | 1 | 1070.2 | None | 340 | 0.056 | 0.78 | 228 | 0.037 | 0.29 | 340 | 0.056 | 0.78 | 228 | 0.037 | -0.56 | DEER:Res:ClothesDishWasher | Annual | 1721 |  | Appl-CW-Top-GasDHW-ElecDry-Tier1DEER2017 | Appl-CW-Top-GasDHW-ElecDry-Tier1AnyMFm1975CZ02DEER2017 | 6130
Appl-CW-Top-GasDHW-ElecDry-Tier1 | DEER2017 | D17 v3 |  | Any | MFm | 1975 | CZ03 | rDXGF | Household | 1 | 1070.2 | None | 338 | 0.05 | 0.87 | 226 | 0.033 | 0.37 | 338 | 0.05 | 0.87 | 226 | 0.033 | 0.37 | DEER:Res:ClothesDishWasher | Annual | 1720 |  | Appl-CW-Top-GasDHW-ElecDry-Tier1DEER2017 | Appl-CW-Top-GasDHW-ElecDry-Tier1AnyMFm1975CZ03DEER2017 | 6131
Appl-CW-Top-GasDHW-ElecDry-Tier1 | DEER2017 | D17 v3 |  | Any | MFm | 1975 | CZ04 | rDXGF | Household | 1 | 1070.2 | None | 341 | 0.055 | 0.95 | 229 | 0.037 | 0.41 | 341 | 0.055 | 0.95 | 229 | 0.037 | -0.43 | DEER:Res:ClothesDishWasher | Annual | 1721 |  | Appl-CW-Top-GasDHW-ElecDry-Tier1DEER2017 | Appl-CW-Top-GasDHW-ElecDry-Tier1AnyMFm1975CZ04DEER2017 | 6132
Appl-CW-Top-GasDHW-ElecDry-Tier1 | DEER2017 | D17 v3 |  | Any | MFm | 1975 | CZ05 | rDXGF | Household | 1 | 1070.2 | None | 335 | 0.047 | 0.22 | 225 | 0.032 | -0.09 | 335 | 0.047 | 0.22 | 225 | 0.032 | -0.09 | DEER:Res:ClothesDishWasher | Annual | 1720 |  | Appl-CW-Top-GasDHW-ElecDry-Tier1DEER2017 | Appl-CW-Top-GasDHW-ElecDry-Tier1AnyMFm1975CZ05DEER2017 | 6133
Appl-CW-Top-GasDHW-ElecDry-Tier1 | DEER2017 | D17 v3 |  | Any | MFm | 1975 | CZ06 | rDXGF | Household | 1 | 1047.7 | None | 344 | 0.054 | 1.09 | 231 | 0.036 | 0.51 | 344 | 0.054 | 1.09 | 231 | 0.036 | -0.72 | DEER:Res:ClothesDishWasher | Annual | 1721 |  | Appl-CW-Top-GasDHW-ElecDry-Tier1DEER2017 | Appl-CW-Top-GasDHW-ElecDry-Tier1AnyMFm1975CZ06DEER2017 | 6134
Appl-CW-Top-GasDHW-ElecDry-Tier1 | DEER2017 | D17 v3 |  | Any | MFm | 1975 | CZ07 | rDXGF | Household | 1 | 1047.7 | None | 340 | 0.05 | 1.07 | 227 | 0.033 | 0.4 | 340 | 0.05 | 1.07 | 227 | 0.033 | 0.4 | DEER:Res:ClothesDishWasher | Annual | 1720 |  | Appl-CW-Top-GasDHW-ElecDry-Tier1DEER2017 | Appl-CW-Top-GasDHW-ElecDry-Tier1AnyMFm1975CZ07DEER2017 | 6135
Appl-CW-Top-GasDHW-ElecDry-Tier1 | DEER2017 | D17 v3 |  | Any | MFm | 1975 | CZ08 | rDXGF | Household | 1 | 1047.7 | None | 345 | 0.056 | 1.33 | 232 | 0.038 | 0.68 | 345 | 0.056 | 1.33 | 232 | 0.038 | -0.68 | DEER:Res:ClothesDishWasher | Annual | 1721 |  | Appl-CW-Top-GasDHW-ElecDry-Tier1DEER2017 | Appl-CW-Top-GasDHW-ElecDry-Tier1AnyMFm1975CZ08DEER2017 | 6136
Appl-CW-Top-GasDHW-ElecDry-Tier1 | DEER2017 | D17 v3 |  | Any | MFm | 1975 | CZ09 | rDXGF | Household | 1 | 1216.8 | None | 348 | 0.053 | 1.11 | 233 | 0.036 | 0.53 | 348 | 0.053 | 1.11 | 233 | 0.036 | 0.53 | DEER:Res:ClothesDishWasher | Annual | 1720 |  | Appl-CW-Top-GasDHW-ElecDry-Tier1DEER2017 | Appl-CW-Top-GasDHW-ElecDry-Tier1AnyMFm1975CZ09DEER2017 | 6137
Appl-CW-Top-GasDHW-ElecDry-Tier1 | DEER2017 | D17 v3 |  | Any | MFm | 1975 | CZ10 | rDXGF | Household | 1 | 1216.8 | None | 345 | 0.058 | 0.92 | 231 | 0.039 | 0.41 | 345 | 0.058 | 0.92 | 231 | 0.039 | -0.63 | DEER:Res:ClothesDishWasher | Annual | 1721 |  | Appl-CW-Top-GasDHW-ElecDry-Tier1DEER2017 | Appl-CW-Top-GasDHW-ElecDry-Tier1AnyMFm1975CZ10DEER2017 | 6138
Appl-CW-Top-GasDHW-ElecDry-Tier1 | DEER2017 | D17 v3 |  | Any | MFm | 1975 | CZ11 | rDXGF | Household | 1 | 1098.9 | None | 345 | 0.055 | 0.68 | 231 | 0.037 | 0.24 | 345 | 0.055 | 0.68 | 231 | 0.037 | 0.24 | DEER:Res:ClothesDishWasher | Annual | 1720 |  | Appl-CW-Top-GasDHW-ElecDry-Tier1DEER2017 | Appl-CW-Top-GasDHW-ElecDry-Tier1AnyMFm1975CZ11DEER2017 | 6139
Appl-CW-Top-GasDHW-ElecDry-Tier1 | DEER2017 | D17 v3 |  | Any | MFm | 1975 | CZ12 | rDXGF | Household | 1 | 1098.9 | None | 343 | 0.054 | 0.67 | 230 | 0.037 | 0.23 | 343 | 0.054 | 0.67 | 230 | 0.037 | -0.7 | DEER:Res:ClothesDishWasher | Annual | 1721 |  | Appl-CW-Top-GasDHW-ElecDry-Tier1DEER2017 | Appl-CW-Top-GasDHW-ElecDry-Tier1AnyMFm1975CZ12DEER2017 | 6140
Appl-CW-Top-GasDHW-ElecDry-Tier1 | DEER2017 | D17 v3 |  | Any | MFm | 1975 | CZ13 | rDXGF | Household | 1 | 1098.9 | None | 347 | 0.057 | 0.78 | 233 | 0.038 | 0.32 | 347 | 0.057 | 0.78 | 233 | 0.038 | 0.32 | DEER:Res:ClothesDishWasher | Annual | 1720 |  | Appl-CW-Top-GasDHW-ElecDry-Tier1DEER2017 | Appl-CW-Top-GasDHW-ElecDry-Tier1AnyMFm1975CZ13DEER2017 | 6141
Appl-CW-Top-GasDHW-ElecDry-Tier1 | DEER2017 | D17 v3 |  | Any | MFm | 1975 | CZ14 | rDXGF | Household | 1 | 1409.4 | None | 348 | 0.05 | 0.72 | 233 | 0.033 | 0.25 | 348 | 0.05 | 0.72 | 233 | 0.033 | -0.31 | DEER:Res:ClothesDishWasher | Annual | 1721 |  | Appl-CW-Top-GasDHW-ElecDry-Tier1DEER2017 | Appl-CW-Top-GasDHW-ElecDry-Tier1AnyMFm1975CZ14DEER2017 | 6142
Appl-CW-Top-GasDHW-ElecDry-Tier1 | DEER2017 | D17 v3 |  | Any | MFm | 1975 | CZ15 | rDXGF | Household | 1 | 1409.4 | None | 355 | 0.052 | 1.29 | 238 | 0.035 | 0.69 | 355 | 0.052 | 1.29 | 238 | 0.035 | 0.69 | DEER:Res:ClothesDishWasher | Annual | 1720 |  | Appl-CW-Top-GasDHW-ElecDry-Tier1DEER2017 | Appl-CW-Top-GasDHW-ElecDry-Tier1AnyMFm1975CZ15DEER2017 | 6143
Appl-CW-Top-GasDHW-ElecDry-Tier1 | DEER2017 | D17 v3 |  | Any | MFm | 1975 | CZ16 | rDXGF | Household | 1 | 1070.2 | None | 342 | 0.052 | 0.91 | 229 | 0.035 | 0.36 | 342 | 0.052 | 0.91 | 229 | 0.035 | -0.9 | DEER:Res:ClothesDishWasher | Annual | 1721 |  | Appl-CW-Top-GasDHW-ElecDry-Tier1DEER2017 | Appl-CW-Top-GasDHW-ElecDry-Tier1AnyMFm1975CZ16DEER2017 | 6144
Appl-CW-Top-GasDHW-ElecDry-Tier1 | DEER2017 | D17 v3 |  | Any | MFm | 1985 | CZ01 | rDXGF | Household | 1 | 1152 | None | 334 | 0.047 | -0.33 | 224 | 0.031 | -0.47 | 334 | 0.047 | -0.33 | 224 | 0.031 | -0.47 | DEER:Res:ClothesDishWasher | Annual | 1720 |  | Appl-CW-Top-GasDHW-ElecDry-Tier1DEER2017 | Appl-CW-Top-GasDHW-ElecDry-Tier1AnyMFm1985CZ01DEER2017 | 6145
Appl-CW-Top-GasDHW-ElecDry-Tier1 | DEER2017 | D17 v3 |  | Any | MFm | 1985 | CZ02 | rDXGF | Household | 1 | 1152 | None | 340 | 0.056 | 0.79 | 228 | 0.038 | 0.3 | 340 | 0.056 | 0.79 | 228 | 0.038 | -1.48 | DEER:Res:ClothesDishWasher | Annual | 1721 |  | Appl-CW-Top-GasDHW-ElecDry-Tier1DEER2017 | Appl-CW-Top-GasDHW-ElecDry-Tier1AnyMFm1985CZ02DEER2017 | 6146
Appl-CW-Top-GasDHW-ElecDry-Tier1 | DEER2017 | D17 v3 |  | Any | MFm | 1985 | CZ03 | rDXGF | Household | 1 | 1152 | None | 334 | 0.046 | -0.64 | 223 | 0.03 | -1.1 | 334 | 0.046 | -0.64 | 223 | 0.03 | -1.1 | DEER:Res:ClothesDishWasher | Annual | 1720 |  | Appl-CW-Top-GasDHW-ElecDry-Tier1DEER2017 | Appl-CW-Top-GasDHW-ElecDry-Tier1AnyMFm1985CZ03DEER2017 | 6147
Appl-CW-Top-GasDHW-ElecDry-Tier1 | DEER2017 | D17 v3 |  | Any | MFm | 1985 | CZ04 | rDXGF | Household | 1 | 1152 | None | 339 | 0.054 | 1.04 | 228 | 0.036 | 0.47 | 339 | 0.054 | 1.04 | 228 | 0.036 | -0.78 | DEER:Res:ClothesDishWasher | Annual | 1721 |  | Appl-CW-Top-GasDHW-ElecDry-Tier1DEER2017 | Appl-CW-Top-GasDHW-ElecDry-Tier1AnyMFm1985CZ04DEER2017 | 6148
Appl-CW-Top-GasDHW-ElecDry-Tier1 | DEER2017 | D17 v3 |  | Any | MFm | 1985 | CZ05 | rDXGF | Household | 1 | 1152 | None | 337 | 0.051 | 0.52 | 226 | 0.034 | 0.17 | 337 | 0.051 | 0.52 | 226 | 0.034 | 0.17 | DEER:Res:ClothesDishWasher | Annual | 1720 |  | Appl-CW-Top-GasDHW-ElecDry-Tier1DEER2017 | Appl-CW-Top-GasDHW-ElecDry-Tier1AnyMFm1985CZ05DEER2017 | 6149
Appl-CW-Top-GasDHW-ElecDry-Tier1 | DEER2017 | D17 v3 |  | Any | MFm | 1985 | CZ06 | rDXGF | Household | 1 | 1295.2 | None | 343 | 0.059 | 1.55 | 230 | 0.039 | 0.74 | 343 | 0.059 | 1.55 | 230 | 0.039 | -0.95 | DEER:Res:ClothesDishWasher | Annual | 1721 |  | Appl-CW-Top-GasDHW-ElecDry-Tier1DEER2017 | Appl-CW-Top-GasDHW-ElecDry-Tier1AnyMFm1985CZ06DEER2017 | 6150
Appl-CW-Top-GasDHW-ElecDry-Tier1 | DEER2017 | D17 v3 |  | Any | MFm | 1985 | CZ07 | rDXGF | Household | 1 | 1295.2 | None | 342 | 0.052 | 1.33 | 229 | 0.035 | 0.68 | 342 | 0.052 | 1.33 | 229 | 0.035 | 0.68 | DEER:Res:ClothesDishWasher | Annual | 1720 |  | Appl-CW-Top-GasDHW-ElecDry-Tier1DEER2017 | Appl-CW-Top-GasDHW-ElecDry-Tier1AnyMFm1985CZ07DEER2017 | 6151
Appl-CW-Top-GasDHW-ElecDry-Tier1 | DEER2017 | D17 v3 |  | Any | MFm | 1985 | CZ08 | rDXGF | Household | 1 | 1295.2 | None | 347 | 0.055 | 1.3 | 233 | 0.037 | 0.69 | 347 | 0.055 | 1.3 | 233 | 0.037 | -0.59 | DEER:Res:ClothesDishWasher | Annual | 1721 |  | Appl-CW-Top-GasDHW-ElecDry-Tier1DEER2017 | Appl-CW-Top-GasDHW-ElecDry-Tier1AnyMFm1985CZ08DEER2017 | 6152
Appl-CW-Top-GasDHW-ElecDry-Tier1 | DEER2017 | D17 v3 |  | Any | MFm | 1985 | CZ09 | rDXGF | Household | 1 | 1438.9 | None | 348 | 0.053 | 1.01 | 233 | 0.035 | 0.46 | 348 | 0.053 | 1.01 | 233 | 0.035 | 0.46 | DEER:Res:ClothesDishWasher | Annual | 1720 |  | Appl-CW-Top-GasDHW-ElecDry-Tier1DEER2017 | Appl-CW-Top-GasDHW-ElecDry-Tier1AnyMFm1985CZ09DEER2017 | 6153
Appl-CW-Top-GasDHW-ElecDry-Tier1 | DEER2017 | D17 v3 |  | Any | MFm | 1985 | CZ10 | rDXGF | Household | 1 | 1438.9 | None | 352 | 0.066 | 1.72 | 234 | 0.042 | 0.7 | 352 | 0.066 | 1.72 | 234 | 0.042 | -0.83 | DEER:Res:ClothesDishWasher | Annual | 1721 |  | Appl-CW-Top-GasDHW-ElecDry-Tier1DEER2017 | Appl-CW-Top-GasDHW-ElecDry-Tier1AnyMFm1985CZ10DEER2017 | 6154
Appl-CW-Top-GasDHW-ElecDry-Tier1 | DEER2017 | D17 v3 |  | Any | MFm | 1985 | CZ11 | rDXGF | Household | 1 | 1150 | None | 345 | 0.055 | 0.68 | 231 | 0.037 | 0.25 | 345 | 0.055 | 0.68 | 231 | 0.037 | 0.25 | DEER:Res:ClothesDishWasher | Annual | 1720 |  | Appl-CW-Top-GasDHW-ElecDry-Tier1DEER2017 | Appl-CW-Top-GasDHW-ElecDry-Tier1AnyMFm1985CZ11DEER2017 | 6155
Appl-CW-Top-GasDHW-ElecDry-Tier1 | DEER2017 | D17 v3 |  | Any | MFm | 1985 | CZ12 | rDXGF | Household | 1 | 1150 | None | 342 | 0.056 | 0.74 | 229 | 0.038 | 0.26 | 342 | 0.056 | 0.74 | 229 | 0.038 | -0.85 | DEER:Res:ClothesDishWasher | Annual | 1721 |  | Appl-CW-Top-GasDHW-ElecDry-Tier1DEER2017 | Appl-CW-Top-GasDHW-ElecDry-Tier1AnyMFm1985CZ12DEER2017 | 6156
Appl-CW-Top-GasDHW-ElecDry-Tier1 | DEER2017 | D17 v3 |  | Any | MFm | 1985 | CZ13 | rDXGF | Household | 1 | 1150 | None | 347 | 0.057 | 0.6 | 233 | 0.038 | 0.19 | 347 | 0.057 | 0.6 | 233 | 0.038 | 0.19 | DEER:Res:ClothesDishWasher | Annual | 1720 |  | Appl-CW-Top-GasDHW-ElecDry-Tier1DEER2017 | Appl-CW-Top-GasDHW-ElecDry-Tier1AnyMFm1985CZ13DEER2017 | 6157
Appl-CW-Top-GasDHW-ElecDry-Tier1 | DEER2017 | D17 v3 |  | Any | MFm | 1985 | CZ14 | rDXGF | Household | 1 | 1407.2 | None | 348 | 0.053 | 0.93 | 233 | 0.035 | 0.41 | 348 | 0.053 | 0.93 | 233 | 0.035 | -0.66 | DEER:Res:ClothesDishWasher | Annual | 1721 |  | Appl-CW-Top-GasDHW-ElecDry-Tier1DEER2017 | Appl-CW-Top-GasDHW-ElecDry-Tier1AnyMFm1985CZ14DEER2017 | 6158
Appl-CW-Top-GasDHW-ElecDry-Tier1 | DEER2017 | D17 v3 |  | Any | MFm | 1985 | CZ15 | rDXGF | Household | 1 | 1407.2 | None | 355 | 0.053 | 1.27 | 238 | 0.036 | 0.68 | 355 | 0.053 | 1.27 | 238 | 0.036 | 0.68 | DEER:Res:ClothesDishWasher | Annual | 1720 |  | Appl-CW-Top-GasDHW-ElecDry-Tier1DEER2017 | Appl-CW-Top-GasDHW-ElecDry-Tier1AnyMFm1985CZ15DEER2017 | 6159
Appl-CW-Top-GasDHW-ElecDry-Tier1 | DEER2017 | D17 v3 |  | Any | MFm | 1985 | CZ16 | rDXGF | Household | 1 | 1152 | None | 344 | 0.053 | 0.85 | 231 | 0.035 | 0.32 | 344 | 0.053 | 0.85 | 231 | 0.035 | -0.67 | DEER:Res:ClothesDishWasher | Annual | 1721 |  | Appl-CW-Top-GasDHW-ElecDry-Tier1DEER2017 | Appl-CW-Top-GasDHW-ElecDry-Tier1AnyMFm1985CZ16DEER2017 | 6160
Appl-CW-Top-GasDHW-ElecDry-Tier1 | DEER2017 | D17 v3 |  | Any | MFm | 1996 | CZ01 | rDXGF | Household | 1 | 981.6 | None | 333 | 0.047 | -0.12 | 224 | 0.032 | -0.26 | 333 | 0.047 | -0.12 | 224 | 0.032 | -0.26 | DEER:Res:ClothesDishWasher | Annual | 1720 |  | Appl-CW-Top-GasDHW-ElecDry-Tier1DEER2017 | Appl-CW-Top-GasDHW-ElecDry-Tier1AnyMFm1996CZ01DEER2017 | 6161
Appl-CW-Top-GasDHW-ElecDry-Tier1 | DEER2017 | D17 v3 |  | Any | MFm | 1996 | CZ02 | rDXGF | Household | 1 | 981.6 | None | 341 | 0.057 | 1.27 | 229 | 0.037 | 0.59 | 341 | 0.057 | 1.27 | 229 | 0.037 | -0.57 | DEER:Res:ClothesDishWasher | Annual | 1721 |  | Appl-CW-Top-GasDHW-ElecDry-Tier1DEER2017 | Appl-CW-Top-GasDHW-ElecDry-Tier1AnyMFm1996CZ02DEER2017 | 6162
Appl-CW-Top-GasDHW-ElecDry-Tier1 | DEER2017 | D17 v3 |  | Any | MFm | 1996 | CZ03 | rDXGF | Household | 1 | 981.6 | None | 338 | 0.051 | 1.09 | 227 | 0.034 | 0.54 | 338 | 0.051 | 1.09 | 227 | 0.034 | 0.54 | DEER:Res:ClothesDishWasher | Annual | 1720 |  | Appl-CW-Top-GasDHW-ElecDry-Tier1DEER2017 | Appl-CW-Top-GasDHW-ElecDry-Tier1AnyMFm1996CZ03DEER2017 | 6163
Appl-CW-Top-GasDHW-ElecDry-Tier1 | DEER2017 | D17 v3 |  | Any | MFm | 1996 | CZ04 | rDXGF | Household | 1 | 981.6 | None | 340 | 0.051 | 1.24 | 228 | 0.034 | 0.62 | 340 | 0.051 | 1.24 | 228 | 0.034 | -0.48 | DEER:Res:ClothesDishWasher | Annual | 1721 |  | Appl-CW-Top-GasDHW-ElecDry-Tier1DEER2017 | Appl-CW-Top-GasDHW-ElecDry-Tier1AnyMFm1996CZ04DEER2017 | 6164
Appl-CW-Top-GasDHW-ElecDry-Tier1 | DEER2017 | D17 v3 |  | Any | MFm | 1996 | CZ05 | rDXGF | Household | 1 | 981.6 | None | 337 | 0.047 | 0.75 | 226 | 0.032 | 0.27 | 337 | 0.047 | 0.75 | 226 | 0.032 | 0.27 | DEER:Res:ClothesDishWasher | Annual | 1720 |  | Appl-CW-Top-GasDHW-ElecDry-Tier1DEER2017 | Appl-CW-Top-GasDHW-ElecDry-Tier1AnyMFm1996CZ05DEER2017 | 6165
Appl-CW-Top-GasDHW-ElecDry-Tier1 | DEER2017 | D17 v3 |  | Any | MFm | 1996 | CZ06 | rDXGF | Household | 1 | 1169.1 | None | 344 | 0.055 | 1.05 | 231 | 0.038 | 0.5 | 344 | 0.055 | 1.05 | 231 | 0.038 | -0.62 | DEER:Res:ClothesDishWasher | Annual | 1721 |  | Appl-CW-Top-GasDHW-ElecDry-Tier1DEER2017 | Appl-CW-Top-GasDHW-ElecDry-Tier1AnyMFm1996CZ06DEER2017 | 6166
Appl-CW-Top-GasDHW-ElecDry-Tier1 | DEER2017 | D17 v3 |  | Any | MFm | 1996 | CZ07 | rDXGF | Household | 1 | 1169.1 | None | 345 | 0.053 | 1.79 | 231 | 0.035 | 0.98 | 345 | 0.053 | 1.79 | 231 | 0.035 | 0.98 | DEER:Res:ClothesDishWasher | Annual | 1720 |  | Appl-CW-Top-GasDHW-ElecDry-Tier1DEER2017 | Appl-CW-Top-GasDHW-ElecDry-Tier1AnyMFm1996CZ07DEER2017 | 6167
Appl-CW-Top-GasDHW-ElecDry-Tier1 | DEER2017 | D17 v3 |  | Any | MFm | 1996 | CZ08 | rDXGF | Household | 1 | 1169.1 | None | 346 | 0.052 | 1.35 | 232 | 0.035 | 0.69 | 346 | 0.052 | 1.35 | 232 | 0.035 | -0.67 | DEER:Res:ClothesDishWasher | Annual | 1721 |  | Appl-CW-Top-GasDHW-ElecDry-Tier1DEER2017 | Appl-CW-Top-GasDHW-ElecDry-Tier1AnyMFm1996CZ08DEER2017 | 6168
Appl-CW-Top-GasDHW-ElecDry-Tier1 | DEER2017 | D17 v3 |  | Any | MFm | 1996 | CZ09 | rDXGF | Household | 1 | 1093.6 | None | 350 | 0.053 | 1.39 | 234 | 0.035 | 0.72 | 350 | 0.053 | 1.39 | 234 | 0.035 | 0.72 | DEER:Res:ClothesDishWasher | Annual | 1720 |  | Appl-CW-Top-GasDHW-ElecDry-Tier1DEER2017 | Appl-CW-Top-GasDHW-ElecDry-Tier1AnyMFm1996CZ09DEER2017 | 6169
Appl-CW-Top-GasDHW-ElecDry-Tier1 | DEER2017 | D17 v3 |  | Any | MFm | 1996 | CZ10 | rDXGF | Household | 1 | 1093.6 | None | 343 | 0.061 | 1.02 | 230 | 0.04 | 0.46 | 343 | 0.061 | 1.02 | 230 | 0.04 | -0.69 | DEER:Res:ClothesDishWasher | Annual | 1721 |  | Appl-CW-Top-GasDHW-ElecDry-Tier1DEER2017 | Appl-CW-Top-GasDHW-ElecDry-Tier1AnyMFm1996CZ10DEER2017 | 6170
Appl-CW-Top-GasDHW-ElecDry-Tier1 | DEER2017 | D17 v3 |  | Any | MFm | 1996 | CZ11 | rDXGF | Household | 1 | 1031.9 | None | 347 | 0.054 | 1.16 | 234 | 0.038 | 0.61 | 347 | 0.054 | 1.16 | 234 | 0.038 | 0.61 | DEER:Res:ClothesDishWasher | Annual | 1720 |  | Appl-CW-Top-GasDHW-ElecDry-Tier1DEER2017 | Appl-CW-Top-GasDHW-ElecDry-Tier1AnyMFm1996CZ11DEER2017 | 6171
Appl-CW-Top-GasDHW-ElecDry-Tier1 | DEER2017 | D17 v3 |  | Any | MFm | 1996 | CZ12 | rDXGF | Household | 1 | 1031.9 | None | 344 | 0.056 | 0.86 | 231 | 0.037 | 0.35 | 344 | 0.056 | 0.86 | 231 | 0.037 | -0.71 | DEER:Res:ClothesDishWasher | Annual | 1721 |  | Appl-CW-Top-GasDHW-ElecDry-Tier1DEER2017 | Appl-CW-Top-GasDHW-ElecDry-Tier1AnyMFm1996CZ12DEER2017 | 6172
Appl-CW-Top-GasDHW-ElecDry-Tier1 | DEER2017 | D17 v3 |  | Any | MFm | 1996 | CZ13 | rDXGF | Household | 1 | 1031.9 | None | 348 | 0.056 | 0.96 | 233 | 0.037 | 0.44 | 348 | 0.056 | 0.96 | 233 | 0.037 | 0.44 | DEER:Res:ClothesDishWasher | Annual | 1720 |  | Appl-CW-Top-GasDHW-ElecDry-Tier1DEER2017 | Appl-CW-Top-GasDHW-ElecDry-Tier1AnyMFm1996CZ13DEER2017 | 6173
Appl-CW-Top-GasDHW-ElecDry-Tier1 | DEER2017 | D17 v3 |  | Any | MFm | 1996 | CZ14 | rDXGF | Household | 1 | 1086 | None | 350 | 0.051 | 1.08 | 235 | 0.034 | 0.51 | 350 | 0.051 | 1.08 | 235 | 0.034 | -0.31 | DEER:Res:ClothesDishWasher | Annual | 1721 |  | Appl-CW-Top-GasDHW-ElecDry-Tier1DEER2017 | Appl-CW-Top-GasDHW-ElecDry-Tier1AnyMFm1996CZ14DEER2017 | 6174
Appl-CW-Top-GasDHW-ElecDry-Tier1 | DEER2017 | D17 v3 |  | Any | MFm | 1996 | CZ15 | rDXGF | Household | 1 | 1086 | None | 354 | 0.053 | 1.35 | 237 | 0.036 | 0.73 | 354 | 0.053 | 1.35 | 237 | 0.036 | 0.73 | DEER:Res:ClothesDishWasher | Annual | 1720 |  | Appl-CW-Top-GasDHW-ElecDry-Tier1DEER2017 | Appl-CW-Top-GasDHW-ElecDry-Tier1AnyMFm1996CZ15DEER2017 | 6175
Appl-CW-Top-GasDHW-ElecDry-Tier1 | DEER2017 | D17 v3 |  | Any | MFm | 1996 | CZ16 | rDXGF | Household | 1 | 981.6 | None | 344 | 0.053 | 0.86 | 231 | 0.036 | 0.33 | 344 | 0.053 | 0.86 | 231 | 0.036 | -0.93 | DEER:Res:ClothesDishWasher | Annual | 1721 |  | Appl-CW-Top-GasDHW-ElecDry-Tier1DEER2017 | Appl-CW-Top-GasDHW-ElecDry-Tier1AnyMFm1996CZ16DEER2017 | 6176
Appl-CW-Top-GasDHW-ElecDry-Tier1 | DEER2017 | D17 v3 |  | Any | MFm | 2003 | CZ01 | rDXGF | Household | 1 | 998.7 | None | 335 | 0.046 | 0.59 | 224 | 0.031 | 0.15 | 335 | 0.046 | 0.59 | 224 | 0.031 | 0.15 | DEER:Res:ClothesDishWasher | Annual | 1720 |  | Appl-CW-Top-GasDHW-ElecDry-Tier1DEER2017 | Appl-CW-Top-GasDHW-ElecDry-Tier1AnyMFm2003CZ01DEER2017 | 6177
Appl-CW-Top-GasDHW-ElecDry-Tier1 | DEER2017 | D17 v3 |  | Any | MFm | 2003 | CZ02 | rDXGF | Household | 1 | 1073.2 | None | 339 | 0.053 | 0.99 | 229 | 0.037 | 0.72 | 339 | 0.053 | 0.99 | 229 | 0.037 | -1.16 | DEER:Res:ClothesDishWasher | Annual | 1721 |  | Appl-CW-Top-GasDHW-ElecDry-Tier1DEER2017 | Appl-CW-Top-GasDHW-ElecDry-Tier1AnyMFm2003CZ02DEER2017 | 6178
Appl-CW-Top-GasDHW-ElecDry-Tier1 | DEER2017 | D17 v3 |  | Any | MFm | 2003 | CZ03 | rDXGF | Household | 1 | 998.7 | None | 337 | 0.049 | 0.91 | 226 | 0.033 | 0.33 | 337 | 0.049 | 0.91 | 226 | 0.033 | 0.33 | DEER:Res:ClothesDishWasher | Annual | 1720 |  | Appl-CW-Top-GasDHW-ElecDry-Tier1DEER2017 | Appl-CW-Top-GasDHW-ElecDry-Tier1AnyMFm2003CZ03DEER2017 | 6179
Appl-CW-Top-GasDHW-ElecDry-Tier1 | DEER2017 | D17 v3 |  | Any | MFm | 2003 | CZ04 | rDXGF | Household | 1 | 998.7 | None | 343 | 0.054 | 1.21 | 229 | 0.035 | 0.56 | 343 | 0.054 | 1.21 | 229 | 0.035 | -0.62 | DEER:Res:ClothesDishWasher | Annual | 1721 |  | Appl-CW-Top-GasDHW-ElecDry-Tier1DEER2017 | Appl-CW-Top-GasDHW-ElecDry-Tier1AnyMFm2003CZ04DEER2017 | 6180
Appl-CW-Top-GasDHW-ElecDry-Tier1 | DEER2017 | D17 v3 |  | Any | MFm | 2003 | CZ05 | rDXGF | Household | 1 | 998.7 | None | 337 | 0.048 | 0.64 | 226 | 0.032 | 0.18 | 337 | 0.048 | 0.64 | 226 | 0.032 | 0.18 | DEER:Res:ClothesDishWasher | Annual | 1720 |  | Appl-CW-Top-GasDHW-ElecDry-Tier1DEER2017 | Appl-CW-Top-GasDHW-ElecDry-Tier1AnyMFm2003CZ05DEER2017 | 6181
Appl-CW-Top-GasDHW-ElecDry-Tier1 | DEER2017 | D17 v3 |  | Any | MFm | 2003 | CZ06 | rDXGF | Household | 1 | 1206 | None | 343 | 0.055 | 1.25 | 230 | 0.037 | 0.62 | 343 | 0.055 | 1.25 | 230 | 0.037 | -0.84 | DEER:Res:ClothesDishWasher | Annual | 1721 |  | Appl-CW-Top-GasDHW-ElecDry-Tier1DEER2017 | Appl-CW-Top-GasDHW-ElecDry-Tier1AnyMFm2003CZ06DEER2017 | 6182
Appl-CW-Top-GasDHW-ElecDry-Tier1 | DEER2017 | D17 v3 |  | Any | MFm | 2003 | CZ07 | rDXGF | Household | 1 | 1206 | None | 347 | 0.052 | 1.35 | 232 | 0.035 | 0.71 | 347 | 0.052 | 1.35 | 232 | 0.035 | 0.71 | DEER:Res:ClothesDishWasher | Annual | 1720 |  | Appl-CW-Top-GasDHW-ElecDry-Tier1DEER2017 | Appl-CW-Top-GasDHW-ElecDry-Tier1AnyMFm2003CZ07DEER2017 | 6183
Appl-CW-Top-GasDHW-ElecDry-Tier1 | DEER2017 | D17 v3 |  | Any | MFm | 2003 | CZ08 | rDXGF | Household | 1 | 1206 | None | 346 | 0.056 | 1.35 | 232 | 0.037 | 0.69 | 346 | 0.056 | 1.35 | 232 | 0.037 | -0.54 | DEER:Res:ClothesDishWasher | Annual | 1721 |  | Appl-CW-Top-GasDHW-ElecDry-Tier1DEER2017 | Appl-CW-Top-GasDHW-ElecDry-Tier1AnyMFm2003CZ08DEER2017 | 6184
Appl-CW-Top-GasDHW-ElecDry-Tier1 | DEER2017 | D17 v3 |  | Any | MFm | 2003 | CZ09 | rDXGF | Household | 1 | 1126.6 | None | 344 | 0.053 | 1.05 | 230 | 0.035 | 0.45 | 344 | 0.053 | 1.05 | 230 | 0.035 | 0.45 | DEER:Res:ClothesDishWasher | Annual | 1720 |  | Appl-CW-Top-GasDHW-ElecDry-Tier1DEER2017 | Appl-CW-Top-GasDHW-ElecDry-Tier1AnyMFm2003CZ09DEER2017 | 6185
Appl-CW-Top-GasDHW-ElecDry-Tier1 | DEER2017 | D17 v3 |  | Any | MFm | 2003 | CZ10 | rDXGF | Household | 1 | 1073.2 | None | 345 | 0.057 | 1.48 | 231 | 0.037 | 0.74 | 345 | 0.057 | 1.48 | 231 | 0.037 | -0.81 | DEER:Res:ClothesDishWasher | Annual | 1721 |  | Appl-CW-Top-GasDHW-ElecDry-Tier1DEER2017 | Appl-CW-Top-GasDHW-ElecDry-Tier1AnyMFm2003CZ10DEER2017 | 6186
Appl-CW-Top-GasDHW-ElecDry-Tier1 | DEER2017 | D17 v3 |  | Any | MFm | 2003 | CZ11 | rDXGF | Household | 1 | 1073.2 | None | 348 | 0.052 | 0.94 | 233 | 0.035 | 0.41 | 348 | 0.052 | 0.94 | 233 | 0.035 | 0.41 | DEER:Res:ClothesDishWasher | Annual | 1720 |  | Appl-CW-Top-GasDHW-ElecDry-Tier1DEER2017 | Appl-CW-Top-GasDHW-ElecDry-Tier1AnyMFm2003CZ11DEER2017 | 6187
Appl-CW-Top-GasDHW-ElecDry-Tier1 | DEER2017 | D17 v3 |  | Any | MFm | 2003 | CZ12 | rDXGF | Household | 1 | 1073.2 | None | 346 | 0.055 | 1.1 | 232 | 0.037 | 0.51 | 346 | 0.055 | 1.1 | 232 | 0.037 | -0.64 | DEER:Res:ClothesDishWasher | Annual | 1721 |  | Appl-CW-Top-GasDHW-ElecDry-Tier1DEER2017 | Appl-CW-Top-GasDHW-ElecDry-Tier1AnyMFm2003CZ12DEER2017 | 6188
Appl-CW-Top-GasDHW-ElecDry-Tier1 | DEER2017 | D17 v3 |  | Any | MFm | 2003 | CZ13 | rDXGF | Household | 1 | 1073.2 | None | 349 | 0.053 | 1.1 | 233 | 0.036 | 0.53 | 349 | 0.053 | 1.1 | 233 | 0.036 | 0.53 | DEER:Res:ClothesDishWasher | Annual | 1720 |  | Appl-CW-Top-GasDHW-ElecDry-Tier1DEER2017 | Appl-CW-Top-GasDHW-ElecDry-Tier1AnyMFm2003CZ13DEER2017 | 6189
Appl-CW-Top-GasDHW-ElecDry-Tier1 | DEER2017 | D17 v3 |  | Any | MFm | 2003 | CZ14 | rDXGF | Household | 1 | 1094.6 | None | 349 | 0.052 | 1.01 | 234 | 0.035 | 0.46 | 349 | 0.052 | 1.01 | 234 | 0.035 | -0.5 | DEER:Res:ClothesDishWasher | Annual | 1721 |  | Appl-CW-Top-GasDHW-ElecDry-Tier1DEER2017 | Appl-CW-Top-GasDHW-ElecDry-Tier1AnyMFm2003CZ14DEER2017 | 6190
Appl-CW-Top-GasDHW-ElecDry-Tier1 | DEER2017 | D17 v3 |  | Any | MFm | 2003 | CZ15 | rDXGF | Household | 1 | 1094.6 | None | 354 | 0.054 | 1.37 | 237 | 0.036 | 0.74 | 354 | 0.054 | 1.37 | 237 | 0.036 | 0.74 | DEER:Res:ClothesDishWasher | Annual | 1720 |  | Appl-CW-Top-GasDHW-ElecDry-Tier1DEER2017 | Appl-CW-Top-GasDHW-ElecDry-Tier1AnyMFm2003CZ15DEER2017 | 6191
Appl-CW-Top-GasDHW-ElecDry-Tier1 | DEER2017 | D17 v3 |  | Any | MFm | 2003 | CZ16 | rDXGF | Household | 1 | 998.7 | None | 344 | 0.053 | 0.96 | 231 | 0.035 | 0.39 | 344 | 0.053 | 0.96 | 231 | 0.035 | -0.42 | DEER:Res:ClothesDishWasher | Annual | 1721 |  | Appl-CW-Top-GasDHW-ElecDry-Tier1DEER2017 | Appl-CW-Top-GasDHW-ElecDry-Tier1AnyMFm2003CZ16DEER2017 | 6192
Appl-CW-Top-GasDHW-ElecDry-Tier1 | DEER2017 | D17 v3 |  | Any | MFm | 2007 | CZ01 | rDXGF | Household | 1 | 998.7 | None | 334 | 0.047 | 0.02 | 224 | 0.032 | -0.43 | 334 | 0.047 | 0.02 | 224 | 0.032 | -0.43 | DEER:Res:ClothesDishWasher | Annual | 1720 |  | Appl-CW-Top-GasDHW-ElecDry-Tier1DEER2017 | Appl-CW-Top-GasDHW-ElecDry-Tier1AnyMFm2007CZ01DEER2017 | 6193
Appl-CW-Top-GasDHW-ElecDry-Tier1 | DEER2017 | D17 v3 |  | Any | MFm | 2007 | CZ02 | rDXGF | Household | 1 | 1073.2 | None | 340 | 0.053 | 1.07 | 228 | 0.036 | 0.47 | 340 | 0.053 | 1.07 | 228 | 0.036 | -0.5 | DEER:Res:ClothesDishWasher | Annual | 1721 |  | Appl-CW-Top-GasDHW-ElecDry-Tier1DEER2017 | Appl-CW-Top-GasDHW-ElecDry-Tier1AnyMFm2007CZ02DEER2017 | 6194
Appl-CW-Top-GasDHW-ElecDry-Tier1 | DEER2017 | D17 v3 |  | Any | MFm | 2007 | CZ03 | rDXGF | Household | 1 | 998.7 | None | 336 | 0.049 | 0.71 | 225 | 0.033 | 0.24 | 336 | 0.049 | 0.71 | 225 | 0.033 | 0.24 | DEER:Res:ClothesDishWasher | Annual | 1720 |  | Appl-CW-Top-GasDHW-ElecDry-Tier1DEER2017 | Appl-CW-Top-GasDHW-ElecDry-Tier1AnyMFm2007CZ03DEER2017 | 6195
Appl-CW-Top-GasDHW-ElecDry-Tier1 | DEER2017 | D17 v3 |  | Any | MFm | 2007 | CZ04 | rDXGF | Household | 1 | 998.7 | None | 343 | 0.052 | 1.32 | 229 | 0.034 | 0.64 | 343 | 0.052 | 1.32 | 229 | 0.034 | -0.44 | DEER:Res:ClothesDishWasher | Annual | 1721 |  | Appl-CW-Top-GasDHW-ElecDry-Tier1DEER2017 | Appl-CW-Top-GasDHW-ElecDry-Tier1AnyMFm2007CZ04DEER2017 | 6196
Appl-CW-Top-GasDHW-ElecDry-Tier1 | DEER2017 | D17 v3 |  | Any | MFm | 2007 | CZ05 | rDXGF | Household | 1 | 998.7 | None | 337 | 0.049 | 0.96 | 226 | 0.033 | 0.41 | 337 | 0.049 | 0.96 | 226 | 0.033 | 0.41 | DEER:Res:ClothesDishWasher | Annual | 1720 |  | Appl-CW-Top-GasDHW-ElecDry-Tier1DEER2017 | Appl-CW-Top-GasDHW-ElecDry-Tier1AnyMFm2007CZ05DEER2017 | 6197
Appl-CW-Top-GasDHW-ElecDry-Tier1 | DEER2017 | D17 v3 |  | Any | MFm | 2007 | CZ06 | rDXGF | Household | 1 | 1206 | None | 341 | 0.051 | 0.95 | 228 | 0.033 | 0.35 | 341 | 0.051 | 0.95 | 228 | 0.033 | -0.69 | DEER:Res:ClothesDishWasher | Annual | 1721 |  | Appl-CW-Top-GasDHW-ElecDry-Tier1DEER2017 | Appl-CW-Top-GasDHW-ElecDry-Tier1AnyMFm2007CZ06DEER2017 | 6198
Appl-CW-Top-GasDHW-ElecDry-Tier1 | DEER2017 | D17 v3 |  | Any | MFm | 2007 | CZ07 | rDXGF | Household | 1 | 1206 | None | 344 | 0.049 | 1.15 | 230 | 0.032 | 0.53 | 344 | 0.049 | 1.15 | 230 | 0.032 | 0.53 | DEER:Res:ClothesDishWasher | Annual | 1720 |  | Appl-CW-Top-GasDHW-ElecDry-Tier1DEER2017 | Appl-CW-Top-GasDHW-ElecDry-Tier1AnyMFm2007CZ07DEER2017 | 6199
Appl-CW-Top-GasDHW-ElecDry-Tier1 | DEER2017 | D17 v3 |  | Any | MFm | 2007 | CZ08 | rDXGF | Household | 1 | 1206 | None | 344 | 0.047 | 1.2 | 230 | 0.03 | 0.54 | 344 | 0.047 | 1.2 | 230 | 0.03 | -0.62 | DEER:Res:ClothesDishWasher | Annual | 1721 |  | Appl-CW-Top-GasDHW-ElecDry-Tier1DEER2017 | Appl-CW-Top-GasDHW-ElecDry-Tier1AnyMFm2007CZ08DEER2017 | 6200
Appl-CW-Top-GasDHW-ElecDry-Tier1 | DEER2017 | D17 v3 |  | Any | MFm | 2007 | CZ09 | rDXGF | Household | 1 | 1126.6 | None | 344 | 0.053 | 1.24 | 231 | 0.035 | 0.62 | 344 | 0.053 | 1.24 | 231 | 0.035 | 0.62 | DEER:Res:ClothesDishWasher | Annual | 1720 |  | Appl-CW-Top-GasDHW-ElecDry-Tier1DEER2017 | Appl-CW-Top-GasDHW-ElecDry-Tier1AnyMFm2007CZ09DEER2017 | 6201
Appl-CW-Top-GasDHW-ElecDry-Tier1 | DEER2017 | D17 v3 |  | Any | MFm | 2007 | CZ10 | rDXGF | Household | 1 | 1073.2 | None | 345 | 0.051 | 1.36 | 233 | 0.038 | 0.81 | 345 | 0.051 | 1.36 | 233 | 0.038 | -0.65 | DEER:Res:ClothesDishWasher | Annual | 1721 |  | Appl-CW-Top-GasDHW-ElecDry-Tier1DEER2017 | Appl-CW-Top-GasDHW-ElecDry-Tier1AnyMFm2007CZ10DEER2017 | 6202
Appl-CW-Top-GasDHW-ElecDry-Tier1 | DEER2017 | D17 v3 |  | Any | MFm | 2007 | CZ11 | rDXGF | Household | 1 | 1073.2 | None | 346 | 0.051 | 0.94 | 232 | 0.034 | 0.4 | 346 | 0.051 | 0.94 | 232 | 0.034 | 0.4 | DEER:Res:ClothesDishWasher | Annual | 1720 |  | Appl-CW-Top-GasDHW-ElecDry-Tier1DEER2017 | Appl-CW-Top-GasDHW-ElecDry-Tier1AnyMFm2007CZ11DEER2017 | 6203
Appl-CW-Top-GasDHW-ElecDry-Tier1 | DEER2017 | D17 v3 |  | Any | MFm | 2007 | CZ12 | rDXGF | Household | 1 | 1073.2 | None | 345 | 0.051 | 1.15 | 231 | 0.034 | 0.55 | 345 | 0.051 | 1.15 | 231 | 0.034 | -0.66 | DEER:Res:ClothesDishWasher | Annual | 1721 |  | Appl-CW-Top-GasDHW-ElecDry-Tier1DEER2017 | Appl-CW-Top-GasDHW-ElecDry-Tier1AnyMFm2007CZ12DEER2017 | 6204
Appl-CW-Top-GasDHW-ElecDry-Tier1 | DEER2017 | D17 v3 |  | Any | MFm | 2007 | CZ13 | rDXGF | Household | 1 | 1073.2 | None | 346 | 0.052 | 1 | 232 | 0.035 | 0.46 | 346 | 0.052 | 1 | 232 | 0.035 | 0.46 | DEER:Res:ClothesDishWasher | Annual | 1720 |  | Appl-CW-Top-GasDHW-ElecDry-Tier1DEER2017 | Appl-CW-Top-GasDHW-ElecDry-Tier1AnyMFm2007CZ13DEER2017 | 6205
Appl-CW-Top-GasDHW-ElecDry-Tier1 | DEER2017 | D17 v3 |  | Any | MFm | 2007 | CZ14 | rDXGF | Household | 1 | 1094.6 | None | 346 | 0.05 | 0.96 | 234 | 0.035 | 0.53 | 346 | 0.05 | 0.96 | 234 | 0.035 | -0.3 | DEER:Res:ClothesDishWasher | Annual | 1721 |  | Appl-CW-Top-GasDHW-ElecDry-Tier1DEER2017 | Appl-CW-Top-GasDHW-ElecDry-Tier1AnyMFm2007CZ14DEER2017 | 6206
Appl-CW-Top-GasDHW-ElecDry-Tier1 | DEER2017 | D17 v3 |  | Any | MFm | 2007 | CZ15 | rDXGF | Household | 1 | 1094.6 | None | 351 | 0.051 | 1.38 | 235 | 0.034 | 0.74 | 351 | 0.051 | 1.38 | 235 | 0.034 | 0.74 | DEER:Res:ClothesDishWasher | Annual | 1720 |  | Appl-CW-Top-GasDHW-ElecDry-Tier1DEER2017 | Appl-CW-Top-GasDHW-ElecDry-Tier1AnyMFm2007CZ15DEER2017 | 6207
Appl-CW-Top-GasDHW-ElecDry-Tier1 | DEER2017 | D17 v3 |  | Any | MFm | 2007 | CZ16 | rDXGF | Household | 1 | 998.7 | None | 342 | 0.051 | 0.92 | 229 | 0.034 | 0.37 | 342 | 0.051 | 0.92 | 229 | 0.034 | -0.91 | DEER:Res:ClothesDishWasher | Annual | 1721 |  | Appl-CW-Top-GasDHW-ElecDry-Tier1DEER2017 | Appl-CW-Top-GasDHW-ElecDry-Tier1AnyMFm2007CZ16DEER2017 | 6208
Appl-CW-Top-GasDHW-ElecDry-Tier1 | DEER2017 | D17 v3 |  | Any | MFm | 2011 | CZ01 | rDXGF | Household | 1 | 998.7 | None | 334 | 0.047 | 0.34 | 224 | 0.031 | -0.03 | 334 | 0.047 | 0.34 | 224 | 0.031 | -0.03 | DEER:Res:ClothesDishWasher | Annual | 1720 |  | Appl-CW-Top-GasDHW-ElecDry-Tier1DEER2017 | Appl-CW-Top-GasDHW-ElecDry-Tier1AnyMFm2011CZ01DEER2017 | 6209
Appl-CW-Top-GasDHW-ElecDry-Tier1 | DEER2017 | D17 v3 |  | Any | MFm | 2011 | CZ02 | rDXGF | Household | 1 | 1073.2 | None | 342 | 0.052 | 1.22 | 230 | 0.035 | 0.66 | 342 | 0.052 | 1.22 | 230 | 0.035 | -1 | DEER:Res:ClothesDishWasher | Annual | 1721 |  | Appl-CW-Top-GasDHW-ElecDry-Tier1DEER2017 | Appl-CW-Top-GasDHW-ElecDry-Tier1AnyMFm2011CZ02DEER2017 | 6210
Appl-CW-Top-GasDHW-ElecDry-Tier1 | DEER2017 | D17 v3 |  | Any | MFm | 2011 | CZ03 | rDXGF | Household | 1 | 998.7 | None | 336 | 0.049 | 0.88 | 225 | 0.033 | 0.36 | 336 | 0.049 | 0.88 | 225 | 0.033 | 0.36 | DEER:Res:ClothesDishWasher | Annual | 1720 |  | Appl-CW-Top-GasDHW-ElecDry-Tier1DEER2017 | Appl-CW-Top-GasDHW-ElecDry-Tier1AnyMFm2011CZ03DEER2017 | 6211
Appl-CW-Top-GasDHW-ElecDry-Tier1 | DEER2017 | D17 v3 |  | Any | MFm | 2011 | CZ04 | rDXGF | Household | 1 | 998.7 | None | 343 | 0.051 | 1.49 | 230 | 0.033 | 0.76 | 343 | 0.051 | 1.49 | 230 | 0.033 | -0.73 | DEER:Res:ClothesDishWasher | Annual | 1721 |  | Appl-CW-Top-GasDHW-ElecDry-Tier1DEER2017 | Appl-CW-Top-GasDHW-ElecDry-Tier1AnyMFm2011CZ04DEER2017 | 6212
Appl-CW-Top-GasDHW-ElecDry-Tier1 | DEER2017 | D17 v3 |  | Any | MFm | 2011 | CZ05 | rDXGF | Household | 1 | 998.7 | None | 337 | 0.05 | 1.04 | 226 | 0.033 | 0.45 | 337 | 0.05 | 1.04 | 226 | 0.033 | 0.45 | DEER:Res:ClothesDishWasher | Annual | 1720 |  | Appl-CW-Top-GasDHW-ElecDry-Tier1DEER2017 | Appl-CW-Top-GasDHW-ElecDry-Tier1AnyMFm2011CZ05DEER2017 | 6213
Appl-CW-Top-GasDHW-ElecDry-Tier1 | DEER2017 | D17 v3 |  | Any | MFm | 2011 | CZ06 | rDXGF | Household | 1 | 1206 | None | 343 | 0.052 | 1.17 | 230 | 0.034 | 0.55 | 343 | 0.052 | 1.17 | 230 | 0.034 | -0.68 | DEER:Res:ClothesDishWasher | Annual | 1721 |  | Appl-CW-Top-GasDHW-ElecDry-Tier1DEER2017 | Appl-CW-Top-GasDHW-ElecDry-Tier1AnyMFm2011CZ06DEER2017 | 6214
Appl-CW-Top-GasDHW-ElecDry-Tier1 | DEER2017 | D17 v3 |  | Any | MFm | 2011 | CZ07 | rDXGF | Household | 1 | 1206 | None | 348 | 0.051 | 1.41 | 234 | 0.034 | 0.73 | 348 | 0.051 | 1.41 | 234 | 0.034 | 0.73 | DEER:Res:ClothesDishWasher | Annual | 1720 |  | Appl-CW-Top-GasDHW-ElecDry-Tier1DEER2017 | Appl-CW-Top-GasDHW-ElecDry-Tier1AnyMFm2011CZ07DEER2017 | 6215
Appl-CW-Top-GasDHW-ElecDry-Tier1 | DEER2017 | D17 v3 |  | Any | MFm | 2011 | CZ08 | rDXGF | Household | 1 | 1206 | None | 348 | 0.051 | 1.5 | 235 | 0.036 | 0.83 | 348 | 0.051 | 1.5 | 235 | 0.036 | -0.49 | DEER:Res:ClothesDishWasher | Annual | 1721 |  | Appl-CW-Top-GasDHW-ElecDry-Tier1DEER2017 | Appl-CW-Top-GasDHW-ElecDry-Tier1AnyMFm2011CZ08DEER2017 | 6216
Appl-CW-Top-GasDHW-ElecDry-Tier1 | DEER2017 | D17 v3 |  | Any | MFm | 2011 | CZ09 | rDXGF | Household | 1 | 1126.6 | None | 346 | 0.053 | 1.37 | 232 | 0.036 | 0.71 | 346 | 0.053 | 1.37 | 232 | 0.036 | 0.71 | DEER:Res:ClothesDishWasher | Annual | 1720 |  | Appl-CW-Top-GasDHW-ElecDry-Tier1DEER2017 | Appl-CW-Top-GasDHW-ElecDry-Tier1AnyMFm2011CZ09DEER2017 | 6217
Appl-CW-Top-GasDHW-ElecDry-Tier1 | DEER2017 | D17 v3 |  | Any | MFm | 2011 | CZ10 | rDXGF | Household | 1 | 1073.2 | None | 347 | 0.054 | 1.52 | 232 | 0.036 | 0.79 | 347 | 0.054 | 1.52 | 232 | 0.036 | -0.55 | DEER:Res:ClothesDishWasher | Annual | 1721 |  | Appl-CW-Top-GasDHW-ElecDry-Tier1DEER2017 | Appl-CW-Top-GasDHW-ElecDry-Tier1AnyMFm2011CZ10DEER2017 | 6218
Appl-CW-Top-GasDHW-ElecDry-Tier1 | DEER2017 | D17 v3 |  | Any | MFm | 2011 | CZ11 | rDXGF | Household | 1 | 1073.2 | None | 346 | 0.052 | 1.05 | 232 | 0.034 | 0.48 | 346 | 0.052 | 1.05 | 232 | 0.034 | 0.48 | DEER:Res:ClothesDishWasher | Annual | 1720 |  | Appl-CW-Top-GasDHW-ElecDry-Tier1DEER2017 | Appl-CW-Top-GasDHW-ElecDry-Tier1AnyMFm2011CZ11DEER2017 | 6219
Appl-CW-Top-GasDHW-ElecDry-Tier1 | DEER2017 | D17 v3 |  | Any | MFm | 2011 | CZ12 | rDXGF | Household | 1 | 1073.2 | None | 345 | 0.052 | 1.23 | 232 | 0.035 | 0.63 | 345 | 0.052 | 1.23 | 232 | 0.035 | -0.65 | DEER:Res:ClothesDishWasher | Annual | 1721 |  | Appl-CW-Top-GasDHW-ElecDry-Tier1DEER2017 | Appl-CW-Top-GasDHW-ElecDry-Tier1AnyMFm2011CZ12DEER2017 | 6220
Appl-CW-Top-GasDHW-ElecDry-Tier1 | DEER2017 | D17 v3 |  | Any | MFm | 2011 | CZ13 | rDXGF | Household | 1 | 1073.2 | None | 347 | 0.051 | 1.08 | 233 | 0.034 | 0.51 | 347 | 0.051 | 1.08 | 233 | 0.034 | 0.51 | DEER:Res:ClothesDishWasher | Annual | 1720 |  | Appl-CW-Top-GasDHW-ElecDry-Tier1DEER2017 | Appl-CW-Top-GasDHW-ElecDry-Tier1AnyMFm2011CZ13DEER2017 | 6221
Appl-CW-Top-GasDHW-ElecDry-Tier1 | DEER2017 | D17 v3 |  | Any | MFm | 2011 | CZ14 | rDXGF | Household | 1 | 1094.6 | None | 347 | 0.05 | 1.11 | 233 | 0.034 | 0.52 | 347 | 0.05 | 1.11 | 233 | 0.034 | -0.53 | DEER:Res:ClothesDishWasher | Annual | 1721 |  | Appl-CW-Top-GasDHW-ElecDry-Tier1DEER2017 | Appl-CW-Top-GasDHW-ElecDry-Tier1AnyMFm2011CZ14DEER2017 | 6222
Appl-CW-Top-GasDHW-ElecDry-Tier1 | DEER2017 | D17 v3 |  | Any | MFm | 2011 | CZ15 | rDXGF | Household | 1 | 1094.6 | None | 351 | 0.052 | 1.41 | 235 | 0.035 | 0.77 | 351 | 0.052 | 1.41 | 235 | 0.035 | 0.77 | DEER:Res:ClothesDishWasher | Annual | 1720 |  | Appl-CW-Top-GasDHW-ElecDry-Tier1DEER2017 | Appl-CW-Top-GasDHW-ElecDry-Tier1AnyMFm2011CZ15DEER2017 | 6223
Appl-CW-Top-GasDHW-ElecDry-Tier1 | DEER2017 | D17 v3 |  | Any | MFm | 2011 | CZ16 | rDXGF | Household | 1 | 998.7 | None | 343 | 0.05 | 0.96 | 230 | 0.034 | 0.39 | 343 | 0.05 | 0.96 | 230 | 0.034 | -0.43 | DEER:Res:ClothesDishWasher | Annual | 1721 |  | Appl-CW-Top-GasDHW-ElecDry-Tier1DEER2017 | Appl-CW-Top-GasDHW-ElecDry-Tier1AnyMFm2011CZ16DEER2017 | 6224
Appl-CW-Top-GasDHW-ElecDry-Tier1 | DEER2017 | D17 v3 |  | Any | MFm | 2015 | CZ01 | rDXGF | Household | 1 | 998.7 | None | 335 | 0.046 | 0.55 | 225 | 0.031 | 0.33 | 335 | 0.046 | 0.55 | 225 | 0.031 | 0.33 | DEER:Res:ClothesDishWasher | Annual | 1720 |  | Appl-CW-Top-GasDHW-ElecDry-Tier1DEER2017 | Appl-CW-Top-GasDHW-ElecDry-Tier1AnyMFm2015CZ01DEER2017 | 6225
Appl-CW-Top-GasDHW-ElecDry-Tier1 | DEER2017 | D17 v3 |  | Any | MFm | 2015 | CZ02 | rDXGF | Household | 1 | 1073.2 | None | 341 | 0.052 | 1.24 | 229 | 0.034 | 0.58 | 341 | 0.052 | 1.24 | 229 | 0.034 | -0.51 | DEER:Res:ClothesDishWasher | Annual | 1721 |  | Appl-CW-Top-GasDHW-ElecDry-Tier1DEER2017 | Appl-CW-Top-GasDHW-ElecDry-Tier1AnyMFm2015CZ02DEER2017 | 6226
Appl-CW-Top-GasDHW-ElecDry-Tier1 | DEER2017 | D17 v3 |  | Any | MFm | 2015 | CZ03 | rDXGF | Household | 1 | 998.7 | None | 337 | 0.049 | 1.08 | 226 | 0.033 | 0.57 | 337 | 0.049 | 1.08 | 226 | 0.033 | 0.57 | DEER:Res:ClothesDishWasher | Annual | 1720 |  | Appl-CW-Top-GasDHW-ElecDry-Tier1DEER2017 | Appl-CW-Top-GasDHW-ElecDry-Tier1AnyMFm2015CZ03DEER2017 | 6227
Appl-CW-Top-GasDHW-ElecDry-Tier1 | DEER2017 | D17 v3 |  | Any | MFm | 2015 | CZ04 | rDXGF | Household | 1 | 998.7 | None | 345 | 0.053 | 1.51 | 231 | 0.036 | 0.79 | 345 | 0.053 | 1.51 | 231 | 0.036 | -0.37 | DEER:Res:ClothesDishWasher | Annual | 1721 |  | Appl-CW-Top-GasDHW-ElecDry-Tier1DEER2017 | Appl-CW-Top-GasDHW-ElecDry-Tier1AnyMFm2015CZ04DEER2017 | 6228
Appl-CW-Top-GasDHW-ElecDry-Tier1 | DEER2017 | D17 v3 |  | Any | MFm | 2015 | CZ05 | rDXGF | Household | 1 | 998.7 | None | 339 | 0.05 | 1.53 | 227 | 0.033 | 0.78 | 339 | 0.05 | 1.53 | 227 | 0.033 | 0.78 | DEER:Res:ClothesDishWasher | Annual | 1720 |  | Appl-CW-Top-GasDHW-ElecDry-Tier1DEER2017 | Appl-CW-Top-GasDHW-ElecDry-Tier1AnyMFm2015CZ05DEER2017 | 6229
Appl-CW-Top-GasDHW-ElecDry-Tier1 | DEER2017 | D17 v3 |  | Any | MFm | 2015 | CZ06 | rDXGF | Household | 1 | 1206 | None | 342 | 0.052 | 1.15 | 229 | 0.035 | 0.55 | 342 | 0.052 | 1.15 | 229 | 0.035 | -0.68 | DEER:Res:ClothesDishWasher | Annual | 1721 |  | Appl-CW-Top-GasDHW-ElecDry-Tier1DEER2017 | Appl-CW-Top-GasDHW-ElecDry-Tier1AnyMFm2015CZ06DEER2017 | 6230
Appl-CW-Top-GasDHW-ElecDry-Tier1 | DEER2017 | D17 v3 |  | Any | MFm | 2015 | CZ07 | rDXGF | Household | 1 | 1206 | None | 346 | 0.051 | 1.38 | 232 | 0.034 | 0.7 | 346 | 0.051 | 1.38 | 232 | 0.034 | 0.7 | DEER:Res:ClothesDishWasher | Annual | 1720 |  | Appl-CW-Top-GasDHW-ElecDry-Tier1DEER2017 | Appl-CW-Top-GasDHW-ElecDry-Tier1AnyMFm2015CZ07DEER2017 | 6231
Appl-CW-Top-GasDHW-ElecDry-Tier1 | DEER2017 | D17 v3 |  | Any | MFm | 2015 | CZ08 | rDXGF | Household | 1 | 1206 | None | 347 | 0.053 | 1.49 | 233 | 0.036 | 0.8 | 347 | 0.053 | 1.49 | 233 | 0.036 | -0.62 | DEER:Res:ClothesDishWasher | Annual | 1721 |  | Appl-CW-Top-GasDHW-ElecDry-Tier1DEER2017 | Appl-CW-Top-GasDHW-ElecDry-Tier1AnyMFm2015CZ08DEER2017 | 6232
Appl-CW-Top-GasDHW-ElecDry-Tier1 | DEER2017 | D17 v3 |  | Any | MFm | 2015 | CZ09 | rDXGF | Household | 1 | 1126.6 | None | 345 | 0.053 | 1.33 | 232 | 0.035 | 0.71 | 345 | 0.053 | 1.33 | 232 | 0.035 | 0.71 | DEER:Res:ClothesDishWasher | Annual | 1720 |  | Appl-CW-Top-GasDHW-ElecDry-Tier1DEER2017 | Appl-CW-Top-GasDHW-ElecDry-Tier1AnyMFm2015CZ09DEER2017 | 6233
Appl-CW-Top-GasDHW-ElecDry-Tier1 | DEER2017 | D17 v3 |  | Any | MFm | 2015 | CZ10 | rDXGF | Household | 1 | 1073.2 | None | 345 | 0.052 | 1.51 | 231 | 0.035 | 0.8 | 345 | 0.052 | 1.51 | 231 | 0.035 | -0.63 | DEER:Res:ClothesDishWasher | Annual | 1721 |  | Appl-CW-Top-GasDHW-ElecDry-Tier1DEER2017 | Appl-CW-Top-GasDHW-ElecDry-Tier1AnyMFm2015CZ10DEER2017 | 6234
Appl-CW-Top-GasDHW-ElecDry-Tier1 | DEER2017 | D17 v3 |  | Any | MFm | 2015 | CZ11 | rDXGF | Household | 1 | 1073.2 | None | 345 | 0.051 | 1.05 | 231 | 0.034 | 0.49 | 345 | 0.051 | 1.05 | 231 | 0.034 | 0.49 | DEER:Res:ClothesDishWasher | Annual | 1720 |  | Appl-CW-Top-GasDHW-ElecDry-Tier1DEER2017 | Appl-CW-Top-GasDHW-ElecDry-Tier1AnyMFm2015CZ11DEER2017 | 6235
Appl-CW-Top-GasDHW-ElecDry-Tier1 | DEER2017 | D17 v3 |  | Any | MFm | 2015 | CZ12 | rDXGF | Household | 1 | 1073.2 | None | 345 | 0.052 | 1.24 | 231 | 0.035 | 0.6 | 345 | 0.052 | 1.24 | 231 | 0.035 | -0.68 | DEER:Res:ClothesDishWasher | Annual | 1721 |  | Appl-CW-Top-GasDHW-ElecDry-Tier1DEER2017 | Appl-CW-Top-GasDHW-ElecDry-Tier1AnyMFm2015CZ12DEER2017 | 6236
Appl-CW-Top-GasDHW-ElecDry-Tier1 | DEER2017 | D17 v3 |  | Any | MFm | 2015 | CZ13 | rDXGF | Household | 1 | 1073.2 | None | 346 | 0.051 | 1.1 | 232 | 0.034 | 0.52 | 346 | 0.051 | 1.1 | 232 | 0.034 | 0.52 | DEER:Res:ClothesDishWasher | Annual | 1720 |  | Appl-CW-Top-GasDHW-ElecDry-Tier1DEER2017 | Appl-CW-Top-GasDHW-ElecDry-Tier1AnyMFm2015CZ13DEER2017 | 6237
Appl-CW-Top-GasDHW-ElecDry-Tier1 | DEER2017 | D17 v3 |  | Any | MFm | 2015 | CZ14 | rDXGF | Household | 1 | 1094.6 | None | 347 | 0.051 | 1.04 | 233 | 0.034 | 0.49 | 347 | 0.051 | 1.04 | 233 | 0.034 | -0.3 | DEER:Res:ClothesDishWasher | Annual | 1721 |  | Appl-CW-Top-GasDHW-ElecDry-Tier1DEER2017 | Appl-CW-Top-GasDHW-ElecDry-Tier1AnyMFm2015CZ14DEER2017 | 6238
Appl-CW-Top-GasDHW-ElecDry-Tier1 | DEER2017 | D17 v3 |  | Any | MFm | 2015 | CZ15 | rDXGF | Household | 1 | 1094.6 | None | 350 | 0.051 | 1.41 | 234 | 0.034 | 0.77 | 350 | 0.051 | 1.41 | 234 | 0.034 | 0.77 | DEER:Res:ClothesDishWasher | Annual | 1720 |  | Appl-CW-Top-GasDHW-ElecDry-Tier1DEER2017 | Appl-CW-Top-GasDHW-ElecDry-Tier1AnyMFm2015CZ15DEER2017 | 6239
Appl-CW-Top-GasDHW-ElecDry-Tier1 | DEER2017 | D17 v3 |  | Any | MFm | 2015 | CZ16 | rDXGF | Household | 1 | 998.7 | None | 342 | 0.05 | 0.82 | 229 | 0.033 | 0.3 | 342 | 0.05 | 0.82 | 229 | 0.033 | -0.97 | DEER:Res:ClothesDishWasher | Annual | 1721 |  | Appl-CW-Top-GasDHW-ElecDry-Tier1DEER2017 | Appl-CW-Top-GasDHW-ElecDry-Tier1AnyMFm2015CZ16DEER2017 | 6240
Appl-CW-Top-GasDHW-ElecDry-Tier1 | DEER2017 | D17 v3 |  | Any | MFm | 2017 | CZ01 | rDXGF | Household | 1 | 998.7 | None | 335 | 0.047 | 0.67 | 225 | 0.031 | 0.19 | 335 | 0.047 | 0.67 | 225 | 0.031 | 0.19 | DEER:Res:ClothesDishWasher | Annual | 1720 |  | Appl-CW-Top-GasDHW-ElecDry-Tier1DEER2017 | Appl-CW-Top-GasDHW-ElecDry-Tier1AnyMFm2017CZ01DEER2017 | 6241
Appl-CW-Top-GasDHW-ElecDry-Tier1 | DEER2017 | D17 v3 |  | Any | MFm | 2017 | CZ02 | rDXGF | Household | 1 | 1073.2 | None | 342 | 0.052 | 1.28 | 229 | 0.035 | 0.58 | 342 | 0.052 | 1.28 | 229 | 0.035 | -0.91 | DEER:Res:ClothesDishWasher | Annual | 1721 |  | Appl-CW-Top-GasDHW-ElecDry-Tier1DEER2017 | Appl-CW-Top-GasDHW-ElecDry-Tier1AnyMFm2017CZ02DEER2017 | 6242
Appl-CW-Top-GasDHW-ElecDry-Tier1 | DEER2017 | D17 v3 |  | Any | MFm | 2017 | CZ03 | rDXGF | Household | 1 | 998.7 | None | 337 | 0.049 | 0.98 | 226 | 0.033 | 0.38 | 337 | 0.049 | 0.98 | 226 | 0.033 | 0.38 | DEER:Res:ClothesDishWasher | Annual | 1720 |  | Appl-CW-Top-GasDHW-ElecDry-Tier1DEER2017 | Appl-CW-Top-GasDHW-ElecDry-Tier1AnyMFm2017CZ03DEER2017 | 6243
Appl-CW-Top-GasDHW-ElecDry-Tier1 | DEER2017 | D17 v3 |  | Any | MFm | 2017 | CZ04 | rDXGF | Household | 1 | 998.7 | None | 345 | 0.054 | 1.61 | 230 | 0.035 | 0.85 | 345 | 0.054 | 1.61 | 230 | 0.035 | -0.73 | DEER:Res:ClothesDishWasher | Annual | 1721 |  | Appl-CW-Top-GasDHW-ElecDry-Tier1DEER2017 | Appl-CW-Top-GasDHW-ElecDry-Tier1AnyMFm2017CZ04DEER2017 | 6244
Appl-CW-Top-GasDHW-ElecDry-Tier1 | DEER2017 | D17 v3 |  | Any | MFm | 2017 | CZ05 | rDXGF | Household | 1 | 998.7 | None | 339 | 0.05 | 1.55 | 228 | 0.034 | 0.83 | 339 | 0.05 | 1.55 | 228 | 0.034 | 0.83 | DEER:Res:ClothesDishWasher | Annual | 1720 |  | Appl-CW-Top-GasDHW-ElecDry-Tier1DEER2017 | Appl-CW-Top-GasDHW-ElecDry-Tier1AnyMFm2017CZ05DEER2017 | 6245
Appl-CW-Top-GasDHW-ElecDry-Tier1 | DEER2017 | D17 v3 |  | Any | MFm | 2017 | CZ06 | rDXGF | Household | 1 | 1206 | None | 342 | 0.052 | 1.17 | 229 | 0.034 | 0.56 | 342 | 0.052 | 1.17 | 229 | 0.034 | -0.85 | DEER:Res:ClothesDishWasher | Annual | 1721 |  | Appl-CW-Top-GasDHW-ElecDry-Tier1DEER2017 | Appl-CW-Top-GasDHW-ElecDry-Tier1AnyMFm2017CZ06DEER2017 | 6246
Appl-CW-Top-GasDHW-ElecDry-Tier1 | DEER2017 | D17 v3 |  | Any | MFm | 2017 | CZ07 | rDXGF | Household | 1 | 1206 | None | 346 | 0.051 | 1.38 | 232 | 0.034 | 0.71 | 346 | 0.051 | 1.38 | 232 | 0.034 | 0.71 | DEER:Res:ClothesDishWasher | Annual | 1720 |  | Appl-CW-Top-GasDHW-ElecDry-Tier1DEER2017 | Appl-CW-Top-GasDHW-ElecDry-Tier1AnyMFm2017CZ07DEER2017 | 6247
Appl-CW-Top-GasDHW-ElecDry-Tier1 | DEER2017 | D17 v3 |  | Any | MFm | 2017 | CZ08 | rDXGF | Household | 1 | 1206 | None | 346 | 0.05 | 1.54 | 232 | 0.033 | 0.81 | 346 | 0.05 | 1.54 | 232 | 0.033 | -0.45 | DEER:Res:ClothesDishWasher | Annual | 1721 |  | Appl-CW-Top-GasDHW-ElecDry-Tier1DEER2017 | Appl-CW-Top-GasDHW-ElecDry-Tier1AnyMFm2017CZ08DEER2017 | 6248
Appl-CW-Top-GasDHW-ElecDry-Tier1 | DEER2017 | D17 v3 |  | Any | MFm | 2017 | CZ09 | rDXGF | Household | 1 | 1126.6 | None | 344 | 0.051 | 1.39 | 231 | 0.034 | 0.72 | 344 | 0.051 | 1.39 | 231 | 0.034 | 0.72 | DEER:Res:ClothesDishWasher | Annual | 1720 |  | Appl-CW-Top-GasDHW-ElecDry-Tier1DEER2017 | Appl-CW-Top-GasDHW-ElecDry-Tier1AnyMFm2017CZ09DEER2017 | 6249
Appl-CW-Top-GasDHW-ElecDry-Tier1 | DEER2017 | D17 v3 |  | Any | MFm | 2017 | CZ10 | rDXGF | Household | 1 | 1073.2 | None | 345 | 0.052 | 1.59 | 231 | 0.035 | 0.85 | 345 | 0.052 | 1.59 | 231 | 0.035 | -0.52 | DEER:Res:ClothesDishWasher | Annual | 1721 |  | Appl-CW-Top-GasDHW-ElecDry-Tier1DEER2017 | Appl-CW-Top-GasDHW-ElecDry-Tier1AnyMFm2017CZ10DEER2017 | 6250
Appl-CW-Top-GasDHW-ElecDry-Tier1 | DEER2017 | D17 v3 |  | Any | MFm | 2017 | CZ11 | rDXGF | Household | 1 | 1073.2 | None | 345 | 0.051 | 1.09 | 231 | 0.034 | 0.5 | 345 | 0.051 | 1.09 | 231 | 0.034 | 0.5 | DEER:Res:ClothesDishWasher | Annual | 1720 |  | Appl-CW-Top-GasDHW-ElecDry-Tier1DEER2017 | Appl-CW-Top-GasDHW-ElecDry-Tier1AnyMFm2017CZ11DEER2017 | 6251
Appl-CW-Top-GasDHW-ElecDry-Tier1 | DEER2017 | D17 v3 |  | Any | MFm | 2017 | CZ12 | rDXGF | Household | 1 | 1073.2 | None | 344 | 0.051 | 1.25 | 231 | 0.035 | 0.64 | 344 | 0.051 | 1.25 | 231 | 0.035 | -0.63 | DEER:Res:ClothesDishWasher | Annual | 1721 |  | Appl-CW-Top-GasDHW-ElecDry-Tier1DEER2017 | Appl-CW-Top-GasDHW-ElecDry-Tier1AnyMFm2017CZ12DEER2017 | 6252
Appl-CW-Top-GasDHW-ElecDry-Tier1 | DEER2017 | D17 v3 |  | Any | MFm | 2017 | CZ13 | rDXGF | Household | 1 | 1073.2 | None | 347 | 0.053 | 1.17 | 233 | 0.036 | 0.58 | 347 | 0.053 | 1.17 | 233 | 0.036 | 0.58 | DEER:Res:ClothesDishWasher | Annual | 1720 |  | Appl-CW-Top-GasDHW-ElecDry-Tier1DEER2017 | Appl-CW-Top-GasDHW-ElecDry-Tier1AnyMFm2017CZ13DEER2017 | 6253
Appl-CW-Top-GasDHW-ElecDry-Tier1 | DEER2017 | D17 v3 |  | Any | MFm | 2017 | CZ14 | rDXGF | Household | 1 | 1094.6 | None | 349 | 0.053 | 1.15 | 233 | 0.035 | 0.51 | 349 | 0.053 | 1.15 | 233 | 0.035 | -0.52 | DEER:Res:ClothesDishWasher | Annual | 1721 |  | Appl-CW-Top-GasDHW-ElecDry-Tier1DEER2017 | Appl-CW-Top-GasDHW-ElecDry-Tier1AnyMFm2017CZ14DEER2017 | 6254
Appl-CW-Top-GasDHW-ElecDry-Tier1 | DEER2017 | D17 v3 |  | Any | MFm | 2017 | CZ15 | rDXGF | Household | 1 | 1094.6 | None | 351 | 0.051 | 1.43 | 234 | 0.034 | 0.77 | 351 | 0.051 | 1.43 | 234 | 0.034 | 0.77 | DEER:Res:ClothesDishWasher | Annual | 1720 |  | Appl-CW-Top-GasDHW-ElecDry-Tier1DEER2017 | Appl-CW-Top-GasDHW-ElecDry-Tier1AnyMFm2017CZ15DEER2017 | 6255
Appl-CW-Top-GasDHW-ElecDry-Tier1 | DEER2017 | D17 v3 |  | Any | MFm | 2017 | CZ16 | rDXGF | Household | 1 | 998.7 | None | 342 | 0.05 | 0.88 | 229 | 0.034 | 0.34 | 342 | 0.05 | 0.88 | 229 | 0.034 | -0.43 | DEER:Res:ClothesDishWasher | Annual | 1721 |  | Appl-CW-Top-GasDHW-ElecDry-Tier1DEER2017 | Appl-CW-Top-GasDHW-ElecDry-Tier1AnyMFm2017CZ16DEER2017 | 6256
Appl-CW-Top-GasDHW-ElecDry-Tier1 | DEER2017 | D17 v3 |  | Any | SFm | 1975 | CZ01 | rDXGF | Household | 1 | 1591 | None | 414 | 0.058 | -0.14 | 278 | 0.039 | -0.4 | 414 | 0.058 | -0.14 | 278 | 0.039 | -0.4 | DEER:Res:ClothesDishWasher | Annual | 1720 |  | Appl-CW-Top-GasDHW-ElecDry-Tier1DEER2017 | Appl-CW-Top-GasDHW-ElecDry-Tier1AnySFm1975CZ01DEER2017 | 6257
Appl-CW-Top-GasDHW-ElecDry-Tier1 | DEER2017 | D17 v3 |  | Any | SFm | 1975 | CZ02 | rDXGF | Household | 1 | 1591 | None | 423 | 0.079 | -0.2 | 283 | 0.053 | -0.42 | 423 | 0.079 | -0.2 | 283 | 0.053 | -0.49 | DEER:Res:ClothesDishWasher | Annual | 1721 |  | Appl-CW-Top-GasDHW-ElecDry-Tier1DEER2017 | Appl-CW-Top-GasDHW-ElecDry-Tier1AnySFm1975CZ02DEER2017 | 6258
Appl-CW-Top-GasDHW-ElecDry-Tier1 | DEER2017 | D17 v3 |  | Any | SFm | 1975 | CZ03 | rDXGF | Household | 1 | 1591 | None | 418 | 0.075 | -0.05 | 280 | 0.051 | -0.31 | 418 | 0.075 | -0.05 | 280 | 0.051 | -0.31 | DEER:Res:ClothesDishWasher | Annual | 1720 |  | Appl-CW-Top-GasDHW-ElecDry-Tier1DEER2017 | Appl-CW-Top-GasDHW-ElecDry-Tier1AnySFm1975CZ03DEER2017 | 6259
Appl-CW-Top-GasDHW-ElecDry-Tier1 | DEER2017 | D17 v3 |  | Any | SFm | 1975 | CZ04 | rDXGF | Household | 1 | 1591 | None | 426 | 0.076 | 0.5 | 285 | 0.051 | 0.03 | 426 | 0.076 | 0.5 | 285 | 0.051 | -0.39 | DEER:Res:ClothesDishWasher | Annual | 1721 |  | Appl-CW-Top-GasDHW-ElecDry-Tier1DEER2017 | Appl-CW-Top-GasDHW-ElecDry-Tier1AnySFm1975CZ04DEER2017 | 6260
Appl-CW-Top-GasDHW-ElecDry-Tier1 | DEER2017 | D17 v3 |  | Any | SFm | 1975 | CZ05 | rDXGF | Household | 1 | 1591 | None | 416 | 0.072 | -0.6 | 279 | 0.049 | -0.66 | 416 | 0.072 | -0.6 | 279 | 0.049 | -0.66 | DEER:Res:ClothesDishWasher | Annual | 1720 |  | Appl-CW-Top-GasDHW-ElecDry-Tier1DEER2017 | Appl-CW-Top-GasDHW-ElecDry-Tier1AnySFm1975CZ05DEER2017 | 6261
Appl-CW-Top-GasDHW-ElecDry-Tier1 | DEER2017 | D17 v3 |  | Any | SFm | 1975 | CZ06 | rDXGF | Household | 1 | 1528 | None | 428 | 0.073 | 1.01 | 287 | 0.048 | 0.41 | 428 | 0.073 | 1.01 | 287 | 0.048 | -0.66 | DEER:Res:ClothesDishWasher | Annual | 1721 |  | Appl-CW-Top-GasDHW-ElecDry-Tier1DEER2017 | Appl-CW-Top-GasDHW-ElecDry-Tier1AnySFm1975CZ06DEER2017 | 6262
Appl-CW-Top-GasDHW-ElecDry-Tier1 | DEER2017 | D17 v3 |  | Any | SFm | 1975 | CZ07 | rDXGF | Household | 1 | 1528 | None | 426 | 0.07 | 0.76 | 285 | 0.047 | 0.24 | 426 | 0.07 | 0.76 | 285 | 0.047 | 0.24 | DEER:Res:ClothesDishWasher | Annual | 1720 |  | Appl-CW-Top-GasDHW-ElecDry-Tier1DEER2017 | Appl-CW-Top-GasDHW-ElecDry-Tier1AnySFm1975CZ07DEER2017 | 6263
Appl-CW-Top-GasDHW-ElecDry-Tier1 | DEER2017 | D17 v3 |  | Any | SFm | 1975 | CZ08 | rDXGF | Household | 1 | 1528 | None | 431 | 0.073 | 0.9 | 289 | 0.049 | 0.36 | 431 | 0.073 | 0.9 | 289 | 0.049 | -0.55 | DEER:Res:ClothesDishWasher | Annual | 1721 |  | Appl-CW-Top-GasDHW-ElecDry-Tier1DEER2017 | Appl-CW-Top-GasDHW-ElecDry-Tier1AnySFm1975CZ08DEER2017 | 6264
Appl-CW-Top-GasDHW-ElecDry-Tier1 | DEER2017 | D17 v3 |  | Any | SFm | 1975 | CZ09 | rDXGF | Household | 1 | 1636 | None | 434 | 0.066 | 0.64 | 291 | 0.044 | 0.17 | 434 | 0.066 | 0.64 | 291 | 0.044 | 0.17 | DEER:Res:ClothesDishWasher | Annual | 1720 |  | Appl-CW-Top-GasDHW-ElecDry-Tier1DEER2017 | Appl-CW-Top-GasDHW-ElecDry-Tier1AnySFm1975CZ09DEER2017 | 6265
Appl-CW-Top-GasDHW-ElecDry-Tier1 | DEER2017 | D17 v3 |  | Any | SFm | 1975 | CZ10 | rDXGF | Household | 1 | 1636 | None | 430 | 0.076 | 0.22 | 288 | 0.051 | -0.11 | 430 | 0.076 | 0.22 | 288 | 0.051 | -0.6 | DEER:Res:ClothesDishWasher | Annual | 1721 |  | Appl-CW-Top-GasDHW-ElecDry-Tier1DEER2017 | Appl-CW-Top-GasDHW-ElecDry-Tier1AnySFm1975CZ10DEER2017 | 6266
Appl-CW-Top-GasDHW-ElecDry-Tier1 | DEER2017 | D17 v3 |  | Any | SFm | 1975 | CZ11 | rDXGF | Household | 1 | 1528 | None | 433 | 0.074 | 0.21 | 291 | 0.05 | -0.11 | 433 | 0.074 | 0.21 | 291 | 0.05 | -0.11 | DEER:Res:ClothesDishWasher | Annual | 1720 |  | Appl-CW-Top-GasDHW-ElecDry-Tier1DEER2017 | Appl-CW-Top-GasDHW-ElecDry-Tier1AnySFm1975CZ11DEER2017 | 6267
Appl-CW-Top-GasDHW-ElecDry-Tier1 | DEER2017 | D17 v3 |  | Any | SFm | 1975 | CZ12 | rDXGF | Household | 1 | 1528 | None | 429 | 0.074 | 0.19 | 287 | 0.05 | -0.15 | 429 | 0.074 | 0.19 | 287 | 0.05 | -0.66 | DEER:Res:ClothesDishWasher | Annual | 1721 |  | Appl-CW-Top-GasDHW-ElecDry-Tier1DEER2017 | Appl-CW-Top-GasDHW-ElecDry-Tier1AnySFm1975CZ12DEER2017 | 6268
Appl-CW-Top-GasDHW-ElecDry-Tier1 | DEER2017 | D17 v3 |  | Any | SFm | 1975 | CZ13 | rDXGF | Household | 1 | 1528 | None | 434 | 0.072 | -0.1 | 290 | 0.048 | -0.32 | 434 | 0.072 | -0.1 | 290 | 0.048 | -0.32 | DEER:Res:ClothesDishWasher | Annual | 1720 |  | Appl-CW-Top-GasDHW-ElecDry-Tier1DEER2017 | Appl-CW-Top-GasDHW-ElecDry-Tier1AnySFm1975CZ13DEER2017 | 6269
Appl-CW-Top-GasDHW-ElecDry-Tier1 | DEER2017 | D17 v3 |  | Any | SFm | 1975 | CZ14 | rDXGF | Household | 1 | 1555 | None | 438 | 0.069 | 0.32 | 293 | 0.046 | -0.06 | 438 | 0.069 | 0.32 | 293 | 0.046 | -0.28 | DEER:Res:ClothesDishWasher | Annual | 1721 |  | Appl-CW-Top-GasDHW-ElecDry-Tier1DEER2017 | Appl-CW-Top-GasDHW-ElecDry-Tier1AnySFm1975CZ14DEER2017 | 6270
Appl-CW-Top-GasDHW-ElecDry-Tier1 | DEER2017 | D17 v3 |  | Any | SFm | 1975 | CZ15 | rDXGF | Household | 1 | 1555 | None | 443 | 0.068 | 1.2 | 297 | 0.045 | 0.62 | 443 | 0.068 | 1.2 | 297 | 0.045 | 0.62 | DEER:Res:ClothesDishWasher | Annual | 1720 |  | Appl-CW-Top-GasDHW-ElecDry-Tier1DEER2017 | Appl-CW-Top-GasDHW-ElecDry-Tier1AnySFm1975CZ15DEER2017 | 6271
Appl-CW-Top-GasDHW-ElecDry-Tier1 | DEER2017 | D17 v3 |  | Any | SFm | 1975 | CZ16 | rDXGF | Household | 1 | 1591 | None | 428 | 0.068 | 0.3 | 287 | 0.046 | -0.11 | 428 | 0.068 | 0.3 | 287 | 0.046 | -0.95 | DEER:Res:ClothesDishWasher | Annual | 1721 |  | Appl-CW-Top-GasDHW-ElecDry-Tier1DEER2017 | Appl-CW-Top-GasDHW-ElecDry-Tier1AnySFm1975CZ16DEER2017 | 6272
Appl-CW-Top-GasDHW-ElecDry-Tier1 | DEER2017 | D17 v3 |  | Any | SFm | 1985 | CZ01 | rDXGF | Household | 1 | 1904 | None | 413 | 0.058 | -1.32 | 277 | 0.039 | -1.2 | 413 | 0.058 | -1.32 | 277 | 0.039 | -1.2 | DEER:Res:ClothesDishWasher | Annual | 1720 |  | Appl-CW-Top-GasDHW-ElecDry-Tier1DEER2017 | Appl-CW-Top-GasDHW-ElecDry-Tier1AnySFm1985CZ01DEER2017 | 6273
Appl-CW-Top-GasDHW-ElecDry-Tier1 | DEER2017 | D17 v3 |  | Any | SFm | 1985 | CZ02 | rDXGF | Household | 1 | 1904 | None | 421 | 0.072 | -0.9 | 282 | 0.048 | -0.89 | 421 | 0.072 | -0.9 | 282 | 0.048 | -1.78 | DEER:Res:ClothesDishWasher | Annual | 1721 |  | Appl-CW-Top-GasDHW-ElecDry-Tier1DEER2017 | Appl-CW-Top-GasDHW-ElecDry-Tier1AnySFm1985CZ02DEER2017 | 6274
Appl-CW-Top-GasDHW-ElecDry-Tier1 | DEER2017 | D17 v3 |  | Any | SFm | 1985 | CZ03 | rDXGF | Household | 1 | 1904 | None | 418 | 0.073 | -1.15 | 280 | 0.049 | -1.07 | 418 | 0.073 | -1.15 | 280 | 0.049 | -1.07 | DEER:Res:ClothesDishWasher | Annual | 1720 |  | Appl-CW-Top-GasDHW-ElecDry-Tier1DEER2017 | Appl-CW-Top-GasDHW-ElecDry-Tier1AnySFm1985CZ03DEER2017 | 6275
Appl-CW-Top-GasDHW-ElecDry-Tier1 | DEER2017 | D17 v3 |  | Any | SFm | 1985 | CZ04 | rDXGF | Household | 1 | 1904 | None | 428 | 0.076 | -0.2 | 286 | 0.051 | -0.42 | 428 | 0.076 | -0.2 | 286 | 0.051 | -1.67 | DEER:Res:ClothesDishWasher | Annual | 1721 |  | Appl-CW-Top-GasDHW-ElecDry-Tier1DEER2017 | Appl-CW-Top-GasDHW-ElecDry-Tier1AnySFm1985CZ04DEER2017 | 6276
Appl-CW-Top-GasDHW-ElecDry-Tier1 | DEER2017 | D17 v3 |  | Any | SFm | 1985 | CZ05 | rDXGF | Household | 1 | 1904 | None | 417 | 0.075 | -1.53 | 279 | 0.051 | -1.3 | 417 | 0.075 | -1.53 | 279 | 0.051 | -1.3 | DEER:Res:ClothesDishWasher | Annual | 1720 |  | Appl-CW-Top-GasDHW-ElecDry-Tier1DEER2017 | Appl-CW-Top-GasDHW-ElecDry-Tier1AnySFm1985CZ05DEER2017 | 6277
Appl-CW-Top-GasDHW-ElecDry-Tier1 | DEER2017 | D17 v3 |  | Any | SFm | 1985 | CZ06 | rDXGF | Household | 1 | 2064 | None | 427 | 0.077 | 0.52 | 286 | 0.052 | 0.08 | 427 | 0.077 | 0.52 | 286 | 0.052 | -1.6 | DEER:Res:ClothesDishWasher | Annual | 1721 |  | Appl-CW-Top-GasDHW-ElecDry-Tier1DEER2017 | Appl-CW-Top-GasDHW-ElecDry-Tier1AnySFm1985CZ06DEER2017 | 6278
Appl-CW-Top-GasDHW-ElecDry-Tier1 | DEER2017 | D17 v3 |  | Any | SFm | 1985 | CZ07 | rDXGF | Household | 1 | 2064 | None | 429 | 0.071 | 0.65 | 287 | 0.048 | 0.17 | 429 | 0.071 | 0.65 | 287 | 0.048 | 0.17 | DEER:Res:ClothesDishWasher | Annual | 1720 |  | Appl-CW-Top-GasDHW-ElecDry-Tier1DEER2017 | Appl-CW-Top-GasDHW-ElecDry-Tier1AnySFm1985CZ07DEER2017 | 6279
Appl-CW-Top-GasDHW-ElecDry-Tier1 | DEER2017 | D17 v3 |  | Any | SFm | 1985 | CZ08 | rDXGF | Household | 1 | 2064 | None | 435 | 0.066 | 0.54 | 290 | 0.044 | 0.1 | 435 | 0.066 | 0.54 | 290 | 0.044 | -1.33 | DEER:Res:ClothesDishWasher | Annual | 1721 |  | Appl-CW-Top-GasDHW-ElecDry-Tier1DEER2017 | Appl-CW-Top-GasDHW-ElecDry-Tier1AnySFm1985CZ08DEER2017 | 6280
Appl-CW-Top-GasDHW-ElecDry-Tier1 | DEER2017 | D17 v3 |  | Any | SFm | 1985 | CZ09 | rDXGF | Household | 1 | 1811 | None | 434 | 0.07 | 0.5 | 292 | 0.047 | 0.1 | 434 | 0.07 | 0.5 | 292 | 0.047 | 0.1 | DEER:Res:ClothesDishWasher | Annual | 1720 |  | Appl-CW-Top-GasDHW-ElecDry-Tier1DEER2017 | Appl-CW-Top-GasDHW-ElecDry-Tier1AnySFm1985CZ09DEER2017 | 6281
Appl-CW-Top-GasDHW-ElecDry-Tier1 | DEER2017 | D17 v3 |  | Any | SFm | 1985 | CZ10 | rDXGF | Household | 1 | 1811 | None | 432 | 0.073 | 0.15 | 290 | 0.049 | -0.15 | 432 | 0.073 | 0.15 | 290 | 0.049 | -1.88 | DEER:Res:ClothesDishWasher | Annual | 1721 |  | Appl-CW-Top-GasDHW-ElecDry-Tier1DEER2017 | Appl-CW-Top-GasDHW-ElecDry-Tier1AnySFm1985CZ10DEER2017 | 6282
Appl-CW-Top-GasDHW-ElecDry-Tier1 | DEER2017 | D17 v3 |  | Any | SFm | 1985 | CZ11 | rDXGF | Household | 1 | 1704 | None | 434 | 0.072 | -0.53 | 290 | 0.048 | -0.62 | 434 | 0.072 | -0.53 | 290 | 0.048 | -0.62 | DEER:Res:ClothesDishWasher | Annual | 1720 |  | Appl-CW-Top-GasDHW-ElecDry-Tier1DEER2017 | Appl-CW-Top-GasDHW-ElecDry-Tier1AnySFm1985CZ11DEER2017 | 6283
Appl-CW-Top-GasDHW-ElecDry-Tier1 | DEER2017 | D17 v3 |  | Any | SFm | 1985 | CZ12 | rDXGF | Household | 1 | 1704 | None | 429 | 0.076 | -0.45 | 287 | 0.05 | -0.58 | 429 | 0.076 | -0.45 | 287 | 0.05 | -1.01 | DEER:Res:ClothesDishWasher | Annual | 1721 |  | Appl-CW-Top-GasDHW-ElecDry-Tier1DEER2017 | Appl-CW-Top-GasDHW-ElecDry-Tier1AnySFm1985CZ12DEER2017 | 6284
Appl-CW-Top-GasDHW-ElecDry-Tier1 | DEER2017 | D17 v3 |  | Any | SFm | 1985 | CZ13 | rDXGF | Household | 1 | 1704 | None | 435 | 0.072 | -0.55 | 292 | 0.048 | -0.64 | 435 | 0.072 | -0.55 | 292 | 0.048 | -0.64 | DEER:Res:ClothesDishWasher | Annual | 1720 |  | Appl-CW-Top-GasDHW-ElecDry-Tier1DEER2017 | Appl-CW-Top-GasDHW-ElecDry-Tier1AnySFm1985CZ13DEER2017 | 6285
Appl-CW-Top-GasDHW-ElecDry-Tier1 | DEER2017 | D17 v3 |  | Any | SFm | 1985 | CZ14 | rDXGF | Household | 1 | 1741 | None | 437 | 0.068 | -0.42 | 293 | 0.046 | -0.53 | 437 | 0.068 | -0.42 | 293 | 0.046 | -1.12 | DEER:Res:ClothesDishWasher | Annual | 1721 |  | Appl-CW-Top-GasDHW-ElecDry-Tier1DEER2017 | Appl-CW-Top-GasDHW-ElecDry-Tier1AnySFm1985CZ14DEER2017 | 6286
Appl-CW-Top-GasDHW-ElecDry-Tier1 | DEER2017 | D17 v3 |  | Any | SFm | 1985 | CZ15 | rDXGF | Household | 1 | 1741 | None | 444 | 0.069 | 0.98 | 298 | 0.047 | 0.45 | 444 | 0.069 | 0.98 | 298 | 0.047 | 0.45 | DEER:Res:ClothesDishWasher | Annual | 1720 |  | Appl-CW-Top-GasDHW-ElecDry-Tier1DEER2017 | Appl-CW-Top-GasDHW-ElecDry-Tier1AnySFm1985CZ15DEER2017 | 6287
Appl-CW-Top-GasDHW-ElecDry-Tier1 | DEER2017 | D17 v3 |  | Any | SFm | 1985 | CZ16 | rDXGF | Household | 1 | 1904 | None | 428 | 0.071 | -0.38 | 287 | 0.048 | -0.56 | 428 | 0.071 | -0.38 | 287 | 0.048 | -1 | DEER:Res:ClothesDishWasher | Annual | 1721 |  | Appl-CW-Top-GasDHW-ElecDry-Tier1DEER2017 | Appl-CW-Top-GasDHW-ElecDry-Tier1AnySFm1985CZ16DEER2017 | 6288
Appl-CW-Top-GasDHW-ElecDry-Tier1 | DEER2017 | D17 v3 |  | Any | SFm | 1996 | CZ01 | rDXGF | Household | 1 | 2193 | None | 415 | 0.058 | 0.42 | 278 | 0.039 | -0.03 | 415 | 0.058 | 0.42 | 278 | 0.039 | -0.03 | DEER:Res:ClothesDishWasher | Annual | 1720 |  | Appl-CW-Top-GasDHW-ElecDry-Tier1DEER2017 | Appl-CW-Top-GasDHW-ElecDry-Tier1AnySFm1996CZ01DEER2017 | 6289
Appl-CW-Top-GasDHW-ElecDry-Tier1 | DEER2017 | D17 v3 |  | Any | SFm | 1996 | CZ02 | rDXGF | Household | 1 | 2193 | None | 425 | 0.073 | 0.24 | 283 | 0.055 | -0.12 | 425 | 0.073 | 0.24 | 283 | 0.055 | -1.16 | DEER:Res:ClothesDishWasher | Annual | 1721 |  | Appl-CW-Top-GasDHW-ElecDry-Tier1DEER2017 | Appl-CW-Top-GasDHW-ElecDry-Tier1AnySFm1996CZ02DEER2017 | 6290
Appl-CW-Top-GasDHW-ElecDry-Tier1 | DEER2017 | D17 v3 |  | Any | SFm | 1996 | CZ03 | rDXGF | Household | 1 | 2193 | None | 418 | 0.064 | 0.03 | 280 | 0.04 | -0.25 | 418 | 0.064 | 0.03 | 280 | 0.04 | -0.25 | DEER:Res:ClothesDishWasher | Annual | 1720 |  | Appl-CW-Top-GasDHW-ElecDry-Tier1DEER2017 | Appl-CW-Top-GasDHW-ElecDry-Tier1AnySFm1996CZ03DEER2017 | 6291
Appl-CW-Top-GasDHW-ElecDry-Tier1 | DEER2017 | D17 v3 |  | Any | SFm | 1996 | CZ04 | rDXGF | Household | 1 | 2193 | None | 426 | 0.075 | 0.37 | 286 | 0.051 | -0.02 | 426 | 0.075 | 0.37 | 286 | 0.051 | -1.35 | DEER:Res:ClothesDishWasher | Annual | 1721 |  | Appl-CW-Top-GasDHW-ElecDry-Tier1DEER2017 | Appl-CW-Top-GasDHW-ElecDry-Tier1AnySFm1996CZ04DEER2017 | 6292
Appl-CW-Top-GasDHW-ElecDry-Tier1 | DEER2017 | D17 v3 |  | Any | SFm | 1996 | CZ05 | rDXGF | Household | 1 | 2193 | None | 416 | 0.07 | -1.31 | 279 | 0.047 | -1.17 | 416 | 0.07 | -1.31 | 279 | 0.047 | -1.17 | DEER:Res:ClothesDishWasher | Annual | 1720 |  | Appl-CW-Top-GasDHW-ElecDry-Tier1DEER2017 | Appl-CW-Top-GasDHW-ElecDry-Tier1AnySFm1996CZ05DEER2017 | 6293
Appl-CW-Top-GasDHW-ElecDry-Tier1 | DEER2017 | D17 v3 |  | Any | SFm | 1996 | CZ06 | rDXGF | Household | 1 | 2297 | None | 429 | 0.076 | 0.82 | 289 | 0.05 | 0.29 | 429 | 0.076 | 0.82 | 289 | 0.05 | -1.34 | DEER:Res:ClothesDishWasher | Annual | 1721 |  | Appl-CW-Top-GasDHW-ElecDry-Tier1DEER2017 | Appl-CW-Top-GasDHW-ElecDry-Tier1AnySFm1996CZ06DEER2017 | 6294
Appl-CW-Top-GasDHW-ElecDry-Tier1 | DEER2017 | D17 v3 |  | Any | SFm | 1996 | CZ07 | rDXGF | Household | 1 | 2297 | None | 434 | 0.081 | 2.83 | 291 | 0.051 | 1.15 | 434 | 0.081 | 2.83 | 291 | 0.051 | 1.15 | DEER:Res:ClothesDishWasher | Annual | 1720 |  | Appl-CW-Top-GasDHW-ElecDry-Tier1DEER2017 | Appl-CW-Top-GasDHW-ElecDry-Tier1AnySFm1996CZ07DEER2017 | 6295
Appl-CW-Top-GasDHW-ElecDry-Tier1 | DEER2017 | D17 v3 |  | Any | SFm | 1996 | CZ08 | rDXGF | Household | 1 | 2297 | None | 431 | 0.065 | 1.07 | 289 | 0.043 | 0.44 | 431 | 0.065 | 1.07 | 289 | 0.043 | -1.41 | DEER:Res:ClothesDishWasher | Annual | 1721 |  | Appl-CW-Top-GasDHW-ElecDry-Tier1DEER2017 | Appl-CW-Top-GasDHW-ElecDry-Tier1AnySFm1996CZ08DEER2017 | 6296
Appl-CW-Top-GasDHW-ElecDry-Tier1 | DEER2017 | D17 v3 |  | Any | SFm | 1996 | CZ09 | rDXGF | Household | 1 | 2186 | None | 434 | 0.067 | 0.89 | 292 | 0.045 | 0.34 | 434 | 0.067 | 0.89 | 292 | 0.045 | 0.34 | DEER:Res:ClothesDishWasher | Annual | 1720 |  | Appl-CW-Top-GasDHW-ElecDry-Tier1DEER2017 | Appl-CW-Top-GasDHW-ElecDry-Tier1AnySFm1996CZ09DEER2017 | 6297
Appl-CW-Top-GasDHW-ElecDry-Tier1 | DEER2017 | D17 v3 |  | Any | SFm | 1996 | CZ10 | rDXGF | Household | 1 | 2186 | None | 435 | 0.068 | 0.37 | 292 | 0.046 | 0 | 435 | 0.068 | 0.37 | 292 | 0.046 | -1.49 | DEER:Res:ClothesDishWasher | Annual | 1721 |  | Appl-CW-Top-GasDHW-ElecDry-Tier1DEER2017 | Appl-CW-Top-GasDHW-ElecDry-Tier1AnySFm1996CZ10DEER2017 | 6298
Appl-CW-Top-GasDHW-ElecDry-Tier1 | DEER2017 | D17 v3 |  | Any | SFm | 1996 | CZ11 | rDXGF | Household | 1 | 2032 | None | 434 | 0.072 | 0.03 | 291 | 0.048 | -0.25 | 434 | 0.072 | 0.03 | 291 | 0.048 | -0.25 | DEER:Res:ClothesDishWasher | Annual | 1720 |  | Appl-CW-Top-GasDHW-ElecDry-Tier1DEER2017 | Appl-CW-Top-GasDHW-ElecDry-Tier1AnySFm1996CZ11DEER2017 | 6299
Appl-CW-Top-GasDHW-ElecDry-Tier1 | DEER2017 | D17 v3 |  | Any | SFm | 1996 | CZ12 | rDXGF | Household | 1 | 2032 | None | 431 | 0.073 | 0.23 | 288 | 0.05 | -0.11 | 431 | 0.073 | 0.23 | 288 | 0.05 | -1.32 | DEER:Res:ClothesDishWasher | Annual | 1721 |  | Appl-CW-Top-GasDHW-ElecDry-Tier1DEER2017 | Appl-CW-Top-GasDHW-ElecDry-Tier1AnySFm1996CZ12DEER2017 | 6300
Appl-CW-Top-GasDHW-ElecDry-Tier1 | DEER2017 | D17 v3 |  | Any | SFm | 1996 | CZ13 | rDXGF | Household | 1 | 2032 | None | 434 | 0.072 | -0.16 | 291 | 0.048 | -0.38 | 434 | 0.072 | -0.16 | 291 | 0.048 | -0.38 | DEER:Res:ClothesDishWasher | Annual | 1720 |  | Appl-CW-Top-GasDHW-ElecDry-Tier1DEER2017 | Appl-CW-Top-GasDHW-ElecDry-Tier1AnySFm1996CZ13DEER2017 | 6301
Appl-CW-Top-GasDHW-ElecDry-Tier1 | DEER2017 | D17 v3 |  | Any | SFm | 1996 | CZ14 | rDXGF | Household | 1 | 1758 | None | 436 | 0.066 | -0.03 | 293 | 0.044 | -0.29 | 436 | 0.066 | -0.03 | 293 | 0.044 | -0.63 | DEER:Res:ClothesDishWasher | Annual | 1721 |  | Appl-CW-Top-GasDHW-ElecDry-Tier1DEER2017 | Appl-CW-Top-GasDHW-ElecDry-Tier1AnySFm1996CZ14DEER2017 | 6302
Appl-CW-Top-GasDHW-ElecDry-Tier1 | DEER2017 | D17 v3 |  | Any | SFm | 1996 | CZ15 | rDXGF | Household | 1 | 1758 | None | 445 | 0.068 | 1.05 | 297 | 0.046 | 0.48 | 445 | 0.068 | 1.05 | 297 | 0.046 | 0.48 | DEER:Res:ClothesDishWasher | Annual | 1720 |  | Appl-CW-Top-GasDHW-ElecDry-Tier1DEER2017 | Appl-CW-Top-GasDHW-ElecDry-Tier1AnySFm1996CZ15DEER2017 | 6303
Appl-CW-Top-GasDHW-ElecDry-Tier1 | DEER2017 | D17 v3 |  | Any | SFm | 1996 | CZ16 | rDXGF | Household | 1 | 2193 | None | 428 | 0.07 | 1 | 287 | 0.046 | 0.36 | 428 | 0.07 | 1 | 287 | 0.046 | -1.55 | DEER:Res:ClothesDishWasher | Annual | 1721 |  | Appl-CW-Top-GasDHW-ElecDry-Tier1DEER2017 | Appl-CW-Top-GasDHW-ElecDry-Tier1AnySFm1996CZ16DEER2017 | 6304
Appl-CW-Top-GasDHW-ElecDry-Tier1 | DEER2017 | D17 v3 |  | Any | SFm | 2003 | CZ01 | rDXGF | Household | 1 | 2295.6 | None | 415 | 0.058 | 0.14 | 278 | 0.039 | -0.22 | 415 | 0.058 | 0.14 | 278 | 0.039 | -0.22 | DEER:Res:ClothesDishWasher | Annual | 1720 |  | Appl-CW-Top-GasDHW-ElecDry-Tier1DEER2017 | Appl-CW-Top-GasDHW-ElecDry-Tier1AnySFm2003CZ01DEER2017 | 6305
Appl-CW-Top-GasDHW-ElecDry-Tier1 | DEER2017 | D17 v3 |  | Any | SFm | 2003 | CZ02 | rDXGF | Household | 1 | 1948.8 | None | 425 | 0.073 | 0.25 | 285 | 0.048 | -0.12 | 425 | 0.073 | 0.25 | 285 | 0.048 | -2.34 | DEER:Res:ClothesDishWasher | Annual | 1721 |  | Appl-CW-Top-GasDHW-ElecDry-Tier1DEER2017 | Appl-CW-Top-GasDHW-ElecDry-Tier1AnySFm2003CZ02DEER2017 | 6306
Appl-CW-Top-GasDHW-ElecDry-Tier1 | DEER2017 | D17 v3 |  | Any | SFm | 2003 | CZ03 | rDXGF | Household | 1 | 2295.6 | None | 418 | 0.071 | -0.01 | 280 | 0.048 | -0.3 | 418 | 0.071 | -0.01 | 280 | 0.048 | -0.3 | DEER:Res:ClothesDishWasher | Annual | 1720 |  | Appl-CW-Top-GasDHW-ElecDry-Tier1DEER2017 | Appl-CW-Top-GasDHW-ElecDry-Tier1AnySFm2003CZ03DEER2017 | 6307
Appl-CW-Top-GasDHW-ElecDry-Tier1 | DEER2017 | D17 v3 |  | Any | SFm | 2003 | CZ04 | rDXGF | Household | 1 | 2295.6 | None | 429 | 0.075 | 0.56 | 287 | 0.049 | 0.1 | 429 | 0.075 | 0.56 | 287 | 0.049 | -2.02 | DEER:Res:ClothesDishWasher | Annual | 1721 |  | Appl-CW-Top-GasDHW-ElecDry-Tier1DEER2017 | Appl-CW-Top-GasDHW-ElecDry-Tier1AnySFm2003CZ04DEER2017 | 6308
Appl-CW-Top-GasDHW-ElecDry-Tier1 | DEER2017 | D17 v3 |  | Any | SFm | 2003 | CZ05 | rDXGF | Household | 1 | 2295.6 | None | 417 | 0.07 | -0.79 | 279 | 0.047 | -0.83 | 417 | 0.07 | -0.79 | 279 | 0.047 | -0.83 | DEER:Res:ClothesDishWasher | Annual | 1720 |  | Appl-CW-Top-GasDHW-ElecDry-Tier1DEER2017 | Appl-CW-Top-GasDHW-ElecDry-Tier1AnySFm2003CZ05DEER2017 | 6309
Appl-CW-Top-GasDHW-ElecDry-Tier1 | DEER2017 | D17 v3 |  | Any | SFm | 2003 | CZ06 | rDXGF | Household | 1 | 2392.9 | None | 432 | 0.071 | 1.17 | 283 | 0.057 | 0.53 | 432 | 0.071 | 1.17 | 283 | 0.057 | -2.15 | DEER:Res:ClothesDishWasher | Annual | 1721 |  | Appl-CW-Top-GasDHW-ElecDry-Tier1DEER2017 | Appl-CW-Top-GasDHW-ElecDry-Tier1AnySFm2003CZ06DEER2017 | 6310
Appl-CW-Top-GasDHW-ElecDry-Tier1 | DEER2017 | D17 v3 |  | Any | SFm | 2003 | CZ07 | rDXGF | Household | 1 | 2392.9 | None | 435 | 0.066 | 0.76 | 291 | 0.042 | 0.25 | 435 | 0.066 | 0.76 | 291 | 0.042 | 0.25 | DEER:Res:ClothesDishWasher | Annual | 1720 |  | Appl-CW-Top-GasDHW-ElecDry-Tier1DEER2017 | Appl-CW-Top-GasDHW-ElecDry-Tier1AnySFm2003CZ07DEER2017 | 6311
Appl-CW-Top-GasDHW-ElecDry-Tier1 | DEER2017 | D17 v3 |  | Any | SFm | 2003 | CZ08 | rDXGF | Household | 1 | 2392.9 | None | 439 | 0.065 | 1.14 | 295 | 0.043 | 0.5 | 439 | 0.065 | 1.14 | 295 | 0.043 | -1.64 | DEER:Res:ClothesDishWasher | Annual | 1721 |  | Appl-CW-Top-GasDHW-ElecDry-Tier1DEER2017 | Appl-CW-Top-GasDHW-ElecDry-Tier1AnySFm2003CZ08DEER2017 | 6312
Appl-CW-Top-GasDHW-ElecDry-Tier1 | DEER2017 | D17 v3 |  | Any | SFm | 2003 | CZ09 | rDXGF | Household | 1 | 2422.9 | None | 432 | 0.063 | 0.78 | 290 | 0.043 | 0.27 | 432 | 0.063 | 0.78 | 290 | 0.043 | 0.27 | DEER:Res:ClothesDishWasher | Annual | 1720 |  | Appl-CW-Top-GasDHW-ElecDry-Tier1DEER2017 | Appl-CW-Top-GasDHW-ElecDry-Tier1AnySFm2003CZ09DEER2017 | 6313
Appl-CW-Top-GasDHW-ElecDry-Tier1 | DEER2017 | D17 v3 |  | Any | SFm | 2003 | CZ10 | rDXGF | Household | 1 | 1948.8 | None | 435 | 0.066 | 0.4 | 292 | 0.044 | 0.02 | 435 | 0.066 | 0.4 | 292 | 0.044 | -2.33 | DEER:Res:ClothesDishWasher | Annual | 1721 |  | Appl-CW-Top-GasDHW-ElecDry-Tier1DEER2017 | Appl-CW-Top-GasDHW-ElecDry-Tier1AnySFm2003CZ10DEER2017 | 6314
Appl-CW-Top-GasDHW-ElecDry-Tier1 | DEER2017 | D17 v3 |  | Any | SFm | 2003 | CZ11 | rDXGF | Household | 1 | 1948.8 | None | 433 | 0.069 | 0.21 | 290 | 0.047 | -0.12 | 433 | 0.069 | 0.21 | 290 | 0.047 | -0.12 | DEER:Res:ClothesDishWasher | Annual | 1720 |  | Appl-CW-Top-GasDHW-ElecDry-Tier1DEER2017 | Appl-CW-Top-GasDHW-ElecDry-Tier1AnySFm2003CZ11DEER2017 | 6315
Appl-CW-Top-GasDHW-ElecDry-Tier1 | DEER2017 | D17 v3 |  | Any | SFm | 2003 | CZ12 | rDXGF | Household | 1 | 1948.8 | None | 428 | 0.073 | 0.3 | 288 | 0.049 | -0.07 | 428 | 0.073 | 0.3 | 288 | 0.049 | -1.25 | DEER:Res:ClothesDishWasher | Annual | 1721 |  | Appl-CW-Top-GasDHW-ElecDry-Tier1DEER2017 | Appl-CW-Top-GasDHW-ElecDry-Tier1AnySFm2003CZ12DEER2017 | 6316
Appl-CW-Top-GasDHW-ElecDry-Tier1 | DEER2017 | D17 v3 |  | Any | SFm | 2003 | CZ13 | rDXGF | Household | 1 | 1948.8 | None | 433 | 0.07 | 0.06 | 290 | 0.047 | -0.21 | 433 | 0.07 | 0.06 | 290 | 0.047 | -0.21 | DEER:Res:ClothesDishWasher | Annual | 1720 |  | Appl-CW-Top-GasDHW-ElecDry-Tier1DEER2017 | Appl-CW-Top-GasDHW-ElecDry-Tier1AnySFm2003CZ13DEER2017 | 6317
Appl-CW-Top-GasDHW-ElecDry-Tier1 | DEER2017 | D17 v3 |  | Any | SFm | 2003 | CZ14 | rDXGF | Household | 1 | 2160.9 | None | 437 | 0.065 | 0.07 | 293 | 0.044 | -0.23 | 437 | 0.065 | 0.07 | 293 | 0.044 | -1.16 | DEER:Res:ClothesDishWasher | Annual | 1721 |  | Appl-CW-Top-GasDHW-ElecDry-Tier1DEER2017 | Appl-CW-Top-GasDHW-ElecDry-Tier1AnySFm2003CZ14DEER2017 | 6318
Appl-CW-Top-GasDHW-ElecDry-Tier1 | DEER2017 | D17 v3 |  | Any | SFm | 2003 | CZ15 | rDXGF | Household | 1 | 2160.9 | None | 441 | 0.068 | 1.08 | 298 | 0.045 | 0.49 | 441 | 0.068 | 1.08 | 298 | 0.045 | 0.49 | DEER:Res:ClothesDishWasher | Annual | 1720 |  | Appl-CW-Top-GasDHW-ElecDry-Tier1DEER2017 | Appl-CW-Top-GasDHW-ElecDry-Tier1AnySFm2003CZ15DEER2017 | 6319
Appl-CW-Top-GasDHW-ElecDry-Tier1 | DEER2017 | D17 v3 |  | Any | SFm | 2003 | CZ16 | rDXGF | Household | 1 | 2295.6 | None | 423 | 0.068 | 1.12 | 284 | 0.046 | 0.44 | 423 | 0.068 | 1.12 | 284 | 0.046 | -1.2 | DEER:Res:ClothesDishWasher | Annual | 1721 |  | Appl-CW-Top-GasDHW-ElecDry-Tier1DEER2017 | Appl-CW-Top-GasDHW-ElecDry-Tier1AnySFm2003CZ16DEER2017 | 6320
Appl-CW-Top-GasDHW-ElecDry-Tier1 | DEER2017 | D17 v3 |  | Any | SFm | 2007 | CZ01 | rDXGF | Household | 1 | 2295.6 | None | 415 | 0.058 | 0.13 | 278 | 0.039 | -0.22 | 415 | 0.058 | 0.13 | 278 | 0.039 | -0.22 | DEER:Res:ClothesDishWasher | Annual | 1720 |  | Appl-CW-Top-GasDHW-ElecDry-Tier1DEER2017 | Appl-CW-Top-GasDHW-ElecDry-Tier1AnySFm2007CZ01DEER2017 | 6321
Appl-CW-Top-GasDHW-ElecDry-Tier1 | DEER2017 | D17 v3 |  | Any | SFm | 2007 | CZ02 | rDXGF | Household | 1 | 1948.8 | None | 423 | 0.067 | -0.36 | 284 | 0.046 | -0.54 | 423 | 0.067 | -0.36 | 284 | 0.046 | -1.18 | DEER:Res:ClothesDishWasher | Annual | 1721 |  | Appl-CW-Top-GasDHW-ElecDry-Tier1DEER2017 | Appl-CW-Top-GasDHW-ElecDry-Tier1AnySFm2007CZ02DEER2017 | 6322
Appl-CW-Top-GasDHW-ElecDry-Tier1 | DEER2017 | D17 v3 |  | Any | SFm | 2007 | CZ03 | rDXGF | Household | 1 | 2295.6 | None | 418 | 0.068 | -0.07 | 280 | 0.046 | -0.33 | 418 | 0.068 | -0.07 | 280 | 0.046 | -0.33 | DEER:Res:ClothesDishWasher | Annual | 1720 |  | Appl-CW-Top-GasDHW-ElecDry-Tier1DEER2017 | Appl-CW-Top-GasDHW-ElecDry-Tier1AnySFm2007CZ03DEER2017 | 6323
Appl-CW-Top-GasDHW-ElecDry-Tier1 | DEER2017 | D17 v3 |  | Any | SFm | 2007 | CZ04 | rDXGF | Household | 1 | 2295.6 | None | 427 | 0.069 | 0.35 | 286 | 0.046 | -0.05 | 427 | 0.069 | 0.35 | 286 | 0.046 | -1.37 | DEER:Res:ClothesDishWasher | Annual | 1721 |  | Appl-CW-Top-GasDHW-ElecDry-Tier1DEER2017 | Appl-CW-Top-GasDHW-ElecDry-Tier1AnySFm2007CZ04DEER2017 | 6324
Appl-CW-Top-GasDHW-ElecDry-Tier1 | DEER2017 | D17 v3 |  | Any | SFm | 2007 | CZ05 | rDXGF | Household | 1 | 2295.6 | None | 416 | 0.066 | -0.8 | 279 | 0.044 | -0.86 | 416 | 0.066 | -0.8 | 279 | 0.044 | -0.86 | DEER:Res:ClothesDishWasher | Annual | 1720 |  | Appl-CW-Top-GasDHW-ElecDry-Tier1DEER2017 | Appl-CW-Top-GasDHW-ElecDry-Tier1AnySFm2007CZ05DEER2017 | 6325
Appl-CW-Top-GasDHW-ElecDry-Tier1 | DEER2017 | D17 v3 |  | Any | SFm | 2007 | CZ06 | rDXGF | Household | 1 | 2392.9 | None | 428 | 0.069 | 0.81 | 287 | 0.047 | 0.27 | 428 | 0.069 | 0.81 | 287 | 0.047 | -1.72 | DEER:Res:ClothesDishWasher | Annual | 1721 |  | Appl-CW-Top-GasDHW-ElecDry-Tier1DEER2017 | Appl-CW-Top-GasDHW-ElecDry-Tier1AnySFm2007CZ06DEER2017 | 6326
Appl-CW-Top-GasDHW-ElecDry-Tier1 | DEER2017 | D17 v3 |  | Any | SFm | 2007 | CZ07 | rDXGF | Household | 1 | 2392.9 | None | 432 | 0.066 | 1.14 | 290 | 0.044 | 0.5 | 432 | 0.066 | 1.14 | 290 | 0.044 | 0.5 | DEER:Res:ClothesDishWasher | Annual | 1720 |  | Appl-CW-Top-GasDHW-ElecDry-Tier1DEER2017 | Appl-CW-Top-GasDHW-ElecDry-Tier1AnySFm2007CZ07DEER2017 | 6327
Appl-CW-Top-GasDHW-ElecDry-Tier1 | DEER2017 | D17 v3 |  | Any | SFm | 2007 | CZ08 | rDXGF | Household | 1 | 2392.9 | None | 433 | 0.063 | 1.19 | 291 | 0.043 | 0.53 | 433 | 0.063 | 1.19 | 291 | 0.043 | -1.74 | DEER:Res:ClothesDishWasher | Annual | 1721 |  | Appl-CW-Top-GasDHW-ElecDry-Tier1DEER2017 | Appl-CW-Top-GasDHW-ElecDry-Tier1AnySFm2007CZ08DEER2017 | 6328
Appl-CW-Top-GasDHW-ElecDry-Tier1 | DEER2017 | D17 v3 |  | Any | SFm | 2007 | CZ09 | rDXGF | Household | 1 | 2422.9 | None | 430 | 0.061 | 1 | 288 | 0.041 | 0.4 | 430 | 0.061 | 1 | 288 | 0.041 | 0.4 | DEER:Res:ClothesDishWasher | Annual | 1720 |  | Appl-CW-Top-GasDHW-ElecDry-Tier1DEER2017 | Appl-CW-Top-GasDHW-ElecDry-Tier1AnySFm2007CZ09DEER2017 | 6329
Appl-CW-Top-GasDHW-ElecDry-Tier1 | DEER2017 | D17 v3 |  | Any | SFm | 2007 | CZ10 | rDXGF | Household | 1 | 1948.8 | None | 432 | 0.062 | 0.39 | 290 | 0.042 | 0 | 432 | 0.062 | 0.39 | 290 | 0.042 | -1.74 | DEER:Res:ClothesDishWasher | Annual | 1721 |  | Appl-CW-Top-GasDHW-ElecDry-Tier1DEER2017 | Appl-CW-Top-GasDHW-ElecDry-Tier1AnySFm2007CZ10DEER2017 | 6330
Appl-CW-Top-GasDHW-ElecDry-Tier1 | DEER2017 | D17 v3 |  | Any | SFm | 2007 | CZ11 | rDXGF | Household | 1 | 1948.8 | None | 430 | 0.065 | 0.04 | 288 | 0.044 | -0.24 | 430 | 0.065 | 0.04 | 288 | 0.044 | -0.24 | DEER:Res:ClothesDishWasher | Annual | 1720 |  | Appl-CW-Top-GasDHW-ElecDry-Tier1DEER2017 | Appl-CW-Top-GasDHW-ElecDry-Tier1AnySFm2007CZ11DEER2017 | 6331
Appl-CW-Top-GasDHW-ElecDry-Tier1 | DEER2017 | D17 v3 |  | Any | SFm | 2007 | CZ12 | rDXGF | Household | 1 | 1948.8 | None | 428 | 0.069 | 0.47 | 286 | 0.047 | 0.03 | 428 | 0.069 | 0.47 | 286 | 0.047 | -1.67 | DEER:Res:ClothesDishWasher | Annual | 1721 |  | Appl-CW-Top-GasDHW-ElecDry-Tier1DEER2017 | Appl-CW-Top-GasDHW-ElecDry-Tier1AnySFm2007CZ12DEER2017 | 6332
Appl-CW-Top-GasDHW-ElecDry-Tier1 | DEER2017 | D17 v3 |  | Any | SFm | 2007 | CZ13 | rDXGF | Household | 1 | 1948.8 | None | 431 | 0.065 | 0.46 | 289 | 0.043 | 0.05 | 431 | 0.065 | 0.46 | 289 | 0.043 | 0.05 | DEER:Res:ClothesDishWasher | Annual | 1720 |  | Appl-CW-Top-GasDHW-ElecDry-Tier1DEER2017 | Appl-CW-Top-GasDHW-ElecDry-Tier1AnySFm2007CZ13DEER2017 | 6333
Appl-CW-Top-GasDHW-ElecDry-Tier1 | DEER2017 | D17 v3 |  | Any | SFm | 2007 | CZ14 | rDXGF | Household | 1 | 2160.9 | None | 432 | 0.063 | -0.01 | 290 | 0.042 | -0.29 | 432 | 0.063 | -0.01 | 290 | 0.042 | -0.74 | DEER:Res:ClothesDishWasher | Annual | 1721 |  | Appl-CW-Top-GasDHW-ElecDry-Tier1DEER2017 | Appl-CW-Top-GasDHW-ElecDry-Tier1AnySFm2007CZ14DEER2017 | 6334
Appl-CW-Top-GasDHW-ElecDry-Tier1 | DEER2017 | D17 v3 |  | Any | SFm | 2007 | CZ15 | rDXGF | Household | 1 | 2160.9 | None | 438 | 0.064 | 1.19 | 294 | 0.043 | 0.57 | 438 | 0.064 | 1.19 | 294 | 0.043 | 0.57 | DEER:Res:ClothesDishWasher | Annual | 1720 |  | Appl-CW-Top-GasDHW-ElecDry-Tier1DEER2017 | Appl-CW-Top-GasDHW-ElecDry-Tier1AnySFm2007CZ15DEER2017 | 6335
Appl-CW-Top-GasDHW-ElecDry-Tier1 | DEER2017 | D17 v3 |  | Any | SFm | 2007 | CZ16 | rDXGF | Household | 1 | 2295.6 | None | 423 | 0.067 | 1.09 | 284 | 0.045 | 0.42 | 423 | 0.067 | 1.09 | 284 | 0.045 | -1.88 | DEER:Res:ClothesDishWasher | Annual | 1721 |  | Appl-CW-Top-GasDHW-ElecDry-Tier1DEER2017 | Appl-CW-Top-GasDHW-ElecDry-Tier1AnySFm2007CZ16DEER2017 | 6336
Appl-CW-Top-GasDHW-ElecDry-Tier1 | DEER2017 | D17 v3 |  | Any | SFm | 2011 | CZ01 | rDXGF | Household | 1 | 2295.6 | None | 415 | 0.058 | 0.3 | 278 | 0.039 | -0.1 | 415 | 0.058 | 0.3 | 278 | 0.039 | -0.1 | DEER:Res:ClothesDishWasher | Annual | 1720 |  | Appl-CW-Top-GasDHW-ElecDry-Tier1DEER2017 | Appl-CW-Top-GasDHW-ElecDry-Tier1AnySFm2011CZ01DEER2017 | 6337
Appl-CW-Top-GasDHW-ElecDry-Tier1 | DEER2017 | D17 v3 |  | Any | SFm | 2011 | CZ02 | rDXGF | Household | 1 | 1948.8 | None | 424 | 0.069 | -0.23 | 284 | 0.046 | -0.45 | 424 | 0.069 | -0.23 | 284 | 0.046 | -1.49 | DEER:Res:ClothesDishWasher | Annual | 1721 |  | Appl-CW-Top-GasDHW-ElecDry-Tier1DEER2017 | Appl-CW-Top-GasDHW-ElecDry-Tier1AnySFm2011CZ02DEER2017 | 6338
Appl-CW-Top-GasDHW-ElecDry-Tier1 | DEER2017 | D17 v3 |  | Any | SFm | 2011 | CZ03 | rDXGF | Household | 1 | 2295.6 | None | 418 | 0.067 | 0.05 | 280 | 0.048 | -0.25 | 418 | 0.067 | 0.05 | 280 | 0.048 | -0.25 | DEER:Res:ClothesDishWasher | Annual | 1720 |  | Appl-CW-Top-GasDHW-ElecDry-Tier1DEER2017 | Appl-CW-Top-GasDHW-ElecDry-Tier1AnySFm2011CZ03DEER2017 | 6339
Appl-CW-Top-GasDHW-ElecDry-Tier1 | DEER2017 | D17 v3 |  | Any | SFm | 2011 | CZ04 | rDXGF | Household | 1 | 2295.6 | None | 427 | 0.075 | 0.42 | 286 | 0.052 | -0.01 | 427 | 0.075 | 0.42 | 286 | 0.052 | -1.46 | DEER:Res:ClothesDishWasher | Annual | 1721 |  | Appl-CW-Top-GasDHW-ElecDry-Tier1DEER2017 | Appl-CW-Top-GasDHW-ElecDry-Tier1AnySFm2011CZ04DEER2017 | 6340
Appl-CW-Top-GasDHW-ElecDry-Tier1 | DEER2017 | D17 v3 |  | Any | SFm | 2011 | CZ05 | rDXGF | Household | 1 | 2295.6 | None | 416 | 0.068 | -0.81 | 278 | 0.046 | -0.82 | 416 | 0.068 | -0.81 | 278 | 0.046 | -0.82 | DEER:Res:ClothesDishWasher | Annual | 1720 |  | Appl-CW-Top-GasDHW-ElecDry-Tier1DEER2017 | Appl-CW-Top-GasDHW-ElecDry-Tier1AnySFm2011CZ05DEER2017 | 6341
Appl-CW-Top-GasDHW-ElecDry-Tier1 | DEER2017 | D17 v3 |  | Any | SFm | 2011 | CZ06 | rDXGF | Household | 1 | 2392.9 | None | 425 | 0.068 | 0.67 | 285 | 0.045 | 0.17 | 425 | 0.068 | 0.67 | 285 | 0.045 | -1.56 | DEER:Res:ClothesDishWasher | Annual | 1721 |  | Appl-CW-Top-GasDHW-ElecDry-Tier1DEER2017 | Appl-CW-Top-GasDHW-ElecDry-Tier1AnySFm2011CZ06DEER2017 | 6342
Appl-CW-Top-GasDHW-ElecDry-Tier1 | DEER2017 | D17 v3 |  | Any | SFm | 2011 | CZ07 | rDXGF | Household | 1 | 2392.9 | None | 438 | 0.073 | 2.04 | 288 | 0.042 | 0.73 | 438 | 0.073 | 2.04 | 288 | 0.042 | 0.73 | DEER:Res:ClothesDishWasher | Annual | 1720 |  | Appl-CW-Top-GasDHW-ElecDry-Tier1DEER2017 | Appl-CW-Top-GasDHW-ElecDry-Tier1AnySFm2011CZ07DEER2017 | 6343
Appl-CW-Top-GasDHW-ElecDry-Tier1 | DEER2017 | D17 v3 |  | Any | SFm | 2011 | CZ08 | rDXGF | Household | 1 | 2392.9 | None | 437 | 0.063 | 1.4 | 291 | 0.042 | 0.68 | 437 | 0.063 | 1.4 | 291 | 0.042 | -1.37 | DEER:Res:ClothesDishWasher | Annual | 1721 |  | Appl-CW-Top-GasDHW-ElecDry-Tier1DEER2017 | Appl-CW-Top-GasDHW-ElecDry-Tier1AnySFm2011CZ08DEER2017 | 6344
Appl-CW-Top-GasDHW-ElecDry-Tier1 | DEER2017 | D17 v3 |  | Any | SFm | 2011 | CZ09 | rDXGF | Household | 1 | 2422.9 | None | 431 | 0.063 | 1.11 | 289 | 0.042 | 0.47 | 431 | 0.063 | 1.11 | 289 | 0.042 | 0.47 | DEER:Res:ClothesDishWasher | Annual | 1720 |  | Appl-CW-Top-GasDHW-ElecDry-Tier1DEER2017 | Appl-CW-Top-GasDHW-ElecDry-Tier1AnySFm2011CZ09DEER2017 | 6345
Appl-CW-Top-GasDHW-ElecDry-Tier1 | DEER2017 | D17 v3 |  | Any | SFm | 2011 | CZ10 | rDXGF | Household | 1 | 1948.8 | None | 432 | 0.063 | 0.45 | 290 | 0.043 | 0.05 | 432 | 0.063 | 0.45 | 290 | 0.043 | -2.24 | DEER:Res:ClothesDishWasher | Annual | 1721 |  | Appl-CW-Top-GasDHW-ElecDry-Tier1DEER2017 | Appl-CW-Top-GasDHW-ElecDry-Tier1AnySFm2011CZ10DEER2017 | 6346
Appl-CW-Top-GasDHW-ElecDry-Tier1 | DEER2017 | D17 v3 |  | Any | SFm | 2011 | CZ11 | rDXGF | Household | 1 | 1948.8 | None | 430 | 0.064 | 0.15 | 288 | 0.043 | -0.16 | 430 | 0.064 | 0.15 | 288 | 0.043 | -0.16 | DEER:Res:ClothesDishWasher | Annual | 1720 |  | Appl-CW-Top-GasDHW-ElecDry-Tier1DEER2017 | Appl-CW-Top-GasDHW-ElecDry-Tier1AnySFm2011CZ11DEER2017 | 6347
Appl-CW-Top-GasDHW-ElecDry-Tier1 | DEER2017 | D17 v3 |  | Any | SFm | 2011 | CZ12 | rDXGF | Household | 1 | 1948.8 | None | 428 | 0.068 | 0.58 | 287 | 0.045 | 0.12 | 428 | 0.068 | 0.58 | 287 | 0.045 | -1.08 | DEER:Res:ClothesDishWasher | Annual | 1721 |  | Appl-CW-Top-GasDHW-ElecDry-Tier1DEER2017 | Appl-CW-Top-GasDHW-ElecDry-Tier1AnySFm2011CZ12DEER2017 | 6348
Appl-CW-Top-GasDHW-ElecDry-Tier1 | DEER2017 | D17 v3 |  | Any | SFm | 2011 | CZ13 | rDXGF | Household | 1 | 1948.8 | None | 432 | 0.065 | 0.6 | 289 | 0.043 | 0.13 | 432 | 0.065 | 0.6 | 289 | 0.043 | 0.13 | DEER:Res:ClothesDishWasher | Annual | 1720 |  | Appl-CW-Top-GasDHW-ElecDry-Tier1DEER2017 | Appl-CW-Top-GasDHW-ElecDry-Tier1AnySFm2011CZ13DEER2017 | 6349
Appl-CW-Top-GasDHW-ElecDry-Tier1 | DEER2017 | D17 v3 |  | Any | SFm | 2011 | CZ14 | rDXGF | Household | 1 | 2160.9 | None | 433 | 0.064 | 0.14 | 290 | 0.043 | -0.17 | 433 | 0.064 | 0.14 | 290 | 0.043 | -0.28 | DEER:Res:ClothesDishWasher | Annual | 1721 |  | Appl-CW-Top-GasDHW-ElecDry-Tier1DEER2017 | Appl-CW-Top-GasDHW-ElecDry-Tier1AnySFm2011CZ14DEER2017 | 6350
Appl-CW-Top-GasDHW-ElecDry-Tier1 | DEER2017 | D17 v3 |  | Any | SFm | 2011 | CZ15 | rDXGF | Household | 1 | 2160.9 | None | 438 | 0.064 | 1.23 | 294 | 0.043 | 0.6 | 438 | 0.064 | 1.23 | 294 | 0.043 | 0.6 | DEER:Res:ClothesDishWasher | Annual | 1720 |  | Appl-CW-Top-GasDHW-ElecDry-Tier1DEER2017 | Appl-CW-Top-GasDHW-ElecDry-Tier1AnySFm2011CZ15DEER2017 | 6351
Appl-CW-Top-GasDHW-ElecDry-Tier1 | DEER2017 | D17 v3 |  | Any | SFm | 2011 | CZ16 | rDXGF | Household | 1 | 2295.6 | None | 423 | 0.065 | 1.25 | 284 | 0.044 | 0.52 | 423 | 0.065 | 1.25 | 284 | 0.044 | -0.94 | DEER:Res:ClothesDishWasher | Annual | 1721 |  | Appl-CW-Top-GasDHW-ElecDry-Tier1DEER2017 | Appl-CW-Top-GasDHW-ElecDry-Tier1AnySFm2011CZ16DEER2017 | 6352
Appl-CW-Top-GasDHW-ElecDry-Tier1 | DEER2017 | D17 v3 |  | Any | SFm | 2015 | CZ01 | rDXGF | Household | 1 | 2295.6 | None | 415 | 0.058 | 0.12 | 278 | 0.039 | -0.38 | 415 | 0.058 | 0.12 | 278 | 0.039 | -0.38 | DEER:Res:ClothesDishWasher | Annual | 1720 |  | Appl-CW-Top-GasDHW-ElecDry-Tier1DEER2017 | Appl-CW-Top-GasDHW-ElecDry-Tier1AnySFm2015CZ01DEER2017 | 6353
Appl-CW-Top-GasDHW-ElecDry-Tier1 | DEER2017 | D17 v3 |  | Any | SFm | 2015 | CZ02 | rDXGF | Household | 1 | 1948.8 | None | 422 | 0.068 | -0.24 | 283 | 0.046 | -0.44 | 422 | 0.068 | -0.24 | 283 | 0.046 | -1.02 | DEER:Res:ClothesDishWasher | Annual | 1721 |  | Appl-CW-Top-GasDHW-ElecDry-Tier1DEER2017 | Appl-CW-Top-GasDHW-ElecDry-Tier1AnySFm2015CZ02DEER2017 | 6354
Appl-CW-Top-GasDHW-ElecDry-Tier1 | DEER2017 | D17 v3 |  | Any | SFm | 2015 | CZ03 | rDXGF | Household | 1 | 2295.6 | None | 419 | 0.067 | 0.51 | 281 | 0.045 | 0.06 | 419 | 0.067 | 0.51 | 281 | 0.045 | 0.06 | DEER:Res:ClothesDishWasher | Annual | 1720 |  | Appl-CW-Top-GasDHW-ElecDry-Tier1DEER2017 | Appl-CW-Top-GasDHW-ElecDry-Tier1AnySFm2015CZ03DEER2017 | 6355
Appl-CW-Top-GasDHW-ElecDry-Tier1 | DEER2017 | D17 v3 |  | Any | SFm | 2015 | CZ04 | rDXGF | Household | 1 | 2295.6 | None | 425 | 0.069 | 0.34 | 285 | 0.046 | -0.04 | 425 | 0.069 | 0.34 | 285 | 0.046 | -1.27 | DEER:Res:ClothesDishWasher | Annual | 1721 |  | Appl-CW-Top-GasDHW-ElecDry-Tier1DEER2017 | Appl-CW-Top-GasDHW-ElecDry-Tier1AnySFm2015CZ04DEER2017 | 6356
Appl-CW-Top-GasDHW-ElecDry-Tier1 | DEER2017 | D17 v3 |  | Any | SFm | 2015 | CZ05 | rDXGF | Household | 1 | 2295.6 | None | 419 | 0.067 | 0.09 | 281 | 0.044 | -0.24 | 419 | 0.067 | 0.09 | 281 | 0.044 | -0.24 | DEER:Res:ClothesDishWasher | Annual | 1720 |  | Appl-CW-Top-GasDHW-ElecDry-Tier1DEER2017 | Appl-CW-Top-GasDHW-ElecDry-Tier1AnySFm2015CZ05DEER2017 | 6357
Appl-CW-Top-GasDHW-ElecDry-Tier1 | DEER2017 | D17 v3 |  | Any | SFm | 2015 | CZ06 | rDXGF | Household | 1 | 2392.9 | None | 425 | 0.074 | 0.67 | 285 | 0.048 | 0.2 | 425 | 0.074 | 0.67 | 285 | 0.048 | -1.45 | DEER:Res:ClothesDishWasher | Annual | 1721 |  | Appl-CW-Top-GasDHW-ElecDry-Tier1DEER2017 | Appl-CW-Top-GasDHW-ElecDry-Tier1AnySFm2015CZ06DEER2017 | 6358
Appl-CW-Top-GasDHW-ElecDry-Tier1 | DEER2017 | D17 v3 |  | Any | SFm | 2015 | CZ07 | rDXGF | Household | 1 | 2392.9 | None | 430 | 0.065 | 1.46 | 292 | 0.049 | 0.96 | 430 | 0.065 | 1.46 | 292 | 0.049 | 0.96 | DEER:Res:ClothesDishWasher | Annual | 1720 |  | Appl-CW-Top-GasDHW-ElecDry-Tier1DEER2017 | Appl-CW-Top-GasDHW-ElecDry-Tier1AnySFm2015CZ07DEER2017 | 6359
Appl-CW-Top-GasDHW-ElecDry-Tier1 | DEER2017 | D17 v3 |  | Any | SFm | 2015 | CZ08 | rDXGF | Household | 1 | 2392.9 | None | 430 | 0.061 | 1.37 | 294 | 0.052 | 1.14 | 430 | 0.061 | 1.37 | 294 | 0.052 | -1.43 | DEER:Res:ClothesDishWasher | Annual | 1721 |  | Appl-CW-Top-GasDHW-ElecDry-Tier1DEER2017 | Appl-CW-Top-GasDHW-ElecDry-Tier1AnySFm2015CZ08DEER2017 | 6360
Appl-CW-Top-GasDHW-ElecDry-Tier1 | DEER2017 | D17 v3 |  | Any | SFm | 2015 | CZ09 | rDXGF | Household | 1 | 2422.9 | None | 427 | 0.064 | 1.07 | 286 | 0.042 | 0.49 | 427 | 0.064 | 1.07 | 286 | 0.042 | 0.49 | DEER:Res:ClothesDishWasher | Annual | 1720 |  | Appl-CW-Top-GasDHW-ElecDry-Tier1DEER2017 | Appl-CW-Top-GasDHW-ElecDry-Tier1AnySFm2015CZ09DEER2017 | 6361
Appl-CW-Top-GasDHW-ElecDry-Tier1 | DEER2017 | D17 v3 |  | Any | SFm | 2015 | CZ10 | rDXGF | Household | 1 | 1948.8 | None | 428 | 0.065 | 0.5 | 286 | 0.044 | 0.06 | 428 | 0.065 | 0.5 | 286 | 0.044 | -1.53 | DEER:Res:ClothesDishWasher | Annual | 1721 |  | Appl-CW-Top-GasDHW-ElecDry-Tier1DEER2017 | Appl-CW-Top-GasDHW-ElecDry-Tier1AnySFm2015CZ10DEER2017 | 6362
Appl-CW-Top-GasDHW-ElecDry-Tier1 | DEER2017 | D17 v3 |  | Any | SFm | 2015 | CZ11 | rDXGF | Household | 1 | 1948.8 | None | 428 | 0.067 | 0.22 | 286 | 0.044 | -0.13 | 428 | 0.067 | 0.22 | 286 | 0.044 | -0.13 | DEER:Res:ClothesDishWasher | Annual | 1720 |  | Appl-CW-Top-GasDHW-ElecDry-Tier1DEER2017 | Appl-CW-Top-GasDHW-ElecDry-Tier1AnySFm2015CZ11DEER2017 | 6363
Appl-CW-Top-GasDHW-ElecDry-Tier1 | DEER2017 | D17 v3 |  | Any | SFm | 2015 | CZ12 | rDXGF | Household | 1 | 1948.8 | None | 425 | 0.069 | 0.59 | 285 | 0.046 | 0.13 | 425 | 0.069 | 0.59 | 285 | 0.046 | -1.49 | DEER:Res:ClothesDishWasher | Annual | 1721 |  | Appl-CW-Top-GasDHW-ElecDry-Tier1DEER2017 | Appl-CW-Top-GasDHW-ElecDry-Tier1AnySFm2015CZ12DEER2017 | 6364
Appl-CW-Top-GasDHW-ElecDry-Tier1 | DEER2017 | D17 v3 |  | Any | SFm | 2015 | CZ13 | rDXGF | Household | 1 | 1948.8 | None | 429 | 0.065 | 0.65 | 287 | 0.043 | 0.17 | 429 | 0.065 | 0.65 | 287 | 0.043 | 0.17 | DEER:Res:ClothesDishWasher | Annual | 1720 |  | Appl-CW-Top-GasDHW-ElecDry-Tier1DEER2017 | Appl-CW-Top-GasDHW-ElecDry-Tier1AnySFm2015CZ13DEER2017 | 6365
Appl-CW-Top-GasDHW-ElecDry-Tier1 | DEER2017 | D17 v3 |  | Any | SFm | 2015 | CZ14 | rDXGF | Household | 1 | 2160.9 | None | 431 | 0.064 | 0.04 | 289 | 0.044 | -0.23 | 431 | 0.064 | 0.04 | 289 | 0.044 | -0.7 | DEER:Res:ClothesDishWasher | Annual | 1721 |  | Appl-CW-Top-GasDHW-ElecDry-Tier1DEER2017 | Appl-CW-Top-GasDHW-ElecDry-Tier1AnySFm2015CZ14DEER2017 | 6366
Appl-CW-Top-GasDHW-ElecDry-Tier1 | DEER2017 | D17 v3 |  | Any | SFm | 2015 | CZ15 | rDXGF | Household | 1 | 2160.9 | None | 437 | 0.064 | 1.23 | 293 | 0.043 | 0.61 | 437 | 0.064 | 1.23 | 293 | 0.043 | 0.61 | DEER:Res:ClothesDishWasher | Annual | 1720 |  | Appl-CW-Top-GasDHW-ElecDry-Tier1DEER2017 | Appl-CW-Top-GasDHW-ElecDry-Tier1AnySFm2015CZ15DEER2017 | 6367
Appl-CW-Top-GasDHW-ElecDry-Tier1 | DEER2017 | D17 v3 |  | Any | SFm | 2015 | CZ16 | rDXGF | Household | 1 | 2295.6 | None | 420 | 0.065 | 0.71 | 281 | 0.044 | 0.18 | 420 | 0.065 | 0.71 | 281 | 0.044 | -1.22 | DEER:Res:ClothesDishWasher | Annual | 1721 |  | Appl-CW-Top-GasDHW-ElecDry-Tier1DEER2017 | Appl-CW-Top-GasDHW-ElecDry-Tier1AnySFm2015CZ16DEER2017 | 6368
Appl-CW-Top-GasDHW-ElecDry-Tier1 | DEER2017 | D17 v3 |  | Any | SFm | 2017 | CZ01 | rDXGF | Household | 1 | 2295.6 | None | 415 | 0.058 | 0.74 | 278 | 0.039 | 0.19 | 415 | 0.058 | 0.74 | 278 | 0.039 | 0.19 | DEER:Res:ClothesDishWasher | Annual | 1720 |  | Appl-CW-Top-GasDHW-ElecDry-Tier1DEER2017 | Appl-CW-Top-GasDHW-ElecDry-Tier1AnySFm2017CZ01DEER2017 | 6369
Appl-CW-Top-GasDHW-ElecDry-Tier1 | DEER2017 | D17 v3 |  | Any | SFm | 2017 | CZ02 | rDXGF | Household | 1 | 1948.8 | None | 422 | 0.068 | -0.12 | 283 | 0.046 | -0.38 | 422 | 0.068 | -0.12 | 283 | 0.046 | -1.64 | DEER:Res:ClothesDishWasher | Annual | 1721 |  | Appl-CW-Top-GasDHW-ElecDry-Tier1DEER2017 | Appl-CW-Top-GasDHW-ElecDry-Tier1AnySFm2017CZ02DEER2017 | 6370
Appl-CW-Top-GasDHW-ElecDry-Tier1 | DEER2017 | D17 v3 |  | Any | SFm | 2017 | CZ03 | rDXGF | Household | 1 | 2295.6 | None | 418 | 0.068 | 0.51 | 281 | 0.046 | 0.06 | 418 | 0.068 | 0.51 | 281 | 0.046 | 0.06 | DEER:Res:ClothesDishWasher | Annual | 1720 |  | Appl-CW-Top-GasDHW-ElecDry-Tier1DEER2017 | Appl-CW-Top-GasDHW-ElecDry-Tier1AnySFm2017CZ03DEER2017 | 6371
Appl-CW-Top-GasDHW-ElecDry-Tier1 | DEER2017 | D17 v3 |  | Any | SFm | 2017 | CZ04 | rDXGF | Household | 1 | 2295.6 | None | 425 | 0.068 | 0.43 | 285 | 0.047 | 0.01 | 425 | 0.068 | 0.43 | 285 | 0.047 | -1.46 | DEER:Res:ClothesDishWasher | Annual | 1721 |  | Appl-CW-Top-GasDHW-ElecDry-Tier1DEER2017 | Appl-CW-Top-GasDHW-ElecDry-Tier1AnySFm2017CZ04DEER2017 | 6372
Appl-CW-Top-GasDHW-ElecDry-Tier1 | DEER2017 | D17 v3 |  | Any | SFm | 2017 | CZ05 | rDXGF | Household | 1 | 2295.6 | None | 418 | 0.067 | 0.14 | 280 | 0.045 | -0.17 | 418 | 0.067 | 0.14 | 280 | 0.045 | -0.17 | DEER:Res:ClothesDishWasher | Annual | 1720 |  | Appl-CW-Top-GasDHW-ElecDry-Tier1DEER2017 | Appl-CW-Top-GasDHW-ElecDry-Tier1AnySFm2017CZ05DEER2017 | 6373
Appl-CW-Top-GasDHW-ElecDry-Tier1 | DEER2017 | D17 v3 |  | Any | SFm | 2017 | CZ06 | rDXGF | Household | 1 | 2392.9 | None | 424 | 0.072 | 0.68 | 284 | 0.048 | 0.18 | 424 | 0.072 | 0.68 | 284 | 0.048 | -1.6 | DEER:Res:ClothesDishWasher | Annual | 1721 |  | Appl-CW-Top-GasDHW-ElecDry-Tier1DEER2017 | Appl-CW-Top-GasDHW-ElecDry-Tier1AnySFm2017CZ06DEER2017 | 6374
Appl-CW-Top-GasDHW-ElecDry-Tier1 | DEER2017 | D17 v3 |  | Any | SFm | 2017 | CZ07 | rDXGF | Household | 1 | 2392.9 | None | 432 | 0.069 | 1.55 | 288 | 0.043 | 0.56 | 432 | 0.069 | 1.55 | 288 | 0.043 | 0.56 | DEER:Res:ClothesDishWasher | Annual | 1720 |  | Appl-CW-Top-GasDHW-ElecDry-Tier1DEER2017 | Appl-CW-Top-GasDHW-ElecDry-Tier1AnySFm2017CZ07DEER2017 | 6375
Appl-CW-Top-GasDHW-ElecDry-Tier1 | DEER2017 | D17 v3 |  | Any | SFm | 2017 | CZ08 | rDXGF | Household | 1 | 2392.9 | None | 428 | 0.067 | 1.48 | 287 | 0.043 | 0.72 | 428 | 0.067 | 1.48 | 287 | 0.043 | -1.27 | DEER:Res:ClothesDishWasher | Annual | 1721 |  | Appl-CW-Top-GasDHW-ElecDry-Tier1DEER2017 | Appl-CW-Top-GasDHW-ElecDry-Tier1AnySFm2017CZ08DEER2017 | 6376
Appl-CW-Top-GasDHW-ElecDry-Tier1 | DEER2017 | D17 v3 |  | Any | SFm | 2017 | CZ09 | rDXGF | Household | 1 | 2422.9 | None | 424 | 0.063 | 1.07 | 283 | 0.042 | 0.45 | 424 | 0.063 | 1.07 | 283 | 0.042 | 0.45 | DEER:Res:ClothesDishWasher | Annual | 1720 |  | Appl-CW-Top-GasDHW-ElecDry-Tier1DEER2017 | Appl-CW-Top-GasDHW-ElecDry-Tier1AnySFm2017CZ09DEER2017 | 6377
Appl-CW-Top-GasDHW-ElecDry-Tier1 | DEER2017 | D17 v3 |  | Any | SFm | 2017 | CZ10 | rDXGF | Household | 1 | 1948.8 | None | 428 | 0.065 | 0.61 | 287 | 0.043 | 0.14 | 428 | 0.065 | 0.61 | 287 | 0.043 | -2.01 | DEER:Res:ClothesDishWasher | Annual | 1721 |  | Appl-CW-Top-GasDHW-ElecDry-Tier1DEER2017 | Appl-CW-Top-GasDHW-ElecDry-Tier1AnySFm2017CZ10DEER2017 | 6378
Appl-CW-Top-GasDHW-ElecDry-Tier1 | DEER2017 | D17 v3 |  | Any | SFm | 2017 | CZ11 | rDXGF | Household | 1 | 1948.8 | None | 427 | 0.068 | 0.3 | 286 | 0.046 | -0.07 | 427 | 0.068 | 0.3 | 286 | 0.046 | -0.07 | DEER:Res:ClothesDishWasher | Annual | 1720 |  | Appl-CW-Top-GasDHW-ElecDry-Tier1DEER2017 | Appl-CW-Top-GasDHW-ElecDry-Tier1AnySFm2017CZ11DEER2017 | 6379
Appl-CW-Top-GasDHW-ElecDry-Tier1 | DEER2017 | D17 v3 |  | Any | SFm | 2017 | CZ12 | rDXGF | Household | 1 | 1948.8 | None | 424 | 0.069 | 0.68 | 284 | 0.046 | 0.18 | 424 | 0.069 | 0.68 | 284 | 0.046 | -0.92 | DEER:Res:ClothesDishWasher | Annual | 1721 |  | Appl-CW-Top-GasDHW-ElecDry-Tier1DEER2017 | Appl-CW-Top-GasDHW-ElecDry-Tier1AnySFm2017CZ12DEER2017 | 6380
Appl-CW-Top-GasDHW-ElecDry-Tier1 | DEER2017 | D17 v3 |  | Any | SFm | 2017 | CZ13 | rDXGF | Household | 1 | 1948.8 | None | 428 | 0.065 | 0.69 | 287 | 0.044 | 0.2 | 428 | 0.065 | 0.69 | 287 | 0.044 | 0.2 | DEER:Res:ClothesDishWasher | Annual | 1720 |  | Appl-CW-Top-GasDHW-ElecDry-Tier1DEER2017 | Appl-CW-Top-GasDHW-ElecDry-Tier1AnySFm2017CZ13DEER2017 | 6381
Appl-CW-Top-GasDHW-ElecDry-Tier1 | DEER2017 | D17 v3 |  | Any | SFm | 2017 | CZ14 | rDXGF | Household | 1 | 2160.9 | None | 430 | 0.063 | 0.01 | 289 | 0.042 | -0.26 | 430 | 0.063 | 0.01 | 289 | 0.042 | -1.1 | DEER:Res:ClothesDishWasher | Annual | 1721 |  | Appl-CW-Top-GasDHW-ElecDry-Tier1DEER2017 | Appl-CW-Top-GasDHW-ElecDry-Tier1AnySFm2017CZ14DEER2017 | 6382
Appl-CW-Top-GasDHW-ElecDry-Tier1 | DEER2017 | D17 v3 |  | Any | SFm | 2017 | CZ15 | rDXGF | Household | 1 | 2160.9 | None | 437 | 0.064 | 1.24 | 293 | 0.042 | 0.61 | 437 | 0.064 | 1.24 | 293 | 0.042 | 0.61 | DEER:Res:ClothesDishWasher | Annual | 1720 |  | Appl-CW-Top-GasDHW-ElecDry-Tier1DEER2017 | Appl-CW-Top-GasDHW-ElecDry-Tier1AnySFm2017CZ15DEER2017 | 6383
Appl-CW-Top-GasDHW-ElecDry-Tier1 | DEER2017 | D17 v3 |  | Any | SFm | 2017 | CZ16 | rDXGF | Household | 1 | 2295.6 | None | 419 | 0.066 | 0.83 | 280 | 0.044 | 0.26 | 419 | 0.066 | 0.83 | 280 | 0.044 | -0.9 | DEER:Res:ClothesDishWasher | Annual | 1721 |  | Appl-CW-Top-GasDHW-ElecDry-Tier1DEER2017 | Appl-CW-Top-GasDHW-ElecDry-Tier1AnySFm2017CZ16DEER2017 | 6384
Appl-CW-Top-GasDHW-ElecDry-Tier2 | DEER2017 | D17 v3 |  | Any | DMo | MH00 | CZ01 | rDXGF | Household | 1 | 1242 | None | 337 | 0.047 | 2.18 | 229 | 0.032 | 1.9 | 337 | 0.047 | 2.18 | 229 | 0.032 | 1.9 | DEER:Res:ClothesDishWasher | Annual | 1720 |  | Appl-CW-Top-GasDHW-ElecDry-Tier2DEER2017 | Appl-CW-Top-GasDHW-ElecDry-Tier2AnyDMoMH00CZ01DEER2017 | 6385
Appl-CW-Top-GasDHW-ElecDry-Tier2 | DEER2017 | D17 v3 |  | Any | DMo | MH00 | CZ02 | rDXGF | Household | 1 | 1242 | None | 349 | 0.058 | 2.26 | 236 | 0.037 | 1.91 | 349 | 0.058 | 2.26 | 236 | 0.037 | -1.08 | DEER:Res:ClothesDishWasher | Annual | 1721 |  | Appl-CW-Top-GasDHW-ElecDry-Tier2DEER2017 | Appl-CW-Top-GasDHW-ElecDry-Tier2AnyDMoMH00CZ02DEER2017 | 6386
Appl-CW-Top-GasDHW-ElecDry-Tier2 | DEER2017 | D17 v3 |  | Any | DMo | MH00 | CZ03 | rDXGF | Household | 1 | 1242 | None | 342 | 0.061 | 1.83 | 232 | 0.042 | 1.64 | 342 | 0.061 | 1.83 | 232 | 0.042 | 1.64 | DEER:Res:ClothesDishWasher | Annual | 1720 |  | Appl-CW-Top-GasDHW-ElecDry-Tier2DEER2017 | Appl-CW-Top-GasDHW-ElecDry-Tier2AnyDMoMH00CZ03DEER2017 | 6387
Appl-CW-Top-GasDHW-ElecDry-Tier2 | DEER2017 | D17 v3 |  | Any | DMo | MH00 | CZ04 | rDXGF | Household | 1 | 1242 | None | 352 | 0.065 | 2.01 | 239 | 0.046 | 1.73 | 352 | 0.065 | 2.01 | 239 | 0.046 | -1.25 | DEER:Res:ClothesDishWasher | Annual | 1721 |  | Appl-CW-Top-GasDHW-ElecDry-Tier2DEER2017 | Appl-CW-Top-GasDHW-ElecDry-Tier2AnyDMoMH00CZ04DEER2017 | 6388
Appl-CW-Top-GasDHW-ElecDry-Tier2 | DEER2017 | D17 v3 |  | Any | DMo | MH00 | CZ05 | rDXGF | Household | 1 | 1242 | None | 341 | 0.058 | 0.63 | 231 | 0.039 | 0.8 | 341 | 0.058 | 0.63 | 231 | 0.039 | 0.8 | DEER:Res:ClothesDishWasher | Annual | 1720 |  | Appl-CW-Top-GasDHW-ElecDry-Tier2DEER2017 | Appl-CW-Top-GasDHW-ElecDry-Tier2AnyDMoMH00CZ05DEER2017 | 6389
Appl-CW-Top-GasDHW-ElecDry-Tier2 | DEER2017 | D17 v3 |  | Any | DMo | MH00 | CZ06 | rDXGF | Household | 1 | 1242 | None | 353 | 0.056 | 2.26 | 239 | 0.038 | 1.89 | 353 | 0.056 | 2.26 | 239 | 0.038 | -1.37 | DEER:Res:ClothesDishWasher | Annual | 1721 |  | Appl-CW-Top-GasDHW-ElecDry-Tier2DEER2017 | Appl-CW-Top-GasDHW-ElecDry-Tier2AnyDMoMH00CZ06DEER2017 | 6390
Appl-CW-Top-GasDHW-ElecDry-Tier2 | DEER2017 | D17 v3 |  | Any | DMo | MH00 | CZ07 | rDXGF | Household | 1 | 1242 | None | 354 | 0.056 | 2.61 | 240 | 0.038 | 2.14 | 354 | 0.056 | 2.61 | 240 | 0.038 | 2.14 | DEER:Res:ClothesDishWasher | Annual | 1720 |  | Appl-CW-Top-GasDHW-ElecDry-Tier2DEER2017 | Appl-CW-Top-GasDHW-ElecDry-Tier2AnyDMoMH00CZ07DEER2017 | 6391
Appl-CW-Top-GasDHW-ElecDry-Tier2 | DEER2017 | D17 v3 |  | Any | DMo | MH00 | CZ08 | rDXGF | Household | 1 | 1242 | None | 355 | 0.057 | 2.53 | 241 | 0.039 | 2.06 | 355 | 0.057 | 2.53 | 241 | 0.039 | -1.36 | DEER:Res:ClothesDishWasher | Annual | 1721 |  | Appl-CW-Top-GasDHW-ElecDry-Tier2DEER2017 | Appl-CW-Top-GasDHW-ElecDry-Tier2AnyDMoMH00CZ08DEER2017 | 6392
Appl-CW-Top-GasDHW-ElecDry-Tier2 | DEER2017 | D17 v3 |  | Any | DMo | MH00 | CZ09 | rDXGF | Household | 1 | 1242 | None | 356 | 0.058 | 2.32 | 240 | 0.04 | 1.91 | 356 | 0.058 | 2.32 | 240 | 0.04 | 1.91 | DEER:Res:ClothesDishWasher | Annual | 1720 |  | Appl-CW-Top-GasDHW-ElecDry-Tier2DEER2017 | Appl-CW-Top-GasDHW-ElecDry-Tier2AnyDMoMH00CZ09DEER2017 | 6393
Appl-CW-Top-GasDHW-ElecDry-Tier2 | DEER2017 | D17 v3 |  | Any | DMo | MH00 | CZ10 | rDXGF | Household | 1 | 1242 | None | 361 | 0.058 | 2.39 | 245 | 0.039 | 1.98 | 361 | 0.058 | 2.39 | 245 | 0.039 | -1.41 | DEER:Res:ClothesDishWasher | Annual | 1721 |  | Appl-CW-Top-GasDHW-ElecDry-Tier2DEER2017 | Appl-CW-Top-GasDHW-ElecDry-Tier2AnyDMoMH00CZ10DEER2017 | 6394
Appl-CW-Top-GasDHW-ElecDry-Tier2 | DEER2017 | D17 v3 |  | Any | DMo | MH00 | CZ11 | rDXGF | Household | 1 | 1242 | None | 357 | 0.059 | 2.04 | 242 | 0.04 | 1.73 | 357 | 0.059 | 2.04 | 242 | 0.04 | 1.73 | DEER:Res:ClothesDishWasher | Annual | 1720 |  | Appl-CW-Top-GasDHW-ElecDry-Tier2DEER2017 | Appl-CW-Top-GasDHW-ElecDry-Tier2AnyDMoMH00CZ11DEER2017 | 6395
Appl-CW-Top-GasDHW-ElecDry-Tier2 | DEER2017 | D17 v3 |  | Any | DMo | MH00 | CZ12 | rDXGF | Household | 1 | 1242 | None | 358 | 0.059 | 1.97 | 242 | 0.04 | 1.71 | 358 | 0.059 | 1.97 | 242 | 0.04 | -1.46 | DEER:Res:ClothesDishWasher | Annual | 1721 |  | Appl-CW-Top-GasDHW-ElecDry-Tier2DEER2017 | Appl-CW-Top-GasDHW-ElecDry-Tier2AnyDMoMH00CZ12DEER2017 | 6396
Appl-CW-Top-GasDHW-ElecDry-Tier2 | DEER2017 | D17 v3 |  | Any | DMo | MH00 | CZ13 | rDXGF | Household | 1 | 1242 | None | 360 | 0.059 | 1.92 | 244 | 0.04 | 1.62 | 360 | 0.059 | 1.92 | 244 | 0.04 | 1.62 | DEER:Res:ClothesDishWasher | Annual | 1720 |  | Appl-CW-Top-GasDHW-ElecDry-Tier2DEER2017 | Appl-CW-Top-GasDHW-ElecDry-Tier2AnyDMoMH00CZ13DEER2017 | 6397
Appl-CW-Top-GasDHW-ElecDry-Tier2 | DEER2017 | D17 v3 |  | Any | DMo | MH00 | CZ14 | rDXGF | Household | 1 | 1242 | None | 359 | 0.057 | 1.98 | 243 | 0.039 | 1.69 | 359 | 0.057 | 1.98 | 243 | 0.039 | -0.69 | DEER:Res:ClothesDishWasher | Annual | 1721 |  | Appl-CW-Top-GasDHW-ElecDry-Tier2DEER2017 | Appl-CW-Top-GasDHW-ElecDry-Tier2AnyDMoMH00CZ14DEER2017 | 6398
Appl-CW-Top-GasDHW-ElecDry-Tier2 | DEER2017 | D17 v3 |  | Any | DMo | MH00 | CZ15 | rDXGF | Household | 1 | 1242 | None | 367 | 0.057 | 2.73 | 250 | 0.039 | 2.15 | 367 | 0.057 | 2.73 | 250 | 0.039 | 2.15 | DEER:Res:ClothesDishWasher | Annual | 1720 |  | Appl-CW-Top-GasDHW-ElecDry-Tier2DEER2017 | Appl-CW-Top-GasDHW-ElecDry-Tier2AnyDMoMH00CZ15DEER2017 | 6399
Appl-CW-Top-GasDHW-ElecDry-Tier2 | DEER2017 | D17 v3 |  | Any | DMo | MH00 | CZ16 | rDXGF | Household | 1 | 1242 | None | 349 | 0.063 | 2.66 | 237 | 0.043 | 2.2 | 349 | 0.063 | 2.66 | 237 | 0.043 | -1.16 | DEER:Res:ClothesDishWasher | Annual | 1721 |  | Appl-CW-Top-GasDHW-ElecDry-Tier2DEER2017 | Appl-CW-Top-GasDHW-ElecDry-Tier2AnyDMoMH00CZ16DEER2017 | 6400
Appl-CW-Top-GasDHW-ElecDry-Tier2 | DEER2017 | D17 v3 |  | Any | DMo | MH06 | CZ01 | rDXGF | Household | 1 | 1242 | None | 337 | 0.046 | 1.51 | 228 | 0.031 | 1.45 | 337 | 0.046 | 1.51 | 228 | 0.031 | 1.45 | DEER:Res:ClothesDishWasher | Annual | 1720 |  | Appl-CW-Top-GasDHW-ElecDry-Tier2DEER2017 | Appl-CW-Top-GasDHW-ElecDry-Tier2AnyDMoMH06CZ01DEER2017 | 6401
Appl-CW-Top-GasDHW-ElecDry-Tier2 | DEER2017 | D17 v3 |  | Any | DMo | MH06 | CZ02 | rDXGF | Household | 1 | 1242 | None | 350 | 0.057 | 1.95 | 237 | 0.038 | 1.71 | 350 | 0.057 | 1.95 | 237 | 0.038 | -1.64 | DEER:Res:ClothesDishWasher | Annual | 1721 |  | Appl-CW-Top-GasDHW-ElecDry-Tier2DEER2017 | Appl-CW-Top-GasDHW-ElecDry-Tier2AnyDMoMH06CZ02DEER2017 | 6402
Appl-CW-Top-GasDHW-ElecDry-Tier2 | DEER2017 | D17 v3 |  | Any | DMo | MH06 | CZ03 | rDXGF | Household | 1 | 1242 | None | 346 | 0.059 | 2.96 | 236 | 0.041 | 2.38 | 346 | 0.059 | 2.96 | 236 | 0.041 | 2.38 | DEER:Res:ClothesDishWasher | Annual | 1720 |  | Appl-CW-Top-GasDHW-ElecDry-Tier2DEER2017 | Appl-CW-Top-GasDHW-ElecDry-Tier2AnyDMoMH06CZ03DEER2017 | 6403
Appl-CW-Top-GasDHW-ElecDry-Tier2 | DEER2017 | D17 v3 |  | Any | DMo | MH06 | CZ04 | rDXGF | Household | 1 | 1242 | None | 351 | 0.056 | 2.35 | 238 | 0.038 | 1.97 | 351 | 0.056 | 2.35 | 238 | 0.038 | -1.77 | DEER:Res:ClothesDishWasher | Annual | 1721 |  | Appl-CW-Top-GasDHW-ElecDry-Tier2DEER2017 | Appl-CW-Top-GasDHW-ElecDry-Tier2AnyDMoMH06CZ04DEER2017 | 6404
Appl-CW-Top-GasDHW-ElecDry-Tier2 | DEER2017 | D17 v3 |  | Any | DMo | MH06 | CZ05 | rDXGF | Household | 1 | 1242 | None | 344 | 0.057 | 1.97 | 232 | 0.039 | 1.74 | 344 | 0.057 | 1.97 | 232 | 0.039 | 1.74 | DEER:Res:ClothesDishWasher | Annual | 1720 |  | Appl-CW-Top-GasDHW-ElecDry-Tier2DEER2017 | Appl-CW-Top-GasDHW-ElecDry-Tier2AnyDMoMH06CZ05DEER2017 | 6405
Appl-CW-Top-GasDHW-ElecDry-Tier2 | DEER2017 | D17 v3 |  | Any | DMo | MH06 | CZ06 | rDXGF | Household | 1 | 1242 | None | 352 | 0.055 | 4.02 | 239 | 0.038 | 3.09 | 352 | 0.055 | 4.02 | 239 | 0.038 | -1.63 | DEER:Res:ClothesDishWasher | Annual | 1721 |  | Appl-CW-Top-GasDHW-ElecDry-Tier2DEER2017 | Appl-CW-Top-GasDHW-ElecDry-Tier2AnyDMoMH06CZ06DEER2017 | 6406
Appl-CW-Top-GasDHW-ElecDry-Tier2 | DEER2017 | D17 v3 |  | Any | DMo | MH06 | CZ07 | rDXGF | Household | 1 | 1242 | None | 360 | 0.054 | 3.57 | 245 | 0.036 | 2.79 | 360 | 0.054 | 3.57 | 245 | 0.036 | 2.79 | DEER:Res:ClothesDishWasher | Annual | 1720 |  | Appl-CW-Top-GasDHW-ElecDry-Tier2DEER2017 | Appl-CW-Top-GasDHW-ElecDry-Tier2AnyDMoMH06CZ07DEER2017 | 6407
Appl-CW-Top-GasDHW-ElecDry-Tier2 | DEER2017 | D17 v3 |  | Any | DMo | MH06 | CZ08 | rDXGF | Household | 1 | 1242 | None | 359 | 0.054 | 3.06 | 243 | 0.037 | 2.41 | 359 | 0.054 | 3.06 | 243 | 0.037 | -1.38 | DEER:Res:ClothesDishWasher | Annual | 1721 |  | Appl-CW-Top-GasDHW-ElecDry-Tier2DEER2017 | Appl-CW-Top-GasDHW-ElecDry-Tier2AnyDMoMH06CZ08DEER2017 | 6408
Appl-CW-Top-GasDHW-ElecDry-Tier2 | DEER2017 | D17 v3 |  | Any | DMo | MH06 | CZ09 | rDXGF | Household | 1 | 1242 | None | 355 | 0.055 | 2.81 | 241 | 0.037 | 2.25 | 355 | 0.055 | 2.81 | 241 | 0.037 | 2.25 | DEER:Res:ClothesDishWasher | Annual | 1720 |  | Appl-CW-Top-GasDHW-ElecDry-Tier2DEER2017 | Appl-CW-Top-GasDHW-ElecDry-Tier2AnyDMoMH06CZ09DEER2017 | 6409
Appl-CW-Top-GasDHW-ElecDry-Tier2 | DEER2017 | D17 v3 |  | Any | DMo | MH06 | CZ10 | rDXGF | Household | 1 | 1242 | None | 357 | 0.054 | 2.38 | 242 | 0.037 | 1.97 | 357 | 0.054 | 2.38 | 242 | 0.037 | -2.09 | DEER:Res:ClothesDishWasher | Annual | 1721 |  | Appl-CW-Top-GasDHW-ElecDry-Tier2DEER2017 | Appl-CW-Top-GasDHW-ElecDry-Tier2AnyDMoMH06CZ10DEER2017 | 6410
Appl-CW-Top-GasDHW-ElecDry-Tier2 | DEER2017 | D17 v3 |  | Any | DMo | MH06 | CZ11 | rDXGF | Household | 1 | 1242 | None | 354 | 0.057 | 2.41 | 240 | 0.039 | 1.99 | 354 | 0.057 | 2.41 | 240 | 0.039 | 1.99 | DEER:Res:ClothesDishWasher | Annual | 1720 |  | Appl-CW-Top-GasDHW-ElecDry-Tier2DEER2017 | Appl-CW-Top-GasDHW-ElecDry-Tier2AnyDMoMH06CZ11DEER2017 | 6411
Appl-CW-Top-GasDHW-ElecDry-Tier2 | DEER2017 | D17 v3 |  | Any | DMo | MH06 | CZ12 | rDXGF | Household | 1 | 1242 | None | 353 | 0.056 | 2.06 | 239 | 0.038 | 1.76 | 353 | 0.056 | 2.06 | 239 | 0.038 | -1.12 | DEER:Res:ClothesDishWasher | Annual | 1721 |  | Appl-CW-Top-GasDHW-ElecDry-Tier2DEER2017 | Appl-CW-Top-GasDHW-ElecDry-Tier2AnyDMoMH06CZ12DEER2017 | 6412
Appl-CW-Top-GasDHW-ElecDry-Tier2 | DEER2017 | D17 v3 |  | Any | DMo | MH06 | CZ13 | rDXGF | Household | 1 | 1242 | None | 358 | 0.055 | 2.26 | 243 | 0.037 | 1.85 | 358 | 0.055 | 2.26 | 243 | 0.037 | 1.85 | DEER:Res:ClothesDishWasher | Annual | 1720 |  | Appl-CW-Top-GasDHW-ElecDry-Tier2DEER2017 | Appl-CW-Top-GasDHW-ElecDry-Tier2AnyDMoMH06CZ13DEER2017 | 6413
Appl-CW-Top-GasDHW-ElecDry-Tier2 | DEER2017 | D17 v3 |  | Any | DMo | MH06 | CZ14 | rDXGF | Household | 1 | 1242 | None | 356 | 0.054 | 2.2 | 242 | 0.037 | 1.84 | 356 | 0.054 | 2.2 | 242 | 0.037 | -0.94 | DEER:Res:ClothesDishWasher | Annual | 1721 |  | Appl-CW-Top-GasDHW-ElecDry-Tier2DEER2017 | Appl-CW-Top-GasDHW-ElecDry-Tier2AnyDMoMH06CZ14DEER2017 | 6414
Appl-CW-Top-GasDHW-ElecDry-Tier2 | DEER2017 | D17 v3 |  | Any | DMo | MH06 | CZ15 | rDXGF | Household | 1 | 1242 | None | 364 | 0.055 | 2.82 | 246 | 0.037 | 2.2 | 364 | 0.055 | 2.82 | 246 | 0.037 | 2.2 | DEER:Res:ClothesDishWasher | Annual | 1720 |  | Appl-CW-Top-GasDHW-ElecDry-Tier2DEER2017 | Appl-CW-Top-GasDHW-ElecDry-Tier2AnyDMoMH06CZ15DEER2017 | 6415
Appl-CW-Top-GasDHW-ElecDry-Tier2 | DEER2017 | D17 v3 |  | Any | DMo | MH06 | CZ16 | rDXGF | Household | 1 | 1242 | None | 346 | 0.055 | 2.72 | 234 | 0.036 | 2.24 | 346 | 0.055 | 2.72 | 234 | 0.036 | -0.89 | DEER:Res:ClothesDishWasher | Annual | 1721 |  | Appl-CW-Top-GasDHW-ElecDry-Tier2DEER2017 | Appl-CW-Top-GasDHW-ElecDry-Tier2AnyDMoMH06CZ16DEER2017 | 6416
Appl-CW-Top-GasDHW-ElecDry-Tier2 | DEER2017 | D17 v3 |  | Any | DMo | MH15 | CZ01 | rDXGF | Household | 1 | 1242 | None | 338 | 0.047 | 1.8 | 229 | 0.032 | 1.65 | 338 | 0.047 | 1.8 | 229 | 0.032 | 1.65 | DEER:Res:ClothesDishWasher | Annual | 1720 |  | Appl-CW-Top-GasDHW-ElecDry-Tier2DEER2017 | Appl-CW-Top-GasDHW-ElecDry-Tier2AnyDMoMH15CZ01DEER2017 | 6417
Appl-CW-Top-GasDHW-ElecDry-Tier2 | DEER2017 | D17 v3 |  | Any | DMo | MH15 | CZ02 | rDXGF | Household | 1 | 1242 | None | 349 | 0.055 | 1.98 | 236 | 0.037 | 1.73 | 349 | 0.055 | 1.98 | 236 | 0.037 | -0.98 | DEER:Res:ClothesDishWasher | Annual | 1721 |  | Appl-CW-Top-GasDHW-ElecDry-Tier2DEER2017 | Appl-CW-Top-GasDHW-ElecDry-Tier2AnyDMoMH15CZ02DEER2017 | 6418
Appl-CW-Top-GasDHW-ElecDry-Tier2 | DEER2017 | D17 v3 |  | Any | DMo | MH15 | CZ03 | rDXGF | Household | 1 | 1242 | None | 342 | 0.057 | 2.09 | 232 | 0.039 | 1.78 | 342 | 0.057 | 2.09 | 232 | 0.039 | 1.78 | DEER:Res:ClothesDishWasher | Annual | 1720 |  | Appl-CW-Top-GasDHW-ElecDry-Tier2DEER2017 | Appl-CW-Top-GasDHW-ElecDry-Tier2AnyDMoMH15CZ03DEER2017 | 6419
Appl-CW-Top-GasDHW-ElecDry-Tier2 | DEER2017 | D17 v3 |  | Any | DMo | MH15 | CZ04 | rDXGF | Household | 1 | 1242 | None | 350 | 0.055 | 2.21 | 237 | 0.037 | 1.88 | 350 | 0.055 | 2.21 | 237 | 0.037 | -1.28 | DEER:Res:ClothesDishWasher | Annual | 1721 |  | Appl-CW-Top-GasDHW-ElecDry-Tier2DEER2017 | Appl-CW-Top-GasDHW-ElecDry-Tier2AnyDMoMH15CZ04DEER2017 | 6420
Appl-CW-Top-GasDHW-ElecDry-Tier2 | DEER2017 | D17 v3 |  | Any | DMo | MH15 | CZ05 | rDXGF | Household | 1 | 1242 | None | 343 | 0.057 | 1.71 | 232 | 0.038 | 1.54 | 343 | 0.057 | 1.71 | 232 | 0.038 | 1.54 | DEER:Res:ClothesDishWasher | Annual | 1720 |  | Appl-CW-Top-GasDHW-ElecDry-Tier2DEER2017 | Appl-CW-Top-GasDHW-ElecDry-Tier2AnyDMoMH15CZ05DEER2017 | 6421
Appl-CW-Top-GasDHW-ElecDry-Tier2 | DEER2017 | D17 v3 |  | Any | DMo | MH15 | CZ06 | rDXGF | Household | 1 | 1242 | None | 352 | 0.053 | 2.49 | 238 | 0.036 | 2.02 | 352 | 0.053 | 2.49 | 238 | 0.036 | -1.45 | DEER:Res:ClothesDishWasher | Annual | 1721 |  | Appl-CW-Top-GasDHW-ElecDry-Tier2DEER2017 | Appl-CW-Top-GasDHW-ElecDry-Tier2AnyDMoMH15CZ06DEER2017 | 6422
Appl-CW-Top-GasDHW-ElecDry-Tier2 | DEER2017 | D17 v3 |  | Any | DMo | MH15 | CZ07 | rDXGF | Household | 1 | 1242 | None | 356 | 0.053 | 3.46 | 242 | 0.036 | 2.72 | 356 | 0.053 | 3.46 | 242 | 0.036 | 2.72 | DEER:Res:ClothesDishWasher | Annual | 1720 |  | Appl-CW-Top-GasDHW-ElecDry-Tier2DEER2017 | Appl-CW-Top-GasDHW-ElecDry-Tier2AnyDMoMH15CZ07DEER2017 | 6423
Appl-CW-Top-GasDHW-ElecDry-Tier2 | DEER2017 | D17 v3 |  | Any | DMo | MH15 | CZ08 | rDXGF | Household | 1 | 1242 | None | 357 | 0.053 | 3.03 | 242 | 0.036 | 2.39 | 357 | 0.053 | 3.03 | 242 | 0.036 | -1.3 | DEER:Res:ClothesDishWasher | Annual | 1721 |  | Appl-CW-Top-GasDHW-ElecDry-Tier2DEER2017 | Appl-CW-Top-GasDHW-ElecDry-Tier2AnyDMoMH15CZ08DEER2017 | 6424
Appl-CW-Top-GasDHW-ElecDry-Tier2 | DEER2017 | D17 v3 |  | Any | DMo | MH15 | CZ09 | rDXGF | Household | 1 | 1242 | None | 354 | 0.054 | 2.74 | 240 | 0.037 | 2.2 | 354 | 0.054 | 2.74 | 240 | 0.037 | 2.2 | DEER:Res:ClothesDishWasher | Annual | 1720 |  | Appl-CW-Top-GasDHW-ElecDry-Tier2DEER2017 | Appl-CW-Top-GasDHW-ElecDry-Tier2AnyDMoMH15CZ09DEER2017 | 6425
Appl-CW-Top-GasDHW-ElecDry-Tier2 | DEER2017 | D17 v3 |  | Any | DMo | MH15 | CZ10 | rDXGF | Household | 1 | 1242 | None | 356 | 0.053 | 2.54 | 241 | 0.036 | 2.07 | 356 | 0.053 | 2.54 | 241 | 0.036 | -1.23 | DEER:Res:ClothesDishWasher | Annual | 1721 |  | Appl-CW-Top-GasDHW-ElecDry-Tier2DEER2017 | Appl-CW-Top-GasDHW-ElecDry-Tier2AnyDMoMH15CZ10DEER2017 | 6426
Appl-CW-Top-GasDHW-ElecDry-Tier2 | DEER2017 | D17 v3 |  | Any | DMo | MH15 | CZ11 | rDXGF | Household | 1 | 1242 | None | 353 | 0.053 | 2.23 | 239 | 0.036 | 1.84 | 353 | 0.053 | 2.23 | 239 | 0.036 | 1.84 | DEER:Res:ClothesDishWasher | Annual | 1720 |  | Appl-CW-Top-GasDHW-ElecDry-Tier2DEER2017 | Appl-CW-Top-GasDHW-ElecDry-Tier2AnyDMoMH15CZ11DEER2017 | 6427
Appl-CW-Top-GasDHW-ElecDry-Tier2 | DEER2017 | D17 v3 |  | Any | DMo | MH15 | CZ12 | rDXGF | Household | 1 | 1242 | None | 352 | 0.055 | 2.23 | 238 | 0.038 | 1.88 | 352 | 0.055 | 2.23 | 238 | 0.038 | -1.5 | DEER:Res:ClothesDishWasher | Annual | 1721 |  | Appl-CW-Top-GasDHW-ElecDry-Tier2DEER2017 | Appl-CW-Top-GasDHW-ElecDry-Tier2AnyDMoMH15CZ12DEER2017 | 6428
Appl-CW-Top-GasDHW-ElecDry-Tier2 | DEER2017 | D17 v3 |  | Any | DMo | MH15 | CZ13 | rDXGF | Household | 1 | 1242 | None | 356 | 0.054 | 2.37 | 242 | 0.037 | 1.94 | 356 | 0.054 | 2.37 | 242 | 0.037 | 1.94 | DEER:Res:ClothesDishWasher | Annual | 1720 |  | Appl-CW-Top-GasDHW-ElecDry-Tier2DEER2017 | Appl-CW-Top-GasDHW-ElecDry-Tier2AnyDMoMH15CZ13DEER2017 | 6429
Appl-CW-Top-GasDHW-ElecDry-Tier2 | DEER2017 | D17 v3 |  | Any | DMo | MH15 | CZ14 | rDXGF | Household | 1 | 1242 | None | 355 | 0.053 | 2.1 | 241 | 0.036 | 1.77 | 355 | 0.053 | 2.1 | 241 | 0.036 | -0.65 | DEER:Res:ClothesDishWasher | Annual | 1721 |  | Appl-CW-Top-GasDHW-ElecDry-Tier2DEER2017 | Appl-CW-Top-GasDHW-ElecDry-Tier2AnyDMoMH15CZ14DEER2017 | 6430
Appl-CW-Top-GasDHW-ElecDry-Tier2 | DEER2017 | D17 v3 |  | Any | DMo | MH15 | CZ15 | rDXGF | Household | 1 | 1242 | None | 363 | 0.054 | 2.78 | 246 | 0.036 | 2.18 | 363 | 0.054 | 2.78 | 246 | 0.036 | 2.18 | DEER:Res:ClothesDishWasher | Annual | 1720 |  | Appl-CW-Top-GasDHW-ElecDry-Tier2DEER2017 | Appl-CW-Top-GasDHW-ElecDry-Tier2AnyDMoMH15CZ15DEER2017 | 6431
Appl-CW-Top-GasDHW-ElecDry-Tier2 | DEER2017 | D17 v3 |  | Any | DMo | MH15 | CZ16 | rDXGF | Household | 1 | 1242 | None | 345 | 0.053 | 2.67 | 234 | 0.035 | 2.22 | 345 | 0.053 | 2.67 | 234 | 0.035 | -1.16 | DEER:Res:ClothesDishWasher | Annual | 1721 |  | Appl-CW-Top-GasDHW-ElecDry-Tier2DEER2017 | Appl-CW-Top-GasDHW-ElecDry-Tier2AnyDMoMH15CZ16DEER2017 | 6432
Appl-CW-Top-GasDHW-ElecDry-Tier2 | DEER2017 | D17 v3 |  | Any | DMo | MH72 | CZ01 | rDXGF | Household | 1 | 1196 | None | 338 | 0.047 | 2.46 | 229 | 0.031 | 2.08 | 338 | 0.047 | 2.46 | 229 | 0.031 | 2.08 | DEER:Res:ClothesDishWasher | Annual | 1720 |  | Appl-CW-Top-GasDHW-ElecDry-Tier2DEER2017 | Appl-CW-Top-GasDHW-ElecDry-Tier2AnyDMoMH72CZ01DEER2017 | 6433
Appl-CW-Top-GasDHW-ElecDry-Tier2 | DEER2017 | D17 v3 |  | Any | DMo | MH72 | CZ02 | rDXGF | Household | 1 | 1196 | None | 350 | 0.064 | 2.31 | 237 | 0.044 | 1.92 | 350 | 0.064 | 2.31 | 237 | 0.044 | -1.55 | DEER:Res:ClothesDishWasher | Annual | 1721 |  | Appl-CW-Top-GasDHW-ElecDry-Tier2DEER2017 | Appl-CW-Top-GasDHW-ElecDry-Tier2AnyDMoMH72CZ02DEER2017 | 6434
Appl-CW-Top-GasDHW-ElecDry-Tier2 | DEER2017 | D17 v3 |  | Any | DMo | MH72 | CZ03 | rDXGF | Household | 1 | 1196 | None | 347 | 0.061 | 2.39 | 235 | 0.041 | 2 | 347 | 0.061 | 2.39 | 235 | 0.041 | 2 | DEER:Res:ClothesDishWasher | Annual | 1720 |  | Appl-CW-Top-GasDHW-ElecDry-Tier2DEER2017 | Appl-CW-Top-GasDHW-ElecDry-Tier2AnyDMoMH72CZ03DEER2017 | 6435
Appl-CW-Top-GasDHW-ElecDry-Tier2 | DEER2017 | D17 v3 |  | Any | DMo | MH72 | CZ04 | rDXGF | Household | 1 | 1196 | None | 353 | 0.059 | 2.58 | 239 | 0.041 | 2.1 | 353 | 0.059 | 2.58 | 239 | 0.041 | -1.7 | DEER:Res:ClothesDishWasher | Annual | 1721 |  | Appl-CW-Top-GasDHW-ElecDry-Tier2DEER2017 | Appl-CW-Top-GasDHW-ElecDry-Tier2AnyDMoMH72CZ04DEER2017 | 6436
Appl-CW-Top-GasDHW-ElecDry-Tier2 | DEER2017 | D17 v3 |  | Any | DMo | MH72 | CZ05 | rDXGF | Household | 1 | 1196 | None | 345 | 0.066 | 1.95 | 233 | 0.041 | 1.64 | 345 | 0.066 | 1.95 | 233 | 0.041 | 1.64 | DEER:Res:ClothesDishWasher | Annual | 1720 |  | Appl-CW-Top-GasDHW-ElecDry-Tier2DEER2017 | Appl-CW-Top-GasDHW-ElecDry-Tier2AnyDMoMH72CZ05DEER2017 | 6437
Appl-CW-Top-GasDHW-ElecDry-Tier2 | DEER2017 | D17 v3 |  | Any | DMo | MH72 | CZ06 | rDXGF | Household | 1 | 1196 | None | 355 | 0.055 | 2.96 | 240 | 0.037 | 2.38 | 355 | 0.055 | 2.96 | 240 | 0.037 | -1.58 | DEER:Res:ClothesDishWasher | Annual | 1721 |  | Appl-CW-Top-GasDHW-ElecDry-Tier2DEER2017 | Appl-CW-Top-GasDHW-ElecDry-Tier2AnyDMoMH72CZ06DEER2017 | 6438
Appl-CW-Top-GasDHW-ElecDry-Tier2 | DEER2017 | D17 v3 |  | Any | DMo | MH72 | CZ07 | rDXGF | Household | 1 | 1196 | None | 357 | 0.055 | 2.94 | 241 | 0.039 | 2.34 | 357 | 0.055 | 2.94 | 241 | 0.039 | 2.34 | DEER:Res:ClothesDishWasher | Annual | 1720 |  | Appl-CW-Top-GasDHW-ElecDry-Tier2DEER2017 | Appl-CW-Top-GasDHW-ElecDry-Tier2AnyDMoMH72CZ07DEER2017 | 6439
Appl-CW-Top-GasDHW-ElecDry-Tier2 | DEER2017 | D17 v3 |  | Any | DMo | MH72 | CZ08 | rDXGF | Household | 1 | 1196 | None | 359 | 0.058 | 2.93 | 243 | 0.039 | 2.34 | 359 | 0.058 | 2.93 | 243 | 0.039 | -1.34 | DEER:Res:ClothesDishWasher | Annual | 1721 |  | Appl-CW-Top-GasDHW-ElecDry-Tier2DEER2017 | Appl-CW-Top-GasDHW-ElecDry-Tier2AnyDMoMH72CZ08DEER2017 | 6440
Appl-CW-Top-GasDHW-ElecDry-Tier2 | DEER2017 | D17 v3 |  | Any | DMo | MH72 | CZ09 | rDXGF | Household | 1 | 1196 | None | 362 | 0.056 | 2.79 | 246 | 0.038 | 2.25 | 362 | 0.056 | 2.79 | 246 | 0.038 | 2.25 | DEER:Res:ClothesDishWasher | Annual | 1720 |  | Appl-CW-Top-GasDHW-ElecDry-Tier2DEER2017 | Appl-CW-Top-GasDHW-ElecDry-Tier2AnyDMoMH72CZ09DEER2017 | 6441
Appl-CW-Top-GasDHW-ElecDry-Tier2 | DEER2017 | D17 v3 |  | Any | DMo | MH72 | CZ10 | rDXGF | Household | 1 | 1196 | None | 358 | 0.058 | 2.78 | 242 | 0.039 | 2.23 | 358 | 0.058 | 2.78 | 242 | 0.039 | -1.95 | DEER:Res:ClothesDishWasher | Annual | 1721 |  | Appl-CW-Top-GasDHW-ElecDry-Tier2DEER2017 | Appl-CW-Top-GasDHW-ElecDry-Tier2AnyDMoMH72CZ10DEER2017 | 6442
Appl-CW-Top-GasDHW-ElecDry-Tier2 | DEER2017 | D17 v3 |  | Any | DMo | MH72 | CZ11 | rDXGF | Household | 1 | 1196 | None | 357 | 0.058 | 2.45 | 242 | 0.039 | 2.02 | 357 | 0.058 | 2.45 | 242 | 0.039 | 2.02 | DEER:Res:ClothesDishWasher | Annual | 1720 |  | Appl-CW-Top-GasDHW-ElecDry-Tier2DEER2017 | Appl-CW-Top-GasDHW-ElecDry-Tier2AnyDMoMH72CZ11DEER2017 | 6443
Appl-CW-Top-GasDHW-ElecDry-Tier2 | DEER2017 | D17 v3 |  | Any | DMo | MH72 | CZ12 | rDXGF | Household | 1 | 1196 | None | 355 | 0.061 | 2.33 | 240 | 0.042 | 1.93 | 355 | 0.061 | 2.33 | 240 | 0.042 | -1.19 | DEER:Res:ClothesDishWasher | Annual | 1721 |  | Appl-CW-Top-GasDHW-ElecDry-Tier2DEER2017 | Appl-CW-Top-GasDHW-ElecDry-Tier2AnyDMoMH72CZ12DEER2017 | 6444
Appl-CW-Top-GasDHW-ElecDry-Tier2 | DEER2017 | D17 v3 |  | Any | DMo | MH72 | CZ13 | rDXGF | Household | 1 | 1196 | None | 359 | 0.058 | 2.24 | 243 | 0.039 | 1.86 | 359 | 0.058 | 2.24 | 243 | 0.039 | 1.86 | DEER:Res:ClothesDishWasher | Annual | 1720 |  | Appl-CW-Top-GasDHW-ElecDry-Tier2DEER2017 | Appl-CW-Top-GasDHW-ElecDry-Tier2AnyDMoMH72CZ13DEER2017 | 6445
Appl-CW-Top-GasDHW-ElecDry-Tier2 | DEER2017 | D17 v3 |  | Any | DMo | MH72 | CZ14 | rDXGF | Household | 1 | 1196 | None | 359 | 0.057 | 2.54 | 244 | 0.038 | 2.06 | 359 | 0.057 | 2.54 | 244 | 0.038 | -0.75 | DEER:Res:ClothesDishWasher | Annual | 1721 |  | Appl-CW-Top-GasDHW-ElecDry-Tier2DEER2017 | Appl-CW-Top-GasDHW-ElecDry-Tier2AnyDMoMH72CZ14DEER2017 | 6446
Appl-CW-Top-GasDHW-ElecDry-Tier2 | DEER2017 | D17 v3 |  | Any | DMo | MH72 | CZ15 | rDXGF | Household | 1 | 1196 | None | 366 | 0.056 | 2.9 | 248 | 0.038 | 2.28 | 366 | 0.056 | 2.9 | 248 | 0.038 | 2.28 | DEER:Res:ClothesDishWasher | Annual | 1720 |  | Appl-CW-Top-GasDHW-ElecDry-Tier2DEER2017 | Appl-CW-Top-GasDHW-ElecDry-Tier2AnyDMoMH72CZ15DEER2017 | 6447
Appl-CW-Top-GasDHW-ElecDry-Tier2 | DEER2017 | D17 v3 |  | Any | DMo | MH72 | CZ16 | rDXGF | Household | 1 | 1196 | None | 351 | 0.056 | 2.41 | 238 | 0.038 | 2.01 | 351 | 0.056 | 2.41 | 238 | 0.038 | -0.78 | DEER:Res:ClothesDishWasher | Annual | 1721 |  | Appl-CW-Top-GasDHW-ElecDry-Tier2DEER2017 | Appl-CW-Top-GasDHW-ElecDry-Tier2AnyDMoMH72CZ16DEER2017 | 6448
Appl-CW-Top-GasDHW-ElecDry-Tier2 | DEER2017 | D17 v3 |  | Any | DMo | MH85 | CZ01 | rDXGF | Household | 1 | 1242 | None | 337 | 0.047 | 1.5 | 228 | 0.032 | 1.41 | 337 | 0.047 | 1.5 | 228 | 0.032 | 1.41 | DEER:Res:ClothesDishWasher | Annual | 1720 |  | Appl-CW-Top-GasDHW-ElecDry-Tier2DEER2017 | Appl-CW-Top-GasDHW-ElecDry-Tier2AnyDMoMH85CZ01DEER2017 | 6449
Appl-CW-Top-GasDHW-ElecDry-Tier2 | DEER2017 | D17 v3 |  | Any | DMo | MH85 | CZ02 | rDXGF | Household | 1 | 1242 | None | 346 | 0.068 | 1.63 | 233 | 0.046 | 1.49 | 346 | 0.068 | 1.63 | 233 | 0.046 | -0.95 | DEER:Res:ClothesDishWasher | Annual | 1721 |  | Appl-CW-Top-GasDHW-ElecDry-Tier2DEER2017 | Appl-CW-Top-GasDHW-ElecDry-Tier2AnyDMoMH85CZ02DEER2017 | 6450
Appl-CW-Top-GasDHW-ElecDry-Tier2 | DEER2017 | D17 v3 |  | Any | DMo | MH85 | CZ03 | rDXGF | Household | 1 | 1242 | None | 346 | 0.059 | 1.63 | 235 | 0.039 | 1.47 | 346 | 0.059 | 1.63 | 235 | 0.039 | 1.47 | DEER:Res:ClothesDishWasher | Annual | 1720 |  | Appl-CW-Top-GasDHW-ElecDry-Tier2DEER2017 | Appl-CW-Top-GasDHW-ElecDry-Tier2AnyDMoMH85CZ03DEER2017 | 6451
Appl-CW-Top-GasDHW-ElecDry-Tier2 | DEER2017 | D17 v3 |  | Any | DMo | MH85 | CZ04 | rDXGF | Household | 1 | 1242 | None | 354 | 0.062 | 2.1 | 240 | 0.041 | 1.8 | 354 | 0.062 | 2.1 | 240 | 0.041 | -1.23 | DEER:Res:ClothesDishWasher | Annual | 1721 |  | Appl-CW-Top-GasDHW-ElecDry-Tier2DEER2017 | Appl-CW-Top-GasDHW-ElecDry-Tier2AnyDMoMH85CZ04DEER2017 | 6452
Appl-CW-Top-GasDHW-ElecDry-Tier2 | DEER2017 | D17 v3 |  | Any | DMo | MH85 | CZ05 | rDXGF | Household | 1 | 1242 | None | 343 | 0.064 | 1.48 | 232 | 0.044 | 1.39 | 343 | 0.064 | 1.48 | 232 | 0.044 | 1.39 | DEER:Res:ClothesDishWasher | Annual | 1720 |  | Appl-CW-Top-GasDHW-ElecDry-Tier2DEER2017 | Appl-CW-Top-GasDHW-ElecDry-Tier2AnyDMoMH85CZ05DEER2017 | 6453
Appl-CW-Top-GasDHW-ElecDry-Tier2 | DEER2017 | D17 v3 |  | Any | DMo | MH85 | CZ06 | rDXGF | Household | 1 | 1242 | None | 353 | 0.056 | 2.47 | 240 | 0.038 | 2.02 | 353 | 0.056 | 2.47 | 240 | 0.038 | -1.39 | DEER:Res:ClothesDishWasher | Annual | 1721 |  | Appl-CW-Top-GasDHW-ElecDry-Tier2DEER2017 | Appl-CW-Top-GasDHW-ElecDry-Tier2AnyDMoMH85CZ06DEER2017 | 6454
Appl-CW-Top-GasDHW-ElecDry-Tier2 | DEER2017 | D17 v3 |  | Any | DMo | MH85 | CZ07 | rDXGF | Household | 1 | 1242 | None | 356 | 0.056 | 2.69 | 241 | 0.038 | 2.16 | 356 | 0.056 | 2.69 | 241 | 0.038 | 2.16 | DEER:Res:ClothesDishWasher | Annual | 1720 |  | Appl-CW-Top-GasDHW-ElecDry-Tier2DEER2017 | Appl-CW-Top-GasDHW-ElecDry-Tier2AnyDMoMH85CZ07DEER2017 | 6455
Appl-CW-Top-GasDHW-ElecDry-Tier2 | DEER2017 | D17 v3 |  | Any | DMo | MH85 | CZ08 | rDXGF | Household | 1 | 1242 | None | 357 | 0.056 | 2.57 | 242 | 0.038 | 2.08 | 357 | 0.056 | 2.57 | 242 | 0.038 | -1.23 | DEER:Res:ClothesDishWasher | Annual | 1721 |  | Appl-CW-Top-GasDHW-ElecDry-Tier2DEER2017 | Appl-CW-Top-GasDHW-ElecDry-Tier2AnyDMoMH85CZ08DEER2017 | 6456
Appl-CW-Top-GasDHW-ElecDry-Tier2 | DEER2017 | D17 v3 |  | Any | DMo | MH85 | CZ09 | rDXGF | Household | 1 | 1242 | None | 355 | 0.057 | 2.43 | 242 | 0.038 | 1.98 | 355 | 0.057 | 2.43 | 242 | 0.038 | 1.98 | DEER:Res:ClothesDishWasher | Annual | 1720 |  | Appl-CW-Top-GasDHW-ElecDry-Tier2DEER2017 | Appl-CW-Top-GasDHW-ElecDry-Tier2AnyDMoMH85CZ09DEER2017 | 6457
Appl-CW-Top-GasDHW-ElecDry-Tier2 | DEER2017 | D17 v3 |  | Any | DMo | MH85 | CZ10 | rDXGF | Household | 1 | 1242 | None | 359 | 0.058 | 2.49 | 243 | 0.039 | 2.02 | 359 | 0.058 | 2.49 | 243 | 0.039 | -1.17 | DEER:Res:ClothesDishWasher | Annual | 1721 |  | Appl-CW-Top-GasDHW-ElecDry-Tier2DEER2017 | Appl-CW-Top-GasDHW-ElecDry-Tier2AnyDMoMH85CZ10DEER2017 | 6458
Appl-CW-Top-GasDHW-ElecDry-Tier2 | DEER2017 | D17 v3 |  | Any | DMo | MH85 | CZ11 | rDXGF | Household | 1 | 1242 | None | 357 | 0.057 | 1.91 | 242 | 0.039 | 1.64 | 357 | 0.057 | 1.91 | 242 | 0.039 | 1.64 | DEER:Res:ClothesDishWasher | Annual | 1720 |  | Appl-CW-Top-GasDHW-ElecDry-Tier2DEER2017 | Appl-CW-Top-GasDHW-ElecDry-Tier2AnyDMoMH85CZ11DEER2017 | 6459
Appl-CW-Top-GasDHW-ElecDry-Tier2 | DEER2017 | D17 v3 |  | Any | DMo | MH85 | CZ12 | rDXGF | Household | 1 | 1242 | None | 353 | 0.058 | 1.79 | 240 | 0.042 | 1.58 | 353 | 0.058 | 1.79 | 240 | 0.042 | -1.41 | DEER:Res:ClothesDishWasher | Annual | 1721 |  | Appl-CW-Top-GasDHW-ElecDry-Tier2DEER2017 | Appl-CW-Top-GasDHW-ElecDry-Tier2AnyDMoMH85CZ12DEER2017 | 6460
Appl-CW-Top-GasDHW-ElecDry-Tier2 | DEER2017 | D17 v3 |  | Any | DMo | MH85 | CZ13 | rDXGF | Household | 1 | 1242 | None | 358 | 0.057 | 1.89 | 243 | 0.039 | 1.64 | 358 | 0.057 | 1.89 | 243 | 0.039 | 1.64 | DEER:Res:ClothesDishWasher | Annual | 1720 |  | Appl-CW-Top-GasDHW-ElecDry-Tier2DEER2017 | Appl-CW-Top-GasDHW-ElecDry-Tier2AnyDMoMH85CZ13DEER2017 | 6461
Appl-CW-Top-GasDHW-ElecDry-Tier2 | DEER2017 | D17 v3 |  | Any | DMo | MH85 | CZ14 | rDXGF | Household | 1 | 1242 | None | 360 | 0.056 | 1.94 | 244 | 0.038 | 1.66 | 360 | 0.056 | 1.94 | 244 | 0.038 | -0.63 | DEER:Res:ClothesDishWasher | Annual | 1721 |  | Appl-CW-Top-GasDHW-ElecDry-Tier2DEER2017 | Appl-CW-Top-GasDHW-ElecDry-Tier2AnyDMoMH85CZ14DEER2017 | 6462
Appl-CW-Top-GasDHW-ElecDry-Tier2 | DEER2017 | D17 v3 |  | Any | DMo | MH85 | CZ15 | rDXGF | Household | 1 | 1242 | None | 362 | 0.056 | 2.66 | 244 | 0.038 | 2.09 | 362 | 0.056 | 2.66 | 244 | 0.038 | 2.09 | DEER:Res:ClothesDishWasher | Annual | 1720 |  | Appl-CW-Top-GasDHW-ElecDry-Tier2DEER2017 | Appl-CW-Top-GasDHW-ElecDry-Tier2AnyDMoMH85CZ15DEER2017 | 6463
Appl-CW-Top-GasDHW-ElecDry-Tier2 | DEER2017 | D17 v3 |  | Any | DMo | MH85 | CZ16 | rDXGF | Household | 1 | 1242 | None | 348 | 0.056 | 1.85 | 236 | 0.038 | 1.65 | 348 | 0.056 | 1.85 | 236 | 0.038 | -1.11 | DEER:Res:ClothesDishWasher | Annual | 1721 |  | Appl-CW-Top-GasDHW-ElecDry-Tier2DEER2017 | Appl-CW-Top-GasDHW-ElecDry-Tier2AnyDMoMH85CZ16DEER2017 | 6464
Appl-CW-Top-GasDHW-ElecDry-Tier2 | DEER2017 | D17 v3 |  | Any | MFm | 1975 | CZ01 | rDXGF | Household | 1 | 1070.2 | None | 341 | 0.047 | 2.08 | 231 | 0.032 | 1.82 | 341 | 0.047 | 2.08 | 231 | 0.032 | 1.82 | DEER:Res:ClothesDishWasher | Annual | 1720 |  | Appl-CW-Top-GasDHW-ElecDry-Tier2DEER2017 | Appl-CW-Top-GasDHW-ElecDry-Tier2AnyMFm1975CZ01DEER2017 | 6465
Appl-CW-Top-GasDHW-ElecDry-Tier2 | DEER2017 | D17 v3 |  | Any | MFm | 1975 | CZ02 | rDXGF | Household | 1 | 1070.2 | None | 348 | 0.058 | 2.71 | 235 | 0.039 | 2.22 | 348 | 0.058 | 2.71 | 235 | 0.039 | -1.43 | DEER:Res:ClothesDishWasher | Annual | 1721 |  | Appl-CW-Top-GasDHW-ElecDry-Tier2DEER2017 | Appl-CW-Top-GasDHW-ElecDry-Tier2AnyMFm1975CZ02DEER2017 | 6466
Appl-CW-Top-GasDHW-ElecDry-Tier2 | DEER2017 | D17 v3 |  | Any | MFm | 1975 | CZ03 | rDXGF | Household | 1 | 1070.2 | None | 345 | 0.051 | 2.81 | 234 | 0.034 | 2.31 | 345 | 0.051 | 2.81 | 234 | 0.034 | 2.31 | DEER:Res:ClothesDishWasher | Annual | 1720 |  | Appl-CW-Top-GasDHW-ElecDry-Tier2DEER2017 | Appl-CW-Top-GasDHW-ElecDry-Tier2AnyMFm1975CZ03DEER2017 | 6467
Appl-CW-Top-GasDHW-ElecDry-Tier2 | DEER2017 | D17 v3 |  | Any | MFm | 1975 | CZ04 | rDXGF | Household | 1 | 1070.2 | None | 348 | 0.056 | 2.84 | 236 | 0.038 | 2.3 | 348 | 0.056 | 2.84 | 236 | 0.038 | -1.7 | DEER:Res:ClothesDishWasher | Annual | 1721 |  | Appl-CW-Top-GasDHW-ElecDry-Tier2DEER2017 | Appl-CW-Top-GasDHW-ElecDry-Tier2AnyMFm1975CZ04DEER2017 | 6468
Appl-CW-Top-GasDHW-ElecDry-Tier2 | DEER2017 | D17 v3 |  | Any | MFm | 1975 | CZ05 | rDXGF | Household | 1 | 1070.2 | None | 343 | 0.048 | 2.17 | 232 | 0.033 | 1.86 | 343 | 0.048 | 2.17 | 232 | 0.033 | 1.86 | DEER:Res:ClothesDishWasher | Annual | 1720 |  | Appl-CW-Top-GasDHW-ElecDry-Tier2DEER2017 | Appl-CW-Top-GasDHW-ElecDry-Tier2AnyMFm1975CZ05DEER2017 | 6469
Appl-CW-Top-GasDHW-ElecDry-Tier2 | DEER2017 | D17 v3 |  | Any | MFm | 1975 | CZ06 | rDXGF | Household | 1 | 1047.7 | None | 352 | 0.056 | 2.92 | 238 | 0.038 | 2.34 | 352 | 0.056 | 2.92 | 238 | 0.038 | -1.33 | DEER:Res:ClothesDishWasher | Annual | 1721 |  | Appl-CW-Top-GasDHW-ElecDry-Tier2DEER2017 | Appl-CW-Top-GasDHW-ElecDry-Tier2AnyMFm1975CZ06DEER2017 | 6470
Appl-CW-Top-GasDHW-ElecDry-Tier2 | DEER2017 | D17 v3 |  | Any | MFm | 1975 | CZ07 | rDXGF | Household | 1 | 1047.7 | None | 349 | 0.052 | 2.98 | 236 | 0.035 | 2.31 | 349 | 0.052 | 2.98 | 236 | 0.035 | 2.31 | DEER:Res:ClothesDishWasher | Annual | 1720 |  | Appl-CW-Top-GasDHW-ElecDry-Tier2DEER2017 | Appl-CW-Top-GasDHW-ElecDry-Tier2AnyMFm1975CZ07DEER2017 | 6471
Appl-CW-Top-GasDHW-ElecDry-Tier2 | DEER2017 | D17 v3 |  | Any | MFm | 1975 | CZ08 | rDXGF | Household | 1 | 1047.7 | None | 353 | 0.057 | 3.13 | 239 | 0.039 | 2.48 | 353 | 0.057 | 3.13 | 239 | 0.039 | -1.39 | DEER:Res:ClothesDishWasher | Annual | 1721 |  | Appl-CW-Top-GasDHW-ElecDry-Tier2DEER2017 | Appl-CW-Top-GasDHW-ElecDry-Tier2AnyMFm1975CZ08DEER2017 | 6472
Appl-CW-Top-GasDHW-ElecDry-Tier2 | DEER2017 | D17 v3 |  | Any | MFm | 1975 | CZ09 | rDXGF | Household | 1 | 1216.8 | None | 356 | 0.054 | 2.89 | 241 | 0.037 | 2.31 | 356 | 0.054 | 2.89 | 241 | 0.037 | 2.31 | DEER:Res:ClothesDishWasher | Annual | 1720 |  | Appl-CW-Top-GasDHW-ElecDry-Tier2DEER2017 | Appl-CW-Top-GasDHW-ElecDry-Tier2AnyMFm1975CZ09DEER2017 | 6473
Appl-CW-Top-GasDHW-ElecDry-Tier2 | DEER2017 | D17 v3 |  | Any | MFm | 1975 | CZ10 | rDXGF | Household | 1 | 1216.8 | None | 353 | 0.059 | 2.69 | 239 | 0.04 | 2.18 | 353 | 0.059 | 2.69 | 239 | 0.04 | -1.56 | DEER:Res:ClothesDishWasher | Annual | 1721 |  | Appl-CW-Top-GasDHW-ElecDry-Tier2DEER2017 | Appl-CW-Top-GasDHW-ElecDry-Tier2AnyMFm1975CZ10DEER2017 | 6474
Appl-CW-Top-GasDHW-ElecDry-Tier2 | DEER2017 | D17 v3 |  | Any | MFm | 1975 | CZ11 | rDXGF | Household | 1 | 1098.9 | None | 353 | 0.056 | 2.46 | 239 | 0.038 | 2.02 | 353 | 0.056 | 2.46 | 239 | 0.038 | 2.02 | DEER:Res:ClothesDishWasher | Annual | 1720 |  | Appl-CW-Top-GasDHW-ElecDry-Tier2DEER2017 | Appl-CW-Top-GasDHW-ElecDry-Tier2AnyMFm1975CZ11DEER2017 | 6475
Appl-CW-Top-GasDHW-ElecDry-Tier2 | DEER2017 | D17 v3 |  | Any | MFm | 1975 | CZ12 | rDXGF | Household | 1 | 1098.9 | None | 350 | 0.055 | 2.51 | 237 | 0.038 | 2.07 | 350 | 0.055 | 2.51 | 237 | 0.038 | -1.16 | DEER:Res:ClothesDishWasher | Annual | 1721 |  | Appl-CW-Top-GasDHW-ElecDry-Tier2DEER2017 | Appl-CW-Top-GasDHW-ElecDry-Tier2AnyMFm1975CZ12DEER2017 | 6476
Appl-CW-Top-GasDHW-ElecDry-Tier2 | DEER2017 | D17 v3 |  | Any | MFm | 1975 | CZ13 | rDXGF | Household | 1 | 1098.9 | None | 355 | 0.058 | 2.55 | 241 | 0.039 | 2.09 | 355 | 0.058 | 2.55 | 241 | 0.039 | 2.09 | DEER:Res:ClothesDishWasher | Annual | 1720 |  | Appl-CW-Top-GasDHW-ElecDry-Tier2DEER2017 | Appl-CW-Top-GasDHW-ElecDry-Tier2AnyMFm1975CZ13DEER2017 | 6477
Appl-CW-Top-GasDHW-ElecDry-Tier2 | DEER2017 | D17 v3 |  | Any | MFm | 1975 | CZ14 | rDXGF | Household | 1 | 1409.4 | None | 355 | 0.051 | 2.51 | 240 | 0.034 | 2.04 | 355 | 0.051 | 2.51 | 240 | 0.034 | -0.79 | DEER:Res:ClothesDishWasher | Annual | 1721 |  | Appl-CW-Top-GasDHW-ElecDry-Tier2DEER2017 | Appl-CW-Top-GasDHW-ElecDry-Tier2AnyMFm1975CZ14DEER2017 | 6478
Appl-CW-Top-GasDHW-ElecDry-Tier2 | DEER2017 | D17 v3 |  | Any | MFm | 1975 | CZ15 | rDXGF | Household | 1 | 1409.4 | None | 363 | 0.054 | 2.79 | 246 | 0.037 | 2.19 | 363 | 0.054 | 2.79 | 246 | 0.037 | 2.19 | DEER:Res:ClothesDishWasher | Annual | 1720 |  | Appl-CW-Top-GasDHW-ElecDry-Tier2DEER2017 | Appl-CW-Top-GasDHW-ElecDry-Tier2AnyMFm1975CZ15DEER2017 | 6479
Appl-CW-Top-GasDHW-ElecDry-Tier2 | DEER2017 | D17 v3 |  | Any | MFm | 1975 | CZ16 | rDXGF | Household | 1 | 1070.2 | None | 350 | 0.053 | 2.98 | 237 | 0.036 | 2.43 | 350 | 0.053 | 2.98 | 237 | 0.036 | -0.8 | DEER:Res:ClothesDishWasher | Annual | 1721 |  | Appl-CW-Top-GasDHW-ElecDry-Tier2DEER2017 | Appl-CW-Top-GasDHW-ElecDry-Tier2AnyMFm1975CZ16DEER2017 | 6480
Appl-CW-Top-GasDHW-ElecDry-Tier2 | DEER2017 | D17 v3 |  | Any | MFm | 1985 | CZ01 | rDXGF | Household | 1 | 1152 | None | 341 | 0.048 | 1.71 | 231 | 0.032 | 1.57 | 341 | 0.048 | 1.71 | 231 | 0.032 | 1.57 | DEER:Res:ClothesDishWasher | Annual | 1720 |  | Appl-CW-Top-GasDHW-ElecDry-Tier2DEER2017 | Appl-CW-Top-GasDHW-ElecDry-Tier2AnyMFm1985CZ01DEER2017 | 6481
Appl-CW-Top-GasDHW-ElecDry-Tier2 | DEER2017 | D17 v3 |  | Any | MFm | 1985 | CZ02 | rDXGF | Household | 1 | 1152 | None | 346 | 0.051 | 2.24 | 234 | 0.033 | 1.75 | 346 | 0.051 | 2.24 | 234 | 0.033 | -0.92 | DEER:Res:ClothesDishWasher | Annual | 1721 |  | Appl-CW-Top-GasDHW-ElecDry-Tier2DEER2017 | Appl-CW-Top-GasDHW-ElecDry-Tier2AnyMFm1985CZ02DEER2017 | 6482
Appl-CW-Top-GasDHW-ElecDry-Tier2 | DEER2017 | D17 v3 |  | Any | MFm | 1985 | CZ03 | rDXGF | Household | 1 | 1152 | None | 342 | 0.047 | 1.36 | 231 | 0.031 | 0.9 | 342 | 0.047 | 1.36 | 231 | 0.031 | 0.9 | DEER:Res:ClothesDishWasher | Annual | 1720 |  | Appl-CW-Top-GasDHW-ElecDry-Tier2DEER2017 | Appl-CW-Top-GasDHW-ElecDry-Tier2AnyMFm1985CZ03DEER2017 | 6483
Appl-CW-Top-GasDHW-ElecDry-Tier2 | DEER2017 | D17 v3 |  | Any | MFm | 1985 | CZ04 | rDXGF | Household | 1 | 1152 | None | 347 | 0.055 | 2.93 | 235 | 0.037 | 2.36 | 347 | 0.055 | 2.93 | 235 | 0.037 | -1.21 | DEER:Res:ClothesDishWasher | Annual | 1721 |  | Appl-CW-Top-GasDHW-ElecDry-Tier2DEER2017 | Appl-CW-Top-GasDHW-ElecDry-Tier2AnyMFm1985CZ04DEER2017 | 6484
Appl-CW-Top-GasDHW-ElecDry-Tier2 | DEER2017 | D17 v3 |  | Any | MFm | 1985 | CZ05 | rDXGF | Household | 1 | 1152 | None | 344 | 0.052 | 2.47 | 233 | 0.035 | 2.12 | 344 | 0.052 | 2.47 | 233 | 0.035 | 2.12 | DEER:Res:ClothesDishWasher | Annual | 1720 |  | Appl-CW-Top-GasDHW-ElecDry-Tier2DEER2017 | Appl-CW-Top-GasDHW-ElecDry-Tier2AnyMFm1985CZ05DEER2017 | 6485
Appl-CW-Top-GasDHW-ElecDry-Tier2 | DEER2017 | D17 v3 |  | Any | MFm | 1985 | CZ06 | rDXGF | Household | 1 | 1295.2 | None | 351 | 0.06 | 3.39 | 238 | 0.04 | 2.58 | 351 | 0.06 | 3.39 | 238 | 0.04 | -1.37 | DEER:Res:ClothesDishWasher | Annual | 1721 |  | Appl-CW-Top-GasDHW-ElecDry-Tier2DEER2017 | Appl-CW-Top-GasDHW-ElecDry-Tier2AnyMFm1985CZ06DEER2017 | 6486
Appl-CW-Top-GasDHW-ElecDry-Tier2 | DEER2017 | D17 v3 |  | Any | MFm | 1985 | CZ07 | rDXGF | Household | 1 | 1295.2 | None | 349 | 0.053 | 3.15 | 237 | 0.036 | 2.5 | 349 | 0.053 | 3.15 | 237 | 0.036 | 2.5 | DEER:Res:ClothesDishWasher | Annual | 1720 |  | Appl-CW-Top-GasDHW-ElecDry-Tier2DEER2017 | Appl-CW-Top-GasDHW-ElecDry-Tier2AnyMFm1985CZ07DEER2017 | 6487
Appl-CW-Top-GasDHW-ElecDry-Tier2 | DEER2017 | D17 v3 |  | Any | MFm | 1985 | CZ08 | rDXGF | Household | 1 | 1295.2 | None | 354 | 0.057 | 3.09 | 240 | 0.039 | 2.48 | 354 | 0.057 | 3.09 | 240 | 0.039 | -1.22 | DEER:Res:ClothesDishWasher | Annual | 1721 |  | Appl-CW-Top-GasDHW-ElecDry-Tier2DEER2017 | Appl-CW-Top-GasDHW-ElecDry-Tier2AnyMFm1985CZ08DEER2017 | 6488
Appl-CW-Top-GasDHW-ElecDry-Tier2 | DEER2017 | D17 v3 |  | Any | MFm | 1985 | CZ09 | rDXGF | Household | 1 | 1438.9 | None | 356 | 0.055 | 2.79 | 241 | 0.037 | 2.24 | 356 | 0.055 | 2.79 | 241 | 0.037 | 2.24 | DEER:Res:ClothesDishWasher | Annual | 1720 |  | Appl-CW-Top-GasDHW-ElecDry-Tier2DEER2017 | Appl-CW-Top-GasDHW-ElecDry-Tier2AnyMFm1985CZ09DEER2017 | 6489
Appl-CW-Top-GasDHW-ElecDry-Tier2 | DEER2017 | D17 v3 |  | Any | MFm | 1985 | CZ10 | rDXGF | Household | 1 | 1438.9 | None | 360 | 0.067 | 3.5 | 242 | 0.043 | 2.48 | 360 | 0.067 | 3.5 | 242 | 0.043 | -1.14 | DEER:Res:ClothesDishWasher | Annual | 1721 |  | Appl-CW-Top-GasDHW-ElecDry-Tier2DEER2017 | Appl-CW-Top-GasDHW-ElecDry-Tier2AnyMFm1985CZ10DEER2017 | 6490
Appl-CW-Top-GasDHW-ElecDry-Tier2 | DEER2017 | D17 v3 |  | Any | MFm | 1985 | CZ11 | rDXGF | Household | 1 | 1150 | None | 353 | 0.056 | 2.46 | 239 | 0.038 | 2.03 | 353 | 0.056 | 2.46 | 239 | 0.038 | 2.03 | DEER:Res:ClothesDishWasher | Annual | 1720 |  | Appl-CW-Top-GasDHW-ElecDry-Tier2DEER2017 | Appl-CW-Top-GasDHW-ElecDry-Tier2AnyMFm1985CZ11DEER2017 | 6491
Appl-CW-Top-GasDHW-ElecDry-Tier2 | DEER2017 | D17 v3 |  | Any | MFm | 1985 | CZ12 | rDXGF | Household | 1 | 1150 | None | 350 | 0.057 | 2.59 | 237 | 0.039 | 2.11 | 350 | 0.057 | 2.59 | 237 | 0.039 | -1.46 | DEER:Res:ClothesDishWasher | Annual | 1721 |  | Appl-CW-Top-GasDHW-ElecDry-Tier2DEER2017 | Appl-CW-Top-GasDHW-ElecDry-Tier2AnyMFm1985CZ12DEER2017 | 6492
Appl-CW-Top-GasDHW-ElecDry-Tier2 | DEER2017 | D17 v3 |  | Any | MFm | 1985 | CZ13 | rDXGF | Household | 1 | 1150 | None | 355 | 0.058 | 2.36 | 240 | 0.039 | 1.95 | 355 | 0.058 | 2.36 | 240 | 0.039 | 1.95 | DEER:Res:ClothesDishWasher | Annual | 1720 |  | Appl-CW-Top-GasDHW-ElecDry-Tier2DEER2017 | Appl-CW-Top-GasDHW-ElecDry-Tier2AnyMFm1985CZ13DEER2017 | 6493
Appl-CW-Top-GasDHW-ElecDry-Tier2 | DEER2017 | D17 v3 |  | Any | MFm | 1985 | CZ14 | rDXGF | Household | 1 | 1407.2 | None | 356 | 0.054 | 2.74 | 241 | 0.036 | 2.22 | 356 | 0.054 | 2.74 | 241 | 0.036 | -0.63 | DEER:Res:ClothesDishWasher | Annual | 1721 |  | Appl-CW-Top-GasDHW-ElecDry-Tier2DEER2017 | Appl-CW-Top-GasDHW-ElecDry-Tier2AnyMFm1985CZ14DEER2017 | 6494
Appl-CW-Top-GasDHW-ElecDry-Tier2 | DEER2017 | D17 v3 |  | Any | MFm | 1985 | CZ15 | rDXGF | Household | 1 | 1407.2 | None | 363 | 0.054 | 2.78 | 246 | 0.037 | 2.19 | 363 | 0.054 | 2.78 | 246 | 0.037 | 2.19 | DEER:Res:ClothesDishWasher | Annual | 1720 |  | Appl-CW-Top-GasDHW-ElecDry-Tier2DEER2017 | Appl-CW-Top-GasDHW-ElecDry-Tier2AnyMFm1985CZ15DEER2017 | 6495
Appl-CW-Top-GasDHW-ElecDry-Tier2 | DEER2017 | D17 v3 |  | Any | MFm | 1985 | CZ16 | rDXGF | Household | 1 | 1152 | None | 352 | 0.054 | 2.92 | 238 | 0.036 | 2.39 | 352 | 0.054 | 2.92 | 238 | 0.036 | -1.36 | DEER:Res:ClothesDishWasher | Annual | 1721 |  | Appl-CW-Top-GasDHW-ElecDry-Tier2DEER2017 | Appl-CW-Top-GasDHW-ElecDry-Tier2AnyMFm1985CZ16DEER2017 | 6496
Appl-CW-Top-GasDHW-ElecDry-Tier2 | DEER2017 | D17 v3 |  | Any | MFm | 1996 | CZ01 | rDXGF | Household | 1 | 981.6 | None | 341 | 0.048 | 1.92 | 231 | 0.033 | 1.78 | 341 | 0.048 | 1.92 | 231 | 0.033 | 1.78 | DEER:Res:ClothesDishWasher | Annual | 1720 |  | Appl-CW-Top-GasDHW-ElecDry-Tier2DEER2017 | Appl-CW-Top-GasDHW-ElecDry-Tier2AnyMFm1996CZ01DEER2017 | 6497
Appl-CW-Top-GasDHW-ElecDry-Tier2 | DEER2017 | D17 v3 |  | Any | MFm | 1996 | CZ02 | rDXGF | Household | 1 | 981.6 | None | 349 | 0.059 | 3.2 | 236 | 0.039 | 2.52 | 349 | 0.059 | 3.2 | 236 | 0.039 | -1.35 | DEER:Res:ClothesDishWasher | Annual | 1721 |  | Appl-CW-Top-GasDHW-ElecDry-Tier2DEER2017 | Appl-CW-Top-GasDHW-ElecDry-Tier2AnyMFm1996CZ02DEER2017 | 6498
Appl-CW-Top-GasDHW-ElecDry-Tier2 | DEER2017 | D17 v3 |  | Any | MFm | 1996 | CZ03 | rDXGF | Household | 1 | 981.6 | None | 346 | 0.052 | 3.03 | 234 | 0.035 | 2.48 | 346 | 0.052 | 3.03 | 234 | 0.035 | 2.48 | DEER:Res:ClothesDishWasher | Annual | 1720 |  | Appl-CW-Top-GasDHW-ElecDry-Tier2DEER2017 | Appl-CW-Top-GasDHW-ElecDry-Tier2AnyMFm1996CZ03DEER2017 | 6499
Appl-CW-Top-GasDHW-ElecDry-Tier2 | DEER2017 | D17 v3 |  | Any | MFm | 1996 | CZ04 | rDXGF | Household | 1 | 981.6 | None | 348 | 0.053 | 3.14 | 235 | 0.036 | 2.52 | 348 | 0.053 | 3.14 | 235 | 0.036 | -1.64 | DEER:Res:ClothesDishWasher | Annual | 1721 |  | Appl-CW-Top-GasDHW-ElecDry-Tier2DEER2017 | Appl-CW-Top-GasDHW-ElecDry-Tier2AnyMFm1996CZ04DEER2017 | 6500
Appl-CW-Top-GasDHW-ElecDry-Tier2 | DEER2017 | D17 v3 |  | Any | MFm | 1996 | CZ05 | rDXGF | Household | 1 | 981.6 | None | 344 | 0.048 | 2.71 | 233 | 0.033 | 2.23 | 344 | 0.048 | 2.71 | 233 | 0.033 | 2.23 | DEER:Res:ClothesDishWasher | Annual | 1720 |  | Appl-CW-Top-GasDHW-ElecDry-Tier2DEER2017 | Appl-CW-Top-GasDHW-ElecDry-Tier2AnyMFm1996CZ05DEER2017 | 6501
Appl-CW-Top-GasDHW-ElecDry-Tier2 | DEER2017 | D17 v3 |  | Any | MFm | 1996 | CZ06 | rDXGF | Household | 1 | 1169.1 | None | 352 | 0.057 | 2.91 | 239 | 0.04 | 2.36 | 352 | 0.057 | 2.91 | 239 | 0.04 | -1.33 | DEER:Res:ClothesDishWasher | Annual | 1721 |  | Appl-CW-Top-GasDHW-ElecDry-Tier2DEER2017 | Appl-CW-Top-GasDHW-ElecDry-Tier2AnyMFm1996CZ06DEER2017 | 6502
Appl-CW-Top-GasDHW-ElecDry-Tier2 | DEER2017 | D17 v3 |  | Any | MFm | 1996 | CZ07 | rDXGF | Household | 1 | 1169.1 | None | 353 | 0.054 | 3.62 | 239 | 0.036 | 2.81 | 353 | 0.054 | 3.62 | 239 | 0.036 | 2.81 | DEER:Res:ClothesDishWasher | Annual | 1720 |  | Appl-CW-Top-GasDHW-ElecDry-Tier2DEER2017 | Appl-CW-Top-GasDHW-ElecDry-Tier2AnyMFm1996CZ07DEER2017 | 6503
Appl-CW-Top-GasDHW-ElecDry-Tier2 | DEER2017 | D17 v3 |  | Any | MFm | 1996 | CZ08 | rDXGF | Household | 1 | 1169.1 | None | 353 | 0.053 | 3.14 | 239 | 0.036 | 2.48 | 353 | 0.053 | 3.14 | 239 | 0.036 | -1.33 | DEER:Res:ClothesDishWasher | Annual | 1721 |  | Appl-CW-Top-GasDHW-ElecDry-Tier2DEER2017 | Appl-CW-Top-GasDHW-ElecDry-Tier2AnyMFm1996CZ08DEER2017 | 6504
Appl-CW-Top-GasDHW-ElecDry-Tier2 | DEER2017 | D17 v3 |  | Any | MFm | 1996 | CZ09 | rDXGF | Household | 1 | 1093.6 | None | 357 | 0.054 | 3.18 | 242 | 0.036 | 2.51 | 357 | 0.054 | 3.18 | 242 | 0.036 | 2.51 | DEER:Res:ClothesDishWasher | Annual | 1720 |  | Appl-CW-Top-GasDHW-ElecDry-Tier2DEER2017 | Appl-CW-Top-GasDHW-ElecDry-Tier2AnyMFm1996CZ09DEER2017 | 6505
Appl-CW-Top-GasDHW-ElecDry-Tier2 | DEER2017 | D17 v3 |  | Any | MFm | 1996 | CZ10 | rDXGF | Household | 1 | 1093.6 | None | 351 | 0.063 | 2.78 | 237 | 0.042 | 2.22 | 351 | 0.063 | 2.78 | 237 | 0.042 | -1.51 | DEER:Res:ClothesDishWasher | Annual | 1721 |  | Appl-CW-Top-GasDHW-ElecDry-Tier2DEER2017 | Appl-CW-Top-GasDHW-ElecDry-Tier2AnyMFm1996CZ10DEER2017 | 6506
Appl-CW-Top-GasDHW-ElecDry-Tier2 | DEER2017 | D17 v3 |  | Any | MFm | 1996 | CZ11 | rDXGF | Household | 1 | 1031.9 | None | 354 | 0.055 | 2.96 | 242 | 0.039 | 2.41 | 354 | 0.055 | 2.96 | 242 | 0.039 | 2.41 | DEER:Res:ClothesDishWasher | Annual | 1720 |  | Appl-CW-Top-GasDHW-ElecDry-Tier2DEER2017 | Appl-CW-Top-GasDHW-ElecDry-Tier2AnyMFm1996CZ11DEER2017 | 6507
Appl-CW-Top-GasDHW-ElecDry-Tier2 | DEER2017 | D17 v3 |  | Any | MFm | 1996 | CZ12 | rDXGF | Household | 1 | 1031.9 | None | 352 | 0.058 | 2.71 | 238 | 0.039 | 2.2 | 352 | 0.058 | 2.71 | 238 | 0.039 | -1.17 | DEER:Res:ClothesDishWasher | Annual | 1721 |  | Appl-CW-Top-GasDHW-ElecDry-Tier2DEER2017 | Appl-CW-Top-GasDHW-ElecDry-Tier2AnyMFm1996CZ12DEER2017 | 6508
Appl-CW-Top-GasDHW-ElecDry-Tier2 | DEER2017 | D17 v3 |  | Any | MFm | 1996 | CZ13 | rDXGF | Household | 1 | 1031.9 | None | 356 | 0.058 | 2.73 | 241 | 0.039 | 2.21 | 356 | 0.058 | 2.73 | 241 | 0.039 | 2.21 | DEER:Res:ClothesDishWasher | Annual | 1720 |  | Appl-CW-Top-GasDHW-ElecDry-Tier2DEER2017 | Appl-CW-Top-GasDHW-ElecDry-Tier2AnyMFm1996CZ13DEER2017 | 6509
Appl-CW-Top-GasDHW-ElecDry-Tier2 | DEER2017 | D17 v3 |  | Any | MFm | 1996 | CZ14 | rDXGF | Household | 1 | 1086 | None | 358 | 0.052 | 2.89 | 242 | 0.035 | 2.32 | 358 | 0.052 | 2.89 | 242 | 0.035 | -0.88 | DEER:Res:ClothesDishWasher | Annual | 1721 |  | Appl-CW-Top-GasDHW-ElecDry-Tier2DEER2017 | Appl-CW-Top-GasDHW-ElecDry-Tier2AnyMFm1996CZ14DEER2017 | 6510
Appl-CW-Top-GasDHW-ElecDry-Tier2 | DEER2017 | D17 v3 |  | Any | MFm | 1996 | CZ15 | rDXGF | Household | 1 | 1086 | None | 361 | 0.054 | 2.86 | 245 | 0.037 | 2.24 | 361 | 0.054 | 2.86 | 245 | 0.037 | 2.24 | DEER:Res:ClothesDishWasher | Annual | 1720 |  | Appl-CW-Top-GasDHW-ElecDry-Tier2DEER2017 | Appl-CW-Top-GasDHW-ElecDry-Tier2AnyMFm1996CZ15DEER2017 | 6511
Appl-CW-Top-GasDHW-ElecDry-Tier2 | DEER2017 | D17 v3 |  | Any | MFm | 1996 | CZ16 | rDXGF | Household | 1 | 981.6 | None | 352 | 0.054 | 2.93 | 238 | 0.037 | 2.4 | 352 | 0.054 | 2.93 | 238 | 0.037 | -0.75 | DEER:Res:ClothesDishWasher | Annual | 1721 |  | Appl-CW-Top-GasDHW-ElecDry-Tier2DEER2017 | Appl-CW-Top-GasDHW-ElecDry-Tier2AnyMFm1996CZ16DEER2017 | 6512
Appl-CW-Top-GasDHW-ElecDry-Tier2 | DEER2017 | D17 v3 |  | Any | MFm | 2003 | CZ01 | rDXGF | Household | 1 | 998.7 | None | 342 | 0.047 | 2.65 | 232 | 0.032 | 2.21 | 342 | 0.047 | 2.65 | 232 | 0.032 | 2.21 | DEER:Res:ClothesDishWasher | Annual | 1720 |  | Appl-CW-Top-GasDHW-ElecDry-Tier2DEER2017 | Appl-CW-Top-GasDHW-ElecDry-Tier2AnyMFm2003CZ01DEER2017 | 6513
Appl-CW-Top-GasDHW-ElecDry-Tier2 | DEER2017 | D17 v3 |  | Any | MFm | 2003 | CZ02 | rDXGF | Household | 1 | 1073.2 | None | 347 | 0.054 | 2.94 | 236 | 0.038 | 2.67 | 347 | 0.054 | 2.94 | 236 | 0.038 | -0.96 | DEER:Res:ClothesDishWasher | Annual | 1721 |  | Appl-CW-Top-GasDHW-ElecDry-Tier2DEER2017 | Appl-CW-Top-GasDHW-ElecDry-Tier2AnyMFm2003CZ02DEER2017 | 6514
Appl-CW-Top-GasDHW-ElecDry-Tier2 | DEER2017 | D17 v3 |  | Any | MFm | 2003 | CZ03 | rDXGF | Household | 1 | 998.7 | None | 344 | 0.05 | 2.91 | 233 | 0.034 | 2.33 | 344 | 0.05 | 2.91 | 233 | 0.034 | 2.33 | DEER:Res:ClothesDishWasher | Annual | 1720 |  | Appl-CW-Top-GasDHW-ElecDry-Tier2DEER2017 | Appl-CW-Top-GasDHW-ElecDry-Tier2AnyMFm2003CZ03DEER2017 | 6515
Appl-CW-Top-GasDHW-ElecDry-Tier2 | DEER2017 | D17 v3 |  | Any | MFm | 2003 | CZ04 | rDXGF | Household | 1 | 998.7 | None | 350 | 0.055 | 3.1 | 237 | 0.036 | 2.45 | 350 | 0.055 | 3.1 | 237 | 0.036 | -1.14 | DEER:Res:ClothesDishWasher | Annual | 1721 |  | Appl-CW-Top-GasDHW-ElecDry-Tier2DEER2017 | Appl-CW-Top-GasDHW-ElecDry-Tier2AnyMFm2003CZ04DEER2017 | 6516
Appl-CW-Top-GasDHW-ElecDry-Tier2 | DEER2017 | D17 v3 |  | Any | MFm | 2003 | CZ05 | rDXGF | Household | 1 | 998.7 | None | 344 | 0.049 | 2.6 | 233 | 0.033 | 2.14 | 344 | 0.049 | 2.6 | 233 | 0.033 | 2.14 | DEER:Res:ClothesDishWasher | Annual | 1720 |  | Appl-CW-Top-GasDHW-ElecDry-Tier2DEER2017 | Appl-CW-Top-GasDHW-ElecDry-Tier2AnyMFm2003CZ05DEER2017 | 6517
Appl-CW-Top-GasDHW-ElecDry-Tier2 | DEER2017 | D17 v3 |  | Any | MFm | 2003 | CZ06 | rDXGF | Household | 1 | 1206 | None | 350 | 0.056 | 3.09 | 237 | 0.038 | 2.46 | 350 | 0.056 | 3.09 | 237 | 0.038 | -1.34 | DEER:Res:ClothesDishWasher | Annual | 1721 |  | Appl-CW-Top-GasDHW-ElecDry-Tier2DEER2017 | Appl-CW-Top-GasDHW-ElecDry-Tier2AnyMFm2003CZ06DEER2017 | 6518
Appl-CW-Top-GasDHW-ElecDry-Tier2 | DEER2017 | D17 v3 |  | Any | MFm | 2003 | CZ07 | rDXGF | Household | 1 | 1206 | None | 354 | 0.053 | 3.17 | 240 | 0.036 | 2.53 | 354 | 0.053 | 3.17 | 240 | 0.036 | 2.53 | DEER:Res:ClothesDishWasher | Annual | 1720 |  | Appl-CW-Top-GasDHW-ElecDry-Tier2DEER2017 | Appl-CW-Top-GasDHW-ElecDry-Tier2AnyMFm2003CZ07DEER2017 | 6519
Appl-CW-Top-GasDHW-ElecDry-Tier2 | DEER2017 | D17 v3 |  | Any | MFm | 2003 | CZ08 | rDXGF | Household | 1 | 1206 | None | 354 | 0.057 | 3.15 | 240 | 0.038 | 2.49 | 354 | 0.057 | 3.15 | 240 | 0.038 | -1.18 | DEER:Res:ClothesDishWasher | Annual | 1721 |  | Appl-CW-Top-GasDHW-ElecDry-Tier2DEER2017 | Appl-CW-Top-GasDHW-ElecDry-Tier2AnyMFm2003CZ08DEER2017 | 6520
Appl-CW-Top-GasDHW-ElecDry-Tier2 | DEER2017 | D17 v3 |  | Any | MFm | 2003 | CZ09 | rDXGF | Household | 1 | 1126.6 | None | 350 | 0.052 | 2.76 | 236 | 0.034 | 2.16 | 350 | 0.052 | 2.76 | 236 | 0.034 | 2.16 | DEER:Res:ClothesDishWasher | Annual | 1720 |  | Appl-CW-Top-GasDHW-ElecDry-Tier2DEER2017 | Appl-CW-Top-GasDHW-ElecDry-Tier2AnyMFm2003CZ09DEER2017 | 6521
Appl-CW-Top-GasDHW-ElecDry-Tier2 | DEER2017 | D17 v3 |  | Any | MFm | 2003 | CZ10 | rDXGF | Household | 1 | 1073.2 | None | 352 | 0.058 | 3.26 | 238 | 0.038 | 2.52 | 352 | 0.058 | 3.26 | 238 | 0.038 | -1.13 | DEER:Res:ClothesDishWasher | Annual | 1721 |  | Appl-CW-Top-GasDHW-ElecDry-Tier2DEER2017 | Appl-CW-Top-GasDHW-ElecDry-Tier2AnyMFm2003CZ10DEER2017 | 6522
Appl-CW-Top-GasDHW-ElecDry-Tier2 | DEER2017 | D17 v3 |  | Any | MFm | 2003 | CZ11 | rDXGF | Household | 1 | 1073.2 | None | 355 | 0.053 | 2.73 | 241 | 0.036 | 2.2 | 355 | 0.053 | 2.73 | 241 | 0.036 | 2.2 | DEER:Res:ClothesDishWasher | Annual | 1720 |  | Appl-CW-Top-GasDHW-ElecDry-Tier2DEER2017 | Appl-CW-Top-GasDHW-ElecDry-Tier2AnyMFm2003CZ11DEER2017 | 6523
Appl-CW-Top-GasDHW-ElecDry-Tier2 | DEER2017 | D17 v3 |  | Any | MFm | 2003 | CZ12 | rDXGF | Household | 1 | 1073.2 | None | 353 | 0.056 | 2.96 | 240 | 0.038 | 2.37 | 353 | 0.056 | 2.96 | 240 | 0.038 | -1.47 | DEER:Res:ClothesDishWasher | Annual | 1721 |  | Appl-CW-Top-GasDHW-ElecDry-Tier2DEER2017 | Appl-CW-Top-GasDHW-ElecDry-Tier2AnyMFm2003CZ12DEER2017 | 6524
Appl-CW-Top-GasDHW-ElecDry-Tier2 | DEER2017 | D17 v3 |  | Any | MFm | 2003 | CZ13 | rDXGF | Household | 1 | 1073.2 | None | 356 | 0.054 | 2.88 | 241 | 0.037 | 2.31 | 356 | 0.054 | 2.88 | 241 | 0.037 | 2.31 | DEER:Res:ClothesDishWasher | Annual | 1720 |  | Appl-CW-Top-GasDHW-ElecDry-Tier2DEER2017 | Appl-CW-Top-GasDHW-ElecDry-Tier2AnyMFm2003CZ13DEER2017 | 6525
Appl-CW-Top-GasDHW-ElecDry-Tier2 | DEER2017 | D17 v3 |  | Any | MFm | 2003 | CZ14 | rDXGF | Household | 1 | 1094.6 | None | 357 | 0.053 | 2.82 | 242 | 0.036 | 2.27 | 357 | 0.053 | 2.82 | 242 | 0.036 | -0.61 | DEER:Res:ClothesDishWasher | Annual | 1721 |  | Appl-CW-Top-GasDHW-ElecDry-Tier2DEER2017 | Appl-CW-Top-GasDHW-ElecDry-Tier2AnyMFm2003CZ14DEER2017 | 6526
Appl-CW-Top-GasDHW-ElecDry-Tier2 | DEER2017 | D17 v3 |  | Any | MFm | 2003 | CZ15 | rDXGF | Household | 1 | 1094.6 | None | 362 | 0.055 | 2.87 | 245 | 0.037 | 2.24 | 362 | 0.055 | 2.87 | 245 | 0.037 | 2.24 | DEER:Res:ClothesDishWasher | Annual | 1720 |  | Appl-CW-Top-GasDHW-ElecDry-Tier2DEER2017 | Appl-CW-Top-GasDHW-ElecDry-Tier2AnyMFm2003CZ15DEER2017 | 6527
Appl-CW-Top-GasDHW-ElecDry-Tier2 | DEER2017 | D17 v3 |  | Any | MFm | 2003 | CZ16 | rDXGF | Household | 1 | 998.7 | None | 352 | 0.054 | 3.03 | 238 | 0.036 | 2.46 | 352 | 0.054 | 3.03 | 238 | 0.036 | -1.3 | DEER:Res:ClothesDishWasher | Annual | 1721 |  | Appl-CW-Top-GasDHW-ElecDry-Tier2DEER2017 | Appl-CW-Top-GasDHW-ElecDry-Tier2AnyMFm2003CZ16DEER2017 | 6528
Appl-CW-Top-GasDHW-ElecDry-Tier2 | DEER2017 | D17 v3 |  | Any | MFm | 2007 | CZ01 | rDXGF | Household | 1 | 998.7 | None | 341 | 0.048 | 2.17 | 231 | 0.033 | 1.72 | 341 | 0.048 | 2.17 | 231 | 0.033 | -1.52 | DEER:Res:ClothesDishWasher | Annual | 2 |  | Appl-CW-Top-GasDHW-ElecDry-Tier2DEER2017 | Appl-CW-Top-GasDHW-ElecDry-Tier2AnyMFm2007CZ01DEER2017 | 6529
Appl-CW-Top-GasDHW-ElecDry-Tier2 | DEER2017 | D17 v3 |  | Any | MFm | 2007 | CZ02 | rDXGF | Household | 1 | 1073.2 | None | 348 | 0.054 | 3.01 | 236 | 0.037 | 2.41 | 348 | 0.054 | 3.01 | 236 | 0.037 | -1.35 | DEER:Res:ClothesDishWasher | Annual | 2 |  | Appl-CW-Top-GasDHW-ElecDry-Tier2DEER2017 | Appl-CW-Top-GasDHW-ElecDry-Tier2AnyMFm2007CZ02DEER2017 | 6530
Appl-CW-Top-GasDHW-ElecDry-Tier2 | DEER2017 | D17 v3 |  | Any | MFm | 2007 | CZ03 | rDXGF | Household | 1 | 998.7 | None | 343 | 0.05 | 2.64 | 232 | 0.034 | 2.17 | 343 | 0.05 | 2.64 | 232 | 0.034 | -1.33 | DEER:Res:ClothesDishWasher | Annual | 2 |  | Appl-CW-Top-GasDHW-ElecDry-Tier2DEER2017 | Appl-CW-Top-GasDHW-ElecDry-Tier2AnyMFm2007CZ03DEER2017 | 6531
Appl-CW-Top-GasDHW-ElecDry-Tier2 | DEER2017 | D17 v3 |  | Any | MFm | 2007 | CZ04 | rDXGF | Household | 1 | 998.7 | None | 351 | 0.053 | 3.21 | 237 | 0.035 | 2.53 | 351 | 0.053 | 3.21 | 237 | 0.035 | -1.14 | DEER:Res:ClothesDishWasher | Annual | 2 |  | Appl-CW-Top-GasDHW-ElecDry-Tier2DEER2017 | Appl-CW-Top-GasDHW-ElecDry-Tier2AnyMFm2007CZ04DEER2017 | 6532
Appl-CW-Top-GasDHW-ElecDry-Tier2 | DEER2017 | D17 v3 |  | Any | MFm | 2007 | CZ05 | rDXGF | Household | 1 | 998.7 | None | 344 | 0.05 | 2.93 | 233 | 0.034 | 2.38 | 344 | 0.05 | 2.93 | 233 | 0.034 | -1.62 | DEER:Res:ClothesDishWasher | Annual | 2 |  | Appl-CW-Top-GasDHW-ElecDry-Tier2DEER2017 | Appl-CW-Top-GasDHW-ElecDry-Tier2AnyMFm2007CZ05DEER2017 | 6533
Appl-CW-Top-GasDHW-ElecDry-Tier2 | DEER2017 | D17 v3 |  | Any | MFm | 2007 | CZ06 | rDXGF | Household | 1 | 1206 | None | 349 | 0.052 | 2.81 | 236 | 0.034 | 2.21 | 349 | 0.052 | 2.81 | 236 | 0.034 | -1.12 | DEER:Res:ClothesDishWasher | Annual | 2 |  | Appl-CW-Top-GasDHW-ElecDry-Tier2DEER2017 | Appl-CW-Top-GasDHW-ElecDry-Tier2AnyMFm2007CZ06DEER2017 | 6534
Appl-CW-Top-GasDHW-ElecDry-Tier2 | DEER2017 | D17 v3 |  | Any | MFm | 2007 | CZ07 | rDXGF | Household | 1 | 1206 | None | 351 | 0.049 | 2.83 | 237 | 0.032 | 2.21 | 351 | 0.049 | 2.83 | 237 | 0.032 | -1.21 | DEER:Res:ClothesDishWasher | Annual | 2 |  | Appl-CW-Top-GasDHW-ElecDry-Tier2DEER2017 | Appl-CW-Top-GasDHW-ElecDry-Tier2AnyMFm2007CZ07DEER2017 | 6535
Appl-CW-Top-GasDHW-ElecDry-Tier2 | DEER2017 | D17 v3 |  | Any | MFm | 2007 | CZ08 | rDXGF | Household | 1 | 1206 | None | 349 | 0.046 | 2.92 | 235 | 0.029 | 2.26 | 349 | 0.046 | 2.92 | 235 | 0.029 | -1.1 | DEER:Res:ClothesDishWasher | Annual | 2 |  | Appl-CW-Top-GasDHW-ElecDry-Tier2DEER2017 | Appl-CW-Top-GasDHW-ElecDry-Tier2AnyMFm2007CZ08DEER2017 | 6536
Appl-CW-Top-GasDHW-ElecDry-Tier2 | DEER2017 | D17 v3 |  | Any | MFm | 2007 | CZ09 | rDXGF | Household | 1 | 1126.6 | None | 352 | 0.054 | 3.03 | 238 | 0.036 | 2.41 | 352 | 0.054 | 3.03 | 238 | 0.036 | -1.55 | DEER:Res:ClothesDishWasher | Annual | 2 |  | Appl-CW-Top-GasDHW-ElecDry-Tier2DEER2017 | Appl-CW-Top-GasDHW-ElecDry-Tier2AnyMFm2007CZ09DEER2017 | 6537
Appl-CW-Top-GasDHW-ElecDry-Tier2 | DEER2017 | D17 v3 |  | Any | MFm | 2007 | CZ10 | rDXGF | Household | 1 | 1073.2 | None | 352 | 0.052 | 3.14 | 241 | 0.039 | 2.59 | 352 | 0.052 | 3.14 | 241 | 0.039 | -1.23 | DEER:Res:ClothesDishWasher | Annual | 2 |  | Appl-CW-Top-GasDHW-ElecDry-Tier2DEER2017 | Appl-CW-Top-GasDHW-ElecDry-Tier2AnyMFm2007CZ10DEER2017 | 6538
Appl-CW-Top-GasDHW-ElecDry-Tier2 | DEER2017 | D17 v3 |  | Any | MFm | 2007 | CZ11 | rDXGF | Household | 1 | 1073.2 | None | 354 | 0.053 | 2.74 | 239 | 0.036 | 2.2 | 354 | 0.053 | 2.74 | 239 | 0.036 | -1.53 | DEER:Res:ClothesDishWasher | Annual | 2 |  | Appl-CW-Top-GasDHW-ElecDry-Tier2DEER2017 | Appl-CW-Top-GasDHW-ElecDry-Tier2AnyMFm2007CZ11DEER2017 | 6539
Appl-CW-Top-GasDHW-ElecDry-Tier2 | DEER2017 | D17 v3 |  | Any | MFm | 2007 | CZ12 | rDXGF | Household | 1 | 1073.2 | None | 352 | 0.053 | 3.01 | 239 | 0.036 | 2.41 | 352 | 0.053 | 3.01 | 239 | 0.036 | -0.953 | DEER:Res:ClothesDishWasher | Annual | 2 |  | Appl-CW-Top-GasDHW-ElecDry-Tier2DEER2017 | Appl-CW-Top-GasDHW-ElecDry-Tier2AnyMFm2007CZ12DEER2017 | 6540
Appl-CW-Top-GasDHW-ElecDry-Tier2 | DEER2017 | D17 v3 |  | Any | MFm | 2007 | CZ13 | rDXGF | Household | 1 | 1073.2 | None | 354 | 0.053 | 2.77 | 240 | 0.036 | 2.23 | 354 | 0.053 | 2.77 | 240 | 0.036 | -1.21 | DEER:Res:ClothesDishWasher | Annual | 2 |  | Appl-CW-Top-GasDHW-ElecDry-Tier2DEER2017 | Appl-CW-Top-GasDHW-ElecDry-Tier2AnyMFm2007CZ13DEER2017 | 6541
Appl-CW-Top-GasDHW-ElecDry-Tier2 | DEER2017 | D17 v3 |  | Any | MFm | 2007 | CZ14 | rDXGF | Household | 1 | 1094.6 | None | 354 | 0.051 | 2.77 | 242 | 0.036 | 2.34 | 354 | 0.051 | 2.77 | 242 | 0.036 | -0.829 | DEER:Res:ClothesDishWasher | Annual | 2 |  | Appl-CW-Top-GasDHW-ElecDry-Tier2DEER2017 | Appl-CW-Top-GasDHW-ElecDry-Tier2AnyMFm2007CZ14DEER2017 | 6542
Appl-CW-Top-GasDHW-ElecDry-Tier2 | DEER2017 | D17 v3 |  | Any | MFm | 2007 | CZ15 | rDXGF | Household | 1 | 1094.6 | None | 359 | 0.053 | 2.89 | 242 | 0.036 | 2.25 | 359 | 0.053 | 2.89 | 242 | 0.036 | -1.26 | DEER:Res:ClothesDishWasher | Annual | 2 |  | Appl-CW-Top-GasDHW-ElecDry-Tier2DEER2017 | Appl-CW-Top-GasDHW-ElecDry-Tier2AnyMFm2007CZ15DEER2017 | 6543
Appl-CW-Top-GasDHW-ElecDry-Tier2 | DEER2017 | D17 v3 |  | Any | MFm | 2007 | CZ16 | rDXGF | Household | 1 | 998.7 | None | 350 | 0.052 | 2.99 | 237 | 0.035 | 2.44 | 350 | 0.052 | 2.99 | 237 | 0.035 | -0.958 | DEER:Res:ClothesDishWasher | Annual | 2 |  | Appl-CW-Top-GasDHW-ElecDry-Tier2DEER2017 | Appl-CW-Top-GasDHW-ElecDry-Tier2AnyMFm2007CZ16DEER2017 | 6544
Appl-CW-Top-GasDHW-ElecDry-Tier2 | DEER2017 | D17 v3 |  | Any | MFm | 2011 | CZ01 | rDXGF | Household | 1 | 998.7 | None | 342 | 0.048 | 2.42 | 231 | 0.032 | 2.05 | 342 | 0.048 | 2.42 | 231 | 0.032 | -0.97 | DEER:Res:ClothesDishWasher | Annual | 2 |  | Appl-CW-Top-GasDHW-ElecDry-Tier2DEER2017 | Appl-CW-Top-GasDHW-ElecDry-Tier2AnyMFm2011CZ01DEER2017 | 6545
Appl-CW-Top-GasDHW-ElecDry-Tier2 | DEER2017 | D17 v3 |  | Any | MFm | 2011 | CZ02 | rDXGF | Household | 1 | 1073.2 | None | 350 | 0.054 | 3.21 | 238 | 0.037 | 2.65 | 350 | 0.054 | 3.21 | 238 | 0.037 | -0.921 | DEER:Res:ClothesDishWasher | Annual | 2 |  | Appl-CW-Top-GasDHW-ElecDry-Tier2DEER2017 | Appl-CW-Top-GasDHW-ElecDry-Tier2AnyMFm2011CZ02DEER2017 | 6546
Appl-CW-Top-GasDHW-ElecDry-Tier2 | DEER2017 | D17 v3 |  | Any | MFm | 2011 | CZ03 | rDXGF | Household | 1 | 998.7 | None | 344 | 0.05 | 2.82 | 233 | 0.034 | 2.3 | 344 | 0.05 | 2.82 | 233 | 0.034 | -1.1 | DEER:Res:ClothesDishWasher | Annual | 2 |  | Appl-CW-Top-GasDHW-ElecDry-Tier2DEER2017 | Appl-CW-Top-GasDHW-ElecDry-Tier2AnyMFm2011CZ03DEER2017 | 6547
Appl-CW-Top-GasDHW-ElecDry-Tier2 | DEER2017 | D17 v3 |  | Any | MFm | 2011 | CZ04 | rDXGF | Household | 1 | 998.7 | None | 351 | 0.052 | 3.39 | 237 | 0.034 | 2.66 | 351 | 0.052 | 3.39 | 237 | 0.034 | -1.05 | DEER:Res:ClothesDishWasher | Annual | 2 |  | Appl-CW-Top-GasDHW-ElecDry-Tier2DEER2017 | Appl-CW-Top-GasDHW-ElecDry-Tier2AnyMFm2011CZ04DEER2017 | 6548
Appl-CW-Top-GasDHW-ElecDry-Tier2 | DEER2017 | D17 v3 |  | Any | MFm | 2011 | CZ05 | rDXGF | Household | 1 | 998.7 | None | 345 | 0.051 | 3.01 | 233 | 0.034 | 2.42 | 345 | 0.051 | 3.01 | 233 | 0.034 | -1.9 | DEER:Res:ClothesDishWasher | Annual | 2 |  | Appl-CW-Top-GasDHW-ElecDry-Tier2DEER2017 | Appl-CW-Top-GasDHW-ElecDry-Tier2AnyMFm2011CZ05DEER2017 | 6549
Appl-CW-Top-GasDHW-ElecDry-Tier2 | DEER2017 | D17 v3 |  | Any | MFm | 2011 | CZ06 | rDXGF | Household | 1 | 1206 | None | 350 | 0.054 | 3.01 | 237 | 0.036 | 2.39 | 350 | 0.054 | 3.01 | 237 | 0.036 | -1.74 | DEER:Res:ClothesDishWasher | Annual | 2 |  | Appl-CW-Top-GasDHW-ElecDry-Tier2DEER2017 | Appl-CW-Top-GasDHW-ElecDry-Tier2AnyMFm2011CZ06DEER2017 | 6550
Appl-CW-Top-GasDHW-ElecDry-Tier2 | DEER2017 | D17 v3 |  | Any | MFm | 2011 | CZ07 | rDXGF | Household | 1 | 1206 | None | 356 | 0.053 | 3.25 | 242 | 0.036 | 2.57 | 356 | 0.053 | 3.25 | 242 | 0.036 | -1.6 | DEER:Res:ClothesDishWasher | Annual | 2 |  | Appl-CW-Top-GasDHW-ElecDry-Tier2DEER2017 | Appl-CW-Top-GasDHW-ElecDry-Tier2AnyMFm2011CZ07DEER2017 | 6551
Appl-CW-Top-GasDHW-ElecDry-Tier2 | DEER2017 | D17 v3 |  | Any | MFm | 2011 | CZ08 | rDXGF | Household | 1 | 1206 | None | 355 | 0.052 | 3.29 | 242 | 0.037 | 2.62 | 355 | 0.052 | 3.29 | 242 | 0.037 | -1.29 | DEER:Res:ClothesDishWasher | Annual | 2 |  | Appl-CW-Top-GasDHW-ElecDry-Tier2DEER2017 | Appl-CW-Top-GasDHW-ElecDry-Tier2AnyMFm2011CZ08DEER2017 | 6552
Appl-CW-Top-GasDHW-ElecDry-Tier2 | DEER2017 | D17 v3 |  | Any | MFm | 2011 | CZ09 | rDXGF | Household | 1 | 1126.6 | None | 353 | 0.054 | 3.16 | 239 | 0.037 | 2.5 | 353 | 0.054 | 3.16 | 239 | 0.037 | -2.03 | DEER:Res:ClothesDishWasher | Annual | 2 |  | Appl-CW-Top-GasDHW-ElecDry-Tier2DEER2017 | Appl-CW-Top-GasDHW-ElecDry-Tier2AnyMFm2011CZ09DEER2017 | 6553
Appl-CW-Top-GasDHW-ElecDry-Tier2 | DEER2017 | D17 v3 |  | Any | MFm | 2011 | CZ10 | rDXGF | Household | 1 | 1073.2 | None | 354 | 0.055 | 3.31 | 239 | 0.037 | 2.58 | 354 | 0.055 | 3.31 | 239 | 0.037 | -1.49 | DEER:Res:ClothesDishWasher | Annual | 2 |  | Appl-CW-Top-GasDHW-ElecDry-Tier2DEER2017 | Appl-CW-Top-GasDHW-ElecDry-Tier2AnyMFm2011CZ10DEER2017 | 6554
Appl-CW-Top-GasDHW-ElecDry-Tier2 | DEER2017 | D17 v3 |  | Any | MFm | 2011 | CZ11 | rDXGF | Household | 1 | 1073.2 | None | 354 | 0.053 | 2.84 | 240 | 0.035 | 2.27 | 354 | 0.053 | 2.84 | 240 | 0.035 | -1.51 | DEER:Res:ClothesDishWasher | Annual | 2 |  | Appl-CW-Top-GasDHW-ElecDry-Tier2DEER2017 | Appl-CW-Top-GasDHW-ElecDry-Tier2AnyMFm2011CZ11DEER2017 | 6555
Appl-CW-Top-GasDHW-ElecDry-Tier2 | DEER2017 | D17 v3 |  | Any | MFm | 2011 | CZ12 | rDXGF | Household | 1 | 1073.2 | None | 353 | 0.053 | 3.08 | 239 | 0.036 | 2.48 | 353 | 0.053 | 3.08 | 239 | 0.036 | -1.53 | DEER:Res:ClothesDishWasher | Annual | 2 |  | Appl-CW-Top-GasDHW-ElecDry-Tier2DEER2017 | Appl-CW-Top-GasDHW-ElecDry-Tier2AnyMFm2011CZ12DEER2017 | 6556
Appl-CW-Top-GasDHW-ElecDry-Tier2 | DEER2017 | D17 v3 |  | Any | MFm | 2011 | CZ13 | rDXGF | Household | 1 | 1073.2 | None | 355 | 0.052 | 2.85 | 240 | 0.035 | 2.28 | 355 | 0.052 | 2.85 | 240 | 0.035 | -1.81 | DEER:Res:ClothesDishWasher | Annual | 2 |  | Appl-CW-Top-GasDHW-ElecDry-Tier2DEER2017 | Appl-CW-Top-GasDHW-ElecDry-Tier2AnyMFm2011CZ13DEER2017 | 6557
Appl-CW-Top-GasDHW-ElecDry-Tier2 | DEER2017 | D17 v3 |  | Any | MFm | 2011 | CZ14 | rDXGF | Household | 1 | 1094.6 | None | 354 | 0.051 | 2.91 | 241 | 0.035 | 2.32 | 354 | 0.051 | 2.91 | 241 | 0.035 | -1.55 | DEER:Res:ClothesDishWasher | Annual | 2 |  | Appl-CW-Top-GasDHW-ElecDry-Tier2DEER2017 | Appl-CW-Top-GasDHW-ElecDry-Tier2AnyMFm2011CZ14DEER2017 | 6558
Appl-CW-Top-GasDHW-ElecDry-Tier2 | DEER2017 | D17 v3 |  | Any | MFm | 2011 | CZ15 | rDXGF | Household | 1 | 1094.6 | None | 358 | 0.053 | 2.91 | 243 | 0.036 | 2.27 | 358 | 0.053 | 2.91 | 243 | 0.036 | -2.05 | DEER:Res:ClothesDishWasher | Annual | 2 |  | Appl-CW-Top-GasDHW-ElecDry-Tier2DEER2017 | Appl-CW-Top-GasDHW-ElecDry-Tier2AnyMFm2011CZ15DEER2017 | 6559
Appl-CW-Top-GasDHW-ElecDry-Tier2 | DEER2017 | D17 v3 |  | Any | MFm | 2011 | CZ16 | rDXGF | Household | 1 | 998.7 | None | 350 | 0.051 | 3.03 | 237 | 0.035 | 2.46 | 350 | 0.051 | 3.03 | 237 | 0.035 | -2.02 | DEER:Res:ClothesDishWasher | Annual | 2 |  | Appl-CW-Top-GasDHW-ElecDry-Tier2DEER2017 | Appl-CW-Top-GasDHW-ElecDry-Tier2AnyMFm2011CZ16DEER2017 | 6560
Appl-CW-Top-GasDHW-ElecDry-Tier2 | DEER2017 | D17 v3 |  | Any | MFm | 2015 | CZ01 | rDXGF | Household | 1 | 998.7 | None | 342 | 0.047 | 2.6 | 232 | 0.032 | 2.38 | 342 | 0.047 | 2.6 | 232 | 0.032 | -1.93 | DEER:Res:ClothesDishWasher | Annual | 2 |  | Appl-CW-Top-GasDHW-ElecDry-Tier2DEER2017 | Appl-CW-Top-GasDHW-ElecDry-Tier2AnyMFm2015CZ01DEER2017 | 6561
Appl-CW-Top-GasDHW-ElecDry-Tier2 | DEER2017 | D17 v3 |  | Any | MFm | 2015 | CZ02 | rDXGF | Household | 1 | 1073.2 | None | 349 | 0.054 | 3.18 | 236 | 0.036 | 2.52 | 349 | 0.054 | 3.18 | 236 | 0.036 | -1.57 | DEER:Res:ClothesDishWasher | Annual | 2 |  | Appl-CW-Top-GasDHW-ElecDry-Tier2DEER2017 | Appl-CW-Top-GasDHW-ElecDry-Tier2AnyMFm2015CZ02DEER2017 | 6562
Appl-CW-Top-GasDHW-ElecDry-Tier2 | DEER2017 | D17 v3 |  | Any | MFm | 2015 | CZ03 | rDXGF | Household | 1 | 998.7 | None | 344 | 0.05 | 3.02 | 233 | 0.034 | 2.51 | 344 | 0.05 | 3.02 | 233 | 0.034 | -2.31 | DEER:Res:ClothesDishWasher | Annual | 2 |  | Appl-CW-Top-GasDHW-ElecDry-Tier2DEER2017 | Appl-CW-Top-GasDHW-ElecDry-Tier2AnyMFm2015CZ03DEER2017 | 6563
Appl-CW-Top-GasDHW-ElecDry-Tier2 | DEER2017 | D17 v3 |  | Any | MFm | 2015 | CZ04 | rDXGF | Household | 1 | 998.7 | None | 352 | 0.054 | 3.41 | 239 | 0.037 | 2.69 | 352 | 0.054 | 3.41 | 239 | 0.037 | -1.69 | DEER:Res:ClothesDishWasher | Annual | 2 |  | Appl-CW-Top-GasDHW-ElecDry-Tier2DEER2017 | Appl-CW-Top-GasDHW-ElecDry-Tier2AnyMFm2015CZ04DEER2017 | 6564
Appl-CW-Top-GasDHW-ElecDry-Tier2 | DEER2017 | D17 v3 |  | Any | MFm | 2015 | CZ05 | rDXGF | Household | 1 | 998.7 | None | 347 | 0.051 | 3.52 | 235 | 0.034 | 2.77 | 347 | 0.051 | 3.52 | 235 | 0.034 | -1.7 | DEER:Res:ClothesDishWasher | Annual | 2 |  | Appl-CW-Top-GasDHW-ElecDry-Tier2DEER2017 | Appl-CW-Top-GasDHW-ElecDry-Tier2AnyMFm2015CZ05DEER2017 | 6565
Appl-CW-Top-GasDHW-ElecDry-Tier2 | DEER2017 | D17 v3 |  | Any | MFm | 2015 | CZ06 | rDXGF | Household | 1 | 1206 | None | 349 | 0.053 | 2.98 | 237 | 0.036 | 2.38 | 349 | 0.053 | 2.98 | 237 | 0.036 | -1.77 | DEER:Res:ClothesDishWasher | Annual | 2 |  | Appl-CW-Top-GasDHW-ElecDry-Tier2DEER2017 | Appl-CW-Top-GasDHW-ElecDry-Tier2AnyMFm2015CZ06DEER2017 | 6566
Appl-CW-Top-GasDHW-ElecDry-Tier2 | DEER2017 | D17 v3 |  | Any | MFm | 2015 | CZ07 | rDXGF | Household | 1 | 1206 | None | 354 | 0.052 | 3.2 | 240 | 0.035 | 2.52 | 354 | 0.052 | 3.2 | 240 | 0.035 | -1.87 | DEER:Res:ClothesDishWasher | Annual | 2 |  | Appl-CW-Top-GasDHW-ElecDry-Tier2DEER2017 | Appl-CW-Top-GasDHW-ElecDry-Tier2AnyMFm2015CZ07DEER2017 | 6567
Appl-CW-Top-GasDHW-ElecDry-Tier2 | DEER2017 | D17 v3 |  | Any | MFm | 2015 | CZ08 | rDXGF | Household | 1 | 1206 | None | 355 | 0.054 | 3.29 | 241 | 0.037 | 2.6 | 355 | 0.054 | 3.29 | 241 | 0.037 | -1.8 | DEER:Res:ClothesDishWasher | Annual | 2 |  | Appl-CW-Top-GasDHW-ElecDry-Tier2DEER2017 | Appl-CW-Top-GasDHW-ElecDry-Tier2AnyMFm2015CZ08DEER2017 | 6568
Appl-CW-Top-GasDHW-ElecDry-Tier2 | DEER2017 | D17 v3 |  | Any | MFm | 2015 | CZ09 | rDXGF | Household | 1 | 1126.6 | None | 353 | 0.054 | 3.12 | 239 | 0.036 | 2.5 | 353 | 0.054 | 3.12 | 239 | 0.036 | -0.837 | DEER:Res:ClothesDishWasher | Annual | 2 |  | Appl-CW-Top-GasDHW-ElecDry-Tier2DEER2017 | Appl-CW-Top-GasDHW-ElecDry-Tier2AnyMFm2015CZ09DEER2017 | 6569
Appl-CW-Top-GasDHW-ElecDry-Tier2 | DEER2017 | D17 v3 |  | Any | MFm | 2015 | CZ10 | rDXGF | Household | 1 | 1073.2 | None | 352 | 0.053 | 3.3 | 239 | 0.036 | 2.59 | 352 | 0.053 | 3.3 | 239 | 0.036 | -0.766 | DEER:Res:ClothesDishWasher | Annual | 2 |  | Appl-CW-Top-GasDHW-ElecDry-Tier2DEER2017 | Appl-CW-Top-GasDHW-ElecDry-Tier2AnyMFm2015CZ10DEER2017 | 6570
Appl-CW-Top-GasDHW-ElecDry-Tier2 | DEER2017 | D17 v3 |  | Any | MFm | 2015 | CZ11 | rDXGF | Household | 1 | 1073.2 | None | 353 | 0.052 | 2.84 | 239 | 0.035 | 2.28 | 353 | 0.052 | 2.84 | 239 | 0.035 | -0.844 | DEER:Res:ClothesDishWasher | Annual | 2 |  | Appl-CW-Top-GasDHW-ElecDry-Tier2DEER2017 | Appl-CW-Top-GasDHW-ElecDry-Tier2AnyMFm2015CZ11DEER2017 | 6571
Appl-CW-Top-GasDHW-ElecDry-Tier2 | DEER2017 | D17 v3 |  | Any | MFm | 2015 | CZ12 | rDXGF | Household | 1 | 1073.2 | None | 352 | 0.053 | 3.1 | 238 | 0.036 | 2.46 | 352 | 0.053 | 3.1 | 238 | 0.036 | -0.856 | DEER:Res:ClothesDishWasher | Annual | 2 |  | Appl-CW-Top-GasDHW-ElecDry-Tier2DEER2017 | Appl-CW-Top-GasDHW-ElecDry-Tier2AnyMFm2015CZ12DEER2017 | 6572
Appl-CW-Top-GasDHW-ElecDry-Tier2 | DEER2017 | D17 v3 |  | Any | MFm | 2015 | CZ13 | rDXGF | Household | 1 | 1073.2 | None | 354 | 0.052 | 2.87 | 239 | 0.035 | 2.29 | 354 | 0.052 | 2.87 | 239 | 0.035 | -1.1 | DEER:Res:ClothesDishWasher | Annual | 2 |  | Appl-CW-Top-GasDHW-ElecDry-Tier2DEER2017 | Appl-CW-Top-GasDHW-ElecDry-Tier2AnyMFm2015CZ13DEER2017 | 6573
Appl-CW-Top-GasDHW-ElecDry-Tier2 | DEER2017 | D17 v3 |  | Any | MFm | 2015 | CZ14 | rDXGF | Household | 1 | 1094.6 | None | 355 | 0.052 | 2.85 | 240 | 0.035 | 2.3 | 355 | 0.052 | 2.85 | 240 | 0.035 | -1.09 | DEER:Res:ClothesDishWasher | Annual | 2 |  | Appl-CW-Top-GasDHW-ElecDry-Tier2DEER2017 | Appl-CW-Top-GasDHW-ElecDry-Tier2AnyMFm2015CZ14DEER2017 | 6574
Appl-CW-Top-GasDHW-ElecDry-Tier2 | DEER2017 | D17 v3 |  | Any | MFm | 2015 | CZ15 | rDXGF | Household | 1 | 1094.6 | None | 357 | 0.052 | 2.92 | 242 | 0.035 | 2.28 | 357 | 0.052 | 2.92 | 242 | 0.035 | -0.415 | DEER:Res:ClothesDishWasher | Annual | 2 |  | Appl-CW-Top-GasDHW-ElecDry-Tier2DEER2017 | Appl-CW-Top-GasDHW-ElecDry-Tier2AnyMFm2015CZ15DEER2017 | 6575
Appl-CW-Top-GasDHW-ElecDry-Tier2 | DEER2017 | D17 v3 |  | Any | MFm | 2015 | CZ16 | rDXGF | Household | 1 | 998.7 | None | 349 | 0.052 | 2.89 | 237 | 0.035 | 2.37 | 349 | 0.052 | 2.89 | 237 | 0.035 | -1.55 | DEER:Res:ClothesDishWasher | Annual | 2 |  | Appl-CW-Top-GasDHW-ElecDry-Tier2DEER2017 | Appl-CW-Top-GasDHW-ElecDry-Tier2AnyMFm2015CZ16DEER2017 | 6576
Appl-CW-Top-GasDHW-ElecDry-Tier2 | DEER2017 | D17 v3 |  | Any | MFm | 2017 | CZ01 | rDXGF | Household | 1 | 998.7 | None | 343 | 0.048 | 2.74 | 232 | 0.032 | 2.26 | 343 | 0.048 | 2.74 | 232 | 0.032 | -0.915 | DEER:Res:ClothesDishWasher | Annual | 2 |  | Appl-CW-Top-GasDHW-ElecDry-Tier2DEER2017 | Appl-CW-Top-GasDHW-ElecDry-Tier2AnyMFm2017CZ01DEER2017 | 6577
Appl-CW-Top-GasDHW-ElecDry-Tier2 | DEER2017 | D17 v3 |  | Any | MFm | 2017 | CZ02 | rDXGF | Household | 1 | 1073.2 | None | 349 | 0.053 | 3.24 | 236 | 0.036 | 2.54 | 349 | 0.053 | 3.24 | 236 | 0.036 | -1.37 | DEER:Res:ClothesDishWasher | Annual | 2 |  | Appl-CW-Top-GasDHW-ElecDry-Tier2DEER2017 | Appl-CW-Top-GasDHW-ElecDry-Tier2AnyMFm2017CZ02DEER2017 | 6578
Appl-CW-Top-GasDHW-ElecDry-Tier2 | DEER2017 | D17 v3 |  | Any | MFm | 2017 | CZ03 | rDXGF | Household | 1 | 998.7 | None | 344 | 0.05 | 2.92 | 233 | 0.034 | 2.32 | 344 | 0.05 | 2.92 | 233 | 0.034 | -0.716 | DEER:Res:ClothesDishWasher | Annual | 2 |  | Appl-CW-Top-GasDHW-ElecDry-Tier2DEER2017 | Appl-CW-Top-GasDHW-ElecDry-Tier2AnyMFm2017CZ03DEER2017 | 6579
Appl-CW-Top-GasDHW-ElecDry-Tier2 | DEER2017 | D17 v3 |  | Any | MFm | 2017 | CZ04 | rDXGF | Household | 1 | 998.7 | None | 352 | 0.055 | 3.51 | 238 | 0.036 | 2.75 | 352 | 0.055 | 3.51 | 238 | 0.036 | -0.582 | DEER:Res:ClothesDishWasher | Annual | 2 |  | Appl-CW-Top-GasDHW-ElecDry-Tier2DEER2017 | Appl-CW-Top-GasDHW-ElecDry-Tier2AnyMFm2017CZ04DEER2017 | 6580
Appl-CW-Top-GasDHW-ElecDry-Tier2 | DEER2017 | D17 v3 |  | Any | MFm | 2017 | CZ05 | rDXGF | Household | 1 | 998.7 | None | 347 | 0.051 | 3.54 | 235 | 0.035 | 2.82 | 347 | 0.051 | 3.54 | 235 | 0.035 | -0.727 | DEER:Res:ClothesDishWasher | Annual | 2 |  | Appl-CW-Top-GasDHW-ElecDry-Tier2DEER2017 | Appl-CW-Top-GasDHW-ElecDry-Tier2AnyMFm2017CZ05DEER2017 | 6581
Appl-CW-Top-GasDHW-ElecDry-Tier2 | DEER2017 | D17 v3 |  | Any | MFm | 2017 | CZ06 | rDXGF | Household | 1 | 1206 | None | 348 | 0.053 | 2.9 | 236 | 0.035 | 2.29 | 348 | 0.053 | 2.9 | 236 | 0.035 | -0.49 | DEER:Res:ClothesDishWasher | Annual | 2 |  | Appl-CW-Top-GasDHW-ElecDry-Tier2DEER2017 | Appl-CW-Top-GasDHW-ElecDry-Tier2AnyMFm2017CZ06DEER2017 | 6582
Appl-CW-Top-GasDHW-ElecDry-Tier2 | DEER2017 | D17 v3 |  | Any | MFm | 2017 | CZ07 | rDXGF | Household | 1 | 1206 | None | 354 | 0.052 | 3.2 | 240 | 0.035 | 2.53 | 354 | 0.052 | 3.2 | 240 | 0.035 | -0.903 | DEER:Res:ClothesDishWasher | Annual | 2 |  | Appl-CW-Top-GasDHW-ElecDry-Tier2DEER2017 | Appl-CW-Top-GasDHW-ElecDry-Tier2AnyMFm2017CZ07DEER2017 | 6583
Appl-CW-Top-GasDHW-ElecDry-Tier2 | DEER2017 | D17 v3 |  | Any | MFm | 2017 | CZ08 | rDXGF | Household | 1 | 1206 | None | 354 | 0.051 | 3.34 | 240 | 0.034 | 2.61 | 354 | 0.051 | 3.34 | 240 | 0.034 | -0.906 | DEER:Res:ClothesDishWasher | Annual | 2 |  | Appl-CW-Top-GasDHW-ElecDry-Tier2DEER2017 | Appl-CW-Top-GasDHW-ElecDry-Tier2AnyMFm2017CZ08DEER2017 | 6584
Appl-CW-Top-GasDHW-ElecDry-Tier2 | DEER2017 | D17 v3 |  | Any | MFm | 2017 | CZ09 | rDXGF | Household | 1 | 1126.6 | None | 352 | 0.053 | 3.18 | 238 | 0.036 | 2.51 | 352 | 0.053 | 3.18 | 238 | 0.036 | -0.411 | DEER:Res:ClothesDishWasher | Annual | 2 |  | Appl-CW-Top-GasDHW-ElecDry-Tier2DEER2017 | Appl-CW-Top-GasDHW-ElecDry-Tier2AnyMFm2017CZ09DEER2017 | 6585
Appl-CW-Top-GasDHW-ElecDry-Tier2 | DEER2017 | D17 v3 |  | Any | MFm | 2017 | CZ10 | rDXGF | Household | 1 | 1073.2 | None | 353 | 0.053 | 3.38 | 239 | 0.036 | 2.64 | 353 | 0.053 | 3.38 | 239 | 0.036 | -1.09 | DEER:Res:ClothesDishWasher | Annual | 2 |  | Appl-CW-Top-GasDHW-ElecDry-Tier2DEER2017 | Appl-CW-Top-GasDHW-ElecDry-Tier2AnyMFm2017CZ10DEER2017 | 6586
Appl-CW-Top-GasDHW-ElecDry-Tier2 | DEER2017 | D17 v3 |  | Any | MFm | 2017 | CZ11 | rDXGF | Household | 1 | 1073.2 | None | 353 | 0.052 | 2.89 | 239 | 0.035 | 2.3 | 353 | 0.052 | 2.89 | 239 | 0.035 | -0.666 | DEER:Res:ClothesDishWasher | Annual | 2 |  | Appl-CW-Top-GasDHW-ElecDry-Tier2DEER2017 | Appl-CW-Top-GasDHW-ElecDry-Tier2AnyMFm2017CZ11DEER2017 | 6587
Appl-CW-Top-GasDHW-ElecDry-Tier2 | DEER2017 | D17 v3 |  | Any | MFm | 2017 | CZ12 | rDXGF | Household | 1 | 1073.2 | None | 352 | 0.052 | 3.11 | 239 | 0.036 | 2.5 | 352 | 0.052 | 3.11 | 239 | 0.036 | -2.01 | DEER:Res:ClothesDishWasher | Annual | 2 |  | Appl-CW-Top-GasDHW-ElecDry-Tier2DEER2017 | Appl-CW-Top-GasDHW-ElecDry-Tier2AnyMFm2017CZ12DEER2017 | 6588
Appl-CW-Top-GasDHW-ElecDry-Tier2 | DEER2017 | D17 v3 |  | Any | MFm | 2017 | CZ13 | rDXGF | Household | 1 | 1073.2 | None | 355 | 0.054 | 2.95 | 241 | 0.037 | 2.36 | 355 | 0.054 | 2.95 | 241 | 0.037 | -0.961 | DEER:Res:ClothesDishWasher | Annual | 2 |  | Appl-CW-Top-GasDHW-ElecDry-Tier2DEER2017 | Appl-CW-Top-GasDHW-ElecDry-Tier2AnyMFm2017CZ13DEER2017 | 6589
Appl-CW-Top-GasDHW-ElecDry-Tier2 | DEER2017 | D17 v3 |  | Any | MFm | 2017 | CZ14 | rDXGF | Household | 1 | 1094.6 | None | 356 | 0.054 | 2.97 | 241 | 0.036 | 2.33 | 356 | 0.054 | 2.97 | 241 | 0.036 | -0.96 | DEER:Res:ClothesDishWasher | Annual | 2 |  | Appl-CW-Top-GasDHW-ElecDry-Tier2DEER2017 | Appl-CW-Top-GasDHW-ElecDry-Tier2AnyMFm2017CZ14DEER2017 | 6590
Appl-CW-Top-GasDHW-ElecDry-Tier2 | DEER2017 | D17 v3 |  | Any | MFm | 2017 | CZ15 | rDXGF | Household | 1 | 1094.6 | None | 359 | 0.052 | 2.94 | 242 | 0.035 | 2.28 | 359 | 0.052 | 2.94 | 242 | 0.035 | -1.13 | DEER:Res:ClothesDishWasher | Annual | 2 |  | Appl-CW-Top-GasDHW-ElecDry-Tier2DEER2017 | Appl-CW-Top-GasDHW-ElecDry-Tier2AnyMFm2017CZ15DEER2017 | 6591
Appl-CW-Top-GasDHW-ElecDry-Tier2 | DEER2017 | D17 v3 |  | Any | MFm | 2017 | CZ16 | rDXGF | Household | 1 | 998.7 | None | 349 | 0.051 | 2.94 | 237 | 0.035 | 2.4 | 349 | 0.051 | 2.94 | 237 | 0.035 | -1.36 | DEER:Res:ClothesDishWasher | Annual | 2 |  | Appl-CW-Top-GasDHW-ElecDry-Tier2DEER2017 | Appl-CW-Top-GasDHW-ElecDry-Tier2AnyMFm2017CZ16DEER2017 | 6592
Appl-CW-Top-GasDHW-ElecDry-Tier2 | DEER2017 | D17 v3 |  | Any | SFm | 1975 | CZ01 | rDXGF | Household | 1 | 1591 | None | 423 | 0.059 | 2.39 | 287 | 0.04 | 2.13 | 423 | 0.059 | 2.39 | 287 | 0.04 | -1.66 | DEER:Res:ClothesDishWasher | Annual | 2 |  | Appl-CW-Top-GasDHW-ElecDry-Tier2DEER2017 | Appl-CW-Top-GasDHW-ElecDry-Tier2AnySFm1975CZ01DEER2017 | 6593
Appl-CW-Top-GasDHW-ElecDry-Tier2 | DEER2017 | D17 v3 |  | Any | SFm | 1975 | CZ02 | rDXGF | Household | 1 | 1591 | None | 432 | 0.081 | 2.16 | 292 | 0.055 | 1.94 | 432 | 0.081 | 2.16 | 292 | 0.055 | -1.66 | DEER:Res:ClothesDishWasher | Annual | 2 |  | Appl-CW-Top-GasDHW-ElecDry-Tier2DEER2017 | Appl-CW-Top-GasDHW-ElecDry-Tier2AnySFm1975CZ02DEER2017 | 6594
Appl-CW-Top-GasDHW-ElecDry-Tier2 | DEER2017 | D17 v3 |  | Any | SFm | 1975 | CZ03 | rDXGF | Household | 1 | 1591 | None | 427 | 0.077 | 2.32 | 289 | 0.053 | 2.06 | 427 | 0.077 | 2.32 | 289 | 0.053 | -0.598 | DEER:Res:ClothesDishWasher | Annual | 2 |  | Appl-CW-Top-GasDHW-ElecDry-Tier2DEER2017 | Appl-CW-Top-GasDHW-ElecDry-Tier2AnySFm1975CZ03DEER2017 | 6595
Appl-CW-Top-GasDHW-ElecDry-Tier2 | DEER2017 | D17 v3 |  | Any | SFm | 1975 | CZ04 | rDXGF | Household | 1 | 1591 | None | 435 | 0.078 | 2.82 | 295 | 0.053 | 2.35 | 435 | 0.078 | 2.82 | 295 | 0.053 | -1.73 | DEER:Res:ClothesDishWasher | Annual | 2 |  | Appl-CW-Top-GasDHW-ElecDry-Tier2DEER2017 | Appl-CW-Top-GasDHW-ElecDry-Tier2AnySFm1975CZ04DEER2017 | 6596
Appl-CW-Top-GasDHW-ElecDry-Tier2 | DEER2017 | D17 v3 |  | Any | SFm | 1975 | CZ05 | rDXGF | Household | 1 | 1591 | None | 425 | 0.074 | 1.78 | 288 | 0.051 | 1.72 | 425 | 0.074 | 1.78 | 288 | 0.051 | -1.16 | DEER:Res:ClothesDishWasher | Annual | 2 |  | Appl-CW-Top-GasDHW-ElecDry-Tier2DEER2017 | Appl-CW-Top-GasDHW-ElecDry-Tier2AnySFm1975CZ05DEER2017 | 6597
Appl-CW-Top-GasDHW-ElecDry-Tier2 | DEER2017 | D17 v3 |  | Any | SFm | 1975 | CZ06 | rDXGF | Household | 1 | 1528 | None | 437 | 0.075 | 3.26 | 297 | 0.05 | 2.66 | 437 | 0.075 | 3.26 | 297 | 0.05 | -2.23 | DEER:Res:ClothesDishWasher | Annual | 2 |  | Appl-CW-Top-GasDHW-ElecDry-Tier2DEER2017 | Appl-CW-Top-GasDHW-ElecDry-Tier2AnySFm1975CZ06DEER2017 | 6598
Appl-CW-Top-GasDHW-ElecDry-Tier2 | DEER2017 | D17 v3 |  | Any | SFm | 1975 | CZ07 | rDXGF | Household | 1 | 1528 | None | 435 | 0.071 | 2.98 | 294 | 0.048 | 2.46 | 435 | 0.071 | 2.98 | 294 | 0.048 | -1.19 | DEER:Res:ClothesDishWasher | Annual | 2 |  | Appl-CW-Top-GasDHW-ElecDry-Tier2DEER2017 | Appl-CW-Top-GasDHW-ElecDry-Tier2AnySFm1975CZ07DEER2017 | 6599
Appl-CW-Top-GasDHW-ElecDry-Tier2 | DEER2017 | D17 v3 |  | Any | SFm | 1975 | CZ08 | rDXGF | Household | 1 | 1528 | None | 441 | 0.075 | 3.1 | 298 | 0.051 | 2.56 | 441 | 0.075 | 3.1 | 298 | 0.051 | -1.16 | DEER:Res:ClothesDishWasher | Annual | 2 |  | Appl-CW-Top-GasDHW-ElecDry-Tier2DEER2017 | Appl-CW-Top-GasDHW-ElecDry-Tier2AnySFm1975CZ08DEER2017 | 6600
Appl-CW-Top-GasDHW-ElecDry-Tier2 | DEER2017 | D17 v3 |  | Any | SFm | 1975 | CZ09 | rDXGF | Household | 1 | 1636 | None | 444 | 0.068 | 2.83 | 301 | 0.046 | 2.36 | 444 | 0.068 | 2.83 | 301 | 0.046 | -1.32 | DEER:Res:ClothesDishWasher | Annual | 2 |  | Appl-CW-Top-GasDHW-ElecDry-Tier2DEER2017 | Appl-CW-Top-GasDHW-ElecDry-Tier2AnySFm1975CZ09DEER2017 | 6601
Appl-CW-Top-GasDHW-ElecDry-Tier2 | DEER2017 | D17 v3 |  | Any | SFm | 1975 | CZ10 | rDXGF | Household | 1 | 1636 | None | 440 | 0.078 | 2.38 | 298 | 0.053 | 2.05 | 440 | 0.078 | 2.38 | 298 | 0.053 | -1.52 | DEER:Res:ClothesDishWasher | Annual | 2 |  | Appl-CW-Top-GasDHW-ElecDry-Tier2DEER2017 | Appl-CW-Top-GasDHW-ElecDry-Tier2AnySFm1975CZ10DEER2017 | 6602
Appl-CW-Top-GasDHW-ElecDry-Tier2 | DEER2017 | D17 v3 |  | Any | SFm | 1975 | CZ11 | rDXGF | Household | 1 | 1528 | None | 443 | 0.076 | 2.41 | 300 | 0.052 | 2.09 | 443 | 0.076 | 2.41 | 300 | 0.052 | -1.76 | DEER:Res:ClothesDishWasher | Annual | 2 |  | Appl-CW-Top-GasDHW-ElecDry-Tier2DEER2017 | Appl-CW-Top-GasDHW-ElecDry-Tier2AnySFm1975CZ11DEER2017 | 6603
Appl-CW-Top-GasDHW-ElecDry-Tier2 | DEER2017 | D17 v3 |  | Any | SFm | 1975 | CZ12 | rDXGF | Household | 1 | 1528 | None | 438 | 0.076 | 2.44 | 297 | 0.052 | 2.1 | 438 | 0.076 | 2.44 | 297 | 0.052 | -1.77 | DEER:Res:ClothesDishWasher | Annual | 2 |  | Appl-CW-Top-GasDHW-ElecDry-Tier2DEER2017 | Appl-CW-Top-GasDHW-ElecDry-Tier2AnySFm1975CZ12DEER2017 | 6604
Appl-CW-Top-GasDHW-ElecDry-Tier2 | DEER2017 | D17 v3 |  | Any | SFm | 1975 | CZ13 | rDXGF | Household | 1 | 1528 | None | 444 | 0.074 | 2.05 | 300 | 0.05 | 1.83 | 444 | 0.074 | 2.05 | 300 | 0.05 | -0.791 | DEER:Res:ClothesDishWasher | Annual | 2 |  | Appl-CW-Top-GasDHW-ElecDry-Tier2DEER2017 | Appl-CW-Top-GasDHW-ElecDry-Tier2AnySFm1975CZ13DEER2017 | 6605
Appl-CW-Top-GasDHW-ElecDry-Tier2 | DEER2017 | D17 v3 |  | Any | SFm | 1975 | CZ14 | rDXGF | Household | 1 | 1555 | None | 448 | 0.071 | 2.54 | 303 | 0.048 | 2.16 | 448 | 0.071 | 2.54 | 303 | 0.048 | -1.84 | DEER:Res:ClothesDishWasher | Annual | 2 |  | Appl-CW-Top-GasDHW-ElecDry-Tier2DEER2017 | Appl-CW-Top-GasDHW-ElecDry-Tier2AnySFm1975CZ14DEER2017 | 6606
Appl-CW-Top-GasDHW-ElecDry-Tier2 | DEER2017 | D17 v3 |  | Any | SFm | 1975 | CZ15 | rDXGF | Household | 1 | 1555 | None | 453 | 0.069 | 3.05 | 307 | 0.046 | 2.47 | 453 | 0.069 | 3.05 | 307 | 0.046 | -1.38 | DEER:Res:ClothesDishWasher | Annual | 2 |  | Appl-CW-Top-GasDHW-ElecDry-Tier2DEER2017 | Appl-CW-Top-GasDHW-ElecDry-Tier2AnySFm1975CZ15DEER2017 | 6607
Appl-CW-Top-GasDHW-ElecDry-Tier2 | DEER2017 | D17 v3 |  | Any | SFm | 1975 | CZ16 | rDXGF | Household | 1 | 1591 | None | 438 | 0.07 | 2.83 | 296 | 0.048 | 2.42 | 438 | 0.07 | 2.83 | 296 | 0.048 | -1.27 | DEER:Res:ClothesDishWasher | Annual | 2 |  | Appl-CW-Top-GasDHW-ElecDry-Tier2DEER2017 | Appl-CW-Top-GasDHW-ElecDry-Tier2AnySFm1975CZ16DEER2017 | 6608
Appl-CW-Top-GasDHW-ElecDry-Tier2 | DEER2017 | D17 v3 |  | Any | SFm | 1985 | CZ01 | rDXGF | Household | 1 | 1904 | None | 422 | 0.059 | 1.17 | 286 | 0.04 | 1.29 | 422 | 0.059 | 1.17 | 286 | 0.04 | -1.69 | DEER:Res:ClothesDishWasher | Annual | 2 |  | Appl-CW-Top-GasDHW-ElecDry-Tier2DEER2017 | Appl-CW-Top-GasDHW-ElecDry-Tier2AnySFm1985CZ01DEER2017 | 6609
Appl-CW-Top-GasDHW-ElecDry-Tier2 | DEER2017 | D17 v3 |  | Any | SFm | 1985 | CZ02 | rDXGF | Household | 1 | 1904 | None | 430 | 0.074 | 1.43 | 291 | 0.05 | 1.44 | 430 | 0.074 | 1.43 | 291 | 0.05 | -0.843 | DEER:Res:ClothesDishWasher | Annual | 2 |  | Appl-CW-Top-GasDHW-ElecDry-Tier2DEER2017 | Appl-CW-Top-GasDHW-ElecDry-Tier2AnySFm1985CZ02DEER2017 | 6610
Appl-CW-Top-GasDHW-ElecDry-Tier2 | DEER2017 | D17 v3 |  | Any | SFm | 1985 | CZ03 | rDXGF | Household | 1 | 1904 | None | 427 | 0.075 | 1.17 | 289 | 0.051 | 1.25 | 427 | 0.075 | 1.17 | 289 | 0.051 | -0.795 | DEER:Res:ClothesDishWasher | Annual | 2 |  | Appl-CW-Top-GasDHW-ElecDry-Tier2DEER2017 | Appl-CW-Top-GasDHW-ElecDry-Tier2AnySFm1985CZ03DEER2017 | 6611
Appl-CW-Top-GasDHW-ElecDry-Tier2 | DEER2017 | D17 v3 |  | Any | SFm | 1985 | CZ04 | rDXGF | Household | 1 | 1904 | None | 437 | 0.077 | 2.08 | 296 | 0.052 | 1.86 | 437 | 0.077 | 2.08 | 296 | 0.052 | -0.859 | DEER:Res:ClothesDishWasher | Annual | 2 |  | Appl-CW-Top-GasDHW-ElecDry-Tier2DEER2017 | Appl-CW-Top-GasDHW-ElecDry-Tier2AnySFm1985CZ04DEER2017 | 6612
Appl-CW-Top-GasDHW-ElecDry-Tier2 | DEER2017 | D17 v3 |  | Any | SFm | 1985 | CZ05 | rDXGF | Household | 1 | 1904 | None | 426 | 0.077 | 0.83 | 288 | 0.053 | 1.06 | 426 | 0.077 | 0.83 | 288 | 0.053 | -0.858 | DEER:Res:ClothesDishWasher | Annual | 2 |  | Appl-CW-Top-GasDHW-ElecDry-Tier2DEER2017 | Appl-CW-Top-GasDHW-ElecDry-Tier2AnySFm1985CZ05DEER2017 | 6613
Appl-CW-Top-GasDHW-ElecDry-Tier2 | DEER2017 | D17 v3 |  | Any | SFm | 1985 | CZ06 | rDXGF | Household | 1 | 2064 | None | 437 | 0.079 | 2.76 | 295 | 0.054 | 2.32 | 437 | 0.079 | 2.76 | 295 | 0.054 | -1.1 | DEER:Res:ClothesDishWasher | Annual | 2 |  | Appl-CW-Top-GasDHW-ElecDry-Tier2DEER2017 | Appl-CW-Top-GasDHW-ElecDry-Tier2AnySFm1985CZ06DEER2017 | 6614
Appl-CW-Top-GasDHW-ElecDry-Tier2 | DEER2017 | D17 v3 |  | Any | SFm | 1985 | CZ07 | rDXGF | Household | 1 | 2064 | None | 439 | 0.073 | 2.88 | 296 | 0.05 | 2.4 | 439 | 0.073 | 2.88 | 296 | 0.05 | -1.21 | DEER:Res:ClothesDishWasher | Annual | 2 |  | Appl-CW-Top-GasDHW-ElecDry-Tier2DEER2017 | Appl-CW-Top-GasDHW-ElecDry-Tier2AnySFm1985CZ07DEER2017 | 6615
Appl-CW-Top-GasDHW-ElecDry-Tier2 | DEER2017 | D17 v3 |  | Any | SFm | 1985 | CZ08 | rDXGF | Household | 1 | 2064 | None | 444 | 0.067 | 2.72 | 300 | 0.045 | 2.28 | 444 | 0.067 | 2.72 | 300 | 0.045 | -0.445 | DEER:Res:ClothesDishWasher | Annual | 2 |  | Appl-CW-Top-GasDHW-ElecDry-Tier2DEER2017 | Appl-CW-Top-GasDHW-ElecDry-Tier2AnySFm1985CZ08DEER2017 | 6616
Appl-CW-Top-GasDHW-ElecDry-Tier2 | DEER2017 | D17 v3 |  | Any | SFm | 1985 | CZ09 | rDXGF | Household | 1 | 1811 | None | 444 | 0.071 | 2.68 | 301 | 0.048 | 2.28 | 444 | 0.071 | 2.68 | 301 | 0.048 | -1.26 | DEER:Res:ClothesDishWasher | Annual | 2 |  | Appl-CW-Top-GasDHW-ElecDry-Tier2DEER2017 | Appl-CW-Top-GasDHW-ElecDry-Tier2AnySFm1985CZ09DEER2017 | 6617
Appl-CW-Top-GasDHW-ElecDry-Tier2 | DEER2017 | D17 v3 |  | Any | SFm | 1985 | CZ10 | rDXGF | Household | 1 | 1811 | None | 442 | 0.075 | 2.3 | 299 | 0.051 | 2 | 442 | 0.075 | 2.3 | 299 | 0.051 | -0.887 | DEER:Res:ClothesDishWasher | Annual | 2 |  | Appl-CW-Top-GasDHW-ElecDry-Tier2DEER2017 | Appl-CW-Top-GasDHW-ElecDry-Tier2AnySFm1985CZ10DEER2017 | 6618
Appl-CW-Top-GasDHW-ElecDry-Tier2 | DEER2017 | D17 v3 |  | Any | SFm | 1985 | CZ11 | rDXGF | Household | 1 | 1704 | None | 443 | 0.073 | 1.63 | 300 | 0.049 | 1.54 | 443 | 0.073 | 1.63 | 300 | 0.049 | -0.844 | DEER:Res:ClothesDishWasher | Annual | 2 |  | Appl-CW-Top-GasDHW-ElecDry-Tier2DEER2017 | Appl-CW-Top-GasDHW-ElecDry-Tier2AnySFm1985CZ11DEER2017 | 6619
Appl-CW-Top-GasDHW-ElecDry-Tier2 | DEER2017 | D17 v3 |  | Any | SFm | 1985 | CZ12 | rDXGF | Household | 1 | 1704 | None | 438 | 0.078 | 1.79 | 297 | 0.052 | 1.66 | 438 | 0.078 | 1.79 | 297 | 0.052 | -1.23 | DEER:Res:ClothesDishWasher | Annual | 2 |  | Appl-CW-Top-GasDHW-ElecDry-Tier2DEER2017 | Appl-CW-Top-GasDHW-ElecDry-Tier2AnySFm1985CZ12DEER2017 | 6620
Appl-CW-Top-GasDHW-ElecDry-Tier2 | DEER2017 | D17 v3 |  | Any | SFm | 1985 | CZ13 | rDXGF | Household | 1 | 1704 | None | 445 | 0.073 | 1.59 | 302 | 0.049 | 1.5 | 445 | 0.073 | 1.59 | 302 | 0.049 | -0.708 | DEER:Res:ClothesDishWasher | Annual | 2 |  | Appl-CW-Top-GasDHW-ElecDry-Tier2DEER2017 | Appl-CW-Top-GasDHW-ElecDry-Tier2AnySFm1985CZ13DEER2017 | 6621
Appl-CW-Top-GasDHW-ElecDry-Tier2 | DEER2017 | D17 v3 |  | Any | SFm | 1985 | CZ14 | rDXGF | Household | 1 | 1741 | None | 447 | 0.07 | 1.76 | 303 | 0.048 | 1.65 | 447 | 0.07 | 1.76 | 303 | 0.048 | -0.682 | DEER:Res:ClothesDishWasher | Annual | 2 |  | Appl-CW-Top-GasDHW-ElecDry-Tier2DEER2017 | Appl-CW-Top-GasDHW-ElecDry-Tier2AnySFm1985CZ14DEER2017 | 6622
Appl-CW-Top-GasDHW-ElecDry-Tier2 | DEER2017 | D17 v3 |  | Any | SFm | 1985 | CZ15 | rDXGF | Household | 1 | 1741 | None | 454 | 0.07 | 2.83 | 308 | 0.048 | 2.3 | 454 | 0.07 | 2.83 | 308 | 0.048 | -0.583 | DEER:Res:ClothesDishWasher | Annual | 2 |  | Appl-CW-Top-GasDHW-ElecDry-Tier2DEER2017 | Appl-CW-Top-GasDHW-ElecDry-Tier2AnySFm1985CZ15DEER2017 | 6623
Appl-CW-Top-GasDHW-ElecDry-Tier2 | DEER2017 | D17 v3 |  | Any | SFm | 1985 | CZ16 | rDXGF | Household | 1 | 1904 | None | 437 | 0.072 | 2.14 | 296 | 0.049 | 1.96 | 437 | 0.072 | 2.14 | 296 | 0.049 | -0.731 | DEER:Res:ClothesDishWasher | Annual | 2 |  | Appl-CW-Top-GasDHW-ElecDry-Tier2DEER2017 | Appl-CW-Top-GasDHW-ElecDry-Tier2AnySFm1985CZ16DEER2017 | 6624
Appl-CW-Top-GasDHW-ElecDry-Tier2 | DEER2017 | D17 v3 |  | Any | SFm | 1996 | CZ01 | rDXGF | Household | 1 | 2193 | None | 424 | 0.059 | 2.97 | 287 | 0.04 | 2.52 | 424 | 0.059 | 2.97 | 287 | 0.04 | -0.47 | DEER:Res:ClothesDishWasher | Annual | 2 |  | Appl-CW-Top-GasDHW-ElecDry-Tier2DEER2017 | Appl-CW-Top-GasDHW-ElecDry-Tier2AnySFm1996CZ01DEER2017 | 6625
Appl-CW-Top-GasDHW-ElecDry-Tier2 | DEER2017 | D17 v3 |  | Any | SFm | 1996 | CZ02 | rDXGF | Household | 1 | 2193 | None | 434 | 0.075 | 2.61 | 292 | 0.057 | 2.25 | 434 | 0.075 | 2.61 | 292 | 0.057 | -0.898 | DEER:Res:ClothesDishWasher | Annual | 2 |  | Appl-CW-Top-GasDHW-ElecDry-Tier2DEER2017 | Appl-CW-Top-GasDHW-ElecDry-Tier2AnySFm1996CZ02DEER2017 | 6626
Appl-CW-Top-GasDHW-ElecDry-Tier2 | DEER2017 | D17 v3 |  | Any | SFm | 1996 | CZ03 | rDXGF | Household | 1 | 2193 | None | 427 | 0.065 | 2.4 | 289 | 0.041 | 2.12 | 427 | 0.065 | 2.4 | 289 | 0.041 | -0.916 | DEER:Res:ClothesDishWasher | Annual | 2 |  | Appl-CW-Top-GasDHW-ElecDry-Tier2DEER2017 | Appl-CW-Top-GasDHW-ElecDry-Tier2AnySFm1996CZ03DEER2017 | 6627
Appl-CW-Top-GasDHW-ElecDry-Tier2 | DEER2017 | D17 v3 |  | Any | SFm | 1996 | CZ04 | rDXGF | Household | 1 | 2193 | None | 436 | 0.077 | 2.67 | 295 | 0.053 | 2.28 | 436 | 0.077 | 2.67 | 295 | 0.053 | -0.414 | DEER:Res:ClothesDishWasher | Annual | 2 |  | Appl-CW-Top-GasDHW-ElecDry-Tier2DEER2017 | Appl-CW-Top-GasDHW-ElecDry-Tier2AnySFm1996CZ04DEER2017 | 6628
Appl-CW-Top-GasDHW-ElecDry-Tier2 | DEER2017 | D17 v3 |  | Any | SFm | 1996 | CZ05 | rDXGF | Household | 1 | 2193 | None | 425 | 0.072 | 1.05 | 288 | 0.049 | 1.19 | 425 | 0.072 | 1.05 | 288 | 0.049 | -1.1 | DEER:Res:ClothesDishWasher | Annual | 2 |  | Appl-CW-Top-GasDHW-ElecDry-Tier2DEER2017 | Appl-CW-Top-GasDHW-ElecDry-Tier2AnySFm1996CZ05DEER2017 | 6629
Appl-CW-Top-GasDHW-ElecDry-Tier2 | DEER2017 | D17 v3 |  | Any | SFm | 1996 | CZ06 | rDXGF | Household | 1 | 2297 | None | 435 | 0.078 | 3.07 | 296 | 0.052 | 2.54 | 435 | 0.078 | 3.07 | 296 | 0.052 | -0.687 | DEER:Res:ClothesDishWasher | Annual | 2 |  | Appl-CW-Top-GasDHW-ElecDry-Tier2DEER2017 | Appl-CW-Top-GasDHW-ElecDry-Tier2AnySFm1996CZ06DEER2017 | 6630
Appl-CW-Top-GasDHW-ElecDry-Tier2 | DEER2017 | D17 v3 |  | Any | SFm | 1996 | CZ07 | rDXGF | Household | 1 | 2297 | None | 444 | 0.101 | 5.07 | 301 | 0.071 | 3.39 | 444 | 0.101 | 5.07 | 301 | 0.071 | -1.44 | DEER:Res:ClothesDishWasher | Annual | 2 |  | Appl-CW-Top-GasDHW-ElecDry-Tier2DEER2017 | Appl-CW-Top-GasDHW-ElecDry-Tier2AnySFm1996CZ07DEER2017 | 6631
Appl-CW-Top-GasDHW-ElecDry-Tier2 | DEER2017 | D17 v3 |  | Any | SFm | 1996 | CZ08 | rDXGF | Household | 1 | 2297 | None | 442 | 0.066 | 3.26 | 299 | 0.044 | 2.63 | 442 | 0.066 | 3.26 | 299 | 0.044 | -2.08 | DEER:Res:ClothesDishWasher | Annual | 2 |  | Appl-CW-Top-GasDHW-ElecDry-Tier2DEER2017 | Appl-CW-Top-GasDHW-ElecDry-Tier2AnySFm1996CZ08DEER2017 | 6632
Appl-CW-Top-GasDHW-ElecDry-Tier2 | DEER2017 | D17 v3 |  | Any | SFm | 1996 | CZ09 | rDXGF | Household | 1 | 2186 | None | 444 | 0.068 | 3.08 | 302 | 0.046 | 2.53 | 444 | 0.068 | 3.08 | 302 | 0.046 | -1.02 | DEER:Res:ClothesDishWasher | Annual | 2 |  | Appl-CW-Top-GasDHW-ElecDry-Tier2DEER2017 | Appl-CW-Top-GasDHW-ElecDry-Tier2AnySFm1996CZ09DEER2017 | 6633
Appl-CW-Top-GasDHW-ElecDry-Tier2 | DEER2017 | D17 v3 |  | Any | SFm | 1996 | CZ10 | rDXGF | Household | 1 | 2186 | None | 445 | 0.07 | 2.53 | 301 | 0.048 | 2.16 | 445 | 0.07 | 2.53 | 301 | 0.048 | -0.951 | DEER:Res:ClothesDishWasher | Annual | 2 |  | Appl-CW-Top-GasDHW-ElecDry-Tier2DEER2017 | Appl-CW-Top-GasDHW-ElecDry-Tier2AnySFm1996CZ10DEER2017 | 6634
Appl-CW-Top-GasDHW-ElecDry-Tier2 | DEER2017 | D17 v3 |  | Any | SFm | 1996 | CZ11 | rDXGF | Household | 1 | 2032 | None | 443 | 0.074 | 2.21 | 301 | 0.05 | 1.93 | 443 | 0.074 | 2.21 | 301 | 0.05 | -0.957 | DEER:Res:ClothesDishWasher | Annual | 2 |  | Appl-CW-Top-GasDHW-ElecDry-Tier2DEER2017 | Appl-CW-Top-GasDHW-ElecDry-Tier2AnySFm1996CZ11DEER2017 | 6635
Appl-CW-Top-GasDHW-ElecDry-Tier2 | DEER2017 | D17 v3 |  | Any | SFm | 1996 | CZ12 | rDXGF | Household | 1 | 2032 | None | 440 | 0.074 | 2.49 | 298 | 0.051 | 2.15 | 440 | 0.074 | 2.49 | 298 | 0.051 | -1.04 | DEER:Res:ClothesDishWasher | Annual | 2 |  | Appl-CW-Top-GasDHW-ElecDry-Tier2DEER2017 | Appl-CW-Top-GasDHW-ElecDry-Tier2AnySFm1996CZ12DEER2017 | 6636
Appl-CW-Top-GasDHW-ElecDry-Tier2 | DEER2017 | D17 v3 |  | Any | SFm | 1996 | CZ13 | rDXGF | Household | 1 | 2032 | None | 444 | 0.073 | 1.99 | 301 | 0.049 | 1.77 | 444 | 0.073 | 1.99 | 301 | 0.049 | -1.4 | DEER:Res:ClothesDishWasher | Annual | 2 |  | Appl-CW-Top-GasDHW-ElecDry-Tier2DEER2017 | Appl-CW-Top-GasDHW-ElecDry-Tier2AnySFm1996CZ13DEER2017 | 6637
Appl-CW-Top-GasDHW-ElecDry-Tier2 | DEER2017 | D17 v3 |  | Any | SFm | 1996 | CZ14 | rDXGF | Household | 1 | 1758 | None | 446 | 0.068 | 2.17 | 303 | 0.046 | 1.91 | 446 | 0.068 | 2.17 | 303 | 0.046 | -1.59 | DEER:Res:ClothesDishWasher | Annual | 2 |  | Appl-CW-Top-GasDHW-ElecDry-Tier2DEER2017 | Appl-CW-Top-GasDHW-ElecDry-Tier2AnySFm1996CZ14DEER2017 | 6638
Appl-CW-Top-GasDHW-ElecDry-Tier2 | DEER2017 | D17 v3 |  | Any | SFm | 1996 | CZ15 | rDXGF | Household | 1 | 1758 | None | 455 | 0.069 | 2.9 | 307 | 0.047 | 2.33 | 455 | 0.069 | 2.9 | 307 | 0.047 | -1.68 | DEER:Res:ClothesDishWasher | Annual | 2 |  | Appl-CW-Top-GasDHW-ElecDry-Tier2DEER2017 | Appl-CW-Top-GasDHW-ElecDry-Tier2AnySFm1996CZ15DEER2017 | 6639
Appl-CW-Top-GasDHW-ElecDry-Tier2 | DEER2017 | D17 v3 |  | Any | SFm | 1996 | CZ16 | rDXGF | Household | 1 | 2193 | None | 437 | 0.072 | 3.57 | 296 | 0.048 | 2.93 | 437 | 0.072 | 3.57 | 296 | 0.048 | -0.547 | DEER:Res:ClothesDishWasher | Annual | 2 |  | Appl-CW-Top-GasDHW-ElecDry-Tier2DEER2017 | Appl-CW-Top-GasDHW-ElecDry-Tier2AnySFm1996CZ16DEER2017 | 6640
Appl-CW-Top-GasDHW-ElecDry-Tier2 | DEER2017 | D17 v3 |  | Any | SFm | 2003 | CZ01 | rDXGF | Household | 1 | 2295.6 | None | 424 | 0.059 | 2.68 | 287 | 0.04 | 2.32 | 424 | 0.059 | 2.68 | 287 | 0.04 | -1.7 | DEER:Res:ClothesDishWasher | Annual | 2 |  | Appl-CW-Top-GasDHW-ElecDry-Tier2DEER2017 | Appl-CW-Top-GasDHW-ElecDry-Tier2AnySFm2003CZ01DEER2017 | 6641
Appl-CW-Top-GasDHW-ElecDry-Tier2 | DEER2017 | D17 v3 |  | Any | SFm | 2003 | CZ02 | rDXGF | Household | 1 | 1948.8 | None | 434 | 0.075 | 2.62 | 294 | 0.05 | 2.25 | 434 | 0.075 | 2.62 | 294 | 0.05 | -1.12 | DEER:Res:ClothesDishWasher | Annual | 2 |  | Appl-CW-Top-GasDHW-ElecDry-Tier2DEER2017 | Appl-CW-Top-GasDHW-ElecDry-Tier2AnySFm2003CZ02DEER2017 | 6642
Appl-CW-Top-GasDHW-ElecDry-Tier2 | DEER2017 | D17 v3 |  | Any | SFm | 2003 | CZ03 | rDXGF | Household | 1 | 2295.6 | None | 427 | 0.072 | 2.36 | 289 | 0.049 | 2.07 | 427 | 0.072 | 2.36 | 289 | 0.049 | -1.53 | DEER:Res:ClothesDishWasher | Annual | 2 |  | Appl-CW-Top-GasDHW-ElecDry-Tier2DEER2017 | Appl-CW-Top-GasDHW-ElecDry-Tier2AnySFm2003CZ03DEER2017 | 6643
Appl-CW-Top-GasDHW-ElecDry-Tier2 | DEER2017 | D17 v3 |  | Any | SFm | 2003 | CZ04 | rDXGF | Household | 1 | 2295.6 | None | 439 | 0.077 | 2.87 | 296 | 0.051 | 2.41 | 439 | 0.077 | 2.87 | 296 | 0.051 | -2.31 | DEER:Res:ClothesDishWasher | Annual | 2 |  | Appl-CW-Top-GasDHW-ElecDry-Tier2DEER2017 | Appl-CW-Top-GasDHW-ElecDry-Tier2AnySFm2003CZ04DEER2017 | 6644
Appl-CW-Top-GasDHW-ElecDry-Tier2 | DEER2017 | D17 v3 |  | Any | SFm | 2003 | CZ05 | rDXGF | Household | 1 | 2295.6 | None | 426 | 0.072 | 1.59 | 288 | 0.049 | 1.55 | 426 | 0.072 | 1.59 | 288 | 0.049 | -1.21 | DEER:Res:ClothesDishWasher | Annual | 2 |  | Appl-CW-Top-GasDHW-ElecDry-Tier2DEER2017 | Appl-CW-Top-GasDHW-ElecDry-Tier2AnySFm2003CZ05DEER2017 | 6645
Appl-CW-Top-GasDHW-ElecDry-Tier2 | DEER2017 | D17 v3 |  | Any | SFm | 2003 | CZ06 | rDXGF | Household | 1 | 2392.9 | None | 438 | 0.069 | 3.43 | 288 | 0.055 | 2.79 | 438 | 0.069 | 3.43 | 288 | 0.055 | -1.23 | DEER:Res:ClothesDishWasher | Annual | 2 |  | Appl-CW-Top-GasDHW-ElecDry-Tier2DEER2017 | Appl-CW-Top-GasDHW-ElecDry-Tier2AnySFm2003CZ06DEER2017 | 6646
Appl-CW-Top-GasDHW-ElecDry-Tier2 | DEER2017 | D17 v3 |  | Any | SFm | 2003 | CZ07 | rDXGF | Household | 1 | 2392.9 | None | 444 | 0.068 | 2.99 | 300 | 0.044 | 2.48 | 444 | 0.068 | 2.99 | 300 | 0.044 | -1.16 | DEER:Res:ClothesDishWasher | Annual | 2 |  | Appl-CW-Top-GasDHW-ElecDry-Tier2DEER2017 | Appl-CW-Top-GasDHW-ElecDry-Tier2AnySFm2003CZ07DEER2017 | 6647
Appl-CW-Top-GasDHW-ElecDry-Tier2 | DEER2017 | D17 v3 |  | Any | SFm | 2003 | CZ08 | rDXGF | Household | 1 | 2392.9 | None | 449 | 0.067 | 3.34 | 305 | 0.045 | 2.7 | 449 | 0.067 | 3.34 | 305 | 0.045 | -1.32 | DEER:Res:ClothesDishWasher | Annual | 2 |  | Appl-CW-Top-GasDHW-ElecDry-Tier2DEER2017 | Appl-CW-Top-GasDHW-ElecDry-Tier2AnySFm2003CZ08DEER2017 | 6648
Appl-CW-Top-GasDHW-ElecDry-Tier2 | DEER2017 | D17 v3 |  | Any | SFm | 2003 | CZ09 | rDXGF | Household | 1 | 2422.9 | None | 442 | 0.064 | 2.96 | 299 | 0.044 | 2.45 | 442 | 0.064 | 2.96 | 299 | 0.044 | -1.52 | DEER:Res:ClothesDishWasher | Annual | 2 |  | Appl-CW-Top-GasDHW-ElecDry-Tier2DEER2017 | Appl-CW-Top-GasDHW-ElecDry-Tier2AnySFm2003CZ09DEER2017 | 6649
Appl-CW-Top-GasDHW-ElecDry-Tier2 | DEER2017 | D17 v3 |  | Any | SFm | 2003 | CZ10 | rDXGF | Household | 1 | 1948.8 | None | 445 | 0.067 | 2.56 | 301 | 0.045 | 2.18 | 445 | 0.067 | 2.56 | 301 | 0.045 | -1.75 | DEER:Res:ClothesDishWasher | Annual | 2 |  | Appl-CW-Top-GasDHW-ElecDry-Tier2DEER2017 | Appl-CW-Top-GasDHW-ElecDry-Tier2AnySFm2003CZ10DEER2017 | 6650
Appl-CW-Top-GasDHW-ElecDry-Tier2 | DEER2017 | D17 v3 |  | Any | SFm | 2003 | CZ11 | rDXGF | Household | 1 | 1948.8 | None | 443 | 0.071 | 2.39 | 300 | 0.049 | 2.06 | 443 | 0.071 | 2.39 | 300 | 0.049 | -1.81 | DEER:Res:ClothesDishWasher | Annual | 2 |  | Appl-CW-Top-GasDHW-ElecDry-Tier2DEER2017 | Appl-CW-Top-GasDHW-ElecDry-Tier2AnySFm2003CZ11DEER2017 | 6651
Appl-CW-Top-GasDHW-ElecDry-Tier2 | DEER2017 | D17 v3 |  | Any | SFm | 2003 | CZ12 | rDXGF | Household | 1 | 1948.8 | None | 438 | 0.074 | 2.56 | 297 | 0.05 | 2.19 | 438 | 0.074 | 2.56 | 297 | 0.05 | -0.76 | DEER:Res:ClothesDishWasher | Annual | 2 |  | Appl-CW-Top-GasDHW-ElecDry-Tier2DEER2017 | Appl-CW-Top-GasDHW-ElecDry-Tier2AnySFm2003CZ12DEER2017 | 6652
Appl-CW-Top-GasDHW-ElecDry-Tier2 | DEER2017 | D17 v3 |  | Any | SFm | 2003 | CZ13 | rDXGF | Household | 1 | 1948.8 | None | 443 | 0.072 | 2.22 | 300 | 0.049 | 1.95 | 443 | 0.072 | 2.22 | 300 | 0.049 | -1.87 | DEER:Res:ClothesDishWasher | Annual | 2 |  | Appl-CW-Top-GasDHW-ElecDry-Tier2DEER2017 | Appl-CW-Top-GasDHW-ElecDry-Tier2AnySFm2003CZ13DEER2017 | 6653
Appl-CW-Top-GasDHW-ElecDry-Tier2 | DEER2017 | D17 v3 |  | Any | SFm | 2003 | CZ14 | rDXGF | Household | 1 | 2160.9 | None | 447 | 0.067 | 2.27 | 303 | 0.046 | 1.97 | 447 | 0.067 | 2.27 | 303 | 0.046 | -1.36 | DEER:Res:ClothesDishWasher | Annual | 2 |  | Appl-CW-Top-GasDHW-ElecDry-Tier2DEER2017 | Appl-CW-Top-GasDHW-ElecDry-Tier2AnySFm2003CZ14DEER2017 | 6654
Appl-CW-Top-GasDHW-ElecDry-Tier2 | DEER2017 | D17 v3 |  | Any | SFm | 2003 | CZ15 | rDXGF | Household | 1 | 2160.9 | None | 451 | 0.069 | 2.93 | 308 | 0.046 | 2.34 | 451 | 0.069 | 2.93 | 308 | 0.046 | -0.766 | DEER:Res:ClothesDishWasher | Annual | 2 |  | Appl-CW-Top-GasDHW-ElecDry-Tier2DEER2017 | Appl-CW-Top-GasDHW-ElecDry-Tier2AnySFm2003CZ15DEER2017 | 6655
Appl-CW-Top-GasDHW-ElecDry-Tier2 | DEER2017 | D17 v3 |  | Any | SFm | 2003 | CZ16 | rDXGF | Household | 1 | 2295.6 | None | 433 | 0.069 | 3.68 | 293 | 0.047 | 3 | 433 | 0.069 | 3.68 | 293 | 0.047 | -0.69 | DEER:Res:ClothesDishWasher | Annual | 2 |  | Appl-CW-Top-GasDHW-ElecDry-Tier2DEER2017 | Appl-CW-Top-GasDHW-ElecDry-Tier2AnySFm2003CZ16DEER2017 | 6656
Appl-CW-Top-GasDHW-ElecDry-Tier2 | DEER2017 | D17 v3 |  | Any | SFm | 2007 | CZ01 | rDXGF | Household | 1 | 2295.6 | None | 424 | 0.059 | 2.68 | 287 | 0.04 | 2.33 | 424 | 0.059 | 2.68 | 287 | 0.04 | -0.853 | DEER:Res:ClothesDishWasher | Annual | 2 |  | Appl-CW-Top-GasDHW-ElecDry-Tier2DEER2017 | Appl-CW-Top-GasDHW-ElecDry-Tier2AnySFm2007CZ01DEER2017 | 6657
Appl-CW-Top-GasDHW-ElecDry-Tier2 | DEER2017 | D17 v3 |  | Any | SFm | 2007 | CZ02 | rDXGF | Household | 1 | 1948.8 | None | 432 | 0.069 | 1.99 | 293 | 0.048 | 1.81 | 432 | 0.069 | 1.99 | 293 | 0.048 | -1.05 | DEER:Res:ClothesDishWasher | Annual | 2 |  | Appl-CW-Top-GasDHW-ElecDry-Tier2DEER2017 | Appl-CW-Top-GasDHW-ElecDry-Tier2AnySFm2007CZ02DEER2017 | 6658
Appl-CW-Top-GasDHW-ElecDry-Tier2 | DEER2017 | D17 v3 |  | Any | SFm | 2007 | CZ03 | rDXGF | Household | 1 | 2295.6 | None | 427 | 0.07 | 2.3 | 289 | 0.048 | 2.04 | 427 | 0.07 | 2.3 | 289 | 0.048 | -0.807 | DEER:Res:ClothesDishWasher | Annual | 2 |  | Appl-CW-Top-GasDHW-ElecDry-Tier2DEER2017 | Appl-CW-Top-GasDHW-ElecDry-Tier2AnySFm2007CZ03DEER2017 | 6659
Appl-CW-Top-GasDHW-ElecDry-Tier2 | DEER2017 | D17 v3 |  | Any | SFm | 2007 | CZ04 | rDXGF | Household | 1 | 2295.6 | None | 436 | 0.071 | 2.65 | 295 | 0.048 | 2.25 | 436 | 0.071 | 2.65 | 295 | 0.048 | -0.674 | DEER:Res:ClothesDishWasher | Annual | 2 |  | Appl-CW-Top-GasDHW-ElecDry-Tier2DEER2017 | Appl-CW-Top-GasDHW-ElecDry-Tier2AnySFm2007CZ04DEER2017 | 6660
Appl-CW-Top-GasDHW-ElecDry-Tier2 | DEER2017 | D17 v3 |  | Any | SFm | 2007 | CZ05 | rDXGF | Household | 1 | 2295.6 | None | 426 | 0.068 | 1.58 | 288 | 0.046 | 1.52 | 426 | 0.068 | 1.58 | 288 | 0.046 | -0.667 | DEER:Res:ClothesDishWasher | Annual | 2 |  | Appl-CW-Top-GasDHW-ElecDry-Tier2DEER2017 | Appl-CW-Top-GasDHW-ElecDry-Tier2AnySFm2007CZ05DEER2017 | 6661
Appl-CW-Top-GasDHW-ElecDry-Tier2 | DEER2017 | D17 v3 |  | Any | SFm | 2007 | CZ06 | rDXGF | Household | 1 | 2392.9 | None | 438 | 0.071 | 3.05 | 297 | 0.049 | 2.51 | 438 | 0.071 | 3.05 | 297 | 0.049 | -0.578 | DEER:Res:ClothesDishWasher | Annual | 2 |  | Appl-CW-Top-GasDHW-ElecDry-Tier2DEER2017 | Appl-CW-Top-GasDHW-ElecDry-Tier2AnySFm2007CZ06DEER2017 | 6662
Appl-CW-Top-GasDHW-ElecDry-Tier2 | DEER2017 | D17 v3 |  | Any | SFm | 2007 | CZ07 | rDXGF | Household | 1 | 2392.9 | None | 441 | 0.068 | 3.38 | 299 | 0.046 | 2.74 | 441 | 0.068 | 3.38 | 299 | 0.046 | -0.456 | DEER:Res:ClothesDishWasher | Annual | 2 |  | Appl-CW-Top-GasDHW-ElecDry-Tier2DEER2017 | Appl-CW-Top-GasDHW-ElecDry-Tier2AnySFm2007CZ07DEER2017 | 6663
Appl-CW-Top-GasDHW-ElecDry-Tier2 | DEER2017 | D17 v3 |  | Any | SFm | 2007 | CZ08 | rDXGF | Household | 1 | 2392.9 | None | 442 | 0.064 | 3.39 | 300 | 0.044 | 2.73 | 442 | 0.064 | 3.39 | 300 | 0.044 | -0.994 | DEER:Res:ClothesDishWasher | Annual | 2 |  | Appl-CW-Top-GasDHW-ElecDry-Tier2DEER2017 | Appl-CW-Top-GasDHW-ElecDry-Tier2AnySFm2007CZ08DEER2017 | 6664
Appl-CW-Top-GasDHW-ElecDry-Tier2 | DEER2017 | D17 v3 |  | Any | SFm | 2007 | CZ09 | rDXGF | Household | 1 | 2422.9 | None | 439 | 0.062 | 3.19 | 298 | 0.042 | 2.59 | 439 | 0.062 | 3.19 | 298 | 0.042 | -0.408 | DEER:Res:ClothesDishWasher | Annual | 2 |  | Appl-CW-Top-GasDHW-ElecDry-Tier2DEER2017 | Appl-CW-Top-GasDHW-ElecDry-Tier2AnySFm2007CZ09DEER2017 | 6665
Appl-CW-Top-GasDHW-ElecDry-Tier2 | DEER2017 | D17 v3 |  | Any | SFm | 2007 | CZ10 | rDXGF | Household | 1 | 1948.8 | None | 442 | 0.063 | 2.56 | 299 | 0.043 | 2.17 | 442 | 0.063 | 2.56 | 299 | 0.043 | -0.62 | DEER:Res:ClothesDishWasher | Annual | 2 |  | Appl-CW-Top-GasDHW-ElecDry-Tier2DEER2017 | Appl-CW-Top-GasDHW-ElecDry-Tier2AnySFm2007CZ10DEER2017 | 6666
Appl-CW-Top-GasDHW-ElecDry-Tier2 | DEER2017 | D17 v3 |  | Any | SFm | 2007 | CZ11 | rDXGF | Household | 1 | 1948.8 | None | 440 | 0.066 | 2.23 | 298 | 0.045 | 1.95 | 440 | 0.066 | 2.23 | 298 | 0.045 | -1.16 | DEER:Res:ClothesDishWasher | Annual | 2 |  | Appl-CW-Top-GasDHW-ElecDry-Tier2DEER2017 | Appl-CW-Top-GasDHW-ElecDry-Tier2AnySFm2007CZ11DEER2017 | 6667
Appl-CW-Top-GasDHW-ElecDry-Tier2 | DEER2017 | D17 v3 |  | Any | SFm | 2007 | CZ12 | rDXGF | Household | 1 | 1948.8 | None | 437 | 0.07 | 2.74 | 296 | 0.048 | 2.3 | 437 | 0.07 | 2.74 | 296 | 0.048 | -0.983 | DEER:Res:ClothesDishWasher | Annual | 2 |  | Appl-CW-Top-GasDHW-ElecDry-Tier2DEER2017 | Appl-CW-Top-GasDHW-ElecDry-Tier2AnySFm2007CZ12DEER2017 | 6668
Appl-CW-Top-GasDHW-ElecDry-Tier2 | DEER2017 | D17 v3 |  | Any | SFm | 2007 | CZ13 | rDXGF | Household | 1 | 1948.8 | None | 441 | 0.067 | 2.63 | 299 | 0.045 | 2.22 | 441 | 0.067 | 2.63 | 299 | 0.045 | -0.779 | DEER:Res:ClothesDishWasher | Annual | 2 |  | Appl-CW-Top-GasDHW-ElecDry-Tier2DEER2017 | Appl-CW-Top-GasDHW-ElecDry-Tier2AnySFm2007CZ13DEER2017 | 6669
Appl-CW-Top-GasDHW-ElecDry-Tier2 | DEER2017 | D17 v3 |  | Any | SFm | 2007 | CZ14 | rDXGF | Household | 1 | 2160.9 | None | 442 | 0.065 | 2.19 | 299 | 0.044 | 1.91 | 442 | 0.065 | 2.19 | 299 | 0.044 | -1.21 | DEER:Res:ClothesDishWasher | Annual | 2 |  | Appl-CW-Top-GasDHW-ElecDry-Tier2DEER2017 | Appl-CW-Top-GasDHW-ElecDry-Tier2AnySFm2007CZ14DEER2017 | 6670
Appl-CW-Top-GasDHW-ElecDry-Tier2 | DEER2017 | D17 v3 |  | Any | SFm | 2007 | CZ15 | rDXGF | Household | 1 | 2160.9 | None | 448 | 0.065 | 3.04 | 303 | 0.044 | 2.42 | 448 | 0.065 | 3.04 | 303 | 0.044 | -1.57 | DEER:Res:ClothesDishWasher | Annual | 2 |  | Appl-CW-Top-GasDHW-ElecDry-Tier2DEER2017 | Appl-CW-Top-GasDHW-ElecDry-Tier2AnySFm2007CZ15DEER2017 | 6671
Appl-CW-Top-GasDHW-ElecDry-Tier2 | DEER2017 | D17 v3 |  | Any | SFm | 2007 | CZ16 | rDXGF | Household | 1 | 2295.6 | None | 432 | 0.068 | 3.66 | 293 | 0.046 | 2.99 | 432 | 0.068 | 3.66 | 293 | 0.046 | -0.717 | DEER:Res:ClothesDishWasher | Annual | 2 |  | Appl-CW-Top-GasDHW-ElecDry-Tier2DEER2017 | Appl-CW-Top-GasDHW-ElecDry-Tier2AnySFm2007CZ16DEER2017 | 6672
Appl-CW-Top-GasDHW-ElecDry-Tier2 | DEER2017 | D17 v3 |  | Any | SFm | 2011 | CZ01 | rDXGF | Household | 1 | 2295.6 | None | 424 | 0.059 | 2.85 | 287 | 0.04 | 2.45 | 424 | 0.059 | 2.85 | 287 | 0.04 | -1.06 | DEER:Res:ClothesDishWasher | Annual | 2 |  | Appl-CW-Top-GasDHW-ElecDry-Tier2DEER2017 | Appl-CW-Top-GasDHW-ElecDry-Tier2AnySFm2011CZ01DEER2017 | 6673
Appl-CW-Top-GasDHW-ElecDry-Tier2 | DEER2017 | D17 v3 |  | Any | SFm | 2011 | CZ02 | rDXGF | Household | 1 | 1948.8 | None | 433 | 0.071 | 2.12 | 293 | 0.048 | 1.9 | 433 | 0.071 | 2.12 | 293 | 0.048 | -1.29 | DEER:Res:ClothesDishWasher | Annual | 2 |  | Appl-CW-Top-GasDHW-ElecDry-Tier2DEER2017 | Appl-CW-Top-GasDHW-ElecDry-Tier2AnySFm2011CZ02DEER2017 | 6674
Appl-CW-Top-GasDHW-ElecDry-Tier2 | DEER2017 | D17 v3 |  | Any | SFm | 2011 | CZ03 | rDXGF | Household | 1 | 2295.6 | None | 427 | 0.068 | 2.42 | 289 | 0.049 | 2.12 | 427 | 0.068 | 2.42 | 289 | 0.049 | -1.17 | DEER:Res:ClothesDishWasher | Annual | 2 |  | Appl-CW-Top-GasDHW-ElecDry-Tier2DEER2017 | Appl-CW-Top-GasDHW-ElecDry-Tier2AnySFm2011CZ03DEER2017 | 6675
Appl-CW-Top-GasDHW-ElecDry-Tier2 | DEER2017 | D17 v3 |  | Any | SFm | 2011 | CZ04 | rDXGF | Household | 1 | 2295.6 | None | 436 | 0.079 | 2.73 | 296 | 0.056 | 2.3 | 436 | 0.079 | 2.73 | 296 | 0.056 | -1.15 | DEER:Res:ClothesDishWasher | Annual | 2 |  | Appl-CW-Top-GasDHW-ElecDry-Tier2DEER2017 | Appl-CW-Top-GasDHW-ElecDry-Tier2AnySFm2011CZ04DEER2017 | 6676
Appl-CW-Top-GasDHW-ElecDry-Tier2 | DEER2017 | D17 v3 |  | Any | SFm | 2011 | CZ05 | rDXGF | Household | 1 | 2295.6 | None | 424 | 0.069 | 1.56 | 287 | 0.047 | 1.55 | 424 | 0.069 | 1.56 | 287 | 0.047 | -1.53 | DEER:Res:ClothesDishWasher | Annual | 2 |  | Appl-CW-Top-GasDHW-ElecDry-Tier2DEER2017 | Appl-CW-Top-GasDHW-ElecDry-Tier2AnySFm2011CZ05DEER2017 | 6677
Appl-CW-Top-GasDHW-ElecDry-Tier2 | DEER2017 | D17 v3 |  | Any | SFm | 2011 | CZ06 | rDXGF | Household | 1 | 2392.9 | None | 434 | 0.069 | 2.92 | 294 | 0.046 | 2.42 | 434 | 0.069 | 2.92 | 294 | 0.046 | -1.66 | DEER:Res:ClothesDishWasher | Annual | 2 |  | Appl-CW-Top-GasDHW-ElecDry-Tier2DEER2017 | Appl-CW-Top-GasDHW-ElecDry-Tier2AnySFm2011CZ06DEER2017 | 6678
Appl-CW-Top-GasDHW-ElecDry-Tier2 | DEER2017 | D17 v3 |  | Any | SFm | 2011 | CZ07 | rDXGF | Household | 1 | 2392.9 | None | 448 | 0.075 | 4.29 | 299 | 0.044 | 2.98 | 448 | 0.075 | 4.29 | 299 | 0.044 | -0.739 | DEER:Res:ClothesDishWasher | Annual | 2 |  | Appl-CW-Top-GasDHW-ElecDry-Tier2DEER2017 | Appl-CW-Top-GasDHW-ElecDry-Tier2AnySFm2011CZ07DEER2017 | 6679
Appl-CW-Top-GasDHW-ElecDry-Tier2 | DEER2017 | D17 v3 |  | Any | SFm | 2011 | CZ08 | rDXGF | Household | 1 | 2392.9 | None | 446 | 0.064 | 3.59 | 300 | 0.043 | 2.87 | 446 | 0.064 | 3.59 | 300 | 0.043 | -1.29 | DEER:Res:ClothesDishWasher | Annual | 2 |  | Appl-CW-Top-GasDHW-ElecDry-Tier2DEER2017 | Appl-CW-Top-GasDHW-ElecDry-Tier2AnySFm2011CZ08DEER2017 | 6680
Appl-CW-Top-GasDHW-ElecDry-Tier2 | DEER2017 | D17 v3 |  | Any | SFm | 2011 | CZ09 | rDXGF | Household | 1 | 2422.9 | None | 440 | 0.064 | 3.33 | 298 | 0.043 | 2.69 | 440 | 0.064 | 3.33 | 298 | 0.043 | 2.69 | DEER:Res:ClothesDishWasher | Annual | 1720 |  | Appl-CW-Top-GasDHW-ElecDry-Tier2DEER2017 | Appl-CW-Top-GasDHW-ElecDry-Tier2AnySFm2011CZ09DEER2017 | 6681
Appl-CW-Top-GasDHW-ElecDry-Tier2 | DEER2017 | D17 v3 |  | Any | SFm | 2011 | CZ10 | rDXGF | Household | 1 | 1948.8 | None | 442 | 0.064 | 2.62 | 299 | 0.044 | 2.22 | 442 | 0.064 | 2.62 | 299 | 0.044 | -1.38 | DEER:Res:ClothesDishWasher | Annual | 1721 |  | Appl-CW-Top-GasDHW-ElecDry-Tier2DEER2017 | Appl-CW-Top-GasDHW-ElecDry-Tier2AnySFm2011CZ10DEER2017 | 6682
Appl-CW-Top-GasDHW-ElecDry-Tier2 | DEER2017 | D17 v3 |  | Any | SFm | 2011 | CZ11 | rDXGF | Household | 1 | 1948.8 | None | 440 | 0.066 | 2.35 | 298 | 0.045 | 2.04 | 440 | 0.066 | 2.35 | 298 | 0.045 | 2.04 | DEER:Res:ClothesDishWasher | Annual | 1720 |  | Appl-CW-Top-GasDHW-ElecDry-Tier2DEER2017 | Appl-CW-Top-GasDHW-ElecDry-Tier2AnySFm2011CZ11DEER2017 | 6683
Appl-CW-Top-GasDHW-ElecDry-Tier2 | DEER2017 | D17 v3 |  | Any | SFm | 2011 | CZ12 | rDXGF | Household | 1 | 1948.8 | None | 437 | 0.069 | 2.86 | 296 | 0.046 | 2.4 | 437 | 0.069 | 2.86 | 296 | 0.046 | -1.17 | DEER:Res:ClothesDishWasher | Annual | 1721 |  | Appl-CW-Top-GasDHW-ElecDry-Tier2DEER2017 | Appl-CW-Top-GasDHW-ElecDry-Tier2AnySFm2011CZ12DEER2017 | 6684
Appl-CW-Top-GasDHW-ElecDry-Tier2 | DEER2017 | D17 v3 |  | Any | SFm | 2011 | CZ13 | rDXGF | Household | 1 | 1948.8 | None | 441 | 0.067 | 2.77 | 299 | 0.045 | 2.3 | 441 | 0.067 | 2.77 | 299 | 0.045 | 2.3 | DEER:Res:ClothesDishWasher | Annual | 1720 |  | Appl-CW-Top-GasDHW-ElecDry-Tier2DEER2017 | Appl-CW-Top-GasDHW-ElecDry-Tier2AnySFm2011CZ13DEER2017 | 6685
Appl-CW-Top-GasDHW-ElecDry-Tier2 | DEER2017 | D17 v3 |  | Any | SFm | 2011 | CZ14 | rDXGF | Household | 1 | 2160.9 | None | 442 | 0.065 | 2.35 | 300 | 0.044 | 2.04 | 442 | 0.065 | 2.35 | 300 | 0.044 | -1.37 | DEER:Res:ClothesDishWasher | Annual | 1721 |  | Appl-CW-Top-GasDHW-ElecDry-Tier2DEER2017 | Appl-CW-Top-GasDHW-ElecDry-Tier2AnySFm2011CZ14DEER2017 | 6686
Appl-CW-Top-GasDHW-ElecDry-Tier2 | DEER2017 | D17 v3 |  | Any | SFm | 2011 | CZ15 | rDXGF | Household | 1 | 2160.9 | None | 448 | 0.066 | 3.08 | 304 | 0.045 | 2.45 | 448 | 0.066 | 3.08 | 304 | 0.045 | 2.45 | DEER:Res:ClothesDishWasher | Annual | 1720 |  | Appl-CW-Top-GasDHW-ElecDry-Tier2DEER2017 | Appl-CW-Top-GasDHW-ElecDry-Tier2AnySFm2011CZ15DEER2017 | 6687
Appl-CW-Top-GasDHW-ElecDry-Tier2 | DEER2017 | D17 v3 |  | Any | SFm | 2011 | CZ16 | rDXGF | Household | 1 | 2295.6 | None | 433 | 0.067 | 3.82 | 293 | 0.046 | 3.09 | 433 | 0.067 | 3.82 | 293 | 0.046 | -1.24 | DEER:Res:ClothesDishWasher | Annual | 1721 |  | Appl-CW-Top-GasDHW-ElecDry-Tier2DEER2017 | Appl-CW-Top-GasDHW-ElecDry-Tier2AnySFm2011CZ16DEER2017 | 6688
Appl-CW-Top-GasDHW-ElecDry-Tier2 | DEER2017 | D17 v3 |  | Any | SFm | 2015 | CZ01 | rDXGF | Household | 1 | 2295.6 | None | 424 | 0.059 | 2.69 | 287 | 0.04 | 2.19 | 424 | 0.059 | 2.69 | 287 | 0.04 | 2.19 | DEER:Res:ClothesDishWasher | Annual | 1720 |  | Appl-CW-Top-GasDHW-ElecDry-Tier2DEER2017 | Appl-CW-Top-GasDHW-ElecDry-Tier2AnySFm2015CZ01DEER2017 | 6689
Appl-CW-Top-GasDHW-ElecDry-Tier2 | DEER2017 | D17 v3 |  | Any | SFm | 2015 | CZ02 | rDXGF | Household | 1 | 1948.8 | None | 432 | 0.07 | 2.12 | 292 | 0.048 | 1.92 | 432 | 0.07 | 2.12 | 292 | 0.048 | -2.02 | DEER:Res:ClothesDishWasher | Annual | 1721 |  | Appl-CW-Top-GasDHW-ElecDry-Tier2DEER2017 | Appl-CW-Top-GasDHW-ElecDry-Tier2AnySFm2015CZ02DEER2017 | 6690
Appl-CW-Top-GasDHW-ElecDry-Tier2 | DEER2017 | D17 v3 |  | Any | SFm | 2015 | CZ03 | rDXGF | Household | 1 | 2295.6 | None | 428 | 0.069 | 2.9 | 290 | 0.047 | 2.45 | 428 | 0.069 | 2.9 | 290 | 0.047 | 2.45 | DEER:Res:ClothesDishWasher | Annual | 1720 |  | Appl-CW-Top-GasDHW-ElecDry-Tier2DEER2017 | Appl-CW-Top-GasDHW-ElecDry-Tier2AnySFm2015CZ03DEER2017 | 6691
Appl-CW-Top-GasDHW-ElecDry-Tier2 | DEER2017 | D17 v3 |  | Any | SFm | 2015 | CZ04 | rDXGF | Household | 1 | 2295.6 | None | 434 | 0.071 | 2.64 | 294 | 0.048 | 2.26 | 434 | 0.071 | 2.64 | 294 | 0.048 | -1.05 | DEER:Res:ClothesDishWasher | Annual | 1721 |  | Appl-CW-Top-GasDHW-ElecDry-Tier2DEER2017 | Appl-CW-Top-GasDHW-ElecDry-Tier2AnySFm2015CZ04DEER2017 | 6692
Appl-CW-Top-GasDHW-ElecDry-Tier2 | DEER2017 | D17 v3 |  | Any | SFm | 2015 | CZ05 | rDXGF | Household | 1 | 2295.6 | None | 428 | 0.069 | 2.49 | 290 | 0.046 | 2.16 | 428 | 0.069 | 2.49 | 290 | 0.046 | 2.16 | DEER:Res:ClothesDishWasher | Annual | 1720 |  | Appl-CW-Top-GasDHW-ElecDry-Tier2DEER2017 | Appl-CW-Top-GasDHW-ElecDry-Tier2AnySFm2015CZ05DEER2017 | 6693
Appl-CW-Top-GasDHW-ElecDry-Tier2 | DEER2017 | D17 v3 |  | Any | SFm | 2015 | CZ06 | rDXGF | Household | 1 | 2392.9 | None | 433 | 0.076 | 2.91 | 293 | 0.05 | 2.44 | 433 | 0.076 | 2.91 | 293 | 0.05 | -0.83 | DEER:Res:ClothesDishWasher | Annual | 1721 |  | Appl-CW-Top-GasDHW-ElecDry-Tier2DEER2017 | Appl-CW-Top-GasDHW-ElecDry-Tier2AnySFm2015CZ06DEER2017 | 6694
Appl-CW-Top-GasDHW-ElecDry-Tier2 | DEER2017 | D17 v3 |  | Any | SFm | 2015 | CZ07 | rDXGF | Household | 1 | 2392.9 | None | 440 | 0.066 | 3.71 | 302 | 0.05 | 3.21 | 440 | 0.066 | 3.71 | 302 | 0.05 | 3.21 | DEER:Res:ClothesDishWasher | Annual | 1720 |  | Appl-CW-Top-GasDHW-ElecDry-Tier2DEER2017 | Appl-CW-Top-GasDHW-ElecDry-Tier2AnySFm2015CZ07DEER2017 | 6695
Appl-CW-Top-GasDHW-ElecDry-Tier2 | DEER2017 | D17 v3 |  | Any | SFm | 2015 | CZ08 | rDXGF | Household | 1 | 2392.9 | None | 439 | 0.062 | 3.57 | 303 | 0.053 | 3.34 | 439 | 0.062 | 3.57 | 303 | 0.053 | -0.85 | DEER:Res:ClothesDishWasher | Annual | 1721 |  | Appl-CW-Top-GasDHW-ElecDry-Tier2DEER2017 | Appl-CW-Top-GasDHW-ElecDry-Tier2AnySFm2015CZ08DEER2017 | 6696
Appl-CW-Top-GasDHW-ElecDry-Tier2 | DEER2017 | D17 v3 |  | Any | SFm | 2015 | CZ09 | rDXGF | Household | 1 | 2422.9 | None | 436 | 0.066 | 3.27 | 295 | 0.044 | 2.69 | 436 | 0.066 | 3.27 | 295 | 0.044 | 2.69 | DEER:Res:ClothesDishWasher | Annual | 1720 |  | Appl-CW-Top-GasDHW-ElecDry-Tier2DEER2017 | Appl-CW-Top-GasDHW-ElecDry-Tier2AnySFm2015CZ09DEER2017 | 6697
Appl-CW-Top-GasDHW-ElecDry-Tier2 | DEER2017 | D17 v3 |  | Any | SFm | 2015 | CZ10 | rDXGF | Household | 1 | 1948.8 | None | 437 | 0.067 | 2.67 | 296 | 0.046 | 2.23 | 437 | 0.067 | 2.67 | 296 | 0.046 | -0.97 | DEER:Res:ClothesDishWasher | Annual | 1721 |  | Appl-CW-Top-GasDHW-ElecDry-Tier2DEER2017 | Appl-CW-Top-GasDHW-ElecDry-Tier2AnySFm2015CZ10DEER2017 | 6698
Appl-CW-Top-GasDHW-ElecDry-Tier2 | DEER2017 | D17 v3 |  | Any | SFm | 2015 | CZ11 | rDXGF | Household | 1 | 1948.8 | None | 437 | 0.068 | 2.4 | 296 | 0.045 | 2.05 | 437 | 0.068 | 2.4 | 296 | 0.045 | 2.05 | DEER:Res:ClothesDishWasher | Annual | 1720 |  | Appl-CW-Top-GasDHW-ElecDry-Tier2DEER2017 | Appl-CW-Top-GasDHW-ElecDry-Tier2AnySFm2015CZ11DEER2017 | 6699
Appl-CW-Top-GasDHW-ElecDry-Tier2 | DEER2017 | D17 v3 |  | Any | SFm | 2015 | CZ12 | rDXGF | Household | 1 | 1948.8 | None | 434 | 0.07 | 2.87 | 294 | 0.047 | 2.41 | 434 | 0.07 | 2.87 | 294 | 0.047 | -0.9 | DEER:Res:ClothesDishWasher | Annual | 1721 |  | Appl-CW-Top-GasDHW-ElecDry-Tier2DEER2017 | Appl-CW-Top-GasDHW-ElecDry-Tier2AnySFm2015CZ12DEER2017 | 6700
Appl-CW-Top-GasDHW-ElecDry-Tier2 | DEER2017 | D17 v3 |  | Any | SFm | 2015 | CZ13 | rDXGF | Household | 1 | 1948.8 | None | 438 | 0.066 | 2.83 | 297 | 0.044 | 2.35 | 438 | 0.066 | 2.83 | 297 | 0.044 | 2.35 | DEER:Res:ClothesDishWasher | Annual | 1720 |  | Appl-CW-Top-GasDHW-ElecDry-Tier2DEER2017 | Appl-CW-Top-GasDHW-ElecDry-Tier2AnySFm2015CZ13DEER2017 | 6701
Appl-CW-Top-GasDHW-ElecDry-Tier2 | DEER2017 | D17 v3 |  | Any | SFm | 2015 | CZ14 | rDXGF | Household | 1 | 2160.9 | None | 440 | 0.065 | 2.25 | 298 | 0.045 | 1.98 | 440 | 0.065 | 2.25 | 298 | 0.045 | -1.12 | DEER:Res:ClothesDishWasher | Annual | 1721 |  | Appl-CW-Top-GasDHW-ElecDry-Tier2DEER2017 | Appl-CW-Top-GasDHW-ElecDry-Tier2AnySFm2015CZ14DEER2017 | 6702
Appl-CW-Top-GasDHW-ElecDry-Tier2 | DEER2017 | D17 v3 |  | Any | SFm | 2015 | CZ15 | rDXGF | Household | 1 | 2160.9 | None | 446 | 0.065 | 3.08 | 302 | 0.044 | 2.46 | 446 | 0.065 | 3.08 | 302 | 0.044 | 2.46 | DEER:Res:ClothesDishWasher | Annual | 1720 |  | Appl-CW-Top-GasDHW-ElecDry-Tier2DEER2017 | Appl-CW-Top-GasDHW-ElecDry-Tier2AnySFm2015CZ15DEER2017 | 6703
Appl-CW-Top-GasDHW-ElecDry-Tier2 | DEER2017 | D17 v3 |  | Any | SFm | 2015 | CZ16 | rDXGF | Household | 1 | 2295.6 | None | 429 | 0.067 | 3.26 | 291 | 0.046 | 2.73 | 429 | 0.067 | 3.26 | 291 | 0.046 | -1.21 | DEER:Res:ClothesDishWasher | Annual | 1721 |  | Appl-CW-Top-GasDHW-ElecDry-Tier2DEER2017 | Appl-CW-Top-GasDHW-ElecDry-Tier2AnySFm2015CZ16DEER2017 | 6704
Appl-CW-Top-GasDHW-ElecDry-Tier2 | DEER2017 | D17 v3 |  | Any | SFm | 2017 | CZ01 | rDXGF | Household | 1 | 2295.6 | None | 424 | 0.059 | 3.3 | 288 | 0.04 | 2.75 | 424 | 0.059 | 3.3 | 288 | 0.04 | 2.75 | DEER:Res:ClothesDishWasher | Annual | 1720 |  | Appl-CW-Top-GasDHW-ElecDry-Tier2DEER2017 | Appl-CW-Top-GasDHW-ElecDry-Tier2AnySFm2017CZ01DEER2017 | 6705
Appl-CW-Top-GasDHW-ElecDry-Tier2 | DEER2017 | D17 v3 |  | Any | SFm | 2017 | CZ02 | rDXGF | Household | 1 | 1948.8 | None | 431 | 0.07 | 2.23 | 292 | 0.048 | 1.97 | 431 | 0.07 | 2.23 | 292 | 0.048 | -1.16 | DEER:Res:ClothesDishWasher | Annual | 1721 |  | Appl-CW-Top-GasDHW-ElecDry-Tier2DEER2017 | Appl-CW-Top-GasDHW-ElecDry-Tier2AnySFm2017CZ02DEER2017 | 6706
Appl-CW-Top-GasDHW-ElecDry-Tier2 | DEER2017 | D17 v3 |  | Any | SFm | 2017 | CZ03 | rDXGF | Household | 1 | 2295.6 | None | 427 | 0.069 | 2.9 | 290 | 0.047 | 2.45 | 427 | 0.069 | 2.9 | 290 | 0.047 | 2.45 | DEER:Res:ClothesDishWasher | Annual | 1720 |  | Appl-CW-Top-GasDHW-ElecDry-Tier2DEER2017 | Appl-CW-Top-GasDHW-ElecDry-Tier2AnySFm2017CZ03DEER2017 | 6707
Appl-CW-Top-GasDHW-ElecDry-Tier2 | DEER2017 | D17 v3 |  | Any | SFm | 2017 | CZ04 | rDXGF | Household | 1 | 2295.6 | None | 434 | 0.069 | 2.74 | 294 | 0.048 | 2.32 | 434 | 0.069 | 2.74 | 294 | 0.048 | -1.15 | DEER:Res:ClothesDishWasher | Annual | 1721 |  | Appl-CW-Top-GasDHW-ElecDry-Tier2DEER2017 | Appl-CW-Top-GasDHW-ElecDry-Tier2AnySFm2017CZ04DEER2017 | 6708
Appl-CW-Top-GasDHW-ElecDry-Tier2 | DEER2017 | D17 v3 |  | Any | SFm | 2017 | CZ05 | rDXGF | Household | 1 | 2295.6 | None | 427 | 0.069 | 2.54 | 289 | 0.047 | 2.23 | 427 | 0.069 | 2.54 | 289 | 0.047 | 2.23 | DEER:Res:ClothesDishWasher | Annual | 1720 |  | Appl-CW-Top-GasDHW-ElecDry-Tier2DEER2017 | Appl-CW-Top-GasDHW-ElecDry-Tier2AnySFm2017CZ05DEER2017 | 6709
Appl-CW-Top-GasDHW-ElecDry-Tier2 | DEER2017 | D17 v3 |  | Any | SFm | 2017 | CZ06 | rDXGF | Household | 1 | 2392.9 | None | 433 | 0.074 | 2.93 | 294 | 0.05 | 2.43 | 433 | 0.074 | 2.93 | 294 | 0.05 | -0.41 | DEER:Res:ClothesDishWasher | Annual | 1721 |  | Appl-CW-Top-GasDHW-ElecDry-Tier2DEER2017 | Appl-CW-Top-GasDHW-ElecDry-Tier2AnySFm2017CZ06DEER2017 | 6710
Appl-CW-Top-GasDHW-ElecDry-Tier2 | DEER2017 | D17 v3 |  | Any | SFm | 2017 | CZ07 | rDXGF | Household | 1 | 2392.9 | None | 442 | 0.07 | 3.8 | 297 | 0.044 | 2.81 | 442 | 0.07 | 3.8 | 297 | 0.044 | 2.81 | DEER:Res:ClothesDishWasher | Annual | 1720 |  | Appl-CW-Top-GasDHW-ElecDry-Tier2DEER2017 | Appl-CW-Top-GasDHW-ElecDry-Tier2AnySFm2017CZ07DEER2017 | 6711
Appl-CW-Top-GasDHW-ElecDry-Tier2 | DEER2017 | D17 v3 |  | Any | SFm | 2017 | CZ08 | rDXGF | Household | 1 | 2392.9 | None | 437 | 0.068 | 3.71 | 296 | 0.044 | 2.95 | 437 | 0.068 | 3.71 | 296 | 0.044 | -1.14 | DEER:Res:ClothesDishWasher | Annual | 1721 |  | Appl-CW-Top-GasDHW-ElecDry-Tier2DEER2017 | Appl-CW-Top-GasDHW-ElecDry-Tier2AnySFm2017CZ08DEER2017 | 6712
Appl-CW-Top-GasDHW-ElecDry-Tier2 | DEER2017 | D17 v3 |  | Any | SFm | 2017 | CZ09 | rDXGF | Household | 1 | 2422.9 | None | 433 | 0.065 | 3.27 | 293 | 0.044 | 2.65 | 433 | 0.065 | 3.27 | 293 | 0.044 | 2.65 | DEER:Res:ClothesDishWasher | Annual | 1720 |  | Appl-CW-Top-GasDHW-ElecDry-Tier2DEER2017 | Appl-CW-Top-GasDHW-ElecDry-Tier2AnySFm2017CZ09DEER2017 | 6713
Appl-CW-Top-GasDHW-ElecDry-Tier2 | DEER2017 | D17 v3 |  | Any | SFm | 2017 | CZ10 | rDXGF | Household | 1 | 1948.8 | None | 438 | 0.067 | 2.79 | 296 | 0.045 | 2.32 | 438 | 0.067 | 2.79 | 296 | 0.045 | -1.7 | DEER:Res:ClothesDishWasher | Annual | 1721 |  | Appl-CW-Top-GasDHW-ElecDry-Tier2DEER2017 | Appl-CW-Top-GasDHW-ElecDry-Tier2AnySFm2017CZ10DEER2017 | 6714
Appl-CW-Top-GasDHW-ElecDry-Tier2 | DEER2017 | D17 v3 |  | Any | SFm | 2017 | CZ11 | rDXGF | Household | 1 | 1948.8 | None | 437 | 0.07 | 2.49 | 296 | 0.048 | 2.12 | 437 | 0.07 | 2.49 | 296 | 0.048 | 2.12 | DEER:Res:ClothesDishWasher | Annual | 1720 |  | Appl-CW-Top-GasDHW-ElecDry-Tier2DEER2017 | Appl-CW-Top-GasDHW-ElecDry-Tier2AnySFm2017CZ11DEER2017 | 6715
Appl-CW-Top-GasDHW-ElecDry-Tier2 | DEER2017 | D17 v3 |  | Any | SFm | 2017 | CZ12 | rDXGF | Household | 1 | 1948.8 | None | 433 | 0.071 | 2.96 | 294 | 0.048 | 2.46 | 433 | 0.071 | 2.96 | 294 | 0.048 | -1.3 | DEER:Res:ClothesDishWasher | Annual | 1721 |  | Appl-CW-Top-GasDHW-ElecDry-Tier2DEER2017 | Appl-CW-Top-GasDHW-ElecDry-Tier2AnySFm2017CZ12DEER2017 | 6716
Appl-CW-Top-GasDHW-ElecDry-Tier2 | DEER2017 | D17 v3 |  | Any | SFm | 2017 | CZ13 | rDXGF | Household | 1 | 1948.8 | None | 438 | 0.066 | 2.87 | 297 | 0.045 | 2.38 | 438 | 0.066 | 2.87 | 297 | 0.045 | 2.38 | DEER:Res:ClothesDishWasher | Annual | 1720 |  | Appl-CW-Top-GasDHW-ElecDry-Tier2DEER2017 | Appl-CW-Top-GasDHW-ElecDry-Tier2AnySFm2017CZ13DEER2017 | 6717
Appl-CW-Top-GasDHW-ElecDry-Tier2 | DEER2017 | D17 v3 |  | Any | SFm | 2017 | CZ14 | rDXGF | Household | 1 | 2160.9 | None | 440 | 0.064 | 2.2 | 298 | 0.043 | 1.93 | 440 | 0.064 | 2.2 | 298 | 0.043 | -0.84 | DEER:Res:ClothesDishWasher | Annual | 1721 |  | Appl-CW-Top-GasDHW-ElecDry-Tier2DEER2017 | Appl-CW-Top-GasDHW-ElecDry-Tier2AnySFm2017CZ14DEER2017 | 6718
Appl-CW-Top-GasDHW-ElecDry-Tier2 | DEER2017 | D17 v3 |  | Any | SFm | 2017 | CZ15 | rDXGF | Household | 1 | 2160.9 | None | 446 | 0.066 | 3.09 | 302 | 0.044 | 2.46 | 446 | 0.066 | 3.09 | 302 | 0.044 | 2.46 | DEER:Res:ClothesDishWasher | Annual | 1720 |  | Appl-CW-Top-GasDHW-ElecDry-Tier2DEER2017 | Appl-CW-Top-GasDHW-ElecDry-Tier2AnySFm2017CZ15DEER2017 | 6719
Appl-CW-Top-GasDHW-ElecDry-Tier2 | DEER2017 | D17 v3 |  | Any | SFm | 2017 | CZ16 | rDXGF | Household | 1 | 2295.6 | None | 428 | 0.067 | 3.39 | 290 | 0.045 | 2.82 | 428 | 0.067 | 3.39 | 290 | 0.045 | -1.04 | DEER:Res:ClothesDishWasher | Annual | 1721 |  | Appl-CW-Top-GasDHW-ElecDry-Tier2DEER2017 | Appl-CW-Top-GasDHW-ElecDry-Tier2AnySFm2017CZ16DEER2017 | 6720
Appl-CW-Top-GasDHW-ElecDry-Tier3 | DEER2017 | D17 v3 |  | Any | DMo | MH00 | CZ01 | rDXGF | Household | 1 | 1242 | None | 400 | 0.055 | 1.63 | 291 | 0.04 | 1.35 | 400 | 0.055 | 1.63 | 291 | 0.04 | 1.35 | DEER:Res:ClothesDishWasher | Annual | 1720 |  | Appl-CW-Top-GasDHW-ElecDry-Tier3DEER2017 | Appl-CW-Top-GasDHW-ElecDry-Tier3AnyDMoMH00CZ01DEER2017 | 6721
Appl-CW-Top-GasDHW-ElecDry-Tier3 | DEER2017 | D17 v3 |  | Any | DMo | MH00 | CZ02 | rDXGF | Household | 1 | 1242 | None | 413 | 0.069 | 1.77 | 300 | 0.048 | 1.42 | 413 | 0.069 | 1.77 | 300 | 0.048 | -1.35 | DEER:Res:ClothesDishWasher | Annual | 1721 |  | Appl-CW-Top-GasDHW-ElecDry-Tier3DEER2017 | Appl-CW-Top-GasDHW-ElecDry-Tier3AnyDMoMH00CZ02DEER2017 | 6722
Appl-CW-Top-GasDHW-ElecDry-Tier3 | DEER2017 | D17 v3 |  | Any | DMo | MH00 | CZ03 | rDXGF | Household | 1 | 1242 | None | 405 | 0.072 | 1.25 | 295 | 0.053 | 1.06 | 405 | 0.072 | 1.25 | 295 | 0.053 | 1.06 | DEER:Res:ClothesDishWasher | Annual | 1720 |  | Appl-CW-Top-GasDHW-ElecDry-Tier3DEER2017 | Appl-CW-Top-GasDHW-ElecDry-Tier3AnyDMoMH00CZ03DEER2017 | 6723
Appl-CW-Top-GasDHW-ElecDry-Tier3 | DEER2017 | D17 v3 |  | Any | DMo | MH00 | CZ04 | rDXGF | Household | 1 | 1242 | None | 416 | 0.075 | 1.5 | 303 | 0.056 | 1.22 | 416 | 0.075 | 1.5 | 303 | 0.056 | -0.18 | DEER:Res:ClothesDishWasher | Annual | 1721 |  | Appl-CW-Top-GasDHW-ElecDry-Tier3DEER2017 | Appl-CW-Top-GasDHW-ElecDry-Tier3AnyDMoMH00CZ04DEER2017 | 6724
Appl-CW-Top-GasDHW-ElecDry-Tier3 | DEER2017 | D17 v3 |  | Any | DMo | MH00 | CZ05 | rDXGF | Household | 1 | 1242 | None | 404 | 0.069 | -0.12 | 294 | 0.05 | 0.05 | 404 | 0.069 | -0.12 | 294 | 0.05 | 0.05 | DEER:Res:ClothesDishWasher | Annual | 1720 |  | Appl-CW-Top-GasDHW-ElecDry-Tier3DEER2017 | Appl-CW-Top-GasDHW-ElecDry-Tier3AnyDMoMH00CZ05DEER2017 | 6725
Appl-CW-Top-GasDHW-ElecDry-Tier3 | DEER2017 | D17 v3 |  | Any | DMo | MH00 | CZ06 | rDXGF | Household | 1 | 1242 | None | 418 | 0.066 | 1.81 | 304 | 0.048 | 1.44 | 418 | 0.066 | 1.81 | 304 | 0.048 | -0.35 | DEER:Res:ClothesDishWasher | Annual | 1721 |  | Appl-CW-Top-GasDHW-ElecDry-Tier3DEER2017 | Appl-CW-Top-GasDHW-ElecDry-Tier3AnyDMoMH00CZ06DEER2017 | 6726
Appl-CW-Top-GasDHW-ElecDry-Tier3 | DEER2017 | D17 v3 |  | Any | DMo | MH00 | CZ07 | rDXGF | Household | 1 | 1242 | None | 418 | 0.066 | 2.22 | 304 | 0.048 | 1.75 | 418 | 0.066 | 2.22 | 304 | 0.048 | 1.75 | DEER:Res:ClothesDishWasher | Annual | 1720 |  | Appl-CW-Top-GasDHW-ElecDry-Tier3DEER2017 | Appl-CW-Top-GasDHW-ElecDry-Tier3AnyDMoMH00CZ07DEER2017 | 6727
Appl-CW-Top-GasDHW-ElecDry-Tier3 | DEER2017 | D17 v3 |  | Any | DMo | MH00 | CZ08 | rDXGF | Household | 1 | 1242 | None | 422 | 0.067 | 2.15 | 308 | 0.049 | 1.68 | 422 | 0.067 | 2.15 | 308 | 0.049 | -0.62 | DEER:Res:ClothesDishWasher | Annual | 1721 |  | Appl-CW-Top-GasDHW-ElecDry-Tier3DEER2017 | Appl-CW-Top-GasDHW-ElecDry-Tier3AnyDMoMH00CZ08DEER2017 | 6728
Appl-CW-Top-GasDHW-ElecDry-Tier3 | DEER2017 | D17 v3 |  | Any | DMo | MH00 | CZ09 | rDXGF | Household | 1 | 1242 | None | 422 | 0.068 | 1.92 | 306 | 0.05 | 1.51 | 422 | 0.068 | 1.92 | 306 | 0.05 | 1.51 | DEER:Res:ClothesDishWasher | Annual | 1720 |  | Appl-CW-Top-GasDHW-ElecDry-Tier3DEER2017 | Appl-CW-Top-GasDHW-ElecDry-Tier3AnyDMoMH00CZ09DEER2017 | 6729
Appl-CW-Top-GasDHW-ElecDry-Tier3 | DEER2017 | D17 v3 |  | Any | DMo | MH00 | CZ10 | rDXGF | Household | 1 | 1242 | None | 426 | 0.068 | 1.98 | 310 | 0.049 | 1.57 | 426 | 0.068 | 1.98 | 310 | 0.049 | -0.72 | DEER:Res:ClothesDishWasher | Annual | 1721 |  | Appl-CW-Top-GasDHW-ElecDry-Tier3DEER2017 | Appl-CW-Top-GasDHW-ElecDry-Tier3AnyDMoMH00CZ10DEER2017 | 6730
Appl-CW-Top-GasDHW-ElecDry-Tier3 | DEER2017 | D17 v3 |  | Any | DMo | MH00 | CZ11 | rDXGF | Household | 1 | 1242 | None | 422 | 0.07 | 1.59 | 307 | 0.051 | 1.28 | 422 | 0.07 | 1.59 | 307 | 0.051 | 1.28 | DEER:Res:ClothesDishWasher | Annual | 1720 |  | Appl-CW-Top-GasDHW-ElecDry-Tier3DEER2017 | Appl-CW-Top-GasDHW-ElecDry-Tier3AnyDMoMH00CZ11DEER2017 | 6731
Appl-CW-Top-GasDHW-ElecDry-Tier3 | DEER2017 | D17 v3 |  | Any | DMo | MH00 | CZ12 | rDXGF | Household | 1 | 1242 | None | 422 | 0.07 | 1.48 | 307 | 0.051 | 1.22 | 422 | 0.07 | 1.48 | 307 | 0.051 | -0.91 | DEER:Res:ClothesDishWasher | Annual | 1721 |  | Appl-CW-Top-GasDHW-ElecDry-Tier3DEER2017 | Appl-CW-Top-GasDHW-ElecDry-Tier3AnyDMoMH00CZ12DEER2017 | 6732
Appl-CW-Top-GasDHW-ElecDry-Tier3 | DEER2017 | D17 v3 |  | Any | DMo | MH00 | CZ13 | rDXGF | Household | 1 | 1242 | None | 426 | 0.069 | 1.47 | 310 | 0.05 | 1.17 | 426 | 0.069 | 1.47 | 310 | 0.05 | 1.17 | DEER:Res:ClothesDishWasher | Annual | 1720 |  | Appl-CW-Top-GasDHW-ElecDry-Tier3DEER2017 | Appl-CW-Top-GasDHW-ElecDry-Tier3AnyDMoMH00CZ13DEER2017 | 6733
Appl-CW-Top-GasDHW-ElecDry-Tier3 | DEER2017 | D17 v3 |  | Any | DMo | MH00 | CZ14 | rDXGF | Household | 1 | 1242 | None | 427 | 0.067 | 1.49 | 312 | 0.049 | 1.2 | 427 | 0.067 | 1.49 | 312 | 0.049 | -0.93 | DEER:Res:ClothesDishWasher | Annual | 1721 |  | Appl-CW-Top-GasDHW-ElecDry-Tier3DEER2017 | Appl-CW-Top-GasDHW-ElecDry-Tier3AnyDMoMH00CZ14DEER2017 | 6734
Appl-CW-Top-GasDHW-ElecDry-Tier3 | DEER2017 | D17 v3 |  | Any | DMo | MH00 | CZ15 | rDXGF | Household | 1 | 1242 | None | 435 | 0.067 | 2.51 | 318 | 0.049 | 1.93 | 435 | 0.067 | 2.51 | 318 | 0.049 | 1.93 | DEER:Res:ClothesDishWasher | Annual | 1720 |  | Appl-CW-Top-GasDHW-ElecDry-Tier3DEER2017 | Appl-CW-Top-GasDHW-ElecDry-Tier3AnyDMoMH00CZ15DEER2017 | 6735
Appl-CW-Top-GasDHW-ElecDry-Tier3 | DEER2017 | D17 v3 |  | Any | DMo | MH00 | CZ16 | rDXGF | Household | 1 | 1242 | None | 413 | 0.073 | 2.18 | 301 | 0.053 | 1.72 | 413 | 0.073 | 2.18 | 301 | 0.053 | -1.15 | DEER:Res:ClothesDishWasher | Annual | 1721 |  | Appl-CW-Top-GasDHW-ElecDry-Tier3DEER2017 | Appl-CW-Top-GasDHW-ElecDry-Tier3AnyDMoMH00CZ16DEER2017 | 6736
Appl-CW-Top-GasDHW-ElecDry-Tier3 | DEER2017 | D17 v3 |  | Any | DMo | MH06 | CZ01 | rDXGF | Household | 1 | 1242 | None | 399 | 0.055 | 0.87 | 290 | 0.04 | 0.81 | 399 | 0.055 | 0.87 | 290 | 0.04 | 0.81 | DEER:Res:ClothesDishWasher | Annual | 1720 |  | Appl-CW-Top-GasDHW-ElecDry-Tier3DEER2017 | Appl-CW-Top-GasDHW-ElecDry-Tier3AnyDMoMH06CZ01DEER2017 | 6737
Appl-CW-Top-GasDHW-ElecDry-Tier3 | DEER2017 | D17 v3 |  | Any | DMo | MH06 | CZ02 | rDXGF | Household | 1 | 1242 | None | 413 | 0.067 | 1.4 | 300 | 0.048 | 1.16 | 413 | 0.067 | 1.4 | 300 | 0.048 | -0.99 | DEER:Res:ClothesDishWasher | Annual | 1721 |  | Appl-CW-Top-GasDHW-ElecDry-Tier3DEER2017 | Appl-CW-Top-GasDHW-ElecDry-Tier3AnyDMoMH06CZ02DEER2017 | 6738
Appl-CW-Top-GasDHW-ElecDry-Tier3 | DEER2017 | D17 v3 |  | Any | DMo | MH06 | CZ03 | rDXGF | Household | 1 | 1242 | None | 410 | 0.069 | 2.57 | 300 | 0.051 | 1.99 | 410 | 0.069 | 2.57 | 300 | 0.051 | 1.99 | DEER:Res:ClothesDishWasher | Annual | 1720 |  | Appl-CW-Top-GasDHW-ElecDry-Tier3DEER2017 | Appl-CW-Top-GasDHW-ElecDry-Tier3AnyDMoMH06CZ03DEER2017 | 6739
Appl-CW-Top-GasDHW-ElecDry-Tier3 | DEER2017 | D17 v3 |  | Any | DMo | MH06 | CZ04 | rDXGF | Household | 1 | 1242 | None | 414 | 0.07 | 1.9 | 301 | 0.052 | 1.52 | 414 | 0.07 | 1.9 | 301 | 0.052 | -1.05 | DEER:Res:ClothesDishWasher | Annual | 1721 |  | Appl-CW-Top-GasDHW-ElecDry-Tier3DEER2017 | Appl-CW-Top-GasDHW-ElecDry-Tier3AnyDMoMH06CZ04DEER2017 | 6740
Appl-CW-Top-GasDHW-ElecDry-Tier3 | DEER2017 | D17 v3 |  | Any | DMo | MH06 | CZ05 | rDXGF | Household | 1 | 1242 | None | 407 | 0.067 | 1.43 | 296 | 0.049 | 1.2 | 407 | 0.067 | 1.43 | 296 | 0.049 | 1.2 | DEER:Res:ClothesDishWasher | Annual | 1720 |  | Appl-CW-Top-GasDHW-ElecDry-Tier3DEER2017 | Appl-CW-Top-GasDHW-ElecDry-Tier3AnyDMoMH06CZ05DEER2017 | 6741
Appl-CW-Top-GasDHW-ElecDry-Tier3 | DEER2017 | D17 v3 |  | Any | DMo | MH06 | CZ06 | rDXGF | Household | 1 | 1242 | None | 417 | 0.064 | 3.83 | 304 | 0.047 | 2.9 | 417 | 0.064 | 3.83 | 304 | 0.047 | -0.37 | DEER:Res:ClothesDishWasher | Annual | 1721 |  | Appl-CW-Top-GasDHW-ElecDry-Tier3DEER2017 | Appl-CW-Top-GasDHW-ElecDry-Tier3AnyDMoMH06CZ06DEER2017 | 6742
Appl-CW-Top-GasDHW-ElecDry-Tier3 | DEER2017 | D17 v3 |  | Any | DMo | MH06 | CZ07 | rDXGF | Household | 1 | 1242 | None | 425 | 0.064 | 3.33 | 310 | 0.046 | 2.55 | 425 | 0.064 | 3.33 | 310 | 0.046 | 2.55 | DEER:Res:ClothesDishWasher | Annual | 1720 |  | Appl-CW-Top-GasDHW-ElecDry-Tier3DEER2017 | Appl-CW-Top-GasDHW-ElecDry-Tier3AnyDMoMH06CZ07DEER2017 | 6743
Appl-CW-Top-GasDHW-ElecDry-Tier3 | DEER2017 | D17 v3 |  | Any | DMo | MH06 | CZ08 | rDXGF | Household | 1 | 1242 | None | 424 | 0.064 | 2.76 | 308 | 0.047 | 2.11 | 424 | 0.064 | 2.76 | 308 | 0.047 | -1.11 | DEER:Res:ClothesDishWasher | Annual | 1721 |  | Appl-CW-Top-GasDHW-ElecDry-Tier3DEER2017 | Appl-CW-Top-GasDHW-ElecDry-Tier3AnyDMoMH06CZ08DEER2017 | 6744
Appl-CW-Top-GasDHW-ElecDry-Tier3 | DEER2017 | D17 v3 |  | Any | DMo | MH06 | CZ09 | rDXGF | Household | 1 | 1242 | None | 420 | 0.064 | 2.47 | 306 | 0.046 | 1.91 | 420 | 0.064 | 2.47 | 306 | 0.046 | 1.91 | DEER:Res:ClothesDishWasher | Annual | 1720 |  | Appl-CW-Top-GasDHW-ElecDry-Tier3DEER2017 | Appl-CW-Top-GasDHW-ElecDry-Tier3AnyDMoMH06CZ09DEER2017 | 6745
Appl-CW-Top-GasDHW-ElecDry-Tier3 | DEER2017 | D17 v3 |  | Any | DMo | MH06 | CZ10 | rDXGF | Household | 1 | 1242 | None | 422 | 0.063 | 1.98 | 307 | 0.046 | 1.57 | 422 | 0.063 | 1.98 | 307 | 0.046 | -1.57 | DEER:Res:ClothesDishWasher | Annual | 1721 |  | Appl-CW-Top-GasDHW-ElecDry-Tier3DEER2017 | Appl-CW-Top-GasDHW-ElecDry-Tier3AnyDMoMH06CZ10DEER2017 | 6746
Appl-CW-Top-GasDHW-ElecDry-Tier3 | DEER2017 | D17 v3 |  | Any | DMo | MH06 | CZ11 | rDXGF | Household | 1 | 1242 | None | 418 | 0.068 | 2.02 | 305 | 0.05 | 1.6 | 418 | 0.068 | 2.02 | 305 | 0.05 | 1.6 | DEER:Res:ClothesDishWasher | Annual | 1720 |  | Appl-CW-Top-GasDHW-ElecDry-Tier3DEER2017 | Appl-CW-Top-GasDHW-ElecDry-Tier3AnyDMoMH06CZ11DEER2017 | 6747
Appl-CW-Top-GasDHW-ElecDry-Tier3 | DEER2017 | D17 v3 |  | Any | DMo | MH06 | CZ12 | rDXGF | Household | 1 | 1242 | None | 418 | 0.066 | 1.58 | 303 | 0.048 | 1.28 | 418 | 0.066 | 1.58 | 303 | 0.048 | -1.3 | DEER:Res:ClothesDishWasher | Annual | 1721 |  | Appl-CW-Top-GasDHW-ElecDry-Tier3DEER2017 | Appl-CW-Top-GasDHW-ElecDry-Tier3AnyDMoMH06CZ12DEER2017 | 6748
Appl-CW-Top-GasDHW-ElecDry-Tier3 | DEER2017 | D17 v3 |  | Any | DMo | MH06 | CZ13 | rDXGF | Household | 1 | 1242 | None | 422 | 0.065 | 1.85 | 307 | 0.047 | 1.44 | 422 | 0.065 | 1.85 | 307 | 0.047 | 1.44 | DEER:Res:ClothesDishWasher | Annual | 1720 |  | Appl-CW-Top-GasDHW-ElecDry-Tier3DEER2017 | Appl-CW-Top-GasDHW-ElecDry-Tier3AnyDMoMH06CZ13DEER2017 | 6749
Appl-CW-Top-GasDHW-ElecDry-Tier3 | DEER2017 | D17 v3 |  | Any | DMo | MH06 | CZ14 | rDXGF | Household | 1 | 1242 | None | 421 | 0.064 | 1.74 | 307 | 0.047 | 1.38 | 421 | 0.064 | 1.74 | 307 | 0.047 | -1.29 | DEER:Res:ClothesDishWasher | Annual | 1721 |  | Appl-CW-Top-GasDHW-ElecDry-Tier3DEER2017 | Appl-CW-Top-GasDHW-ElecDry-Tier3AnyDMoMH06CZ14DEER2017 | 6750
Appl-CW-Top-GasDHW-ElecDry-Tier3 | DEER2017 | D17 v3 |  | Any | DMo | MH06 | CZ15 | rDXGF | Household | 1 | 1242 | None | 429 | 0.064 | 2.6 | 312 | 0.046 | 1.98 | 429 | 0.064 | 2.6 | 312 | 0.046 | 1.98 | DEER:Res:ClothesDishWasher | Annual | 1720 |  | Appl-CW-Top-GasDHW-ElecDry-Tier3DEER2017 | Appl-CW-Top-GasDHW-ElecDry-Tier3AnyDMoMH06CZ15DEER2017 | 6751
Appl-CW-Top-GasDHW-ElecDry-Tier3 | DEER2017 | D17 v3 |  | Any | DMo | MH06 | CZ16 | rDXGF | Household | 1 | 1242 | None | 409 | 0.065 | 2.25 | 298 | 0.046 | 1.77 | 409 | 0.065 | 2.25 | 298 | 0.046 | -1.1 | DEER:Res:ClothesDishWasher | Annual | 1721 |  | Appl-CW-Top-GasDHW-ElecDry-Tier3DEER2017 | Appl-CW-Top-GasDHW-ElecDry-Tier3AnyDMoMH06CZ16DEER2017 | 6752
Appl-CW-Top-GasDHW-ElecDry-Tier3 | DEER2017 | D17 v3 |  | Any | DMo | MH15 | CZ01 | rDXGF | Household | 1 | 1242 | None | 400 | 0.055 | 1.2 | 291 | 0.04 | 1.05 | 400 | 0.055 | 1.2 | 291 | 0.04 | 1.05 | DEER:Res:ClothesDishWasher | Annual | 1720 |  | Appl-CW-Top-GasDHW-ElecDry-Tier3DEER2017 | Appl-CW-Top-GasDHW-ElecDry-Tier3AnyDMoMH15CZ01DEER2017 | 6753
Appl-CW-Top-GasDHW-ElecDry-Tier3 | DEER2017 | D17 v3 |  | Any | DMo | MH15 | CZ02 | rDXGF | Household | 1 | 1242 | None | 412 | 0.065 | 1.45 | 300 | 0.047 | 1.2 | 412 | 0.065 | 1.45 | 300 | 0.047 | -1.41 | DEER:Res:ClothesDishWasher | Annual | 1721 |  | Appl-CW-Top-GasDHW-ElecDry-Tier3DEER2017 | Appl-CW-Top-GasDHW-ElecDry-Tier3AnyDMoMH15CZ02DEER2017 | 6754
Appl-CW-Top-GasDHW-ElecDry-Tier3 | DEER2017 | D17 v3 |  | Any | DMo | MH15 | CZ03 | rDXGF | Household | 1 | 1242 | None | 405 | 0.067 | 1.56 | 295 | 0.049 | 1.25 | 405 | 0.067 | 1.56 | 295 | 0.049 | 1.25 | DEER:Res:ClothesDishWasher | Annual | 1720 |  | Appl-CW-Top-GasDHW-ElecDry-Tier3DEER2017 | Appl-CW-Top-GasDHW-ElecDry-Tier3AnyDMoMH15CZ03DEER2017 | 6755
Appl-CW-Top-GasDHW-ElecDry-Tier3 | DEER2017 | D17 v3 |  | Any | DMo | MH15 | CZ04 | rDXGF | Household | 1 | 1242 | None | 414 | 0.066 | 1.75 | 301 | 0.048 | 1.42 | 414 | 0.066 | 1.75 | 301 | 0.048 | -0.97 | DEER:Res:ClothesDishWasher | Annual | 1721 |  | Appl-CW-Top-GasDHW-ElecDry-Tier3DEER2017 | Appl-CW-Top-GasDHW-ElecDry-Tier3AnyDMoMH15CZ04DEER2017 | 6756
Appl-CW-Top-GasDHW-ElecDry-Tier3 | DEER2017 | D17 v3 |  | Any | DMo | MH15 | CZ05 | rDXGF | Household | 1 | 1242 | None | 406 | 0.067 | 1.01 | 295 | 0.048 | 0.84 | 406 | 0.067 | 1.01 | 295 | 0.048 | 0.84 | DEER:Res:ClothesDishWasher | Annual | 1720 |  | Appl-CW-Top-GasDHW-ElecDry-Tier3DEER2017 | Appl-CW-Top-GasDHW-ElecDry-Tier3AnyDMoMH15CZ05DEER2017 | 6757
Appl-CW-Top-GasDHW-ElecDry-Tier3 | DEER2017 | D17 v3 |  | Any | DMo | MH15 | CZ06 | rDXGF | Household | 1 | 1242 | None | 415 | 0.062 | 2.08 | 301 | 0.045 | 1.61 | 415 | 0.062 | 2.08 | 301 | 0.045 | -0.4 | DEER:Res:ClothesDishWasher | Annual | 1721 |  | Appl-CW-Top-GasDHW-ElecDry-Tier3DEER2017 | Appl-CW-Top-GasDHW-ElecDry-Tier3AnyDMoMH15CZ06DEER2017 | 6758
Appl-CW-Top-GasDHW-ElecDry-Tier3 | DEER2017 | D17 v3 |  | Any | DMo | MH15 | CZ07 | rDXGF | Household | 1 | 1242 | None | 421 | 0.062 | 3.19 | 307 | 0.045 | 2.45 | 421 | 0.062 | 3.19 | 307 | 0.045 | 2.45 | DEER:Res:ClothesDishWasher | Annual | 1720 |  | Appl-CW-Top-GasDHW-ElecDry-Tier3DEER2017 | Appl-CW-Top-GasDHW-ElecDry-Tier3AnyDMoMH15CZ07DEER2017 | 6759
Appl-CW-Top-GasDHW-ElecDry-Tier3 | DEER2017 | D17 v3 |  | Any | DMo | MH15 | CZ08 | rDXGF | Household | 1 | 1242 | None | 422 | 0.063 | 2.72 | 307 | 0.046 | 2.08 | 422 | 0.063 | 2.72 | 307 | 0.046 | -0.63 | DEER:Res:ClothesDishWasher | Annual | 1721 |  | Appl-CW-Top-GasDHW-ElecDry-Tier3DEER2017 | Appl-CW-Top-GasDHW-ElecDry-Tier3AnyDMoMH15CZ08DEER2017 | 6760
Appl-CW-Top-GasDHW-ElecDry-Tier3 | DEER2017 | D17 v3 |  | Any | DMo | MH15 | CZ09 | rDXGF | Household | 1 | 1242 | None | 419 | 0.063 | 2.4 | 305 | 0.046 | 1.86 | 419 | 0.063 | 2.4 | 305 | 0.046 | 1.86 | DEER:Res:ClothesDishWasher | Annual | 1720 |  | Appl-CW-Top-GasDHW-ElecDry-Tier3DEER2017 | Appl-CW-Top-GasDHW-ElecDry-Tier3AnyDMoMH15CZ09DEER2017 | 6761
Appl-CW-Top-GasDHW-ElecDry-Tier3 | DEER2017 | D17 v3 |  | Any | DMo | MH15 | CZ10 | rDXGF | Household | 1 | 1242 | None | 421 | 0.062 | 2.16 | 306 | 0.045 | 1.69 | 421 | 0.062 | 2.16 | 306 | 0.045 | -0.75 | DEER:Res:ClothesDishWasher | Annual | 1721 |  | Appl-CW-Top-GasDHW-ElecDry-Tier3DEER2017 | Appl-CW-Top-GasDHW-ElecDry-Tier3AnyDMoMH15CZ10DEER2017 | 6762
Appl-CW-Top-GasDHW-ElecDry-Tier3 | DEER2017 | D17 v3 |  | Any | DMo | MH15 | CZ11 | rDXGF | Household | 1 | 1242 | None | 417 | 0.063 | 1.81 | 304 | 0.046 | 1.42 | 417 | 0.063 | 1.81 | 304 | 0.046 | 1.42 | DEER:Res:ClothesDishWasher | Annual | 1720 |  | Appl-CW-Top-GasDHW-ElecDry-Tier3DEER2017 | Appl-CW-Top-GasDHW-ElecDry-Tier3AnyDMoMH15CZ11DEER2017 | 6763
Appl-CW-Top-GasDHW-ElecDry-Tier3 | DEER2017 | D17 v3 |  | Any | DMo | MH15 | CZ12 | rDXGF | Household | 1 | 1242 | None | 416 | 0.065 | 1.76 | 302 | 0.048 | 1.41 | 416 | 0.065 | 1.76 | 302 | 0.048 | -0.83 | DEER:Res:ClothesDishWasher | Annual | 1721 |  | Appl-CW-Top-GasDHW-ElecDry-Tier3DEER2017 | Appl-CW-Top-GasDHW-ElecDry-Tier3AnyDMoMH15CZ12DEER2017 | 6764
Appl-CW-Top-GasDHW-ElecDry-Tier3 | DEER2017 | D17 v3 |  | Any | DMo | MH15 | CZ13 | rDXGF | Household | 1 | 1242 | None | 421 | 0.064 | 1.97 | 306 | 0.047 | 1.54 | 421 | 0.064 | 1.97 | 306 | 0.047 | 1.54 | DEER:Res:ClothesDishWasher | Annual | 1720 |  | Appl-CW-Top-GasDHW-ElecDry-Tier3DEER2017 | Appl-CW-Top-GasDHW-ElecDry-Tier3AnyDMoMH15CZ13DEER2017 | 6765
Appl-CW-Top-GasDHW-ElecDry-Tier3 | DEER2017 | D17 v3 |  | Any | DMo | MH15 | CZ14 | rDXGF | Household | 1 | 1242 | None | 419 | 0.063 | 1.65 | 305 | 0.046 | 1.32 | 419 | 0.063 | 1.65 | 305 | 0.046 | -1.02 | DEER:Res:ClothesDishWasher | Annual | 1721 |  | Appl-CW-Top-GasDHW-ElecDry-Tier3DEER2017 | Appl-CW-Top-GasDHW-ElecDry-Tier3AnyDMoMH15CZ14DEER2017 | 6766
Appl-CW-Top-GasDHW-ElecDry-Tier3 | DEER2017 | D17 v3 |  | Any | DMo | MH15 | CZ15 | rDXGF | Household | 1 | 1242 | None | 428 | 0.064 | 2.56 | 311 | 0.046 | 1.96 | 428 | 0.064 | 2.56 | 311 | 0.046 | 1.96 | DEER:Res:ClothesDishWasher | Annual | 1720 |  | Appl-CW-Top-GasDHW-ElecDry-Tier3DEER2017 | Appl-CW-Top-GasDHW-ElecDry-Tier3AnyDMoMH15CZ15DEER2017 | 6767
Appl-CW-Top-GasDHW-ElecDry-Tier3 | DEER2017 | D17 v3 |  | Any | DMo | MH15 | CZ16 | rDXGF | Household | 1 | 1242 | None | 408 | 0.063 | 2.19 | 297 | 0.045 | 1.74 | 408 | 0.063 | 2.19 | 297 | 0.045 | -1.06 | DEER:Res:ClothesDishWasher | Annual | 1721 |  | Appl-CW-Top-GasDHW-ElecDry-Tier3DEER2017 | Appl-CW-Top-GasDHW-ElecDry-Tier3AnyDMoMH15CZ16DEER2017 | 6768
Appl-CW-Top-GasDHW-ElecDry-Tier3 | DEER2017 | D17 v3 |  | Any | DMo | MH72 | CZ01 | rDXGF | Household | 1 | 1196 | None | 400 | 0.056 | 1.96 | 291 | 0.04 | 1.58 | 400 | 0.056 | 1.96 | 291 | 0.04 | 1.58 | DEER:Res:ClothesDishWasher | Annual | 1720 |  | Appl-CW-Top-GasDHW-ElecDry-Tier3DEER2017 | Appl-CW-Top-GasDHW-ElecDry-Tier3AnyDMoMH72CZ01DEER2017 | 6769
Appl-CW-Top-GasDHW-ElecDry-Tier3 | DEER2017 | D17 v3 |  | Any | DMo | MH72 | CZ02 | rDXGF | Household | 1 | 1196 | None | 414 | 0.076 | 1.82 | 301 | 0.056 | 1.43 | 414 | 0.076 | 1.82 | 301 | 0.056 | -0.93 | DEER:Res:ClothesDishWasher | Annual | 1721 |  | Appl-CW-Top-GasDHW-ElecDry-Tier3DEER2017 | Appl-CW-Top-GasDHW-ElecDry-Tier3AnyDMoMH72CZ02DEER2017 | 6770
Appl-CW-Top-GasDHW-ElecDry-Tier3 | DEER2017 | D17 v3 |  | Any | DMo | MH72 | CZ03 | rDXGF | Household | 1 | 1196 | None | 410 | 0.072 | 1.92 | 299 | 0.052 | 1.53 | 410 | 0.072 | 1.92 | 299 | 0.052 | 1.53 | DEER:Res:ClothesDishWasher | Annual | 1720 |  | Appl-CW-Top-GasDHW-ElecDry-Tier3DEER2017 | Appl-CW-Top-GasDHW-ElecDry-Tier3AnyDMoMH72CZ03DEER2017 | 6771
Appl-CW-Top-GasDHW-ElecDry-Tier3 | DEER2017 | D17 v3 |  | Any | DMo | MH72 | CZ04 | rDXGF | Household | 1 | 1196 | None | 418 | 0.069 | 2.16 | 303 | 0.051 | 1.68 | 418 | 0.069 | 2.16 | 303 | 0.051 | -1.1 | DEER:Res:ClothesDishWasher | Annual | 1721 |  | Appl-CW-Top-GasDHW-ElecDry-Tier3DEER2017 | Appl-CW-Top-GasDHW-ElecDry-Tier3AnyDMoMH72CZ04DEER2017 | 6772
Appl-CW-Top-GasDHW-ElecDry-Tier3 | DEER2017 | D17 v3 |  | Any | DMo | MH72 | CZ05 | rDXGF | Household | 1 | 1196 | None | 408 | 0.077 | 1.35 | 295 | 0.052 | 1.04 | 408 | 0.077 | 1.35 | 295 | 0.052 | 1.04 | DEER:Res:ClothesDishWasher | Annual | 1720 |  | Appl-CW-Top-GasDHW-ElecDry-Tier3DEER2017 | Appl-CW-Top-GasDHW-ElecDry-Tier3AnyDMoMH72CZ05DEER2017 | 6773
Appl-CW-Top-GasDHW-ElecDry-Tier3 | DEER2017 | D17 v3 |  | Any | DMo | MH72 | CZ06 | rDXGF | Household | 1 | 1196 | None | 419 | 0.065 | 2.64 | 305 | 0.047 | 2.06 | 419 | 0.065 | 2.64 | 305 | 0.047 | -0.38 | DEER:Res:ClothesDishWasher | Annual | 1721 |  | Appl-CW-Top-GasDHW-ElecDry-Tier3DEER2017 | Appl-CW-Top-GasDHW-ElecDry-Tier3AnyDMoMH72CZ06DEER2017 | 6774
Appl-CW-Top-GasDHW-ElecDry-Tier3 | DEER2017 | D17 v3 |  | Any | DMo | MH72 | CZ07 | rDXGF | Household | 1 | 1196 | None | 422 | 0.065 | 2.6 | 306 | 0.049 | 2 | 422 | 0.065 | 2.6 | 306 | 0.049 | 2 | DEER:Res:ClothesDishWasher | Annual | 1720 |  | Appl-CW-Top-GasDHW-ElecDry-Tier3DEER2017 | Appl-CW-Top-GasDHW-ElecDry-Tier3AnyDMoMH72CZ07DEER2017 | 6775
Appl-CW-Top-GasDHW-ElecDry-Tier3 | DEER2017 | D17 v3 |  | Any | DMo | MH72 | CZ08 | rDXGF | Household | 1 | 1196 | None | 424 | 0.068 | 2.59 | 308 | 0.049 | 2 | 424 | 0.068 | 2.59 | 308 | 0.049 | -1.14 | DEER:Res:ClothesDishWasher | Annual | 1721 |  | Appl-CW-Top-GasDHW-ElecDry-Tier3DEER2017 | Appl-CW-Top-GasDHW-ElecDry-Tier3AnyDMoMH72CZ08DEER2017 | 6776
Appl-CW-Top-GasDHW-ElecDry-Tier3 | DEER2017 | D17 v3 |  | Any | DMo | MH72 | CZ09 | rDXGF | Household | 1 | 1196 | None | 427 | 0.065 | 2.44 | 311 | 0.047 | 1.9 | 427 | 0.065 | 2.44 | 311 | 0.047 | 1.9 | DEER:Res:ClothesDishWasher | Annual | 1720 |  | Appl-CW-Top-GasDHW-ElecDry-Tier3DEER2017 | Appl-CW-Top-GasDHW-ElecDry-Tier3AnyDMoMH72CZ09DEER2017 | 6777
Appl-CW-Top-GasDHW-ElecDry-Tier3 | DEER2017 | D17 v3 |  | Any | DMo | MH72 | CZ10 | rDXGF | Household | 1 | 1196 | None | 423 | 0.069 | 2.44 | 307 | 0.05 | 1.89 | 423 | 0.069 | 2.44 | 307 | 0.05 | -1.25 | DEER:Res:ClothesDishWasher | Annual | 1721 |  | Appl-CW-Top-GasDHW-ElecDry-Tier3DEER2017 | Appl-CW-Top-GasDHW-ElecDry-Tier3AnyDMoMH72CZ10DEER2017 | 6778
Appl-CW-Top-GasDHW-ElecDry-Tier3 | DEER2017 | D17 v3 |  | Any | DMo | MH72 | CZ11 | rDXGF | Household | 1 | 1196 | None | 422 | 0.068 | 2.06 | 307 | 0.049 | 1.63 | 422 | 0.068 | 2.06 | 307 | 0.049 | 1.63 | DEER:Res:ClothesDishWasher | Annual | 1720 |  | Appl-CW-Top-GasDHW-ElecDry-Tier3DEER2017 | Appl-CW-Top-GasDHW-ElecDry-Tier3AnyDMoMH72CZ11DEER2017 | 6779
Appl-CW-Top-GasDHW-ElecDry-Tier3 | DEER2017 | D17 v3 |  | Any | DMo | MH72 | CZ12 | rDXGF | Household | 1 | 1196 | None | 419 | 0.071 | 1.88 | 305 | 0.052 | 1.48 | 419 | 0.071 | 1.88 | 305 | 0.052 | -1.17 | DEER:Res:ClothesDishWasher | Annual | 1721 |  | Appl-CW-Top-GasDHW-ElecDry-Tier3DEER2017 | Appl-CW-Top-GasDHW-ElecDry-Tier3AnyDMoMH72CZ12DEER2017 | 6780
Appl-CW-Top-GasDHW-ElecDry-Tier3 | DEER2017 | D17 v3 |  | Any | DMo | MH72 | CZ13 | rDXGF | Household | 1 | 1196 | None | 424 | 0.069 | 1.83 | 308 | 0.05 | 1.45 | 424 | 0.069 | 1.83 | 308 | 0.05 | 1.45 | DEER:Res:ClothesDishWasher | Annual | 1720 |  | Appl-CW-Top-GasDHW-ElecDry-Tier3DEER2017 | Appl-CW-Top-GasDHW-ElecDry-Tier3AnyDMoMH72CZ13DEER2017 | 6781
Appl-CW-Top-GasDHW-ElecDry-Tier3 | DEER2017 | D17 v3 |  | Any | DMo | MH72 | CZ14 | rDXGF | Household | 1 | 1196 | None | 425 | 0.067 | 2.16 | 309 | 0.048 | 1.68 | 425 | 0.067 | 2.16 | 309 | 0.048 | -1.12 | DEER:Res:ClothesDishWasher | Annual | 1721 |  | Appl-CW-Top-GasDHW-ElecDry-Tier3DEER2017 | Appl-CW-Top-GasDHW-ElecDry-Tier3AnyDMoMH72CZ14DEER2017 | 6782
Appl-CW-Top-GasDHW-ElecDry-Tier3 | DEER2017 | D17 v3 |  | Any | DMo | MH72 | CZ15 | rDXGF | Household | 1 | 1196 | None | 432 | 0.066 | 2.69 | 314 | 0.048 | 2.07 | 432 | 0.066 | 2.69 | 314 | 0.048 | 2.07 | DEER:Res:ClothesDishWasher | Annual | 1720 |  | Appl-CW-Top-GasDHW-ElecDry-Tier3DEER2017 | Appl-CW-Top-GasDHW-ElecDry-Tier3AnyDMoMH72CZ15DEER2017 | 6783
Appl-CW-Top-GasDHW-ElecDry-Tier3 | DEER2017 | D17 v3 |  | Any | DMo | MH72 | CZ16 | rDXGF | Household | 1 | 1196 | None | 415 | 0.066 | 1.89 | 302 | 0.048 | 1.49 | 415 | 0.066 | 1.89 | 302 | 0.048 | -0.96 | DEER:Res:ClothesDishWasher | Annual | 1721 |  | Appl-CW-Top-GasDHW-ElecDry-Tier3DEER2017 | Appl-CW-Top-GasDHW-ElecDry-Tier3AnyDMoMH72CZ16DEER2017 | 6784
Appl-CW-Top-GasDHW-ElecDry-Tier3 | DEER2017 | D17 v3 |  | Any | DMo | MH85 | CZ01 | rDXGF | Household | 1 | 1242 | None | 399 | 0.055 | 0.85 | 290 | 0.04 | 0.76 | 399 | 0.055 | 0.85 | 290 | 0.04 | 0.76 | DEER:Res:ClothesDishWasher | Annual | 1720 |  | Appl-CW-Top-GasDHW-ElecDry-Tier3DEER2017 | Appl-CW-Top-GasDHW-ElecDry-Tier3AnyDMoMH85CZ01DEER2017 | 6785
Appl-CW-Top-GasDHW-ElecDry-Tier3 | DEER2017 | D17 v3 |  | Any | DMo | MH85 | CZ02 | rDXGF | Household | 1 | 1242 | None | 414 | 0.08 | 1.05 | 301 | 0.058 | 0.91 | 414 | 0.08 | 1.05 | 301 | 0.058 | -1.46 | DEER:Res:ClothesDishWasher | Annual | 1721 |  | Appl-CW-Top-GasDHW-ElecDry-Tier3DEER2017 | Appl-CW-Top-GasDHW-ElecDry-Tier3AnyDMoMH85CZ02DEER2017 | 6786
Appl-CW-Top-GasDHW-ElecDry-Tier3 | DEER2017 | D17 v3 |  | Any | DMo | MH85 | CZ03 | rDXGF | Household | 1 | 1242 | None | 408 | 0.07 | 1.03 | 297 | 0.05 | 0.87 | 408 | 0.07 | 1.03 | 297 | 0.05 | 0.87 | DEER:Res:ClothesDishWasher | Annual | 1720 |  | Appl-CW-Top-GasDHW-ElecDry-Tier3DEER2017 | Appl-CW-Top-GasDHW-ElecDry-Tier3AnyDMoMH85CZ03DEER2017 | 6787
Appl-CW-Top-GasDHW-ElecDry-Tier3 | DEER2017 | D17 v3 |  | Any | DMo | MH85 | CZ04 | rDXGF | Household | 1 | 1242 | None | 419 | 0.072 | 1.6 | 305 | 0.051 | 1.3 | 419 | 0.072 | 1.6 | 305 | 0.051 | -0.68 | DEER:Res:ClothesDishWasher | Annual | 1721 |  | Appl-CW-Top-GasDHW-ElecDry-Tier3DEER2017 | Appl-CW-Top-GasDHW-ElecDry-Tier3AnyDMoMH85CZ04DEER2017 | 6788
Appl-CW-Top-GasDHW-ElecDry-Tier3 | DEER2017 | D17 v3 |  | Any | DMo | MH85 | CZ05 | rDXGF | Household | 1 | 1242 | None | 406 | 0.074 | 0.86 | 295 | 0.054 | 0.77 | 406 | 0.074 | 0.86 | 295 | 0.054 | 0.77 | DEER:Res:ClothesDishWasher | Annual | 1720 |  | Appl-CW-Top-GasDHW-ElecDry-Tier3DEER2017 | Appl-CW-Top-GasDHW-ElecDry-Tier3AnyDMoMH85CZ05DEER2017 | 6789
Appl-CW-Top-GasDHW-ElecDry-Tier3 | DEER2017 | D17 v3 |  | Any | DMo | MH85 | CZ06 | rDXGF | Household | 1 | 1242 | None | 418 | 0.066 | 2.05 | 304 | 0.048 | 1.6 | 418 | 0.066 | 2.05 | 304 | 0.048 | -0.7 | DEER:Res:ClothesDishWasher | Annual | 1721 |  | Appl-CW-Top-GasDHW-ElecDry-Tier3DEER2017 | Appl-CW-Top-GasDHW-ElecDry-Tier3AnyDMoMH85CZ06DEER2017 | 6790
Appl-CW-Top-GasDHW-ElecDry-Tier3 | DEER2017 | D17 v3 |  | Any | DMo | MH85 | CZ07 | rDXGF | Household | 1 | 1242 | None | 420 | 0.066 | 2.31 | 305 | 0.048 | 1.78 | 420 | 0.066 | 2.31 | 305 | 0.048 | 1.78 | DEER:Res:ClothesDishWasher | Annual | 1720 |  | Appl-CW-Top-GasDHW-ElecDry-Tier3DEER2017 | Appl-CW-Top-GasDHW-ElecDry-Tier3AnyDMoMH85CZ07DEER2017 | 6791
Appl-CW-Top-GasDHW-ElecDry-Tier3 | DEER2017 | D17 v3 |  | Any | DMo | MH85 | CZ08 | rDXGF | Household | 1 | 1242 | None | 422 | 0.066 | 2.19 | 307 | 0.048 | 1.7 | 422 | 0.066 | 2.19 | 307 | 0.048 | -0.66 | DEER:Res:ClothesDishWasher | Annual | 1721 |  | Appl-CW-Top-GasDHW-ElecDry-Tier3DEER2017 | Appl-CW-Top-GasDHW-ElecDry-Tier3AnyDMoMH85CZ08DEER2017 | 6792
Appl-CW-Top-GasDHW-ElecDry-Tier3 | DEER2017 | D17 v3 |  | Any | DMo | MH85 | CZ09 | rDXGF | Household | 1 | 1242 | None | 420 | 0.067 | 2.04 | 307 | 0.048 | 1.59 | 420 | 0.067 | 2.04 | 307 | 0.048 | 1.59 | DEER:Res:ClothesDishWasher | Annual | 1720 |  | Appl-CW-Top-GasDHW-ElecDry-Tier3DEER2017 | Appl-CW-Top-GasDHW-ElecDry-Tier3AnyDMoMH85CZ09DEER2017 | 6793
Appl-CW-Top-GasDHW-ElecDry-Tier3 | DEER2017 | D17 v3 |  | Any | DMo | MH85 | CZ10 | rDXGF | Household | 1 | 1242 | None | 424 | 0.068 | 2.11 | 308 | 0.049 | 1.64 | 424 | 0.068 | 2.11 | 308 | 0.049 | -0.7 | DEER:Res:ClothesDishWasher | Annual | 1721 |  | Appl-CW-Top-GasDHW-ElecDry-Tier3DEER2017 | Appl-CW-Top-GasDHW-ElecDry-Tier3AnyDMoMH85CZ10DEER2017 | 6794
Appl-CW-Top-GasDHW-ElecDry-Tier3 | DEER2017 | D17 v3 |  | Any | DMo | MH85 | CZ11 | rDXGF | Household | 1 | 1242 | None | 422 | 0.067 | 1.44 | 307 | 0.049 | 1.17 | 422 | 0.067 | 1.44 | 307 | 0.049 | 1.17 | DEER:Res:ClothesDishWasher | Annual | 1720 |  | Appl-CW-Top-GasDHW-ElecDry-Tier3DEER2017 | Appl-CW-Top-GasDHW-ElecDry-Tier3AnyDMoMH85CZ11DEER2017 | 6795
Appl-CW-Top-GasDHW-ElecDry-Tier3 | DEER2017 | D17 v3 |  | Any | DMo | MH85 | CZ12 | rDXGF | Household | 1 | 1242 | None | 418 | 0.069 | 1.28 | 304 | 0.053 | 1.07 | 418 | 0.069 | 1.28 | 304 | 0.053 | -0.71 | DEER:Res:ClothesDishWasher | Annual | 1721 |  | Appl-CW-Top-GasDHW-ElecDry-Tier3DEER2017 | Appl-CW-Top-GasDHW-ElecDry-Tier3AnyDMoMH85CZ12DEER2017 | 6796
Appl-CW-Top-GasDHW-ElecDry-Tier3 | DEER2017 | D17 v3 |  | Any | DMo | MH85 | CZ13 | rDXGF | Household | 1 | 1242 | None | 423 | 0.068 | 1.42 | 308 | 0.05 | 1.17 | 423 | 0.068 | 1.42 | 308 | 0.05 | 1.17 | DEER:Res:ClothesDishWasher | Annual | 1720 |  | Appl-CW-Top-GasDHW-ElecDry-Tier3DEER2017 | Appl-CW-Top-GasDHW-ElecDry-Tier3AnyDMoMH85CZ13DEER2017 | 6797
Appl-CW-Top-GasDHW-ElecDry-Tier3 | DEER2017 | D17 v3 |  | Any | DMo | MH85 | CZ14 | rDXGF | Household | 1 | 1242 | None | 425 | 0.066 | 1.47 | 309 | 0.048 | 1.19 | 425 | 0.066 | 1.47 | 309 | 0.048 | -0.9 | DEER:Res:ClothesDishWasher | Annual | 1721 |  | Appl-CW-Top-GasDHW-ElecDry-Tier3DEER2017 | Appl-CW-Top-GasDHW-ElecDry-Tier3AnyDMoMH85CZ14DEER2017 | 6798
Appl-CW-Top-GasDHW-ElecDry-Tier3 | DEER2017 | D17 v3 |  | Any | DMo | MH85 | CZ15 | rDXGF | Household | 1 | 1242 | None | 429 | 0.066 | 2.44 | 311 | 0.048 | 1.87 | 429 | 0.066 | 2.44 | 311 | 0.048 | 1.87 | DEER:Res:ClothesDishWasher | Annual | 1720 |  | Appl-CW-Top-GasDHW-ElecDry-Tier3DEER2017 | Appl-CW-Top-GasDHW-ElecDry-Tier3AnyDMoMH85CZ15DEER2017 | 6799
Appl-CW-Top-GasDHW-ElecDry-Tier3 | DEER2017 | D17 v3 |  | Any | DMo | MH85 | CZ16 | rDXGF | Household | 1 | 1242 | None | 412 | 0.066 | 1.26 | 300 | 0.048 | 1.06 | 412 | 0.066 | 1.26 | 300 | 0.048 | -1.03 | DEER:Res:ClothesDishWasher | Annual | 1721 |  | Appl-CW-Top-GasDHW-ElecDry-Tier3DEER2017 | Appl-CW-Top-GasDHW-ElecDry-Tier3AnyDMoMH85CZ16DEER2017 | 6800
Appl-CW-Top-GasDHW-ElecDry-Tier3 | DEER2017 | D17 v3 |  | Any | MFm | 1975 | CZ01 | rDXGF | Household | 1 | 1070.2 | None | 404 | 0.056 | 1.49 | 294 | 0.041 | 1.23 | 404 | 0.056 | 1.49 | 294 | 0.041 | 1.23 | DEER:Res:ClothesDishWasher | Annual | 1720 |  | Appl-CW-Top-GasDHW-ElecDry-Tier3DEER2017 | Appl-CW-Top-GasDHW-ElecDry-Tier3AnyMFm1975CZ01DEER2017 | 6801
Appl-CW-Top-GasDHW-ElecDry-Tier3 | DEER2017 | D17 v3 |  | Any | MFm | 1975 | CZ02 | rDXGF | Household | 1 | 1070.2 | None | 411 | 0.068 | 2.28 | 299 | 0.049 | 1.79 | 411 | 0.068 | 2.28 | 299 | 0.049 | -0.98 | DEER:Res:ClothesDishWasher | Annual | 1721 |  | Appl-CW-Top-GasDHW-ElecDry-Tier3DEER2017 | Appl-CW-Top-GasDHW-ElecDry-Tier3AnyMFm1975CZ02DEER2017 | 6802
Appl-CW-Top-GasDHW-ElecDry-Tier3 | DEER2017 | D17 v3 |  | Any | MFm | 1975 | CZ03 | rDXGF | Household | 1 | 1070.2 | None | 408 | 0.06 | 2.38 | 297 | 0.043 | 1.88 | 408 | 0.06 | 2.38 | 297 | 0.043 | 1.88 | DEER:Res:ClothesDishWasher | Annual | 1720 |  | Appl-CW-Top-GasDHW-ElecDry-Tier3DEER2017 | Appl-CW-Top-GasDHW-ElecDry-Tier3AnyMFm1975CZ03DEER2017 | 6803
Appl-CW-Top-GasDHW-ElecDry-Tier3 | DEER2017 | D17 v3 |  | Any | MFm | 1975 | CZ04 | rDXGF | Household | 1 | 1070.2 | None | 412 | 0.067 | 2.44 | 300 | 0.049 | 1.9 | 412 | 0.067 | 2.44 | 300 | 0.049 | -0.88 | DEER:Res:ClothesDishWasher | Annual | 1721 |  | Appl-CW-Top-GasDHW-ElecDry-Tier3DEER2017 | Appl-CW-Top-GasDHW-ElecDry-Tier3AnyMFm1975CZ04DEER2017 | 6804
Appl-CW-Top-GasDHW-ElecDry-Tier3 | DEER2017 | D17 v3 |  | Any | MFm | 1975 | CZ05 | rDXGF | Household | 1 | 1070.2 | None | 406 | 0.057 | 1.64 | 295 | 0.042 | 1.33 | 406 | 0.057 | 1.64 | 295 | 0.042 | 1.33 | DEER:Res:ClothesDishWasher | Annual | 1720 |  | Appl-CW-Top-GasDHW-ElecDry-Tier3DEER2017 | Appl-CW-Top-GasDHW-ElecDry-Tier3AnyMFm1975CZ05DEER2017 | 6805
Appl-CW-Top-GasDHW-ElecDry-Tier3 | DEER2017 | D17 v3 |  | Any | MFm | 1975 | CZ06 | rDXGF | Household | 1 | 1047.7 | None | 416 | 0.066 | 2.56 | 302 | 0.048 | 1.98 | 416 | 0.066 | 2.56 | 302 | 0.048 | -0.31 | DEER:Res:ClothesDishWasher | Annual | 1721 |  | Appl-CW-Top-GasDHW-ElecDry-Tier3DEER2017 | Appl-CW-Top-GasDHW-ElecDry-Tier3AnyMFm1975CZ06DEER2017 | 6806
Appl-CW-Top-GasDHW-ElecDry-Tier3 | DEER2017 | D17 v3 |  | Any | MFm | 1975 | CZ07 | rDXGF | Household | 1 | 1047.7 | None | 412 | 0.061 | 2.62 | 299 | 0.044 | 1.95 | 412 | 0.061 | 2.62 | 299 | 0.044 | 1.95 | DEER:Res:ClothesDishWasher | Annual | 1720 |  | Appl-CW-Top-GasDHW-ElecDry-Tier3DEER2017 | Appl-CW-Top-GasDHW-ElecDry-Tier3AnyMFm1975CZ07DEER2017 | 6807
Appl-CW-Top-GasDHW-ElecDry-Tier3 | DEER2017 | D17 v3 |  | Any | MFm | 1975 | CZ08 | rDXGF | Household | 1 | 1047.7 | None | 418 | 0.067 | 2.82 | 304 | 0.049 | 2.17 | 418 | 0.067 | 2.82 | 304 | 0.049 | -1.28 | DEER:Res:ClothesDishWasher | Annual | 1721 |  | Appl-CW-Top-GasDHW-ElecDry-Tier3DEER2017 | Appl-CW-Top-GasDHW-ElecDry-Tier3AnyMFm1975CZ08DEER2017 | 6808
Appl-CW-Top-GasDHW-ElecDry-Tier3 | DEER2017 | D17 v3 |  | Any | MFm | 1975 | CZ09 | rDXGF | Household | 1 | 1216.8 | None | 421 | 0.064 | 2.55 | 306 | 0.047 | 1.97 | 421 | 0.064 | 2.55 | 306 | 0.047 | 1.97 | DEER:Res:ClothesDishWasher | Annual | 1720 |  | Appl-CW-Top-GasDHW-ElecDry-Tier3DEER2017 | Appl-CW-Top-GasDHW-ElecDry-Tier3AnyMFm1975CZ09DEER2017 | 6809
Appl-CW-Top-GasDHW-ElecDry-Tier3 | DEER2017 | D17 v3 |  | Any | MFm | 1975 | CZ10 | rDXGF | Household | 1 | 1216.8 | None | 419 | 0.071 | 2.51 | 305 | 0.052 | 2 | 419 | 0.071 | 2.51 | 305 | 0.052 | -1.73 | DEER:Res:ClothesDishWasher | Annual | 1721 |  | Appl-CW-Top-GasDHW-ElecDry-Tier3DEER2017 | Appl-CW-Top-GasDHW-ElecDry-Tier3AnyMFm1975CZ10DEER2017 | 6810
Appl-CW-Top-GasDHW-ElecDry-Tier3 | DEER2017 | D17 v3 |  | Any | MFm | 1975 | CZ11 | rDXGF | Household | 1 | 1098.9 | None | 417 | 0.066 | 2.06 | 303 | 0.048 | 1.62 | 417 | 0.066 | 2.06 | 303 | 0.048 | 1.62 | DEER:Res:ClothesDishWasher | Annual | 1720 |  | Appl-CW-Top-GasDHW-ElecDry-Tier3DEER2017 | Appl-CW-Top-GasDHW-ElecDry-Tier3AnyMFm1975CZ11DEER2017 | 6811
Appl-CW-Top-GasDHW-ElecDry-Tier3 | DEER2017 | D17 v3 |  | Any | MFm | 1975 | CZ12 | rDXGF | Household | 1 | 1098.9 | None | 415 | 0.066 | 2.08 | 302 | 0.049 | 1.64 | 415 | 0.066 | 2.08 | 302 | 0.049 | -1.51 | DEER:Res:ClothesDishWasher | Annual | 1721 |  | Appl-CW-Top-GasDHW-ElecDry-Tier3DEER2017 | Appl-CW-Top-GasDHW-ElecDry-Tier3AnyMFm1975CZ12DEER2017 | 6812
Appl-CW-Top-GasDHW-ElecDry-Tier3 | DEER2017 | D17 v3 |  | Any | MFm | 1975 | CZ13 | rDXGF | Household | 1 | 1098.9 | None | 420 | 0.068 | 2.16 | 305 | 0.049 | 1.7 | 420 | 0.068 | 2.16 | 305 | 0.049 | 1.7 | DEER:Res:ClothesDishWasher | Annual | 1720 |  | Appl-CW-Top-GasDHW-ElecDry-Tier3DEER2017 | Appl-CW-Top-GasDHW-ElecDry-Tier3AnyMFm1975CZ13DEER2017 | 6813
Appl-CW-Top-GasDHW-ElecDry-Tier3 | DEER2017 | D17 v3 |  | Any | MFm | 1975 | CZ14 | rDXGF | Household | 1 | 1409.4 | None | 420 | 0.061 | 2.12 | 305 | 0.044 | 1.65 | 420 | 0.061 | 2.12 | 305 | 0.044 | -1.48 | DEER:Res:ClothesDishWasher | Annual | 1721 |  | Appl-CW-Top-GasDHW-ElecDry-Tier3DEER2017 | Appl-CW-Top-GasDHW-ElecDry-Tier3AnyMFm1975CZ14DEER2017 | 6814
Appl-CW-Top-GasDHW-ElecDry-Tier3 | DEER2017 | D17 v3 |  | Any | MFm | 1975 | CZ15 | rDXGF | Household | 1 | 1409.4 | None | 429 | 0.063 | 2.57 | 312 | 0.046 | 1.97 | 429 | 0.063 | 2.57 | 312 | 0.046 | 1.97 | DEER:Res:ClothesDishWasher | Annual | 1720 |  | Appl-CW-Top-GasDHW-ElecDry-Tier3DEER2017 | Appl-CW-Top-GasDHW-ElecDry-Tier3AnyMFm1975CZ15DEER2017 | 6815
Appl-CW-Top-GasDHW-ElecDry-Tier3 | DEER2017 | D17 v3 |  | Any | MFm | 1975 | CZ16 | rDXGF | Household | 1 | 1070.2 | None | 414 | 0.063 | 2.53 | 301 | 0.046 | 1.98 | 414 | 0.063 | 2.53 | 301 | 0.046 | -1.18 | DEER:Res:ClothesDishWasher | Annual | 1721 |  | Appl-CW-Top-GasDHW-ElecDry-Tier3DEER2017 | Appl-CW-Top-GasDHW-ElecDry-Tier3AnyMFm1975CZ16DEER2017 | 6816
Appl-CW-Top-GasDHW-ElecDry-Tier3 | DEER2017 | D17 v3 |  | Any | MFm | 1985 | CZ01 | rDXGF | Household | 1 | 1152 | None | 404 | 0.057 | 1.07 | 294 | 0.041 | 0.93 | 404 | 0.057 | 1.07 | 294 | 0.041 | 0.93 | DEER:Res:ClothesDishWasher | Annual | 1720 |  | Appl-CW-Top-GasDHW-ElecDry-Tier3DEER2017 | Appl-CW-Top-GasDHW-ElecDry-Tier3AnyMFm1985CZ01DEER2017 | 6817
Appl-CW-Top-GasDHW-ElecDry-Tier3 | DEER2017 | D17 v3 |  | Any | MFm | 1985 | CZ02 | rDXGF | Household | 1 | 1152 | None | 412 | 0.068 | 2.35 | 300 | 0.05 | 1.86 | 412 | 0.068 | 2.35 | 300 | 0.05 | -1.62 | DEER:Res:ClothesDishWasher | Annual | 1721 |  | Appl-CW-Top-GasDHW-ElecDry-Tier3DEER2017 | Appl-CW-Top-GasDHW-ElecDry-Tier3AnyMFm1985CZ02DEER2017 | 6818
Appl-CW-Top-GasDHW-ElecDry-Tier3 | DEER2017 | D17 v3 |  | Any | MFm | 1985 | CZ03 | rDXGF | Household | 1 | 1152 | None | 407 | 0.06 | 2.13 | 296 | 0.044 | 1.67 | 407 | 0.06 | 2.13 | 296 | 0.044 | 1.67 | DEER:Res:ClothesDishWasher | Annual | 1720 |  | Appl-CW-Top-GasDHW-ElecDry-Tier3DEER2017 | Appl-CW-Top-GasDHW-ElecDry-Tier3AnyMFm1985CZ03DEER2017 | 6819
Appl-CW-Top-GasDHW-ElecDry-Tier3 | DEER2017 | D17 v3 |  | Any | MFm | 1985 | CZ04 | rDXGF | Household | 1 | 1152 | None | 410 | 0.065 | 2.55 | 299 | 0.047 | 1.98 | 410 | 0.065 | 2.55 | 299 | 0.047 | -0.96 | DEER:Res:ClothesDishWasher | Annual | 1721 |  | Appl-CW-Top-GasDHW-ElecDry-Tier3DEER2017 | Appl-CW-Top-GasDHW-ElecDry-Tier3AnyMFm1985CZ04DEER2017 | 6820
Appl-CW-Top-GasDHW-ElecDry-Tier3 | DEER2017 | D17 v3 |  | Any | MFm | 1985 | CZ05 | rDXGF | Household | 1 | 1152 | None | 407 | 0.062 | 1.96 | 296 | 0.045 | 1.61 | 407 | 0.062 | 1.96 | 296 | 0.045 | 1.61 | DEER:Res:ClothesDishWasher | Annual | 1720 |  | Appl-CW-Top-GasDHW-ElecDry-Tier3DEER2017 | Appl-CW-Top-GasDHW-ElecDry-Tier3AnyMFm1985CZ05DEER2017 | 6821
Appl-CW-Top-GasDHW-ElecDry-Tier3 | DEER2017 | D17 v3 |  | Any | MFm | 1985 | CZ06 | rDXGF | Household | 1 | 1295.2 | None | 416 | 0.073 | 3.26 | 302 | 0.053 | 2.45 | 416 | 0.073 | 3.26 | 302 | 0.053 | -0.79 | DEER:Res:ClothesDishWasher | Annual | 1721 |  | Appl-CW-Top-GasDHW-ElecDry-Tier3DEER2017 | Appl-CW-Top-GasDHW-ElecDry-Tier3AnyMFm1985CZ06DEER2017 | 6822
Appl-CW-Top-GasDHW-ElecDry-Tier3 | DEER2017 | D17 v3 |  | Any | MFm | 1985 | CZ07 | rDXGF | Household | 1 | 1295.2 | None | 413 | 0.063 | 2.82 | 301 | 0.046 | 2.17 | 413 | 0.063 | 2.82 | 301 | 0.046 | 2.17 | DEER:Res:ClothesDishWasher | Annual | 1720 |  | Appl-CW-Top-GasDHW-ElecDry-Tier3DEER2017 | Appl-CW-Top-GasDHW-ElecDry-Tier3AnyMFm1985CZ07DEER2017 | 6823
Appl-CW-Top-GasDHW-ElecDry-Tier3 | DEER2017 | D17 v3 |  | Any | MFm | 1985 | CZ08 | rDXGF | Household | 1 | 1295.2 | None | 419 | 0.067 | 2.76 | 305 | 0.049 | 2.15 | 419 | 0.067 | 2.76 | 305 | 0.049 | -0.84 | DEER:Res:ClothesDishWasher | Annual | 1721 |  | Appl-CW-Top-GasDHW-ElecDry-Tier3DEER2017 | Appl-CW-Top-GasDHW-ElecDry-Tier3AnyMFm1985CZ08DEER2017 | 6824
Appl-CW-Top-GasDHW-ElecDry-Tier3 | DEER2017 | D17 v3 |  | Any | MFm | 1985 | CZ09 | rDXGF | Household | 1 | 1438.9 | None | 421 | 0.064 | 2.43 | 306 | 0.046 | 1.88 | 421 | 0.064 | 2.43 | 306 | 0.046 | 1.88 | DEER:Res:ClothesDishWasher | Annual | 1720 |  | Appl-CW-Top-GasDHW-ElecDry-Tier3DEER2017 | Appl-CW-Top-GasDHW-ElecDry-Tier3AnyMFm1985CZ09DEER2017 | 6825
Appl-CW-Top-GasDHW-ElecDry-Tier3 | DEER2017 | D17 v3 |  | Any | MFm | 1985 | CZ10 | rDXGF | Household | 1 | 1438.9 | None | 422 | 0.072 | 2.81 | 304 | 0.048 | 1.79 | 422 | 0.072 | 2.81 | 304 | 0.048 | -0.91 | DEER:Res:ClothesDishWasher | Annual | 1721 |  | Appl-CW-Top-GasDHW-ElecDry-Tier3DEER2017 | Appl-CW-Top-GasDHW-ElecDry-Tier3AnyMFm1985CZ10DEER2017 | 6826
Appl-CW-Top-GasDHW-ElecDry-Tier3 | DEER2017 | D17 v3 |  | Any | MFm | 1985 | CZ11 | rDXGF | Household | 1 | 1150 | None | 417 | 0.066 | 2.06 | 304 | 0.048 | 1.63 | 417 | 0.066 | 2.06 | 304 | 0.048 | 1.63 | DEER:Res:ClothesDishWasher | Annual | 1720 |  | Appl-CW-Top-GasDHW-ElecDry-Tier3DEER2017 | Appl-CW-Top-GasDHW-ElecDry-Tier3AnyMFm1985CZ11DEER2017 | 6827
Appl-CW-Top-GasDHW-ElecDry-Tier3 | DEER2017 | D17 v3 |  | Any | MFm | 1985 | CZ12 | rDXGF | Household | 1 | 1150 | None | 414 | 0.067 | 2.17 | 301 | 0.049 | 1.69 | 414 | 0.067 | 2.17 | 301 | 0.049 | -0.88 | DEER:Res:ClothesDishWasher | Annual | 1721 |  | Appl-CW-Top-GasDHW-ElecDry-Tier3DEER2017 | Appl-CW-Top-GasDHW-ElecDry-Tier3AnyMFm1985CZ12DEER2017 | 6828
Appl-CW-Top-GasDHW-ElecDry-Tier3 | DEER2017 | D17 v3 |  | Any | MFm | 1985 | CZ13 | rDXGF | Household | 1 | 1150 | None | 420 | 0.068 | 1.95 | 305 | 0.049 | 1.54 | 420 | 0.068 | 1.95 | 305 | 0.049 | 1.54 | DEER:Res:ClothesDishWasher | Annual | 1720 |  | Appl-CW-Top-GasDHW-ElecDry-Tier3DEER2017 | Appl-CW-Top-GasDHW-ElecDry-Tier3AnyMFm1985CZ13DEER2017 | 6829
Appl-CW-Top-GasDHW-ElecDry-Tier3 | DEER2017 | D17 v3 |  | Any | MFm | 1985 | CZ14 | rDXGF | Household | 1 | 1407.2 | None | 421 | 0.064 | 2.36 | 306 | 0.046 | 1.84 | 421 | 0.064 | 2.36 | 306 | 0.046 | -1.17 | DEER:Res:ClothesDishWasher | Annual | 1721 |  | Appl-CW-Top-GasDHW-ElecDry-Tier3DEER2017 | Appl-CW-Top-GasDHW-ElecDry-Tier3AnyMFm1985CZ14DEER2017 | 6830
Appl-CW-Top-GasDHW-ElecDry-Tier3 | DEER2017 | D17 v3 |  | Any | MFm | 1985 | CZ15 | rDXGF | Household | 1 | 1407.2 | None | 429 | 0.064 | 2.55 | 312 | 0.047 | 1.96 | 429 | 0.064 | 2.55 | 312 | 0.047 | 1.96 | DEER:Res:ClothesDishWasher | Annual | 1720 |  | Appl-CW-Top-GasDHW-ElecDry-Tier3DEER2017 | Appl-CW-Top-GasDHW-ElecDry-Tier3AnyMFm1985CZ15DEER2017 | 6831
Appl-CW-Top-GasDHW-ElecDry-Tier3 | DEER2017 | D17 v3 |  | Any | MFm | 1985 | CZ16 | rDXGF | Household | 1 | 1152 | None | 416 | 0.064 | 2.46 | 302 | 0.046 | 1.93 | 416 | 0.064 | 2.46 | 302 | 0.046 | -1.3 | DEER:Res:ClothesDishWasher | Annual | 1721 |  | Appl-CW-Top-GasDHW-ElecDry-Tier3DEER2017 | Appl-CW-Top-GasDHW-ElecDry-Tier3AnyMFm1985CZ16DEER2017 | 6832
Appl-CW-Top-GasDHW-ElecDry-Tier3 | DEER2017 | D17 v3 |  | Any | MFm | 1996 | CZ01 | rDXGF | Household | 1 | 981.6 | None | 403 | 0.056 | 1.3 | 294 | 0.041 | 1.16 | 403 | 0.056 | 1.3 | 294 | 0.041 | 1.16 | DEER:Res:ClothesDishWasher | Annual | 1720 |  | Appl-CW-Top-GasDHW-ElecDry-Tier3DEER2017 | Appl-CW-Top-GasDHW-ElecDry-Tier3AnyMFm1996CZ01DEER2017 | 6833
Appl-CW-Top-GasDHW-ElecDry-Tier3 | DEER2017 | D17 v3 |  | Any | MFm | 1996 | CZ02 | rDXGF | Household | 1 | 981.6 | None | 413 | 0.068 | 2.81 | 300 | 0.048 | 2.13 | 413 | 0.068 | 2.81 | 300 | 0.048 | -1.14 | DEER:Res:ClothesDishWasher | Annual | 1721 |  | Appl-CW-Top-GasDHW-ElecDry-Tier3DEER2017 | Appl-CW-Top-GasDHW-ElecDry-Tier3AnyMFm1996CZ02DEER2017 | 6834
Appl-CW-Top-GasDHW-ElecDry-Tier3 | DEER2017 | D17 v3 |  | Any | MFm | 1996 | CZ03 | rDXGF | Household | 1 | 981.6 | None | 409 | 0.062 | 2.59 | 297 | 0.045 | 2.04 | 409 | 0.062 | 2.59 | 297 | 0.045 | 2.04 | DEER:Res:ClothesDishWasher | Annual | 1720 |  | Appl-CW-Top-GasDHW-ElecDry-Tier3DEER2017 | Appl-CW-Top-GasDHW-ElecDry-Tier3AnyMFm1996CZ03DEER2017 | 6835
Appl-CW-Top-GasDHW-ElecDry-Tier3 | DEER2017 | D17 v3 |  | Any | MFm | 1996 | CZ04 | rDXGF | Household | 1 | 981.6 | None | 411 | 0.062 | 2.78 | 299 | 0.045 | 2.16 | 411 | 0.062 | 2.78 | 299 | 0.045 | -1.17 | DEER:Res:ClothesDishWasher | Annual | 1721 |  | Appl-CW-Top-GasDHW-ElecDry-Tier3DEER2017 | Appl-CW-Top-GasDHW-ElecDry-Tier3AnyMFm1996CZ04DEER2017 | 6836
Appl-CW-Top-GasDHW-ElecDry-Tier3 | DEER2017 | D17 v3 |  | Any | MFm | 1996 | CZ05 | rDXGF | Household | 1 | 981.6 | None | 408 | 0.057 | 2.26 | 296 | 0.042 | 1.78 | 408 | 0.057 | 2.26 | 296 | 0.042 | 1.78 | DEER:Res:ClothesDishWasher | Annual | 1720 |  | Appl-CW-Top-GasDHW-ElecDry-Tier3DEER2017 | Appl-CW-Top-GasDHW-ElecDry-Tier3AnyMFm1996CZ05DEER2017 | 6837
Appl-CW-Top-GasDHW-ElecDry-Tier3 | DEER2017 | D17 v3 |  | Any | MFm | 1996 | CZ06 | rDXGF | Household | 1 | 1169.1 | None | 416 | 0.067 | 2.5 | 302 | 0.05 | 1.95 | 416 | 0.067 | 2.5 | 302 | 0.05 | -0.46 | DEER:Res:ClothesDishWasher | Annual | 1721 |  | Appl-CW-Top-GasDHW-ElecDry-Tier3DEER2017 | Appl-CW-Top-GasDHW-ElecDry-Tier3AnyMFm1996CZ06DEER2017 | 6838
Appl-CW-Top-GasDHW-ElecDry-Tier3 | DEER2017 | D17 v3 |  | Any | MFm | 1996 | CZ07 | rDXGF | Household | 1 | 1169.1 | None | 417 | 0.064 | 3.37 | 303 | 0.046 | 2.56 | 417 | 0.064 | 3.37 | 303 | 0.046 | 2.56 | DEER:Res:ClothesDishWasher | Annual | 1720 |  | Appl-CW-Top-GasDHW-ElecDry-Tier3DEER2017 | Appl-CW-Top-GasDHW-ElecDry-Tier3AnyMFm1996CZ07DEER2017 | 6839
Appl-CW-Top-GasDHW-ElecDry-Tier3 | DEER2017 | D17 v3 |  | Any | MFm | 1996 | CZ08 | rDXGF | Household | 1 | 1169.1 | None | 418 | 0.063 | 2.83 | 304 | 0.046 | 2.17 | 418 | 0.063 | 2.83 | 304 | 0.046 | -1.56 | DEER:Res:ClothesDishWasher | Annual | 1721 |  | Appl-CW-Top-GasDHW-ElecDry-Tier3DEER2017 | Appl-CW-Top-GasDHW-ElecDry-Tier3AnyMFm1996CZ08DEER2017 | 6840
Appl-CW-Top-GasDHW-ElecDry-Tier3 | DEER2017 | D17 v3 |  | Any | MFm | 1996 | CZ09 | rDXGF | Household | 1 | 1093.6 | None | 423 | 0.064 | 2.88 | 307 | 0.046 | 2.21 | 423 | 0.064 | 2.88 | 307 | 0.046 | 2.21 | DEER:Res:ClothesDishWasher | Annual | 1720 |  | Appl-CW-Top-GasDHW-ElecDry-Tier3DEER2017 | Appl-CW-Top-GasDHW-ElecDry-Tier3AnyMFm1996CZ09DEER2017 | 6841
Appl-CW-Top-GasDHW-ElecDry-Tier3 | DEER2017 | D17 v3 |  | Any | MFm | 1996 | CZ10 | rDXGF | Household | 1 | 1093.6 | None | 415 | 0.073 | 2.37 | 301 | 0.052 | 1.81 | 415 | 0.073 | 2.37 | 301 | 0.052 | -1.45 | DEER:Res:ClothesDishWasher | Annual | 1721 |  | Appl-CW-Top-GasDHW-ElecDry-Tier3DEER2017 | Appl-CW-Top-GasDHW-ElecDry-Tier3AnyMFm1996CZ10DEER2017 | 6842
Appl-CW-Top-GasDHW-ElecDry-Tier3 | DEER2017 | D17 v3 |  | Any | MFm | 1996 | CZ11 | rDXGF | Household | 1 | 1031.9 | None | 419 | 0.065 | 2.62 | 307 | 0.049 | 2.07 | 419 | 0.065 | 2.62 | 307 | 0.049 | 2.07 | DEER:Res:ClothesDishWasher | Annual | 1720 |  | Appl-CW-Top-GasDHW-ElecDry-Tier3DEER2017 | Appl-CW-Top-GasDHW-ElecDry-Tier3AnyMFm1996CZ11DEER2017 | 6843
Appl-CW-Top-GasDHW-ElecDry-Tier3 | DEER2017 | D17 v3 |  | Any | MFm | 1996 | CZ12 | rDXGF | Household | 1 | 1031.9 | None | 416 | 0.068 | 2.31 | 302 | 0.049 | 1.8 | 416 | 0.068 | 2.31 | 302 | 0.049 | -0.96 | DEER:Res:ClothesDishWasher | Annual | 1721 |  | Appl-CW-Top-GasDHW-ElecDry-Tier3DEER2017 | Appl-CW-Top-GasDHW-ElecDry-Tier3AnyMFm1996CZ12DEER2017 | 6844
Appl-CW-Top-GasDHW-ElecDry-Tier3 | DEER2017 | D17 v3 |  | Any | MFm | 1996 | CZ13 | rDXGF | Household | 1 | 1031.9 | None | 421 | 0.068 | 2.39 | 306 | 0.049 | 1.87 | 421 | 0.068 | 2.39 | 306 | 0.049 | 1.87 | DEER:Res:ClothesDishWasher | Annual | 1720 |  | Appl-CW-Top-GasDHW-ElecDry-Tier3DEER2017 | Appl-CW-Top-GasDHW-ElecDry-Tier3AnyMFm1996CZ13DEER2017 | 6845
Appl-CW-Top-GasDHW-ElecDry-Tier3 | DEER2017 | D17 v3 |  | Any | MFm | 1996 | CZ14 | rDXGF | Household | 1 | 1086 | None | 423 | 0.062 | 2.54 | 308 | 0.045 | 1.97 | 423 | 0.062 | 2.54 | 308 | 0.045 | -1.12 | DEER:Res:ClothesDishWasher | Annual | 1721 |  | Appl-CW-Top-GasDHW-ElecDry-Tier3DEER2017 | Appl-CW-Top-GasDHW-ElecDry-Tier3AnyMFm1996CZ14DEER2017 | 6846
Appl-CW-Top-GasDHW-ElecDry-Tier3 | DEER2017 | D17 v3 |  | Any | MFm | 1996 | CZ15 | rDXGF | Household | 1 | 1086 | None | 427 | 0.064 | 2.64 | 311 | 0.047 | 2.02 | 427 | 0.064 | 2.64 | 311 | 0.047 | 2.02 | DEER:Res:ClothesDishWasher | Annual | 1720 |  | Appl-CW-Top-GasDHW-ElecDry-Tier3DEER2017 | Appl-CW-Top-GasDHW-ElecDry-Tier3AnyMFm1996CZ15DEER2017 | 6847
Appl-CW-Top-GasDHW-ElecDry-Tier3 | DEER2017 | D17 v3 |  | Any | MFm | 1996 | CZ16 | rDXGF | Household | 1 | 981.6 | None | 416 | 0.064 | 2.47 | 303 | 0.047 | 1.94 | 416 | 0.064 | 2.47 | 303 | 0.047 | -0.82 | DEER:Res:ClothesDishWasher | Annual | 1721 |  | Appl-CW-Top-GasDHW-ElecDry-Tier3DEER2017 | Appl-CW-Top-GasDHW-ElecDry-Tier3AnyMFm1996CZ16DEER2017 | 6848
Appl-CW-Top-GasDHW-ElecDry-Tier3 | DEER2017 | D17 v3 |  | Any | MFm | 2003 | CZ01 | rDXGF | Household | 1 | 998.7 | None | 405 | 0.056 | 2.09 | 294 | 0.041 | 1.65 | 405 | 0.056 | 2.09 | 294 | 0.041 | 1.65 | DEER:Res:ClothesDishWasher | Annual | 1720 |  | Appl-CW-Top-GasDHW-ElecDry-Tier3DEER2017 | Appl-CW-Top-GasDHW-ElecDry-Tier3AnyMFm2003CZ01DEER2017 | 6849
Appl-CW-Top-GasDHW-ElecDry-Tier3 | DEER2017 | D17 v3 |  | Any | MFm | 2003 | CZ02 | rDXGF | Household | 1 | 1073.2 | None | 411 | 0.064 | 2.56 | 300 | 0.048 | 2.29 | 411 | 0.064 | 2.56 | 300 | 0.048 | -1.27 | DEER:Res:ClothesDishWasher | Annual | 1721 |  | Appl-CW-Top-GasDHW-ElecDry-Tier3DEER2017 | Appl-CW-Top-GasDHW-ElecDry-Tier3AnyMFm2003CZ02DEER2017 | 6850
Appl-CW-Top-GasDHW-ElecDry-Tier3 | DEER2017 | D17 v3 |  | Any | MFm | 2003 | CZ03 | rDXGF | Household | 1 | 998.7 | None | 407 | 0.059 | 2.46 | 296 | 0.043 | 1.88 | 407 | 0.059 | 2.46 | 296 | 0.043 | 1.88 | DEER:Res:ClothesDishWasher | Annual | 1720 |  | Appl-CW-Top-GasDHW-ElecDry-Tier3DEER2017 | Appl-CW-Top-GasDHW-ElecDry-Tier3AnyMFm2003CZ03DEER2017 | 6851
Appl-CW-Top-GasDHW-ElecDry-Tier3 | DEER2017 | D17 v3 |  | Any | MFm | 2003 | CZ04 | rDXGF | Household | 1 | 998.7 | None | 416 | 0.067 | 2.81 | 302 | 0.048 | 2.16 | 416 | 0.067 | 2.81 | 302 | 0.048 | -0.71 | DEER:Res:ClothesDishWasher | Annual | 1721 |  | Appl-CW-Top-GasDHW-ElecDry-Tier3DEER2017 | Appl-CW-Top-GasDHW-ElecDry-Tier3AnyMFm2003CZ04DEER2017 | 6852
Appl-CW-Top-GasDHW-ElecDry-Tier3 | DEER2017 | D17 v3 |  | Any | MFm | 2003 | CZ05 | rDXGF | Household | 1 | 998.7 | None | 407 | 0.058 | 2.13 | 296 | 0.042 | 1.67 | 407 | 0.058 | 2.13 | 296 | 0.042 | 1.67 | DEER:Res:ClothesDishWasher | Annual | 1720 |  | Appl-CW-Top-GasDHW-ElecDry-Tier3DEER2017 | Appl-CW-Top-GasDHW-ElecDry-Tier3AnyMFm2003CZ05DEER2017 | 6853
Appl-CW-Top-GasDHW-ElecDry-Tier3 | DEER2017 | D17 v3 |  | Any | MFm | 2003 | CZ06 | rDXGF | Household | 1 | 1206 | None | 414 | 0.066 | 2.75 | 301 | 0.048 | 2.12 | 414 | 0.066 | 2.75 | 301 | 0.048 | -0.76 | DEER:Res:ClothesDishWasher | Annual | 1721 |  | Appl-CW-Top-GasDHW-ElecDry-Tier3DEER2017 | Appl-CW-Top-GasDHW-ElecDry-Tier3AnyMFm2003CZ06DEER2017 | 6854
Appl-CW-Top-GasDHW-ElecDry-Tier3 | DEER2017 | D17 v3 |  | Any | MFm | 2003 | CZ07 | rDXGF | Household | 1 | 1206 | None | 419 | 0.062 | 2.85 | 305 | 0.045 | 2.21 | 419 | 0.062 | 2.85 | 305 | 0.045 | 2.21 | DEER:Res:ClothesDishWasher | Annual | 1720 |  | Appl-CW-Top-GasDHW-ElecDry-Tier3DEER2017 | Appl-CW-Top-GasDHW-ElecDry-Tier3AnyMFm2003CZ07DEER2017 | 6855
Appl-CW-Top-GasDHW-ElecDry-Tier3 | DEER2017 | D17 v3 |  | Any | MFm | 2003 | CZ08 | rDXGF | Household | 1 | 1206 | None | 418 | 0.067 | 2.85 | 304 | 0.048 | 2.19 | 418 | 0.067 | 2.85 | 304 | 0.048 | -0.55 | DEER:Res:ClothesDishWasher | Annual | 1721 |  | Appl-CW-Top-GasDHW-ElecDry-Tier3DEER2017 | Appl-CW-Top-GasDHW-ElecDry-Tier3AnyMFm2003CZ08DEER2017 | 6856
Appl-CW-Top-GasDHW-ElecDry-Tier3 | DEER2017 | D17 v3 |  | Any | MFm | 2003 | CZ09 | rDXGF | Household | 1 | 1126.6 | None | 416 | 0.064 | 2.56 | 302 | 0.046 | 1.96 | 416 | 0.064 | 2.56 | 302 | 0.046 | 1.96 | DEER:Res:ClothesDishWasher | Annual | 1720 |  | Appl-CW-Top-GasDHW-ElecDry-Tier3DEER2017 | Appl-CW-Top-GasDHW-ElecDry-Tier3AnyMFm2003CZ09DEER2017 | 6857
Appl-CW-Top-GasDHW-ElecDry-Tier3 | DEER2017 | D17 v3 |  | Any | MFm | 2003 | CZ10 | rDXGF | Household | 1 | 1073.2 | None | 417 | 0.069 | 2.98 | 303 | 0.049 | 2.24 | 417 | 0.069 | 2.98 | 303 | 0.049 | -0.68 | DEER:Res:ClothesDishWasher | Annual | 1721 |  | Appl-CW-Top-GasDHW-ElecDry-Tier3DEER2017 | Appl-CW-Top-GasDHW-ElecDry-Tier3AnyMFm2003CZ10DEER2017 | 6858
Appl-CW-Top-GasDHW-ElecDry-Tier3 | DEER2017 | D17 v3 |  | Any | MFm | 2003 | CZ11 | rDXGF | Household | 1 | 1073.2 | None | 420 | 0.063 | 2.37 | 306 | 0.046 | 1.84 | 420 | 0.063 | 2.37 | 306 | 0.046 | 1.84 | DEER:Res:ClothesDishWasher | Annual | 1720 |  | Appl-CW-Top-GasDHW-ElecDry-Tier3DEER2017 | Appl-CW-Top-GasDHW-ElecDry-Tier3AnyMFm2003CZ11DEER2017 | 6859
Appl-CW-Top-GasDHW-ElecDry-Tier3 | DEER2017 | D17 v3 |  | Any | MFm | 2003 | CZ12 | rDXGF | Household | 1 | 1073.2 | None | 418 | 0.066 | 2.6 | 304 | 0.048 | 2.01 | 418 | 0.066 | 2.6 | 304 | 0.048 | -0.77 | DEER:Res:ClothesDishWasher | Annual | 1721 |  | Appl-CW-Top-GasDHW-ElecDry-Tier3DEER2017 | Appl-CW-Top-GasDHW-ElecDry-Tier3AnyMFm2003CZ12DEER2017 | 6860
Appl-CW-Top-GasDHW-ElecDry-Tier3 | DEER2017 | D17 v3 |  | Any | MFm | 2003 | CZ13 | rDXGF | Household | 1 | 1073.2 | None | 421 | 0.064 | 2.54 | 306 | 0.047 | 1.97 | 421 | 0.064 | 2.54 | 306 | 0.047 | 1.97 | DEER:Res:ClothesDishWasher | Annual | 1720 |  | Appl-CW-Top-GasDHW-ElecDry-Tier3DEER2017 | Appl-CW-Top-GasDHW-ElecDry-Tier3AnyMFm2003CZ13DEER2017 | 6861
Appl-CW-Top-GasDHW-ElecDry-Tier3 | DEER2017 | D17 v3 |  | Any | MFm | 2003 | CZ14 | rDXGF | Household | 1 | 1094.6 | None | 422 | 0.063 | 2.47 | 307 | 0.046 | 1.92 | 422 | 0.063 | 2.47 | 307 | 0.046 | -0.91 | DEER:Res:ClothesDishWasher | Annual | 1721 |  | Appl-CW-Top-GasDHW-ElecDry-Tier3DEER2017 | Appl-CW-Top-GasDHW-ElecDry-Tier3AnyMFm2003CZ14DEER2017 | 6862
Appl-CW-Top-GasDHW-ElecDry-Tier3 | DEER2017 | D17 v3 |  | Any | MFm | 2003 | CZ15 | rDXGF | Household | 1 | 1094.6 | None | 427 | 0.064 | 2.66 | 311 | 0.046 | 2.03 | 427 | 0.064 | 2.66 | 311 | 0.046 | 2.03 | DEER:Res:ClothesDishWasher | Annual | 1720 |  | Appl-CW-Top-GasDHW-ElecDry-Tier3DEER2017 | Appl-CW-Top-GasDHW-ElecDry-Tier3AnyMFm2003CZ15DEER2017 | 6863
Appl-CW-Top-GasDHW-ElecDry-Tier3 | DEER2017 | D17 v3 |  | Any | MFm | 2003 | CZ16 | rDXGF | Household | 1 | 998.7 | None | 416 | 0.064 | 2.59 | 303 | 0.046 | 2.02 | 416 | 0.064 | 2.59 | 303 | 0.046 | -0.95 | DEER:Res:ClothesDishWasher | Annual | 1721 |  | Appl-CW-Top-GasDHW-ElecDry-Tier3DEER2017 | Appl-CW-Top-GasDHW-ElecDry-Tier3AnyMFm2003CZ16DEER2017 | 6864
Appl-CW-Top-GasDHW-ElecDry-Tier3 | DEER2017 | D17 v3 |  | Any | MFm | 2007 | CZ01 | rDXGF | Household | 1 | 998.7 | None | 404 | 0.056 | 1.67 | 294 | 0.041 | 1.22 | 404 | 0.056 | 1.67 | 294 | 0.041 | 1.22 | DEER:Res:ClothesDishWasher | Annual | 1720 |  | Appl-CW-Top-GasDHW-ElecDry-Tier3DEER2017 | Appl-CW-Top-GasDHW-ElecDry-Tier3AnyMFm2007CZ01DEER2017 | 6865
Appl-CW-Top-GasDHW-ElecDry-Tier3 | DEER2017 | D17 v3 |  | Any | MFm | 2007 | CZ02 | rDXGF | Household | 1 | 1073.2 | None | 412 | 0.064 | 2.7 | 300 | 0.047 | 2.1 | 412 | 0.064 | 2.7 | 300 | 0.047 | -0.84 | DEER:Res:ClothesDishWasher | Annual | 1721 |  | Appl-CW-Top-GasDHW-ElecDry-Tier3DEER2017 | Appl-CW-Top-GasDHW-ElecDry-Tier3AnyMFm2007CZ02DEER2017 | 6866
Appl-CW-Top-GasDHW-ElecDry-Tier3 | DEER2017 | D17 v3 |  | Any | MFm | 2007 | CZ03 | rDXGF | Household | 1 | 998.7 | None | 406 | 0.059 | 2.2 | 295 | 0.043 | 1.73 | 406 | 0.059 | 2.2 | 295 | 0.043 | 1.73 | DEER:Res:ClothesDishWasher | Annual | 1720 |  | Appl-CW-Top-GasDHW-ElecDry-Tier3DEER2017 | Appl-CW-Top-GasDHW-ElecDry-Tier3AnyMFm2007CZ03DEER2017 | 6867
Appl-CW-Top-GasDHW-ElecDry-Tier3 | DEER2017 | D17 v3 |  | Any | MFm | 2007 | CZ04 | rDXGF | Household | 1 | 998.7 | None | 415 | 0.063 | 2.87 | 301 | 0.045 | 2.19 | 415 | 0.063 | 2.87 | 301 | 0.045 | -0.87 | DEER:Res:ClothesDishWasher | Annual | 1721 |  | Appl-CW-Top-GasDHW-ElecDry-Tier3DEER2017 | Appl-CW-Top-GasDHW-ElecDry-Tier3AnyMFm2007CZ04DEER2017 | 6868
Appl-CW-Top-GasDHW-ElecDry-Tier3 | DEER2017 | D17 v3 |  | Any | MFm | 2007 | CZ05 | rDXGF | Household | 1 | 998.7 | None | 407 | 0.059 | 2.51 | 296 | 0.043 | 1.96 | 407 | 0.059 | 2.51 | 296 | 0.043 | 1.96 | DEER:Res:ClothesDishWasher | Annual | 1720 |  | Appl-CW-Top-GasDHW-ElecDry-Tier3DEER2017 | Appl-CW-Top-GasDHW-ElecDry-Tier3AnyMFm2007CZ05DEER2017 | 6869
Appl-CW-Top-GasDHW-ElecDry-Tier3 | DEER2017 | D17 v3 |  | Any | MFm | 2007 | CZ06 | rDXGF | Household | 1 | 1206 | None | 413 | 0.063 | 2.51 | 300 | 0.045 | 1.91 | 413 | 0.063 | 2.51 | 300 | 0.045 | -0.39 | DEER:Res:ClothesDishWasher | Annual | 1721 |  | Appl-CW-Top-GasDHW-ElecDry-Tier3DEER2017 | Appl-CW-Top-GasDHW-ElecDry-Tier3AnyMFm2007CZ06DEER2017 | 6870
Appl-CW-Top-GasDHW-ElecDry-Tier3 | DEER2017 | D17 v3 |  | Any | MFm | 2007 | CZ07 | rDXGF | Household | 1 | 1206 | None | 416 | 0.059 | 2.53 | 302 | 0.042 | 1.91 | 416 | 0.059 | 2.53 | 302 | 0.042 | 1.91 | DEER:Res:ClothesDishWasher | Annual | 1720 |  | Appl-CW-Top-GasDHW-ElecDry-Tier3DEER2017 | Appl-CW-Top-GasDHW-ElecDry-Tier3AnyMFm2007CZ07DEER2017 | 6871
Appl-CW-Top-GasDHW-ElecDry-Tier3 | DEER2017 | D17 v3 |  | Any | MFm | 2007 | CZ08 | rDXGF | Household | 1 | 1206 | None | 414 | 0.056 | 2.64 | 300 | 0.039 | 1.98 | 414 | 0.056 | 2.64 | 300 | 0.039 | -0.99 | DEER:Res:ClothesDishWasher | Annual | 1721 |  | Appl-CW-Top-GasDHW-ElecDry-Tier3DEER2017 | Appl-CW-Top-GasDHW-ElecDry-Tier3AnyMFm2007CZ08DEER2017 | 6872
Appl-CW-Top-GasDHW-ElecDry-Tier3 | DEER2017 | D17 v3 |  | Any | MFm | 2007 | CZ09 | rDXGF | Household | 1 | 1126.6 | None | 416 | 0.064 | 2.71 | 303 | 0.046 | 2.09 | 416 | 0.064 | 2.71 | 303 | 0.046 | 2.09 | DEER:Res:ClothesDishWasher | Annual | 1720 |  | Appl-CW-Top-GasDHW-ElecDry-Tier3DEER2017 | Appl-CW-Top-GasDHW-ElecDry-Tier3AnyMFm2007CZ09DEER2017 | 6873
Appl-CW-Top-GasDHW-ElecDry-Tier3 | DEER2017 | D17 v3 |  | Any | MFm | 2007 | CZ10 | rDXGF | Household | 1 | 1073.2 | None | 417 | 0.063 | 2.87 | 306 | 0.05 | 2.32 | 417 | 0.063 | 2.87 | 306 | 0.05 | -1.64 | DEER:Res:ClothesDishWasher | Annual | 1721 |  | Appl-CW-Top-GasDHW-ElecDry-Tier3DEER2017 | Appl-CW-Top-GasDHW-ElecDry-Tier3AnyMFm2007CZ10DEER2017 | 6874
Appl-CW-Top-GasDHW-ElecDry-Tier3 | DEER2017 | D17 v3 |  | Any | MFm | 2007 | CZ11 | rDXGF | Household | 1 | 1073.2 | None | 418 | 0.062 | 2.37 | 304 | 0.045 | 1.83 | 418 | 0.062 | 2.37 | 304 | 0.045 | 1.83 | DEER:Res:ClothesDishWasher | Annual | 1720 |  | Appl-CW-Top-GasDHW-ElecDry-Tier3DEER2017 | Appl-CW-Top-GasDHW-ElecDry-Tier3AnyMFm2007CZ11DEER2017 | 6875
Appl-CW-Top-GasDHW-ElecDry-Tier3 | DEER2017 | D17 v3 |  | Any | MFm | 2007 | CZ12 | rDXGF | Household | 1 | 1073.2 | None | 417 | 0.062 | 2.66 | 303 | 0.045 | 2.06 | 417 | 0.062 | 2.66 | 303 | 0.045 | -1.45 | DEER:Res:ClothesDishWasher | Annual | 1721 |  | Appl-CW-Top-GasDHW-ElecDry-Tier3DEER2017 | Appl-CW-Top-GasDHW-ElecDry-Tier3AnyMFm2007CZ12DEER2017 | 6876
Appl-CW-Top-GasDHW-ElecDry-Tier3 | DEER2017 | D17 v3 |  | Any | MFm | 2007 | CZ13 | rDXGF | Household | 1 | 1073.2 | None | 419 | 0.062 | 2.41 | 304 | 0.045 | 1.87 | 419 | 0.062 | 2.41 | 304 | 0.045 | 1.87 | DEER:Res:ClothesDishWasher | Annual | 1720 |  | Appl-CW-Top-GasDHW-ElecDry-Tier3DEER2017 | Appl-CW-Top-GasDHW-ElecDry-Tier3AnyMFm2007CZ13DEER2017 | 6877
Appl-CW-Top-GasDHW-ElecDry-Tier3 | DEER2017 | D17 v3 |  | Any | MFm | 2007 | CZ14 | rDXGF | Household | 1 | 1094.6 | None | 419 | 0.061 | 2.41 | 306 | 0.046 | 1.98 | 419 | 0.061 | 2.41 | 306 | 0.046 | -2.28 | DEER:Res:ClothesDishWasher | Annual | 1721 |  | Appl-CW-Top-GasDHW-ElecDry-Tier3DEER2017 | Appl-CW-Top-GasDHW-ElecDry-Tier3AnyMFm2007CZ14DEER2017 | 6878
Appl-CW-Top-GasDHW-ElecDry-Tier3 | DEER2017 | D17 v3 |  | Any | MFm | 2007 | CZ15 | rDXGF | Household | 1 | 1094.6 | None | 424 | 0.062 | 2.68 | 308 | 0.045 | 2.04 | 424 | 0.062 | 2.68 | 308 | 0.045 | 2.04 | DEER:Res:ClothesDishWasher | Annual | 1720 |  | Appl-CW-Top-GasDHW-ElecDry-Tier3DEER2017 | Appl-CW-Top-GasDHW-ElecDry-Tier3AnyMFm2007CZ15DEER2017 | 6879
Appl-CW-Top-GasDHW-ElecDry-Tier3 | DEER2017 | D17 v3 |  | Any | MFm | 2007 | CZ16 | rDXGF | Household | 1 | 998.7 | None | 414 | 0.061 | 2.54 | 301 | 0.044 | 1.99 | 414 | 0.061 | 2.54 | 301 | 0.044 | -0.78 | DEER:Res:ClothesDishWasher | Annual | 1721 |  | Appl-CW-Top-GasDHW-ElecDry-Tier3DEER2017 | Appl-CW-Top-GasDHW-ElecDry-Tier3AnyMFm2007CZ16DEER2017 | 6880
Appl-CW-Top-GasDHW-ElecDry-Tier3 | DEER2017 | D17 v3 |  | Any | MFm | 2011 | CZ01 | rDXGF | Household | 1 | 998.7 | None | 405 | 0.057 | 1.9 | 294 | 0.041 | 1.53 | 405 | 0.057 | 1.9 | 294 | 0.041 | 1.53 | DEER:Res:ClothesDishWasher | Annual | 1720 |  | Appl-CW-Top-GasDHW-ElecDry-Tier3DEER2017 | Appl-CW-Top-GasDHW-ElecDry-Tier3AnyMFm2011CZ01DEER2017 | 6881
Appl-CW-Top-GasDHW-ElecDry-Tier3 | DEER2017 | D17 v3 |  | Any | MFm | 2011 | CZ02 | rDXGF | Household | 1 | 1073.2 | None | 413 | 0.063 | 2.81 | 301 | 0.046 | 2.25 | 413 | 0.063 | 2.81 | 301 | 0.046 | -1.04 | DEER:Res:ClothesDishWasher | Annual | 1721 |  | Appl-CW-Top-GasDHW-ElecDry-Tier3DEER2017 | Appl-CW-Top-GasDHW-ElecDry-Tier3AnyMFm2011CZ02DEER2017 | 6882
Appl-CW-Top-GasDHW-ElecDry-Tier3 | DEER2017 | D17 v3 |  | Any | MFm | 2011 | CZ03 | rDXGF | Household | 1 | 998.7 | None | 406 | 0.059 | 2.08 | 295 | 0.043 | 1.56 | 406 | 0.059 | 2.08 | 295 | 0.043 | 1.56 | DEER:Res:ClothesDishWasher | Annual | 1720 |  | Appl-CW-Top-GasDHW-ElecDry-Tier3DEER2017 | Appl-CW-Top-GasDHW-ElecDry-Tier3AnyMFm2011CZ03DEER2017 | 6883
Appl-CW-Top-GasDHW-ElecDry-Tier3 | DEER2017 | D17 v3 |  | Any | MFm | 2011 | CZ04 | rDXGF | Household | 1 | 998.7 | None | 416 | 0.062 | 3.09 | 302 | 0.044 | 2.36 | 416 | 0.062 | 3.09 | 302 | 0.044 | -0.55 | DEER:Res:ClothesDishWasher | Annual | 1721 |  | Appl-CW-Top-GasDHW-ElecDry-Tier3DEER2017 | Appl-CW-Top-GasDHW-ElecDry-Tier3AnyMFm2011CZ04DEER2017 | 6884
Appl-CW-Top-GasDHW-ElecDry-Tier3 | DEER2017 | D17 v3 |  | Any | MFm | 2011 | CZ05 | rDXGF | Household | 1 | 998.7 | None | 408 | 0.06 | 2.6 | 297 | 0.043 | 2.01 | 408 | 0.06 | 2.6 | 297 | 0.043 | 2.01 | DEER:Res:ClothesDishWasher | Annual | 1720 |  | Appl-CW-Top-GasDHW-ElecDry-Tier3DEER2017 | Appl-CW-Top-GasDHW-ElecDry-Tier3AnyMFm2011CZ05DEER2017 | 6885
Appl-CW-Top-GasDHW-ElecDry-Tier3 | DEER2017 | D17 v3 |  | Any | MFm | 2011 | CZ06 | rDXGF | Household | 1 | 1206 | None | 415 | 0.064 | 2.75 | 302 | 0.046 | 2.13 | 415 | 0.064 | 2.75 | 302 | 0.046 | -0.57 | DEER:Res:ClothesDishWasher | Annual | 1721 |  | Appl-CW-Top-GasDHW-ElecDry-Tier3DEER2017 | Appl-CW-Top-GasDHW-ElecDry-Tier3AnyMFm2011CZ06DEER2017 | 6886
Appl-CW-Top-GasDHW-ElecDry-Tier3 | DEER2017 | D17 v3 |  | Any | MFm | 2011 | CZ07 | rDXGF | Household | 1 | 1206 | None | 421 | 0.062 | 2.94 | 307 | 0.045 | 2.26 | 421 | 0.062 | 2.94 | 307 | 0.045 | 2.26 | DEER:Res:ClothesDishWasher | Annual | 1720 |  | Appl-CW-Top-GasDHW-ElecDry-Tier3DEER2017 | Appl-CW-Top-GasDHW-ElecDry-Tier3AnyMFm2011CZ07DEER2017 | 6887
Appl-CW-Top-GasDHW-ElecDry-Tier3 | DEER2017 | D17 v3 |  | Any | MFm | 2011 | CZ08 | rDXGF | Household | 1 | 1206 | None | 420 | 0.062 | 3.01 | 307 | 0.047 | 2.34 | 420 | 0.062 | 3.01 | 307 | 0.047 | -0.62 | DEER:Res:ClothesDishWasher | Annual | 1721 |  | Appl-CW-Top-GasDHW-ElecDry-Tier3DEER2017 | Appl-CW-Top-GasDHW-ElecDry-Tier3AnyMFm2011CZ08DEER2017 | 6888
Appl-CW-Top-GasDHW-ElecDry-Tier3 | DEER2017 | D17 v3 |  | Any | MFm | 2011 | CZ09 | rDXGF | Household | 1 | 1126.6 | None | 418 | 0.064 | 2.85 | 304 | 0.047 | 2.19 | 418 | 0.064 | 2.85 | 304 | 0.047 | 2.19 | DEER:Res:ClothesDishWasher | Annual | 1720 |  | Appl-CW-Top-GasDHW-ElecDry-Tier3DEER2017 | Appl-CW-Top-GasDHW-ElecDry-Tier3AnyMFm2011CZ09DEER2017 | 6889
Appl-CW-Top-GasDHW-ElecDry-Tier3 | DEER2017 | D17 v3 |  | Any | MFm | 2011 | CZ10 | rDXGF | Household | 1 | 1073.2 | None | 419 | 0.065 | 3.03 | 304 | 0.047 | 2.3 | 419 | 0.065 | 3.03 | 304 | 0.047 | -0.73 | DEER:Res:ClothesDishWasher | Annual | 1721 |  | Appl-CW-Top-GasDHW-ElecDry-Tier3DEER2017 | Appl-CW-Top-GasDHW-ElecDry-Tier3AnyMFm2011CZ10DEER2017 | 6890
Appl-CW-Top-GasDHW-ElecDry-Tier3 | DEER2017 | D17 v3 |  | Any | MFm | 2011 | CZ11 | rDXGF | Household | 1 | 1073.2 | None | 419 | 0.062 | 2.48 | 304 | 0.044 | 1.91 | 419 | 0.062 | 2.48 | 304 | 0.044 | 1.91 | DEER:Res:ClothesDishWasher | Annual | 1720 |  | Appl-CW-Top-GasDHW-ElecDry-Tier3DEER2017 | Appl-CW-Top-GasDHW-ElecDry-Tier3AnyMFm2011CZ11DEER2017 | 6891
Appl-CW-Top-GasDHW-ElecDry-Tier3 | DEER2017 | D17 v3 |  | Any | MFm | 2011 | CZ12 | rDXGF | Household | 1 | 1073.2 | None | 417 | 0.063 | 2.75 | 304 | 0.046 | 2.15 | 417 | 0.063 | 2.75 | 304 | 0.046 | -0.04 | DEER:Res:ClothesDishWasher | Annual | 1721 |  | Appl-CW-Top-GasDHW-ElecDry-Tier3DEER2017 | Appl-CW-Top-GasDHW-ElecDry-Tier3AnyMFm2011CZ12DEER2017 | 6892
Appl-CW-Top-GasDHW-ElecDry-Tier3 | DEER2017 | D17 v3 |  | Any | MFm | 2011 | CZ13 | rDXGF | Household | 1 | 1073.2 | None | 419 | 0.062 | 2.51 | 305 | 0.045 | 1.94 | 419 | 0.062 | 2.51 | 305 | 0.045 | 1.94 | DEER:Res:ClothesDishWasher | Annual | 1720 |  | Appl-CW-Top-GasDHW-ElecDry-Tier3DEER2017 | Appl-CW-Top-GasDHW-ElecDry-Tier3AnyMFm2011CZ13DEER2017 | 6893
Appl-CW-Top-GasDHW-ElecDry-Tier3 | DEER2017 | D17 v3 |  | Any | MFm | 2011 | CZ14 | rDXGF | Household | 1 | 1094.6 | None | 419 | 0.061 | 2.57 | 306 | 0.045 | 1.98 | 419 | 0.061 | 2.57 | 306 | 0.045 | -0.9 | DEER:Res:ClothesDishWasher | Annual | 1721 |  | Appl-CW-Top-GasDHW-ElecDry-Tier3DEER2017 | Appl-CW-Top-GasDHW-ElecDry-Tier3AnyMFm2011CZ14DEER2017 | 6894
Appl-CW-Top-GasDHW-ElecDry-Tier3 | DEER2017 | D17 v3 |  | Any | MFm | 2011 | CZ15 | rDXGF | Household | 1 | 1094.6 | None | 424 | 0.062 | 2.7 | 308 | 0.045 | 2.06 | 424 | 0.062 | 2.7 | 308 | 0.045 | 2.06 | DEER:Res:ClothesDishWasher | Annual | 1720 |  | Appl-CW-Top-GasDHW-ElecDry-Tier3DEER2017 | Appl-CW-Top-GasDHW-ElecDry-Tier3AnyMFm2011CZ15DEER2017 | 6895
Appl-CW-Top-GasDHW-ElecDry-Tier3 | DEER2017 | D17 v3 |  | Any | MFm | 2011 | CZ16 | rDXGF | Household | 1 | 998.7 | None | 414 | 0.061 | 2.59 | 301 | 0.045 | 2.02 | 414 | 0.061 | 2.59 | 301 | 0.045 | -0.92 | DEER:Res:ClothesDishWasher | Annual | 1721 |  | Appl-CW-Top-GasDHW-ElecDry-Tier3DEER2017 | Appl-CW-Top-GasDHW-ElecDry-Tier3AnyMFm2011CZ16DEER2017 | 6896
Appl-CW-Top-GasDHW-ElecDry-Tier3 | DEER2017 | D17 v3 |  | Any | MFm | 2015 | CZ01 | rDXGF | Household | 1 | 998.7 | None | 405 | 0.056 | 2.13 | 295 | 0.041 | 1.91 | 405 | 0.056 | 2.13 | 295 | 0.041 | 1.91 | DEER:Res:ClothesDishWasher | Annual | 1720 |  | Appl-CW-Top-GasDHW-ElecDry-Tier3DEER2017 | Appl-CW-Top-GasDHW-ElecDry-Tier3AnyMFm2015CZ01DEER2017 | 6897
Appl-CW-Top-GasDHW-ElecDry-Tier3 | DEER2017 | D17 v3 |  | Any | MFm | 2015 | CZ02 | rDXGF | Household | 1 | 1073.2 | None | 413 | 0.063 | 2.83 | 300 | 0.045 | 2.17 | 413 | 0.063 | 2.83 | 300 | 0.045 | -0.93 | DEER:Res:ClothesDishWasher | Annual | 1721 |  | Appl-CW-Top-GasDHW-ElecDry-Tier3DEER2017 | Appl-CW-Top-GasDHW-ElecDry-Tier3AnyMFm2015CZ02DEER2017 | 6898
Appl-CW-Top-GasDHW-ElecDry-Tier3 | DEER2017 | D17 v3 |  | Any | MFm | 2015 | CZ03 | rDXGF | Household | 1 | 998.7 | None | 407 | 0.059 | 2.62 | 296 | 0.043 | 2.11 | 407 | 0.059 | 2.62 | 296 | 0.043 | 2.11 | DEER:Res:ClothesDishWasher | Annual | 1720 |  | Appl-CW-Top-GasDHW-ElecDry-Tier3DEER2017 | Appl-CW-Top-GasDHW-ElecDry-Tier3AnyMFm2015CZ03DEER2017 | 6899
Appl-CW-Top-GasDHW-ElecDry-Tier3 | DEER2017 | D17 v3 |  | Any | MFm | 2015 | CZ04 | rDXGF | Household | 1 | 998.7 | None | 416 | 0.064 | 3.1 | 303 | 0.047 | 2.38 | 416 | 0.064 | 3.1 | 303 | 0.047 | -0.79 | DEER:Res:ClothesDishWasher | Annual | 1721 |  | Appl-CW-Top-GasDHW-ElecDry-Tier3DEER2017 | Appl-CW-Top-GasDHW-ElecDry-Tier3AnyMFm2015CZ04DEER2017 | 6900
Appl-CW-Top-GasDHW-ElecDry-Tier3 | DEER2017 | D17 v3 |  | Any | MFm | 2015 | CZ05 | rDXGF | Household | 1 | 998.7 | None | 410 | 0.06 | 3.18 | 298 | 0.043 | 2.43 | 410 | 0.06 | 3.18 | 298 | 0.043 | 2.43 | DEER:Res:ClothesDishWasher | Annual | 1720 |  | Appl-CW-Top-GasDHW-ElecDry-Tier3DEER2017 | Appl-CW-Top-GasDHW-ElecDry-Tier3AnyMFm2015CZ05DEER2017 | 6901
Appl-CW-Top-GasDHW-ElecDry-Tier3 | DEER2017 | D17 v3 |  | Any | MFm | 2015 | CZ06 | rDXGF | Household | 1 | 1206 | None | 413 | 0.063 | 2.65 | 301 | 0.046 | 2.05 | 413 | 0.063 | 2.65 | 301 | 0.046 | -0.38 | DEER:Res:ClothesDishWasher | Annual | 1721 |  | Appl-CW-Top-GasDHW-ElecDry-Tier3DEER2017 | Appl-CW-Top-GasDHW-ElecDry-Tier3AnyMFm2015CZ06DEER2017 | 6902
Appl-CW-Top-GasDHW-ElecDry-Tier3 | DEER2017 | D17 v3 |  | Any | MFm | 2015 | CZ07 | rDXGF | Household | 1 | 1206 | None | 419 | 0.061 | 2.89 | 305 | 0.044 | 2.21 | 419 | 0.061 | 2.89 | 305 | 0.044 | 2.21 | DEER:Res:ClothesDishWasher | Annual | 1720 |  | Appl-CW-Top-GasDHW-ElecDry-Tier3DEER2017 | Appl-CW-Top-GasDHW-ElecDry-Tier3AnyMFm2015CZ07DEER2017 | 6903
Appl-CW-Top-GasDHW-ElecDry-Tier3 | DEER2017 | D17 v3 |  | Any | MFm | 2015 | CZ08 | rDXGF | Household | 1 | 1206 | None | 420 | 0.063 | 3 | 306 | 0.046 | 2.31 | 420 | 0.063 | 3 | 306 | 0.046 | -1.03 | DEER:Res:ClothesDishWasher | Annual | 1721 |  | Appl-CW-Top-GasDHW-ElecDry-Tier3DEER2017 | Appl-CW-Top-GasDHW-ElecDry-Tier3AnyMFm2015CZ08DEER2017 | 6904
Appl-CW-Top-GasDHW-ElecDry-Tier3 | DEER2017 | D17 v3 |  | Any | MFm | 2015 | CZ09 | rDXGF | Household | 1 | 1126.6 | None | 417 | 0.064 | 2.82 | 304 | 0.046 | 2.2 | 417 | 0.064 | 2.82 | 304 | 0.046 | 2.2 | DEER:Res:ClothesDishWasher | Annual | 1720 |  | Appl-CW-Top-GasDHW-ElecDry-Tier3DEER2017 | Appl-CW-Top-GasDHW-ElecDry-Tier3AnyMFm2015CZ09DEER2017 | 6905
Appl-CW-Top-GasDHW-ElecDry-Tier3 | DEER2017 | D17 v3 |  | Any | MFm | 2015 | CZ10 | rDXGF | Household | 1 | 1073.2 | None | 417 | 0.063 | 3.03 | 303 | 0.046 | 2.32 | 417 | 0.063 | 3.03 | 303 | 0.046 | -1.29 | DEER:Res:ClothesDishWasher | Annual | 1721 |  | Appl-CW-Top-GasDHW-ElecDry-Tier3DEER2017 | Appl-CW-Top-GasDHW-ElecDry-Tier3AnyMFm2015CZ10DEER2017 | 6906
Appl-CW-Top-GasDHW-ElecDry-Tier3 | DEER2017 | D17 v3 |  | Any | MFm | 2015 | CZ11 | rDXGF | Household | 1 | 1073.2 | None | 418 | 0.062 | 2.5 | 304 | 0.045 | 1.94 | 418 | 0.062 | 2.5 | 304 | 0.045 | 1.94 | DEER:Res:ClothesDishWasher | Annual | 1720 |  | Appl-CW-Top-GasDHW-ElecDry-Tier3DEER2017 | Appl-CW-Top-GasDHW-ElecDry-Tier3AnyMFm2015CZ11DEER2017 | 6907
Appl-CW-Top-GasDHW-ElecDry-Tier3 | DEER2017 | D17 v3 |  | Any | MFm | 2015 | CZ12 | rDXGF | Household | 1 | 1073.2 | None | 417 | 0.062 | 2.76 | 303 | 0.045 | 2.12 | 417 | 0.062 | 2.76 | 303 | 0.045 | -0.78 | DEER:Res:ClothesDishWasher | Annual | 1721 |  | Appl-CW-Top-GasDHW-ElecDry-Tier3DEER2017 | Appl-CW-Top-GasDHW-ElecDry-Tier3AnyMFm2015CZ12DEER2017 | 6908
Appl-CW-Top-GasDHW-ElecDry-Tier3 | DEER2017 | D17 v3 |  | Any | MFm | 2015 | CZ13 | rDXGF | Household | 1 | 1073.2 | None | 418 | 0.061 | 2.54 | 304 | 0.044 | 1.96 | 418 | 0.061 | 2.54 | 304 | 0.044 | 1.96 | DEER:Res:ClothesDishWasher | Annual | 1720 |  | Appl-CW-Top-GasDHW-ElecDry-Tier3DEER2017 | Appl-CW-Top-GasDHW-ElecDry-Tier3AnyMFm2015CZ13DEER2017 | 6909
Appl-CW-Top-GasDHW-ElecDry-Tier3 | DEER2017 | D17 v3 |  | Any | MFm | 2015 | CZ14 | rDXGF | Household | 1 | 1094.6 | None | 419 | 0.062 | 2.49 | 305 | 0.045 | 1.94 | 419 | 0.062 | 2.49 | 305 | 0.045 | -0.81 | DEER:Res:ClothesDishWasher | Annual | 1721 |  | Appl-CW-Top-GasDHW-ElecDry-Tier3DEER2017 | Appl-CW-Top-GasDHW-ElecDry-Tier3AnyMFm2015CZ14DEER2017 | 6910
Appl-CW-Top-GasDHW-ElecDry-Tier3 | DEER2017 | D17 v3 |  | Any | MFm | 2015 | CZ15 | rDXGF | Household | 1 | 1094.6 | None | 422 | 0.062 | 2.71 | 307 | 0.045 | 2.07 | 422 | 0.062 | 2.71 | 307 | 0.045 | 2.07 | DEER:Res:ClothesDishWasher | Annual | 1720 |  | Appl-CW-Top-GasDHW-ElecDry-Tier3DEER2017 | Appl-CW-Top-GasDHW-ElecDry-Tier3AnyMFm2015CZ15DEER2017 | 6911
Appl-CW-Top-GasDHW-ElecDry-Tier3 | DEER2017 | D17 v3 |  | Any | MFm | 2015 | CZ16 | rDXGF | Household | 1 | 998.7 | None | 413 | 0.061 | 2.42 | 300 | 0.044 | 1.9 | 413 | 0.061 | 2.42 | 300 | 0.044 | -0.67 | DEER:Res:ClothesDishWasher | Annual | 1721 |  | Appl-CW-Top-GasDHW-ElecDry-Tier3DEER2017 | Appl-CW-Top-GasDHW-ElecDry-Tier3AnyMFm2015CZ16DEER2017 | 6912
Appl-CW-Top-GasDHW-ElecDry-Tier3 | DEER2017 | D17 v3 |  | Any | MFm | 2017 | CZ01 | rDXGF | Household | 1 | 998.7 | None | 406 | 0.057 | 2.14 | 295 | 0.041 | 1.66 | 406 | 0.057 | 2.14 | 295 | 0.041 | 1.66 | DEER:Res:ClothesDishWasher | Annual | 1720 |  | Appl-CW-Top-GasDHW-ElecDry-Tier3DEER2017 | Appl-CW-Top-GasDHW-ElecDry-Tier3AnyMFm2017CZ01DEER2017 | 6913
Appl-CW-Top-GasDHW-ElecDry-Tier3 | DEER2017 | D17 v3 |  | Any | MFm | 2017 | CZ02 | rDXGF | Household | 1 | 1073.2 | None | 413 | 0.063 | 2.87 | 300 | 0.046 | 2.17 | 413 | 0.063 | 2.87 | 300 | 0.046 | -0.98 | DEER:Res:ClothesDishWasher | Annual | 1721 |  | Appl-CW-Top-GasDHW-ElecDry-Tier3DEER2017 | Appl-CW-Top-GasDHW-ElecDry-Tier3AnyMFm2017CZ02DEER2017 | 6914
Appl-CW-Top-GasDHW-ElecDry-Tier3 | DEER2017 | D17 v3 |  | Any | MFm | 2017 | CZ03 | rDXGF | Household | 1 | 998.7 | None | 407 | 0.059 | 2.55 | 296 | 0.043 | 1.95 | 407 | 0.059 | 2.55 | 296 | 0.043 | 1.95 | DEER:Res:ClothesDishWasher | Annual | 1720 |  | Appl-CW-Top-GasDHW-ElecDry-Tier3DEER2017 | Appl-CW-Top-GasDHW-ElecDry-Tier3AnyMFm2017CZ03DEER2017 | 6915
Appl-CW-Top-GasDHW-ElecDry-Tier3 | DEER2017 | D17 v3 |  | Any | MFm | 2017 | CZ04 | rDXGF | Household | 1 | 998.7 | None | 417 | 0.064 | 3.22 | 302 | 0.045 | 2.46 | 417 | 0.064 | 3.22 | 302 | 0.045 | -0.69 | DEER:Res:ClothesDishWasher | Annual | 1721 |  | Appl-CW-Top-GasDHW-ElecDry-Tier3DEER2017 | Appl-CW-Top-GasDHW-ElecDry-Tier3AnyMFm2017CZ04DEER2017 | 6916
Appl-CW-Top-GasDHW-ElecDry-Tier3 | DEER2017 | D17 v3 |  | Any | MFm | 2017 | CZ05 | rDXGF | Household | 1 | 998.7 | None | 410 | 0.06 | 3.21 | 299 | 0.044 | 2.49 | 410 | 0.06 | 3.21 | 299 | 0.044 | 2.49 | DEER:Res:ClothesDishWasher | Annual | 1720 |  | Appl-CW-Top-GasDHW-ElecDry-Tier3DEER2017 | Appl-CW-Top-GasDHW-ElecDry-Tier3AnyMFm2017CZ05DEER2017 | 6917
Appl-CW-Top-GasDHW-ElecDry-Tier3 | DEER2017 | D17 v3 |  | Any | MFm | 2017 | CZ06 | rDXGF | Household | 1 | 1206 | None | 413 | 0.063 | 2.65 | 300 | 0.045 | 2.04 | 413 | 0.063 | 2.65 | 300 | 0.045 | -0.33 | DEER:Res:ClothesDishWasher | Annual | 1721 |  | Appl-CW-Top-GasDHW-ElecDry-Tier3DEER2017 | Appl-CW-Top-GasDHW-ElecDry-Tier3AnyMFm2017CZ06DEER2017 | 6918
Appl-CW-Top-GasDHW-ElecDry-Tier3 | DEER2017 | D17 v3 |  | Any | MFm | 2017 | CZ07 | rDXGF | Household | 1 | 1206 | None | 419 | 0.062 | 2.89 | 305 | 0.045 | 2.22 | 419 | 0.062 | 2.89 | 305 | 0.045 | 2.22 | DEER:Res:ClothesDishWasher | Annual | 1720 |  | Appl-CW-Top-GasDHW-ElecDry-Tier3DEER2017 | Appl-CW-Top-GasDHW-ElecDry-Tier3AnyMFm2017CZ07DEER2017 | 6919
Appl-CW-Top-GasDHW-ElecDry-Tier3 | DEER2017 | D17 v3 |  | Any | MFm | 2017 | CZ08 | rDXGF | Household | 1 | 1206 | None | 418 | 0.061 | 3.07 | 304 | 0.044 | 2.34 | 418 | 0.061 | 3.07 | 304 | 0.044 | -0.55 | DEER:Res:ClothesDishWasher | Annual | 1721 |  | Appl-CW-Top-GasDHW-ElecDry-Tier3DEER2017 | Appl-CW-Top-GasDHW-ElecDry-Tier3AnyMFm2017CZ08DEER2017 | 6920
Appl-CW-Top-GasDHW-ElecDry-Tier3 | DEER2017 | D17 v3 |  | Any | MFm | 2017 | CZ09 | rDXGF | Household | 1 | 1126.6 | None | 416 | 0.062 | 2.89 | 303 | 0.045 | 2.22 | 416 | 0.062 | 2.89 | 303 | 0.045 | 2.22 | DEER:Res:ClothesDishWasher | Annual | 1720 |  | Appl-CW-Top-GasDHW-ElecDry-Tier3DEER2017 | Appl-CW-Top-GasDHW-ElecDry-Tier3AnyMFm2017CZ09DEER2017 | 6921
Appl-CW-Top-GasDHW-ElecDry-Tier3 | DEER2017 | D17 v3 |  | Any | MFm | 2017 | CZ10 | rDXGF | Household | 1 | 1073.2 | None | 417 | 0.062 | 3.11 | 304 | 0.045 | 2.37 | 417 | 0.062 | 3.11 | 304 | 0.045 | -0.53 | DEER:Res:ClothesDishWasher | Annual | 1721 |  | Appl-CW-Top-GasDHW-ElecDry-Tier3DEER2017 | Appl-CW-Top-GasDHW-ElecDry-Tier3AnyMFm2017CZ10DEER2017 | 6922
Appl-CW-Top-GasDHW-ElecDry-Tier3 | DEER2017 | D17 v3 |  | Any | MFm | 2017 | CZ11 | rDXGF | Household | 1 | 1073.2 | None | 417 | 0.061 | 2.54 | 303 | 0.044 | 1.95 | 417 | 0.061 | 2.54 | 303 | 0.044 | 1.95 | DEER:Res:ClothesDishWasher | Annual | 1720 |  | Appl-CW-Top-GasDHW-ElecDry-Tier3DEER2017 | Appl-CW-Top-GasDHW-ElecDry-Tier3AnyMFm2017CZ11DEER2017 | 6923
Appl-CW-Top-GasDHW-ElecDry-Tier3 | DEER2017 | D17 v3 |  | Any | MFm | 2017 | CZ12 | rDXGF | Household | 1 | 1073.2 | None | 416 | 0.062 | 2.78 | 303 | 0.046 | 2.17 | 416 | 0.062 | 2.78 | 303 | 0.046 | -0.77 | DEER:Res:ClothesDishWasher | Annual | 1721 |  | Appl-CW-Top-GasDHW-ElecDry-Tier3DEER2017 | Appl-CW-Top-GasDHW-ElecDry-Tier3AnyMFm2017CZ12DEER2017 | 6924
Appl-CW-Top-GasDHW-ElecDry-Tier3 | DEER2017 | D17 v3 |  | Any | MFm | 2017 | CZ13 | rDXGF | Household | 1 | 1073.2 | None | 419 | 0.063 | 2.61 | 305 | 0.046 | 2.02 | 419 | 0.063 | 2.61 | 305 | 0.046 | 2.02 | DEER:Res:ClothesDishWasher | Annual | 1720 |  | Appl-CW-Top-GasDHW-ElecDry-Tier3DEER2017 | Appl-CW-Top-GasDHW-ElecDry-Tier3AnyMFm2017CZ13DEER2017 | 6925
Appl-CW-Top-GasDHW-ElecDry-Tier3 | DEER2017 | D17 v3 |  | Any | MFm | 2017 | CZ14 | rDXGF | Household | 1 | 1094.6 | None | 421 | 0.063 | 2.61 | 305 | 0.045 | 1.97 | 421 | 0.063 | 2.61 | 305 | 0.045 | -0.63 | DEER:Res:ClothesDishWasher | Annual | 1721 |  | Appl-CW-Top-GasDHW-ElecDry-Tier3DEER2017 | Appl-CW-Top-GasDHW-ElecDry-Tier3AnyMFm2017CZ14DEER2017 | 6926
Appl-CW-Top-GasDHW-ElecDry-Tier3 | DEER2017 | D17 v3 |  | Any | MFm | 2017 | CZ15 | rDXGF | Household | 1 | 1094.6 | None | 423 | 0.062 | 2.72 | 306 | 0.045 | 2.06 | 423 | 0.062 | 2.72 | 306 | 0.045 | 2.06 | DEER:Res:ClothesDishWasher | Annual | 1720 |  | Appl-CW-Top-GasDHW-ElecDry-Tier3DEER2017 | Appl-CW-Top-GasDHW-ElecDry-Tier3AnyMFm2017CZ15DEER2017 | 6927
Appl-CW-Top-GasDHW-ElecDry-Tier3 | DEER2017 | D17 v3 |  | Any | MFm | 2017 | CZ16 | rDXGF | Household | 1 | 998.7 | None | 413 | 0.06 | 2.49 | 301 | 0.044 | 1.95 | 413 | 0.06 | 2.49 | 301 | 0.044 | -0.85 | DEER:Res:ClothesDishWasher | Annual | 1721 |  | Appl-CW-Top-GasDHW-ElecDry-Tier3DEER2017 | Appl-CW-Top-GasDHW-ElecDry-Tier3AnyMFm2017CZ16DEER2017 | 6928
Appl-CW-Top-GasDHW-ElecDry-Tier3 | DEER2017 | D17 v3 |  | Any | SFm | 1975 | CZ01 | rDXGF | Household | 1 | 1591 | None | 501 | 0.07 | 1.62 | 365 | 0.051 | 1.36 | 501 | 0.07 | 1.62 | 365 | 0.051 | 1.36 | DEER:Res:ClothesDishWasher | Annual | 1720 |  | Appl-CW-Top-GasDHW-ElecDry-Tier3DEER2017 | Appl-CW-Top-GasDHW-ElecDry-Tier3AnySFm1975CZ01DEER2017 | 6929
Appl-CW-Top-GasDHW-ElecDry-Tier3 | DEER2017 | D17 v3 |  | Any | SFm | 1975 | CZ02 | rDXGF | Household | 1 | 1591 | None | 511 | 0.095 | 1.45 | 371 | 0.069 | 1.23 | 511 | 0.095 | 1.45 | 371 | 0.069 | -0.73 | DEER:Res:ClothesDishWasher | Annual | 1721 |  | Appl-CW-Top-GasDHW-ElecDry-Tier3DEER2017 | Appl-CW-Top-GasDHW-ElecDry-Tier3AnySFm1975CZ02DEER2017 | 6930
Appl-CW-Top-GasDHW-ElecDry-Tier3 | DEER2017 | D17 v3 |  | Any | SFm | 1975 | CZ03 | rDXGF | Household | 1 | 1591 | None | 506 | 0.09 | 1.63 | 368 | 0.066 | 1.37 | 506 | 0.09 | 1.63 | 368 | 0.066 | 1.37 | DEER:Res:ClothesDishWasher | Annual | 1720 |  | Appl-CW-Top-GasDHW-ElecDry-Tier3DEER2017 | Appl-CW-Top-GasDHW-ElecDry-Tier3AnySFm1975CZ03DEER2017 | 6931
Appl-CW-Top-GasDHW-ElecDry-Tier3 | DEER2017 | D17 v3 |  | Any | SFm | 1975 | CZ04 | rDXGF | Household | 1 | 1591 | None | 515 | 0.093 | 2.24 | 374 | 0.068 | 1.77 | 515 | 0.093 | 2.24 | 374 | 0.068 | -0.7 | DEER:Res:ClothesDishWasher | Annual | 1721 |  | Appl-CW-Top-GasDHW-ElecDry-Tier3DEER2017 | Appl-CW-Top-GasDHW-ElecDry-Tier3AnySFm1975CZ04DEER2017 | 6932
Appl-CW-Top-GasDHW-ElecDry-Tier3 | DEER2017 | D17 v3 |  | Any | SFm | 1975 | CZ05 | rDXGF | Household | 1 | 1591 | None | 503 | 0.087 | 0.98 | 366 | 0.064 | 0.92 | 503 | 0.087 | 0.98 | 366 | 0.064 | 0.92 | DEER:Res:ClothesDishWasher | Annual | 1720 |  | Appl-CW-Top-GasDHW-ElecDry-Tier3DEER2017 | Appl-CW-Top-GasDHW-ElecDry-Tier3AnySFm1975CZ05DEER2017 | 6933
Appl-CW-Top-GasDHW-ElecDry-Tier3 | DEER2017 | D17 v3 |  | Any | SFm | 1975 | CZ06 | rDXGF | Household | 1 | 1528 | None | 517 | 0.088 | 2.75 | 376 | 0.063 | 2.15 | 517 | 0.088 | 2.75 | 376 | 0.063 | -0.34 | DEER:Res:ClothesDishWasher | Annual | 1721 |  | Appl-CW-Top-GasDHW-ElecDry-Tier3DEER2017 | Appl-CW-Top-GasDHW-ElecDry-Tier3AnySFm1975CZ06DEER2017 | 6934
Appl-CW-Top-GasDHW-ElecDry-Tier3 | DEER2017 | D17 v3 |  | Any | SFm | 1975 | CZ07 | rDXGF | Household | 1 | 1528 | None | 515 | 0.084 | 2.47 | 374 | 0.061 | 1.95 | 515 | 0.084 | 2.47 | 374 | 0.061 | 1.95 | DEER:Res:ClothesDishWasher | Annual | 1720 |  | Appl-CW-Top-GasDHW-ElecDry-Tier3DEER2017 | Appl-CW-Top-GasDHW-ElecDry-Tier3AnySFm1975CZ07DEER2017 | 6935
Appl-CW-Top-GasDHW-ElecDry-Tier3 | DEER2017 | D17 v3 |  | Any | SFm | 1975 | CZ08 | rDXGF | Household | 1 | 1528 | None | 521 | 0.087 | 2.61 | 378 | 0.063 | 2.07 | 521 | 0.087 | 2.61 | 378 | 0.063 | -1.01 | DEER:Res:ClothesDishWasher | Annual | 1721 |  | Appl-CW-Top-GasDHW-ElecDry-Tier3DEER2017 | Appl-CW-Top-GasDHW-ElecDry-Tier3AnySFm1975CZ08DEER2017 | 6936
Appl-CW-Top-GasDHW-ElecDry-Tier3 | DEER2017 | D17 v3 |  | Any | SFm | 1975 | CZ09 | rDXGF | Household | 1 | 1636 | None | 525 | 0.081 | 2.3 | 382 | 0.059 | 1.83 | 525 | 0.081 | 2.3 | 382 | 0.059 | 1.83 | DEER:Res:ClothesDishWasher | Annual | 1720 |  | Appl-CW-Top-GasDHW-ElecDry-Tier3DEER2017 | Appl-CW-Top-GasDHW-ElecDry-Tier3AnySFm1975CZ09DEER2017 | 6937
Appl-CW-Top-GasDHW-ElecDry-Tier3 | DEER2017 | D17 v3 |  | Any | SFm | 1975 | CZ10 | rDXGF | Household | 1 | 1636 | None | 520 | 0.092 | 1.79 | 378 | 0.067 | 1.46 | 520 | 0.092 | 1.79 | 378 | 0.067 | -1.12 | DEER:Res:ClothesDishWasher | Annual | 1721 |  | Appl-CW-Top-GasDHW-ElecDry-Tier3DEER2017 | Appl-CW-Top-GasDHW-ElecDry-Tier3AnySFm1975CZ10DEER2017 | 6938
Appl-CW-Top-GasDHW-ElecDry-Tier3 | DEER2017 | D17 v3 |  | Any | SFm | 1975 | CZ11 | rDXGF | Household | 1 | 1528 | None | 524 | 0.09 | 1.8 | 381 | 0.066 | 1.48 | 524 | 0.09 | 1.8 | 381 | 0.066 | 1.48 | DEER:Res:ClothesDishWasher | Annual | 1720 |  | Appl-CW-Top-GasDHW-ElecDry-Tier3DEER2017 | Appl-CW-Top-GasDHW-ElecDry-Tier3AnySFm1975CZ11DEER2017 | 6939
Appl-CW-Top-GasDHW-ElecDry-Tier3 | DEER2017 | D17 v3 |  | Any | SFm | 1975 | CZ12 | rDXGF | Household | 1 | 1528 | None | 518 | 0.09 | 1.82 | 377 | 0.066 | 1.48 | 518 | 0.09 | 1.82 | 377 | 0.066 | -0.64 | DEER:Res:ClothesDishWasher | Annual | 1721 |  | Appl-CW-Top-GasDHW-ElecDry-Tier3DEER2017 | Appl-CW-Top-GasDHW-ElecDry-Tier3AnySFm1975CZ12DEER2017 | 6940
Appl-CW-Top-GasDHW-ElecDry-Tier3 | DEER2017 | D17 v3 |  | Any | SFm | 1975 | CZ13 | rDXGF | Household | 1 | 1528 | None | 524 | 0.087 | 1.4 | 381 | 0.063 | 1.18 | 524 | 0.087 | 1.4 | 381 | 0.063 | 1.18 | DEER:Res:ClothesDishWasher | Annual | 1720 |  | Appl-CW-Top-GasDHW-ElecDry-Tier3DEER2017 | Appl-CW-Top-GasDHW-ElecDry-Tier3AnySFm1975CZ13DEER2017 | 6941
Appl-CW-Top-GasDHW-ElecDry-Tier3 | DEER2017 | D17 v3 |  | Any | SFm | 1975 | CZ14 | rDXGF | Household | 1 | 1555 | None | 529 | 0.083 | 1.95 | 384 | 0.06 | 1.57 | 529 | 0.083 | 1.95 | 384 | 0.06 | -0.98 | DEER:Res:ClothesDishWasher | Annual | 1721 |  | Appl-CW-Top-GasDHW-ElecDry-Tier3DEER2017 | Appl-CW-Top-GasDHW-ElecDry-Tier3AnySFm1975CZ14DEER2017 | 6942
Appl-CW-Top-GasDHW-ElecDry-Tier3 | DEER2017 | D17 v3 |  | Any | SFm | 1975 | CZ15 | rDXGF | Household | 1 | 1555 | None | 535 | 0.081 | 2.69 | 389 | 0.058 | 2.11 | 535 | 0.081 | 2.69 | 389 | 0.058 | 2.11 | DEER:Res:ClothesDishWasher | Annual | 1720 |  | Appl-CW-Top-GasDHW-ElecDry-Tier3DEER2017 | Appl-CW-Top-GasDHW-ElecDry-Tier3AnySFm1975CZ15DEER2017 | 6943
Appl-CW-Top-GasDHW-ElecDry-Tier3 | DEER2017 | D17 v3 |  | Any | SFm | 1975 | CZ16 | rDXGF | Household | 1 | 1591 | None | 517 | 0.082 | 2.15 | 376 | 0.06 | 1.74 | 517 | 0.082 | 2.15 | 376 | 0.06 | -0.58 | DEER:Res:ClothesDishWasher | Annual | 1721 |  | Appl-CW-Top-GasDHW-ElecDry-Tier3DEER2017 | Appl-CW-Top-GasDHW-ElecDry-Tier3AnySFm1975CZ16DEER2017 | 6944
Appl-CW-Top-GasDHW-ElecDry-Tier3 | DEER2017 | D17 v3 |  | Any | SFm | 1985 | CZ01 | rDXGF | Household | 1 | 1904 | None | 500 | 0.07 | 0.24 | 364 | 0.051 | 0.36 | 500 | 0.07 | 0.24 | 364 | 0.051 | 0.36 | DEER:Res:ClothesDishWasher | Annual | 1720 |  | Appl-CW-Top-GasDHW-ElecDry-Tier3DEER2017 | Appl-CW-Top-GasDHW-ElecDry-Tier3AnySFm1985CZ01DEER2017 | 6945
Appl-CW-Top-GasDHW-ElecDry-Tier3 | DEER2017 | D17 v3 |  | Any | SFm | 1985 | CZ02 | rDXGF | Household | 1 | 1904 | None | 509 | 0.087 | 0.61 | 370 | 0.063 | 0.62 | 509 | 0.087 | 0.61 | 370 | 0.063 | -1.05 | DEER:Res:ClothesDishWasher | Annual | 1721 |  | Appl-CW-Top-GasDHW-ElecDry-Tier3DEER2017 | Appl-CW-Top-GasDHW-ElecDry-Tier3AnySFm1985CZ02DEER2017 | 6946
Appl-CW-Top-GasDHW-ElecDry-Tier3 | DEER2017 | D17 v3 |  | Any | SFm | 1985 | CZ03 | rDXGF | Household | 1 | 1904 | None | 505 | 0.088 | 0.31 | 368 | 0.064 | 0.39 | 505 | 0.088 | 0.31 | 368 | 0.064 | 0.39 | DEER:Res:ClothesDishWasher | Annual | 1720 |  | Appl-CW-Top-GasDHW-ElecDry-Tier3DEER2017 | Appl-CW-Top-GasDHW-ElecDry-Tier3AnySFm1985CZ03DEER2017 | 6947
Appl-CW-Top-GasDHW-ElecDry-Tier3 | DEER2017 | D17 v3 |  | Any | SFm | 1985 | CZ04 | rDXGF | Household | 1 | 1904 | None | 517 | 0.091 | 1.39 | 375 | 0.066 | 1.17 | 517 | 0.091 | 1.39 | 375 | 0.066 | -0.62 | DEER:Res:ClothesDishWasher | Annual | 1721 |  | Appl-CW-Top-GasDHW-ElecDry-Tier3DEER2017 | Appl-CW-Top-GasDHW-ElecDry-Tier3AnySFm1985CZ04DEER2017 | 6948
Appl-CW-Top-GasDHW-ElecDry-Tier3 | DEER2017 | D17 v3 |  | Any | SFm | 1985 | CZ05 | rDXGF | Household | 1 | 1904 | None | 504 | 0.09 | -0.09 | 367 | 0.066 | 0.14 | 504 | 0.09 | -0.09 | 367 | 0.066 | 0.14 | DEER:Res:ClothesDishWasher | Annual | 1720 |  | Appl-CW-Top-GasDHW-ElecDry-Tier3DEER2017 | Appl-CW-Top-GasDHW-ElecDry-Tier3AnySFm1985CZ05DEER2017 | 6949
Appl-CW-Top-GasDHW-ElecDry-Tier3 | DEER2017 | D17 v3 |  | Any | SFm | 1985 | CZ06 | rDXGF | Household | 1 | 2064 | None | 517 | 0.092 | 2.2 | 375 | 0.067 | 1.76 | 517 | 0.092 | 2.2 | 375 | 0.067 | -0.54 | DEER:Res:ClothesDishWasher | Annual | 1721 |  | Appl-CW-Top-GasDHW-ElecDry-Tier3DEER2017 | Appl-CW-Top-GasDHW-ElecDry-Tier3AnySFm1985CZ06DEER2017 | 6950
Appl-CW-Top-GasDHW-ElecDry-Tier3 | DEER2017 | D17 v3 |  | Any | SFm | 1985 | CZ07 | rDXGF | Household | 1 | 2064 | None | 518 | 0.085 | 2.34 | 376 | 0.062 | 1.86 | 518 | 0.085 | 2.34 | 376 | 0.062 | 1.86 | DEER:Res:ClothesDishWasher | Annual | 1720 |  | Appl-CW-Top-GasDHW-ElecDry-Tier3DEER2017 | Appl-CW-Top-GasDHW-ElecDry-Tier3AnySFm1985CZ07DEER2017 | 6951
Appl-CW-Top-GasDHW-ElecDry-Tier3 | DEER2017 | D17 v3 |  | Any | SFm | 1985 | CZ08 | rDXGF | Household | 1 | 2064 | None | 525 | 0.08 | 2.18 | 380 | 0.058 | 1.74 | 525 | 0.08 | 2.18 | 380 | 0.058 | -0.55 | DEER:Res:ClothesDishWasher | Annual | 1721 |  | Appl-CW-Top-GasDHW-ElecDry-Tier3DEER2017 | Appl-CW-Top-GasDHW-ElecDry-Tier3AnySFm1985CZ08DEER2017 | 6952
Appl-CW-Top-GasDHW-ElecDry-Tier3 | DEER2017 | D17 v3 |  | Any | SFm | 1985 | CZ09 | rDXGF | Household | 1 | 1811 | None | 524 | 0.084 | 2.13 | 382 | 0.061 | 1.73 | 524 | 0.084 | 2.13 | 382 | 0.061 | 1.73 | DEER:Res:ClothesDishWasher | Annual | 1720 |  | Appl-CW-Top-GasDHW-ElecDry-Tier3DEER2017 | Appl-CW-Top-GasDHW-ElecDry-Tier3AnySFm1985CZ09DEER2017 | 6953
Appl-CW-Top-GasDHW-ElecDry-Tier3 | DEER2017 | D17 v3 |  | Any | SFm | 1985 | CZ10 | rDXGF | Household | 1 | 1811 | None | 523 | 0.088 | 1.7 | 380 | 0.064 | 1.4 | 523 | 0.088 | 1.7 | 380 | 0.064 | -0.67 | DEER:Res:ClothesDishWasher | Annual | 1721 |  | Appl-CW-Top-GasDHW-ElecDry-Tier3DEER2017 | Appl-CW-Top-GasDHW-ElecDry-Tier3AnySFm1985CZ10DEER2017 | 6954
Appl-CW-Top-GasDHW-ElecDry-Tier3 | DEER2017 | D17 v3 |  | Any | SFm | 1985 | CZ11 | rDXGF | Household | 1 | 1704 | None | 524 | 0.086 | 0.9 | 380 | 0.062 | 0.81 | 524 | 0.086 | 0.9 | 380 | 0.062 | 0.81 | DEER:Res:ClothesDishWasher | Annual | 1720 |  | Appl-CW-Top-GasDHW-ElecDry-Tier3DEER2017 | Appl-CW-Top-GasDHW-ElecDry-Tier3AnySFm1985CZ11DEER2017 | 6955
Appl-CW-Top-GasDHW-ElecDry-Tier3 | DEER2017 | D17 v3 |  | Any | SFm | 1985 | CZ12 | rDXGF | Household | 1 | 1704 | None | 518 | 0.092 | 1.08 | 377 | 0.066 | 0.95 | 518 | 0.092 | 1.08 | 377 | 0.066 | -0.46 | DEER:Res:ClothesDishWasher | Annual | 1721 |  | Appl-CW-Top-GasDHW-ElecDry-Tier3DEER2017 | Appl-CW-Top-GasDHW-ElecDry-Tier3AnySFm1985CZ12DEER2017 | 6956
Appl-CW-Top-GasDHW-ElecDry-Tier3 | DEER2017 | D17 v3 |  | Any | SFm | 1985 | CZ13 | rDXGF | Household | 1 | 1704 | None | 526 | 0.086 | 0.89 | 383 | 0.062 | 0.8 | 526 | 0.086 | 0.89 | 383 | 0.062 | 0.8 | DEER:Res:ClothesDishWasher | Annual | 1720 |  | Appl-CW-Top-GasDHW-ElecDry-Tier3DEER2017 | Appl-CW-Top-GasDHW-ElecDry-Tier3AnySFm1985CZ13DEER2017 | 6957
Appl-CW-Top-GasDHW-ElecDry-Tier3 | DEER2017 | D17 v3 |  | Any | SFm | 1985 | CZ14 | rDXGF | Household | 1 | 1741 | None | 529 | 0.082 | 1.06 | 385 | 0.06 | 0.95 | 529 | 0.082 | 1.06 | 385 | 0.06 | -0.78 | DEER:Res:ClothesDishWasher | Annual | 1721 |  | Appl-CW-Top-GasDHW-ElecDry-Tier3DEER2017 | Appl-CW-Top-GasDHW-ElecDry-Tier3AnySFm1985CZ14DEER2017 | 6958
Appl-CW-Top-GasDHW-ElecDry-Tier3 | DEER2017 | D17 v3 |  | Any | SFm | 1985 | CZ15 | rDXGF | Household | 1 | 1741 | None | 536 | 0.082 | 2.45 | 390 | 0.06 | 1.92 | 536 | 0.082 | 2.45 | 390 | 0.06 | 1.92 | DEER:Res:ClothesDishWasher | Annual | 1720 |  | Appl-CW-Top-GasDHW-ElecDry-Tier3DEER2017 | Appl-CW-Top-GasDHW-ElecDry-Tier3AnySFm1985CZ15DEER2017 | 6959
Appl-CW-Top-GasDHW-ElecDry-Tier3 | DEER2017 | D17 v3 |  | Any | SFm | 1985 | CZ16 | rDXGF | Household | 1 | 1904 | None | 517 | 0.085 | 1.35 | 376 | 0.062 | 1.17 | 517 | 0.085 | 1.35 | 376 | 0.062 | -0.73 | DEER:Res:ClothesDishWasher | Annual | 1721 |  | Appl-CW-Top-GasDHW-ElecDry-Tier3DEER2017 | Appl-CW-Top-GasDHW-ElecDry-Tier3AnySFm1985CZ16DEER2017 | 6960
Appl-CW-Top-GasDHW-ElecDry-Tier3 | DEER2017 | D17 v3 |  | Any | SFm | 1996 | CZ01 | rDXGF | Household | 1 | 2193 | None | 502 | 0.07 | 2.29 | 365 | 0.051 | 1.84 | 502 | 0.07 | 2.29 | 365 | 0.051 | 1.84 | DEER:Res:ClothesDishWasher | Annual | 1720 |  | Appl-CW-Top-GasDHW-ElecDry-Tier3DEER2017 | Appl-CW-Top-GasDHW-ElecDry-Tier3AnySFm1996CZ01DEER2017 | 6961
Appl-CW-Top-GasDHW-ElecDry-Tier3 | DEER2017 | D17 v3 |  | Any | SFm | 1996 | CZ02 | rDXGF | Household | 1 | 2193 | None | 513 | 0.089 | 1.96 | 371 | 0.071 | 1.6 | 513 | 0.089 | 1.96 | 371 | 0.071 | -0.67 | DEER:Res:ClothesDishWasher | Annual | 1721 |  | Appl-CW-Top-GasDHW-ElecDry-Tier3DEER2017 | Appl-CW-Top-GasDHW-ElecDry-Tier3AnySFm1996CZ02DEER2017 | 6962
Appl-CW-Top-GasDHW-ElecDry-Tier3 | DEER2017 | D17 v3 |  | Any | SFm | 1996 | CZ03 | rDXGF | Household | 1 | 2193 | None | 505 | 0.079 | 1.73 | 368 | 0.055 | 1.45 | 505 | 0.079 | 1.73 | 368 | 0.055 | 1.45 | DEER:Res:ClothesDishWasher | Annual | 1720 |  | Appl-CW-Top-GasDHW-ElecDry-Tier3DEER2017 | Appl-CW-Top-GasDHW-ElecDry-Tier3AnySFm1996CZ03DEER2017 | 6963
Appl-CW-Top-GasDHW-ElecDry-Tier3 | DEER2017 | D17 v3 |  | Any | SFm | 1996 | CZ04 | rDXGF | Household | 1 | 2193 | None | 515 | 0.09 | 2.05 | 375 | 0.066 | 1.66 | 515 | 0.09 | 2.05 | 375 | 0.066 | -0.75 | DEER:Res:ClothesDishWasher | Annual | 1721 |  | Appl-CW-Top-GasDHW-ElecDry-Tier3DEER2017 | Appl-CW-Top-GasDHW-ElecDry-Tier3AnySFm1996CZ04DEER2017 | 6964
Appl-CW-Top-GasDHW-ElecDry-Tier3 | DEER2017 | D17 v3 |  | Any | SFm | 1996 | CZ05 | rDXGF | Household | 1 | 2193 | None | 503 | 0.085 | 0.15 | 366 | 0.062 | 0.29 | 503 | 0.085 | 0.15 | 366 | 0.062 | 0.29 | DEER:Res:ClothesDishWasher | Annual | 1720 |  | Appl-CW-Top-GasDHW-ElecDry-Tier3DEER2017 | Appl-CW-Top-GasDHW-ElecDry-Tier3AnySFm1996CZ05DEER2017 | 6965
Appl-CW-Top-GasDHW-ElecDry-Tier3 | DEER2017 | D17 v3 |  | Any | SFm | 1996 | CZ06 | rDXGF | Household | 1 | 2297 | None | 515 | 0.091 | 2.56 | 375 | 0.065 | 2.03 | 515 | 0.091 | 2.56 | 375 | 0.065 | -0.33 | DEER:Res:ClothesDishWasher | Annual | 1721 |  | Appl-CW-Top-GasDHW-ElecDry-Tier3DEER2017 | Appl-CW-Top-GasDHW-ElecDry-Tier3AnySFm1996CZ06DEER2017 | 6966
Appl-CW-Top-GasDHW-ElecDry-Tier3 | DEER2017 | D17 v3 |  | Any | SFm | 1996 | CZ07 | rDXGF | Household | 1 | 2297 | None | 524 | 0.113 | 4.6 | 381 | 0.083 | 2.92 | 524 | 0.113 | 4.6 | 381 | 0.083 | 2.92 | DEER:Res:ClothesDishWasher | Annual | 1720 |  | Appl-CW-Top-GasDHW-ElecDry-Tier3DEER2017 | Appl-CW-Top-GasDHW-ElecDry-Tier3AnySFm1996CZ07DEER2017 | 6967
Appl-CW-Top-GasDHW-ElecDry-Tier3 | DEER2017 | D17 v3 |  | Any | SFm | 1996 | CZ08 | rDXGF | Household | 1 | 2297 | None | 523 | 0.078 | 2.78 | 380 | 0.056 | 2.15 | 523 | 0.078 | 2.78 | 380 | 0.056 | -0.97 | DEER:Res:ClothesDishWasher | Annual | 1721 |  | Appl-CW-Top-GasDHW-ElecDry-Tier3DEER2017 | Appl-CW-Top-GasDHW-ElecDry-Tier3AnySFm1996CZ08DEER2017 | 6968
Appl-CW-Top-GasDHW-ElecDry-Tier3 | DEER2017 | D17 v3 |  | Any | SFm | 1996 | CZ09 | rDXGF | Household | 1 | 2186 | None | 525 | 0.08 | 2.59 | 382 | 0.058 | 2.04 | 525 | 0.08 | 2.59 | 382 | 0.058 | 2.04 | DEER:Res:ClothesDishWasher | Annual | 1720 |  | Appl-CW-Top-GasDHW-ElecDry-Tier3DEER2017 | Appl-CW-Top-GasDHW-ElecDry-Tier3AnySFm1996CZ09DEER2017 | 6969
Appl-CW-Top-GasDHW-ElecDry-Tier3 | DEER2017 | D17 v3 |  | Any | SFm | 1996 | CZ10 | rDXGF | Household | 1 | 2186 | None | 526 | 0.082 | 1.99 | 383 | 0.06 | 1.62 | 526 | 0.082 | 1.99 | 383 | 0.06 | -1.47 | DEER:Res:ClothesDishWasher | Annual | 1721 |  | Appl-CW-Top-GasDHW-ElecDry-Tier3DEER2017 | Appl-CW-Top-GasDHW-ElecDry-Tier3AnySFm1996CZ10DEER2017 | 6970
Appl-CW-Top-GasDHW-ElecDry-Tier3 | DEER2017 | D17 v3 |  | Any | SFm | 1996 | CZ11 | rDXGF | Household | 1 | 2032 | None | 524 | 0.087 | 1.59 | 381 | 0.063 | 1.31 | 524 | 0.087 | 1.59 | 381 | 0.063 | 1.31 | DEER:Res:ClothesDishWasher | Annual | 1720 |  | Appl-CW-Top-GasDHW-ElecDry-Tier3DEER2017 | Appl-CW-Top-GasDHW-ElecDry-Tier3AnySFm1996CZ11DEER2017 | 6971
Appl-CW-Top-GasDHW-ElecDry-Tier3 | DEER2017 | D17 v3 |  | Any | SFm | 1996 | CZ12 | rDXGF | Household | 1 | 2032 | None | 520 | 0.087 | 1.87 | 378 | 0.064 | 1.53 | 520 | 0.087 | 1.87 | 378 | 0.064 | -0.84 | DEER:Res:ClothesDishWasher | Annual | 1721 |  | Appl-CW-Top-GasDHW-ElecDry-Tier3DEER2017 | Appl-CW-Top-GasDHW-ElecDry-Tier3AnySFm1996CZ12DEER2017 | 6972
Appl-CW-Top-GasDHW-ElecDry-Tier3 | DEER2017 | D17 v3 |  | Any | SFm | 1996 | CZ13 | rDXGF | Household | 1 | 2032 | None | 525 | 0.086 | 1.35 | 382 | 0.062 | 1.13 | 525 | 0.086 | 1.35 | 382 | 0.062 | 1.13 | DEER:Res:ClothesDishWasher | Annual | 1720 |  | Appl-CW-Top-GasDHW-ElecDry-Tier3DEER2017 | Appl-CW-Top-GasDHW-ElecDry-Tier3AnySFm1996CZ13DEER2017 | 6973
Appl-CW-Top-GasDHW-ElecDry-Tier3 | DEER2017 | D17 v3 |  | Any | SFm | 1996 | CZ14 | rDXGF | Household | 1 | 1758 | None | 527 | 0.08 | 1.53 | 384 | 0.058 | 1.27 | 527 | 0.08 | 1.53 | 384 | 0.058 | -1.02 | DEER:Res:ClothesDishWasher | Annual | 1721 |  | Appl-CW-Top-GasDHW-ElecDry-Tier3DEER2017 | Appl-CW-Top-GasDHW-ElecDry-Tier3AnySFm1996CZ14DEER2017 | 6974
Appl-CW-Top-GasDHW-ElecDry-Tier3 | DEER2017 | D17 v3 |  | Any | SFm | 1996 | CZ15 | rDXGF | Household | 1 | 1758 | None | 537 | 0.082 | 2.54 | 390 | 0.06 | 1.97 | 537 | 0.082 | 2.54 | 390 | 0.06 | 1.97 | DEER:Res:ClothesDishWasher | Annual | 1720 |  | Appl-CW-Top-GasDHW-ElecDry-Tier3DEER2017 | Appl-CW-Top-GasDHW-ElecDry-Tier3AnySFm1996CZ15DEER2017 | 6975
Appl-CW-Top-GasDHW-ElecDry-Tier3 | DEER2017 | D17 v3 |  | Any | SFm | 1996 | CZ16 | rDXGF | Household | 1 | 2193 | None | 518 | 0.085 | 2.99 | 377 | 0.061 | 2.35 | 518 | 0.085 | 2.99 | 377 | 0.061 | -0.64 | DEER:Res:ClothesDishWasher | Annual | 1721 |  | Appl-CW-Top-GasDHW-ElecDry-Tier3DEER2017 | Appl-CW-Top-GasDHW-ElecDry-Tier3AnySFm1996CZ16DEER2017 | 6976
Appl-CW-Top-GasDHW-ElecDry-Tier3 | DEER2017 | D17 v3 |  | Any | SFm | 2003 | CZ01 | rDXGF | Household | 1 | 2295.6 | None | 501 | 0.07 | 1.97 | 365 | 0.051 | 1.61 | 501 | 0.07 | 1.97 | 365 | 0.051 | 1.61 | DEER:Res:ClothesDishWasher | Annual | 1720 |  | Appl-CW-Top-GasDHW-ElecDry-Tier3DEER2017 | Appl-CW-Top-GasDHW-ElecDry-Tier3AnySFm2003CZ01DEER2017 | 6977
Appl-CW-Top-GasDHW-ElecDry-Tier3 | DEER2017 | D17 v3 |  | Any | SFm | 2003 | CZ02 | rDXGF | Household | 1 | 1948.8 | None | 514 | 0.089 | 1.97 | 374 | 0.064 | 1.6 | 514 | 0.089 | 1.97 | 374 | 0.064 | -0.89 | DEER:Res:ClothesDishWasher | Annual | 1721 |  | Appl-CW-Top-GasDHW-ElecDry-Tier3DEER2017 | Appl-CW-Top-GasDHW-ElecDry-Tier3AnySFm2003CZ02DEER2017 | 6978
Appl-CW-Top-GasDHW-ElecDry-Tier3 | DEER2017 | D17 v3 |  | Any | SFm | 2003 | CZ03 | rDXGF | Household | 1 | 2295.6 | None | 505 | 0.085 | 1.67 | 367 | 0.062 | 1.38 | 505 | 0.085 | 1.67 | 367 | 0.062 | 1.38 | DEER:Res:ClothesDishWasher | Annual | 1720 |  | Appl-CW-Top-GasDHW-ElecDry-Tier3DEER2017 | Appl-CW-Top-GasDHW-ElecDry-Tier3AnySFm2003CZ03DEER2017 | 6979
Appl-CW-Top-GasDHW-ElecDry-Tier3 | DEER2017 | D17 v3 |  | Any | SFm | 2003 | CZ04 | rDXGF | Household | 1 | 2295.6 | None | 519 | 0.09 | 2.3 | 377 | 0.064 | 1.84 | 519 | 0.09 | 2.3 | 377 | 0.064 | -0.87 | DEER:Res:ClothesDishWasher | Annual | 1721 |  | Appl-CW-Top-GasDHW-ElecDry-Tier3DEER2017 | Appl-CW-Top-GasDHW-ElecDry-Tier3AnySFm2003CZ04DEER2017 | 6980
Appl-CW-Top-GasDHW-ElecDry-Tier3 | DEER2017 | D17 v3 |  | Any | SFm | 2003 | CZ05 | rDXGF | Household | 1 | 2295.6 | None | 504 | 0.085 | 0.77 | 366 | 0.062 | 0.73 | 504 | 0.085 | 0.77 | 366 | 0.062 | 0.73 | DEER:Res:ClothesDishWasher | Annual | 1720 |  | Appl-CW-Top-GasDHW-ElecDry-Tier3DEER2017 | Appl-CW-Top-GasDHW-ElecDry-Tier3AnySFm2003CZ05DEER2017 | 6981
Appl-CW-Top-GasDHW-ElecDry-Tier3 | DEER2017 | D17 v3 |  | Any | SFm | 2003 | CZ06 | rDXGF | Household | 1 | 2392.9 | None | 521 | 0.082 | 2.95 | 371 | 0.068 | 2.31 | 521 | 0.082 | 2.95 | 371 | 0.068 | -0.84 | DEER:Res:ClothesDishWasher | Annual | 1721 |  | Appl-CW-Top-GasDHW-ElecDry-Tier3DEER2017 | Appl-CW-Top-GasDHW-ElecDry-Tier3AnySFm2003CZ06DEER2017 | 6982
Appl-CW-Top-GasDHW-ElecDry-Tier3 | DEER2017 | D17 v3 |  | Any | SFm | 2003 | CZ07 | rDXGF | Household | 1 | 2392.9 | None | 525 | 0.08 | 2.47 | 382 | 0.056 | 1.96 | 525 | 0.08 | 2.47 | 382 | 0.056 | 1.96 | DEER:Res:ClothesDishWasher | Annual | 1720 |  | Appl-CW-Top-GasDHW-ElecDry-Tier3DEER2017 | Appl-CW-Top-GasDHW-ElecDry-Tier3AnySFm2003CZ07DEER2017 | 6983
Appl-CW-Top-GasDHW-ElecDry-Tier3 | DEER2017 | D17 v3 |  | Any | SFm | 2003 | CZ08 | rDXGF | Household | 1 | 2392.9 | None | 531 | 0.078 | 2.9 | 387 | 0.056 | 2.26 | 531 | 0.078 | 2.9 | 387 | 0.056 | -0.78 | DEER:Res:ClothesDishWasher | Annual | 1721 |  | Appl-CW-Top-GasDHW-ElecDry-Tier3DEER2017 | Appl-CW-Top-GasDHW-ElecDry-Tier3AnySFm2003CZ08DEER2017 | 6984
Appl-CW-Top-GasDHW-ElecDry-Tier3 | DEER2017 | D17 v3 |  | Any | SFm | 2003 | CZ09 | rDXGF | Household | 1 | 2422.9 | None | 521 | 0.077 | 2.44 | 379 | 0.057 | 1.93 | 521 | 0.077 | 2.44 | 379 | 0.057 | 1.93 | DEER:Res:ClothesDishWasher | Annual | 1720 |  | Appl-CW-Top-GasDHW-ElecDry-Tier3DEER2017 | Appl-CW-Top-GasDHW-ElecDry-Tier3AnySFm2003CZ09DEER2017 | 6985
Appl-CW-Top-GasDHW-ElecDry-Tier3 | DEER2017 | D17 v3 |  | Any | SFm | 2003 | CZ10 | rDXGF | Household | 1 | 1948.8 | None | 526 | 0.079 | 2 | 382 | 0.057 | 1.62 | 526 | 0.079 | 2 | 382 | 0.057 | -0.61 | DEER:Res:ClothesDishWasher | Annual | 1721 |  | Appl-CW-Top-GasDHW-ElecDry-Tier3DEER2017 | Appl-CW-Top-GasDHW-ElecDry-Tier3AnySFm2003CZ10DEER2017 | 6986
Appl-CW-Top-GasDHW-ElecDry-Tier3 | DEER2017 | D17 v3 |  | Any | SFm | 2003 | CZ11 | rDXGF | Household | 1 | 1948.8 | None | 524 | 0.083 | 1.78 | 381 | 0.061 | 1.45 | 524 | 0.083 | 1.78 | 381 | 0.061 | 1.45 | DEER:Res:ClothesDishWasher | Annual | 1720 |  | Appl-CW-Top-GasDHW-ElecDry-Tier3DEER2017 | Appl-CW-Top-GasDHW-ElecDry-Tier3AnySFm2003CZ11DEER2017 | 6987
Appl-CW-Top-GasDHW-ElecDry-Tier3 | DEER2017 | D17 v3 |  | Any | SFm | 2003 | CZ12 | rDXGF | Household | 1 | 1948.8 | None | 518 | 0.088 | 1.94 | 377 | 0.064 | 1.57 | 518 | 0.088 | 1.94 | 377 | 0.064 | -0.51 | DEER:Res:ClothesDishWasher | Annual | 1721 |  | Appl-CW-Top-GasDHW-ElecDry-Tier3DEER2017 | Appl-CW-Top-GasDHW-ElecDry-Tier3AnySFm2003CZ12DEER2017 | 6988
Appl-CW-Top-GasDHW-ElecDry-Tier3 | DEER2017 | D17 v3 |  | Any | SFm | 2003 | CZ13 | rDXGF | Household | 1 | 1948.8 | None | 524 | 0.085 | 1.61 | 381 | 0.062 | 1.34 | 524 | 0.085 | 1.61 | 381 | 0.062 | 1.34 | DEER:Res:ClothesDishWasher | Annual | 1720 |  | Appl-CW-Top-GasDHW-ElecDry-Tier3DEER2017 | Appl-CW-Top-GasDHW-ElecDry-Tier3AnySFm2003CZ13DEER2017 | 6989
Appl-CW-Top-GasDHW-ElecDry-Tier3 | DEER2017 | D17 v3 |  | Any | SFm | 2003 | CZ14 | rDXGF | Household | 1 | 2160.9 | None | 529 | 0.079 | 1.66 | 385 | 0.058 | 1.36 | 529 | 0.079 | 1.66 | 385 | 0.058 | -0.66 | DEER:Res:ClothesDishWasher | Annual | 1721 |  | Appl-CW-Top-GasDHW-ElecDry-Tier3DEER2017 | Appl-CW-Top-GasDHW-ElecDry-Tier3AnySFm2003CZ14DEER2017 | 6990
Appl-CW-Top-GasDHW-ElecDry-Tier3 | DEER2017 | D17 v3 |  | Any | SFm | 2003 | CZ15 | rDXGF | Household | 1 | 2160.9 | None | 533 | 0.082 | 2.57 | 389 | 0.059 | 1.98 | 533 | 0.082 | 2.57 | 389 | 0.059 | 1.98 | DEER:Res:ClothesDishWasher | Annual | 1720 |  | Appl-CW-Top-GasDHW-ElecDry-Tier3DEER2017 | Appl-CW-Top-GasDHW-ElecDry-Tier3AnySFm2003CZ15DEER2017 | 6991
Appl-CW-Top-GasDHW-ElecDry-Tier3 | DEER2017 | D17 v3 |  | Any | SFm | 2003 | CZ16 | rDXGF | Household | 1 | 2295.6 | None | 511 | 0.082 | 3.11 | 372 | 0.06 | 2.43 | 511 | 0.082 | 3.11 | 372 | 0.06 | -0.72 | DEER:Res:ClothesDishWasher | Annual | 1721 |  | Appl-CW-Top-GasDHW-ElecDry-Tier3DEER2017 | Appl-CW-Top-GasDHW-ElecDry-Tier3AnySFm2003CZ16DEER2017 | 6992
Appl-CW-Top-GasDHW-ElecDry-Tier3 | DEER2017 | D17 v3 |  | Any | SFm | 2007 | CZ01 | rDXGF | Household | 1 | 2295.6 | None | 502 | 0.07 | 1.96 | 365 | 0.051 | 1.61 | 502 | 0.07 | 1.96 | 365 | 0.051 | 1.61 | DEER:Res:ClothesDishWasher | Annual | 1720 |  | Appl-CW-Top-GasDHW-ElecDry-Tier3DEER2017 | Appl-CW-Top-GasDHW-ElecDry-Tier3AnySFm2007CZ01DEER2017 | 6993
Appl-CW-Top-GasDHW-ElecDry-Tier3 | DEER2017 | D17 v3 |  | Any | SFm | 2007 | CZ02 | rDXGF | Household | 1 | 1948.8 | None | 512 | 0.081 | 1.25 | 372 | 0.06 | 1.07 | 512 | 0.081 | 1.25 | 372 | 0.06 | -0.74 | DEER:Res:ClothesDishWasher | Annual | 1721 |  | Appl-CW-Top-GasDHW-ElecDry-Tier3DEER2017 | Appl-CW-Top-GasDHW-ElecDry-Tier3AnySFm2007CZ02DEER2017 | 6994
Appl-CW-Top-GasDHW-ElecDry-Tier3 | DEER2017 | D17 v3 |  | Any | SFm | 2007 | CZ03 | rDXGF | Household | 1 | 2295.6 | None | 505 | 0.083 | 1.6 | 367 | 0.061 | 1.34 | 505 | 0.083 | 1.6 | 367 | 0.061 | 1.34 | DEER:Res:ClothesDishWasher | Annual | 1720 |  | Appl-CW-Top-GasDHW-ElecDry-Tier3DEER2017 | Appl-CW-Top-GasDHW-ElecDry-Tier3AnySFm2007CZ03DEER2017 | 6995
Appl-CW-Top-GasDHW-ElecDry-Tier3 | DEER2017 | D17 v3 |  | Any | SFm | 2007 | CZ04 | rDXGF | Household | 1 | 2295.6 | None | 516 | 0.083 | 2.04 | 375 | 0.06 | 1.64 | 516 | 0.083 | 2.04 | 375 | 0.06 | -0.75 | DEER:Res:ClothesDishWasher | Annual | 1721 |  | Appl-CW-Top-GasDHW-ElecDry-Tier3DEER2017 | Appl-CW-Top-GasDHW-ElecDry-Tier3AnySFm2007CZ04DEER2017 | 6996
Appl-CW-Top-GasDHW-ElecDry-Tier3 | DEER2017 | D17 v3 |  | Any | SFm | 2007 | CZ05 | rDXGF | Household | 1 | 2295.6 | None | 504 | 0.08 | 0.76 | 366 | 0.058 | 0.7 | 504 | 0.08 | 0.76 | 366 | 0.058 | 0.7 | DEER:Res:ClothesDishWasher | Annual | 1720 |  | Appl-CW-Top-GasDHW-ElecDry-Tier3DEER2017 | Appl-CW-Top-GasDHW-ElecDry-Tier3AnySFm2007CZ05DEER2017 | 6997
Appl-CW-Top-GasDHW-ElecDry-Tier3 | DEER2017 | D17 v3 |  | Any | SFm | 2007 | CZ06 | rDXGF | Household | 1 | 2392.9 | None | 518 | 0.083 | 2.52 | 377 | 0.061 | 1.98 | 518 | 0.083 | 2.52 | 377 | 0.061 | -0.34 | DEER:Res:ClothesDishWasher | Annual | 1721 |  | Appl-CW-Top-GasDHW-ElecDry-Tier3DEER2017 | Appl-CW-Top-GasDHW-ElecDry-Tier3AnySFm2007CZ06DEER2017 | 6998
Appl-CW-Top-GasDHW-ElecDry-Tier3 | DEER2017 | D17 v3 |  | Any | SFm | 2007 | CZ07 | rDXGF | Household | 1 | 2392.9 | None | 521 | 0.08 | 2.91 | 379 | 0.058 | 2.27 | 521 | 0.08 | 2.91 | 379 | 0.058 | 2.27 | DEER:Res:ClothesDishWasher | Annual | 1720 |  | Appl-CW-Top-GasDHW-ElecDry-Tier3DEER2017 | Appl-CW-Top-GasDHW-ElecDry-Tier3AnySFm2007CZ07DEER2017 | 6999
Appl-CW-Top-GasDHW-ElecDry-Tier3 | DEER2017 | D17 v3 |  | Any | SFm | 2007 | CZ08 | rDXGF | Household | 1 | 2392.9 | None | 523 | 0.076 | 2.96 | 381 | 0.056 | 2.3 | 523 | 0.076 | 2.96 | 381 | 0.056 | -1 | DEER:Res:ClothesDishWasher | Annual | 1721 |  | Appl-CW-Top-GasDHW-ElecDry-Tier3DEER2017 | Appl-CW-Top-GasDHW-ElecDry-Tier3AnySFm2007CZ08DEER2017 | 7000
Appl-CW-Top-GasDHW-ElecDry-Tier3 | DEER2017 | D17 v3 |  | Any | SFm | 2007 | CZ09 | rDXGF | Household | 1 | 2422.9 | None | 520 | 0.073 | 2.74 | 378 | 0.053 | 2.14 | 520 | 0.073 | 2.74 | 378 | 0.053 | 2.14 | DEER:Res:ClothesDishWasher | Annual | 1720 |  | Appl-CW-Top-GasDHW-ElecDry-Tier3DEER2017 | Appl-CW-Top-GasDHW-ElecDry-Tier3AnySFm2007CZ09DEER2017 | 7001
Appl-CW-Top-GasDHW-ElecDry-Tier3 | DEER2017 | D17 v3 |  | Any | SFm | 2007 | CZ10 | rDXGF | Household | 1 | 1948.8 | None | 522 | 0.075 | 1.99 | 380 | 0.055 | 1.6 | 522 | 0.075 | 1.99 | 380 | 0.055 | -1.23 | DEER:Res:ClothesDishWasher | Annual | 1721 |  | Appl-CW-Top-GasDHW-ElecDry-Tier3DEER2017 | Appl-CW-Top-GasDHW-ElecDry-Tier3AnySFm2007CZ10DEER2017 | 7002
Appl-CW-Top-GasDHW-ElecDry-Tier3 | DEER2017 | D17 v3 |  | Any | SFm | 2007 | CZ11 | rDXGF | Household | 1 | 1948.8 | None | 519 | 0.078 | 1.6 | 378 | 0.057 | 1.32 | 519 | 0.078 | 1.6 | 378 | 0.057 | 1.32 | DEER:Res:ClothesDishWasher | Annual | 1720 |  | Appl-CW-Top-GasDHW-ElecDry-Tier3DEER2017 | Appl-CW-Top-GasDHW-ElecDry-Tier3AnySFm2007CZ11DEER2017 | 7003
Appl-CW-Top-GasDHW-ElecDry-Tier3 | DEER2017 | D17 v3 |  | Any | SFm | 2007 | CZ12 | rDXGF | Household | 1 | 1948.8 | None | 517 | 0.082 | 2.16 | 375 | 0.06 | 1.72 | 517 | 0.082 | 2.16 | 375 | 0.06 | -0.63 | DEER:Res:ClothesDishWasher | Annual | 1721 |  | Appl-CW-Top-GasDHW-ElecDry-Tier3DEER2017 | Appl-CW-Top-GasDHW-ElecDry-Tier3AnySFm2007CZ12DEER2017 | 7004
Appl-CW-Top-GasDHW-ElecDry-Tier3 | DEER2017 | D17 v3 |  | Any | SFm | 2007 | CZ13 | rDXGF | Household | 1 | 1948.8 | None | 521 | 0.079 | 2.08 | 379 | 0.057 | 1.67 | 521 | 0.079 | 2.08 | 379 | 0.057 | 1.67 | DEER:Res:ClothesDishWasher | Annual | 1720 |  | Appl-CW-Top-GasDHW-ElecDry-Tier3DEER2017 | Appl-CW-Top-GasDHW-ElecDry-Tier3AnySFm2007CZ13DEER2017 | 7005
Appl-CW-Top-GasDHW-ElecDry-Tier3 | DEER2017 | D17 v3 |  | Any | SFm | 2007 | CZ14 | rDXGF | Household | 1 | 2160.9 | None | 523 | 0.077 | 1.56 | 380 | 0.056 | 1.28 | 523 | 0.077 | 1.56 | 380 | 0.056 | -0.9 | DEER:Res:ClothesDishWasher | Annual | 1721 |  | Appl-CW-Top-GasDHW-ElecDry-Tier3DEER2017 | Appl-CW-Top-GasDHW-ElecDry-Tier3AnySFm2007CZ14DEER2017 | 7006
Appl-CW-Top-GasDHW-ElecDry-Tier3 | DEER2017 | D17 v3 |  | Any | SFm | 2007 | CZ15 | rDXGF | Household | 1 | 2160.9 | None | 530 | 0.077 | 2.7 | 385 | 0.056 | 2.08 | 530 | 0.077 | 2.7 | 385 | 0.056 | 2.08 | DEER:Res:ClothesDishWasher | Annual | 1720 |  | Appl-CW-Top-GasDHW-ElecDry-Tier3DEER2017 | Appl-CW-Top-GasDHW-ElecDry-Tier3AnySFm2007CZ15DEER2017 | 7007
Appl-CW-Top-GasDHW-ElecDry-Tier3 | DEER2017 | D17 v3 |  | Any | SFm | 2007 | CZ16 | rDXGF | Household | 1 | 2295.6 | None | 512 | 0.08 | 3.1 | 373 | 0.058 | 2.43 | 512 | 0.08 | 3.1 | 373 | 0.058 | -0.57 | DEER:Res:ClothesDishWasher | Annual | 1721 |  | Appl-CW-Top-GasDHW-ElecDry-Tier3DEER2017 | Appl-CW-Top-GasDHW-ElecDry-Tier3AnySFm2007CZ16DEER2017 | 7008
Appl-CW-Top-GasDHW-ElecDry-Tier3 | DEER2017 | D17 v3 |  | Any | SFm | 2011 | CZ01 | rDXGF | Household | 1 | 2295.6 | None | 502 | 0.07 | 2.16 | 365 | 0.051 | 1.76 | 502 | 0.07 | 2.16 | 365 | 0.051 | 1.76 | DEER:Res:ClothesDishWasher | Annual | 1720 |  | Appl-CW-Top-GasDHW-ElecDry-Tier3DEER2017 | Appl-CW-Top-GasDHW-ElecDry-Tier3AnySFm2011CZ01DEER2017 | 7009
Appl-CW-Top-GasDHW-ElecDry-Tier3 | DEER2017 | D17 v3 |  | Any | SFm | 2011 | CZ02 | rDXGF | Household | 1 | 1948.8 | None | 512 | 0.083 | 1.4 | 373 | 0.06 | 1.18 | 512 | 0.083 | 1.4 | 373 | 0.06 | -0.87 | DEER:Res:ClothesDishWasher | Annual | 1721 |  | Appl-CW-Top-GasDHW-ElecDry-Tier3DEER2017 | Appl-CW-Top-GasDHW-ElecDry-Tier3AnySFm2011CZ02DEER2017 | 7010
Appl-CW-Top-GasDHW-ElecDry-Tier3 | DEER2017 | D17 v3 |  | Any | SFm | 2011 | CZ03 | rDXGF | Household | 1 | 2295.6 | None | 506 | 0.081 | 1.73 | 368 | 0.062 | 1.43 | 506 | 0.081 | 1.73 | 368 | 0.062 | 1.43 | DEER:Res:ClothesDishWasher | Annual | 1720 |  | Appl-CW-Top-GasDHW-ElecDry-Tier3DEER2017 | Appl-CW-Top-GasDHW-ElecDry-Tier3AnySFm2011CZ03DEER2017 | 7011
Appl-CW-Top-GasDHW-ElecDry-Tier3 | DEER2017 | D17 v3 |  | Any | SFm | 2011 | CZ04 | rDXGF | Household | 1 | 2295.6 | None | 516 | 0.087 | 2.13 | 376 | 0.064 | 1.7 | 516 | 0.087 | 2.13 | 376 | 0.064 | -0.68 | DEER:Res:ClothesDishWasher | Annual | 1721 |  | Appl-CW-Top-GasDHW-ElecDry-Tier3DEER2017 | Appl-CW-Top-GasDHW-ElecDry-Tier3AnySFm2011CZ04DEER2017 | 7012
Appl-CW-Top-GasDHW-ElecDry-Tier3 | DEER2017 | D17 v3 |  | Any | SFm | 2011 | CZ05 | rDXGF | Household | 1 | 2295.6 | None | 503 | 0.082 | 0.75 | 366 | 0.06 | 0.74 | 503 | 0.082 | 0.75 | 366 | 0.06 | 0.74 | DEER:Res:ClothesDishWasher | Annual | 1720 |  | Appl-CW-Top-GasDHW-ElecDry-Tier3DEER2017 | Appl-CW-Top-GasDHW-ElecDry-Tier3AnySFm2011CZ05DEER2017 | 7013
Appl-CW-Top-GasDHW-ElecDry-Tier3 | DEER2017 | D17 v3 |  | Any | SFm | 2011 | CZ06 | rDXGF | Household | 1 | 2392.9 | None | 513 | 0.082 | 2.37 | 373 | 0.059 | 1.87 | 513 | 0.082 | 2.37 | 373 | 0.059 | -0.52 | DEER:Res:ClothesDishWasher | Annual | 1721 |  | Appl-CW-Top-GasDHW-ElecDry-Tier3DEER2017 | Appl-CW-Top-GasDHW-ElecDry-Tier3AnySFm2011CZ06DEER2017 | 7014
Appl-CW-Top-GasDHW-ElecDry-Tier3 | DEER2017 | D17 v3 |  | Any | SFm | 2011 | CZ07 | rDXGF | Household | 1 | 2392.9 | None | 529 | 0.087 | 3.88 | 379 | 0.056 | 2.57 | 529 | 0.087 | 3.88 | 379 | 0.056 | 2.57 | DEER:Res:ClothesDishWasher | Annual | 1720 |  | Appl-CW-Top-GasDHW-ElecDry-Tier3DEER2017 | Appl-CW-Top-GasDHW-ElecDry-Tier3AnySFm2011CZ07DEER2017 | 7015
Appl-CW-Top-GasDHW-ElecDry-Tier3 | DEER2017 | D17 v3 |  | Any | SFm | 2011 | CZ08 | rDXGF | Household | 1 | 2392.9 | None | 526 | 0.076 | 3.14 | 381 | 0.055 | 2.42 | 526 | 0.076 | 3.14 | 381 | 0.055 | -0.46 | DEER:Res:ClothesDishWasher | Annual | 1721 |  | Appl-CW-Top-GasDHW-ElecDry-Tier3DEER2017 | Appl-CW-Top-GasDHW-ElecDry-Tier3AnySFm2011CZ08DEER2017 | 7016
Appl-CW-Top-GasDHW-ElecDry-Tier3 | DEER2017 | D17 v3 |  | Any | SFm | 2011 | CZ09 | rDXGF | Household | 1 | 2422.9 | None | 523 | 0.078 | 3.12 | 381 | 0.057 | 2.48 | 523 | 0.078 | 3.12 | 381 | 0.057 | 2.48 | DEER:Res:ClothesDishWasher | Annual | 1720 |  | Appl-CW-Top-GasDHW-ElecDry-Tier3DEER2017 | Appl-CW-Top-GasDHW-ElecDry-Tier3AnySFm2011CZ09DEER2017 | 7017
Appl-CW-Top-GasDHW-ElecDry-Tier3 | DEER2017 | D17 v3 |  | Any | SFm | 2011 | CZ10 | rDXGF | Household | 1 | 1948.8 | None | 523 | 0.076 | 2.06 | 380 | 0.056 | 1.66 | 523 | 0.076 | 2.06 | 380 | 0.056 | -0.54 | DEER:Res:ClothesDishWasher | Annual | 1721 |  | Appl-CW-Top-GasDHW-ElecDry-Tier3DEER2017 | Appl-CW-Top-GasDHW-ElecDry-Tier3AnySFm2011CZ10DEER2017 | 7018
Appl-CW-Top-GasDHW-ElecDry-Tier3 | DEER2017 | D17 v3 |  | Any | SFm | 2011 | CZ11 | rDXGF | Household | 1 | 1948.8 | None | 520 | 0.078 | 1.74 | 378 | 0.057 | 1.43 | 520 | 0.078 | 1.74 | 378 | 0.057 | 1.43 | DEER:Res:ClothesDishWasher | Annual | 1720 |  | Appl-CW-Top-GasDHW-ElecDry-Tier3DEER2017 | Appl-CW-Top-GasDHW-ElecDry-Tier3AnySFm2011CZ11DEER2017 | 7019
Appl-CW-Top-GasDHW-ElecDry-Tier3 | DEER2017 | D17 v3 |  | Any | SFm | 2011 | CZ12 | rDXGF | Household | 1 | 1948.8 | None | 517 | 0.081 | 2.28 | 376 | 0.058 | 1.82 | 517 | 0.081 | 2.28 | 376 | 0.058 | -0.47 | DEER:Res:ClothesDishWasher | Annual | 1721 |  | Appl-CW-Top-GasDHW-ElecDry-Tier3DEER2017 | Appl-CW-Top-GasDHW-ElecDry-Tier3AnySFm2011CZ12DEER2017 | 7020
Appl-CW-Top-GasDHW-ElecDry-Tier3 | DEER2017 | D17 v3 |  | Any | SFm | 2011 | CZ13 | rDXGF | Household | 1 | 1948.8 | None | 522 | 0.079 | 2.23 | 380 | 0.057 | 1.76 | 522 | 0.079 | 2.23 | 380 | 0.057 | 1.76 | DEER:Res:ClothesDishWasher | Annual | 1720 |  | Appl-CW-Top-GasDHW-ElecDry-Tier3DEER2017 | Appl-CW-Top-GasDHW-ElecDry-Tier3AnySFm2011CZ13DEER2017 | 7021
Appl-CW-Top-GasDHW-ElecDry-Tier3 | DEER2017 | D17 v3 |  | Any | SFm | 2011 | CZ14 | rDXGF | Household | 1 | 2160.9 | None | 526 | 0.077 | 1.76 | 383 | 0.056 | 1.45 | 526 | 0.077 | 1.76 | 383 | 0.056 | -0.74 | DEER:Res:ClothesDishWasher | Annual | 1721 |  | Appl-CW-Top-GasDHW-ElecDry-Tier3DEER2017 | Appl-CW-Top-GasDHW-ElecDry-Tier3AnySFm2011CZ14DEER2017 | 7022
Appl-CW-Top-GasDHW-ElecDry-Tier3 | DEER2017 | D17 v3 |  | Any | SFm | 2011 | CZ15 | rDXGF | Household | 1 | 2160.9 | None | 530 | 0.078 | 2.75 | 386 | 0.057 | 2.12 | 530 | 0.078 | 2.75 | 386 | 0.057 | 2.12 | DEER:Res:ClothesDishWasher | Annual | 1720 |  | Appl-CW-Top-GasDHW-ElecDry-Tier3DEER2017 | Appl-CW-Top-GasDHW-ElecDry-Tier3AnySFm2011CZ15DEER2017 | 7023
Appl-CW-Top-GasDHW-ElecDry-Tier3 | DEER2017 | D17 v3 |  | Any | SFm | 2011 | CZ16 | rDXGF | Household | 1 | 2295.6 | None | 514 | 0.079 | 3.26 | 374 | 0.058 | 2.53 | 514 | 0.079 | 3.26 | 374 | 0.058 | -0.66 | DEER:Res:ClothesDishWasher | Annual | 1721 |  | Appl-CW-Top-GasDHW-ElecDry-Tier3DEER2017 | Appl-CW-Top-GasDHW-ElecDry-Tier3AnySFm2011CZ16DEER2017 | 7024
Appl-CW-Top-GasDHW-ElecDry-Tier3 | DEER2017 | D17 v3 |  | Any | SFm | 2015 | CZ01 | rDXGF | Household | 1 | 2295.6 | None | 502 | 0.07 | 2.03 | 365 | 0.051 | 1.53 | 502 | 0.07 | 2.03 | 365 | 0.051 | 1.53 | DEER:Res:ClothesDishWasher | Annual | 1720 |  | Appl-CW-Top-GasDHW-ElecDry-Tier3DEER2017 | Appl-CW-Top-GasDHW-ElecDry-Tier3AnySFm2015CZ01DEER2017 | 7025
Appl-CW-Top-GasDHW-ElecDry-Tier3 | DEER2017 | D17 v3 |  | Any | SFm | 2015 | CZ02 | rDXGF | Household | 1 | 1948.8 | None | 511 | 0.083 | 1.4 | 371 | 0.061 | 1.2 | 511 | 0.083 | 1.4 | 371 | 0.061 | -0.7 | DEER:Res:ClothesDishWasher | Annual | 1721 |  | Appl-CW-Top-GasDHW-ElecDry-Tier3DEER2017 | Appl-CW-Top-GasDHW-ElecDry-Tier3AnySFm2015CZ02DEER2017 | 7026
Appl-CW-Top-GasDHW-ElecDry-Tier3 | DEER2017 | D17 v3 |  | Any | SFm | 2015 | CZ03 | rDXGF | Household | 1 | 2295.6 | None | 507 | 0.082 | 2.35 | 369 | 0.06 | 1.9 | 507 | 0.082 | 2.35 | 369 | 0.06 | 1.9 | DEER:Res:ClothesDishWasher | Annual | 1720 |  | Appl-CW-Top-GasDHW-ElecDry-Tier3DEER2017 | Appl-CW-Top-GasDHW-ElecDry-Tier3AnySFm2015CZ03DEER2017 | 7027
Appl-CW-Top-GasDHW-ElecDry-Tier3 | DEER2017 | D17 v3 |  | Any | SFm | 2015 | CZ04 | rDXGF | Household | 1 | 2295.6 | None | 514 | 0.083 | 2.04 | 374 | 0.06 | 1.66 | 514 | 0.083 | 2.04 | 374 | 0.06 | -0.71 | DEER:Res:ClothesDishWasher | Annual | 1721 |  | Appl-CW-Top-GasDHW-ElecDry-Tier3DEER2017 | Appl-CW-Top-GasDHW-ElecDry-Tier3AnySFm2015CZ04DEER2017 | 7028
Appl-CW-Top-GasDHW-ElecDry-Tier3 | DEER2017 | D17 v3 |  | Any | SFm | 2015 | CZ05 | rDXGF | Household | 1 | 2295.6 | None | 507 | 0.081 | 1.83 | 368 | 0.058 | 1.5 | 507 | 0.081 | 1.83 | 368 | 0.058 | 1.5 | DEER:Res:ClothesDishWasher | Annual | 1720 |  | Appl-CW-Top-GasDHW-ElecDry-Tier3DEER2017 | Appl-CW-Top-GasDHW-ElecDry-Tier3AnySFm2015CZ05DEER2017 | 7029
Appl-CW-Top-GasDHW-ElecDry-Tier3 | DEER2017 | D17 v3 |  | Any | SFm | 2015 | CZ06 | rDXGF | Household | 1 | 2392.9 | None | 512 | 0.088 | 2.37 | 372 | 0.062 | 1.9 | 512 | 0.088 | 2.37 | 372 | 0.062 | -0.32 | DEER:Res:ClothesDishWasher | Annual | 1721 |  | Appl-CW-Top-GasDHW-ElecDry-Tier3DEER2017 | Appl-CW-Top-GasDHW-ElecDry-Tier3AnySFm2015CZ06DEER2017 | 7030
Appl-CW-Top-GasDHW-ElecDry-Tier3 | DEER2017 | D17 v3 |  | Any | SFm | 2015 | CZ07 | rDXGF | Household | 1 | 2392.9 | None | 521 | 0.078 | 3.3 | 382 | 0.062 | 2.8 | 521 | 0.078 | 3.3 | 382 | 0.062 | 2.8 | DEER:Res:ClothesDishWasher | Annual | 1720 |  | Appl-CW-Top-GasDHW-ElecDry-Tier3DEER2017 | Appl-CW-Top-GasDHW-ElecDry-Tier3AnySFm2015CZ07DEER2017 | 7031
Appl-CW-Top-GasDHW-ElecDry-Tier3 | DEER2017 | D17 v3 |  | Any | SFm | 2015 | CZ08 | rDXGF | Household | 1 | 2392.9 | None | 518 | 0.074 | 3.14 | 382 | 0.065 | 2.91 | 518 | 0.074 | 3.14 | 382 | 0.065 | -0.97 | DEER:Res:ClothesDishWasher | Annual | 1721 |  | Appl-CW-Top-GasDHW-ElecDry-Tier3DEER2017 | Appl-CW-Top-GasDHW-ElecDry-Tier3AnySFm2015CZ08DEER2017 | 7032
Appl-CW-Top-GasDHW-ElecDry-Tier3 | DEER2017 | D17 v3 |  | Any | SFm | 2015 | CZ09 | rDXGF | Household | 1 | 2422.9 | None | 516 | 0.077 | 2.8 | 375 | 0.055 | 2.22 | 516 | 0.077 | 2.8 | 375 | 0.055 | 2.22 | DEER:Res:ClothesDishWasher | Annual | 1720 |  | Appl-CW-Top-GasDHW-ElecDry-Tier3DEER2017 | Appl-CW-Top-GasDHW-ElecDry-Tier3AnySFm2015CZ09DEER2017 | 7033
Appl-CW-Top-GasDHW-ElecDry-Tier3 | DEER2017 | D17 v3 |  | Any | SFm | 2015 | CZ10 | rDXGF | Household | 1 | 1948.8 | None | 517 | 0.078 | 2.11 | 376 | 0.057 | 1.67 | 517 | 0.078 | 2.11 | 376 | 0.057 | -1.09 | DEER:Res:ClothesDishWasher | Annual | 1721 |  | Appl-CW-Top-GasDHW-ElecDry-Tier3DEER2017 | Appl-CW-Top-GasDHW-ElecDry-Tier3AnySFm2015CZ10DEER2017 | 7034
Appl-CW-Top-GasDHW-ElecDry-Tier3 | DEER2017 | D17 v3 |  | Any | SFm | 2015 | CZ11 | rDXGF | Household | 1 | 1948.8 | None | 517 | 0.079 | 1.8 | 375 | 0.056 | 1.45 | 517 | 0.079 | 1.8 | 375 | 0.056 | 1.45 | DEER:Res:ClothesDishWasher | Annual | 1720 |  | Appl-CW-Top-GasDHW-ElecDry-Tier3DEER2017 | Appl-CW-Top-GasDHW-ElecDry-Tier3AnySFm2015CZ11DEER2017 | 7035
Appl-CW-Top-GasDHW-ElecDry-Tier3 | DEER2017 | D17 v3 |  | Any | SFm | 2015 | CZ12 | rDXGF | Household | 1 | 1948.8 | None | 513 | 0.083 | 2.31 | 374 | 0.06 | 1.85 | 513 | 0.083 | 2.31 | 374 | 0.06 | -0.78 | DEER:Res:ClothesDishWasher | Annual | 1721 |  | Appl-CW-Top-GasDHW-ElecDry-Tier3DEER2017 | Appl-CW-Top-GasDHW-ElecDry-Tier3AnySFm2015CZ12DEER2017 | 7036
Appl-CW-Top-GasDHW-ElecDry-Tier3 | DEER2017 | D17 v3 |  | Any | SFm | 2015 | CZ13 | rDXGF | Household | 1 | 1948.8 | None | 519 | 0.078 | 2.31 | 378 | 0.056 | 1.83 | 519 | 0.078 | 2.31 | 378 | 0.056 | 1.83 | DEER:Res:ClothesDishWasher | Annual | 1720 |  | Appl-CW-Top-GasDHW-ElecDry-Tier3DEER2017 | Appl-CW-Top-GasDHW-ElecDry-Tier3AnySFm2015CZ13DEER2017 | 7037
Appl-CW-Top-GasDHW-ElecDry-Tier3 | DEER2017 | D17 v3 |  | Any | SFm | 2015 | CZ14 | rDXGF | Household | 1 | 2160.9 | None | 521 | 0.077 | 1.62 | 379 | 0.057 | 1.35 | 521 | 0.077 | 1.62 | 379 | 0.057 | -0.73 | DEER:Res:ClothesDishWasher | Annual | 1721 |  | Appl-CW-Top-GasDHW-ElecDry-Tier3DEER2017 | Appl-CW-Top-GasDHW-ElecDry-Tier3AnySFm2015CZ14DEER2017 | 7038
Appl-CW-Top-GasDHW-ElecDry-Tier3 | DEER2017 | D17 v3 |  | Any | SFm | 2015 | CZ15 | rDXGF | Household | 1 | 2160.9 | None | 527 | 0.077 | 2.74 | 383 | 0.056 | 2.12 | 527 | 0.077 | 2.74 | 383 | 0.056 | 2.12 | DEER:Res:ClothesDishWasher | Annual | 1720 |  | Appl-CW-Top-GasDHW-ElecDry-Tier3DEER2017 | Appl-CW-Top-GasDHW-ElecDry-Tier3AnySFm2015CZ15DEER2017 | 7039
Appl-CW-Top-GasDHW-ElecDry-Tier3 | DEER2017 | D17 v3 |  | Any | SFm | 2015 | CZ16 | rDXGF | Household | 1 | 2295.6 | None | 507 | 0.079 | 2.64 | 369 | 0.058 | 2.11 | 507 | 0.079 | 2.64 | 369 | 0.058 | -0.53 | DEER:Res:ClothesDishWasher | Annual | 1721 |  | Appl-CW-Top-GasDHW-ElecDry-Tier3DEER2017 | Appl-CW-Top-GasDHW-ElecDry-Tier3AnySFm2015CZ16DEER2017 | 7040
Appl-CW-Top-GasDHW-ElecDry-Tier3 | DEER2017 | D17 v3 |  | Any | SFm | 2017 | CZ01 | rDXGF | Household | 1 | 2295.6 | None | 502 | 0.07 | 2.68 | 366 | 0.051 | 2.13 | 502 | 0.07 | 2.68 | 366 | 0.051 | 2.13 | DEER:Res:ClothesDishWasher | Annual | 1720 |  | Appl-CW-Top-GasDHW-ElecDry-Tier3DEER2017 | Appl-CW-Top-GasDHW-ElecDry-Tier3AnySFm2017CZ01DEER2017 | 7041
Appl-CW-Top-GasDHW-ElecDry-Tier3 | DEER2017 | D17 v3 |  | Any | SFm | 2017 | CZ02 | rDXGF | Household | 1 | 1948.8 | None | 510 | 0.082 | 1.53 | 371 | 0.06 | 1.27 | 510 | 0.082 | 1.53 | 371 | 0.06 | -0.59 | DEER:Res:ClothesDishWasher | Annual | 1721 |  | Appl-CW-Top-GasDHW-ElecDry-Tier3DEER2017 | Appl-CW-Top-GasDHW-ElecDry-Tier3AnySFm2017CZ02DEER2017 | 7042
Appl-CW-Top-GasDHW-ElecDry-Tier3 | DEER2017 | D17 v3 |  | Any | SFm | 2017 | CZ03 | rDXGF | Household | 1 | 2295.6 | None | 506 | 0.081 | 2.28 | 368 | 0.059 | 1.83 | 506 | 0.081 | 2.28 | 368 | 0.059 | 1.83 | DEER:Res:ClothesDishWasher | Annual | 1720 |  | Appl-CW-Top-GasDHW-ElecDry-Tier3DEER2017 | Appl-CW-Top-GasDHW-ElecDry-Tier3AnySFm2017CZ03DEER2017 | 7043
Appl-CW-Top-GasDHW-ElecDry-Tier3 | DEER2017 | D17 v3 |  | Any | SFm | 2017 | CZ04 | rDXGF | Household | 1 | 2295.6 | None | 513 | 0.082 | 2.14 | 374 | 0.061 | 1.72 | 513 | 0.082 | 2.14 | 374 | 0.061 | -0.7 | DEER:Res:ClothesDishWasher | Annual | 1721 |  | Appl-CW-Top-GasDHW-ElecDry-Tier3DEER2017 | Appl-CW-Top-GasDHW-ElecDry-Tier3AnySFm2017CZ04DEER2017 | 7044
Appl-CW-Top-GasDHW-ElecDry-Tier3 | DEER2017 | D17 v3 |  | Any | SFm | 2017 | CZ05 | rDXGF | Household | 1 | 2295.6 | None | 506 | 0.081 | 1.95 | 368 | 0.059 | 1.64 | 506 | 0.081 | 1.95 | 368 | 0.059 | 1.64 | DEER:Res:ClothesDishWasher | Annual | 1720 |  | Appl-CW-Top-GasDHW-ElecDry-Tier3DEER2017 | Appl-CW-Top-GasDHW-ElecDry-Tier3AnySFm2017CZ05DEER2017 | 7045
Appl-CW-Top-GasDHW-ElecDry-Tier3 | DEER2017 | D17 v3 |  | Any | SFm | 2017 | CZ06 | rDXGF | Household | 1 | 2392.9 | None | 512 | 0.086 | 2.39 | 373 | 0.062 | 1.89 | 512 | 0.086 | 2.39 | 373 | 0.062 | -0.57 | DEER:Res:ClothesDishWasher | Annual | 1721 |  | Appl-CW-Top-GasDHW-ElecDry-Tier3DEER2017 | Appl-CW-Top-GasDHW-ElecDry-Tier3AnySFm2017CZ06DEER2017 | 7046
Appl-CW-Top-GasDHW-ElecDry-Tier3 | DEER2017 | D17 v3 |  | Any | SFm | 2017 | CZ07 | rDXGF | Household | 1 | 2392.9 | None | 521 | 0.08 | 3.36 | 377 | 0.054 | 2.37 | 521 | 0.08 | 3.36 | 377 | 0.054 | 2.37 | DEER:Res:ClothesDishWasher | Annual | 1720 |  | Appl-CW-Top-GasDHW-ElecDry-Tier3DEER2017 | Appl-CW-Top-GasDHW-ElecDry-Tier3AnySFm2017CZ07DEER2017 | 7047
Appl-CW-Top-GasDHW-ElecDry-Tier3 | DEER2017 | D17 v3 |  | Any | SFm | 2017 | CZ08 | rDXGF | Household | 1 | 2392.9 | None | 519 | 0.085 | 3.48 | 378 | 0.061 | 2.72 | 519 | 0.085 | 3.48 | 378 | 0.061 | -0.46 | DEER:Res:ClothesDishWasher | Annual | 1721 |  | Appl-CW-Top-GasDHW-ElecDry-Tier3DEER2017 | Appl-CW-Top-GasDHW-ElecDry-Tier3AnySFm2017CZ08DEER2017 | 7048
Appl-CW-Top-GasDHW-ElecDry-Tier3 | DEER2017 | D17 v3 |  | Any | SFm | 2017 | CZ09 | rDXGF | Household | 1 | 2422.9 | None | 513 | 0.077 | 2.83 | 372 | 0.056 | 2.21 | 513 | 0.077 | 2.83 | 372 | 0.056 | 2.21 | DEER:Res:ClothesDishWasher | Annual | 1720 |  | Appl-CW-Top-GasDHW-ElecDry-Tier3DEER2017 | Appl-CW-Top-GasDHW-ElecDry-Tier3AnySFm2017CZ09DEER2017 | 7049
Appl-CW-Top-GasDHW-ElecDry-Tier3 | DEER2017 | D17 v3 |  | Any | SFm | 2017 | CZ10 | rDXGF | Household | 1 | 1948.8 | None | 517 | 0.079 | 2.25 | 376 | 0.057 | 1.78 | 517 | 0.079 | 2.25 | 376 | 0.057 | -0.54 | DEER:Res:ClothesDishWasher | Annual | 1721 |  | Appl-CW-Top-GasDHW-ElecDry-Tier3DEER2017 | Appl-CW-Top-GasDHW-ElecDry-Tier3AnySFm2017CZ10DEER2017 | 7050
Appl-CW-Top-GasDHW-ElecDry-Tier3 | DEER2017 | D17 v3 |  | Any | SFm | 2017 | CZ11 | rDXGF | Household | 1 | 1948.8 | None | 517 | 0.082 | 1.89 | 376 | 0.06 | 1.52 | 517 | 0.082 | 1.89 | 376 | 0.06 | 1.52 | DEER:Res:ClothesDishWasher | Annual | 1720 |  | Appl-CW-Top-GasDHW-ElecDry-Tier3DEER2017 | Appl-CW-Top-GasDHW-ElecDry-Tier3AnySFm2017CZ11DEER2017 | 7051
Appl-CW-Top-GasDHW-ElecDry-Tier3 | DEER2017 | D17 v3 |  | Any | SFm | 2017 | CZ12 | rDXGF | Household | 1 | 1948.8 | None | 513 | 0.082 | 2.4 | 373 | 0.059 | 1.9 | 513 | 0.082 | 2.4 | 373 | 0.059 | -0.4 | DEER:Res:ClothesDishWasher | Annual | 1721 |  | Appl-CW-Top-GasDHW-ElecDry-Tier3DEER2017 | Appl-CW-Top-GasDHW-ElecDry-Tier3AnySFm2017CZ12DEER2017 | 7052
Appl-CW-Top-GasDHW-ElecDry-Tier3 | DEER2017 | D17 v3 |  | Any | SFm | 2017 | CZ13 | rDXGF | Household | 1 | 1948.8 | None | 518 | 0.078 | 2.35 | 376 | 0.057 | 1.86 | 518 | 0.078 | 2.35 | 376 | 0.057 | 1.86 | DEER:Res:ClothesDishWasher | Annual | 1720 |  | Appl-CW-Top-GasDHW-ElecDry-Tier3DEER2017 | Appl-CW-Top-GasDHW-ElecDry-Tier3AnySFm2017CZ13DEER2017 | 7053
Appl-CW-Top-GasDHW-ElecDry-Tier3 | DEER2017 | D17 v3 |  | Any | SFm | 2017 | CZ14 | rDXGF | Household | 1 | 2160.9 | None | 520 | 0.076 | 1.57 | 379 | 0.055 | 1.3 | 520 | 0.076 | 1.57 | 379 | 0.055 | -0.73 | DEER:Res:ClothesDishWasher | Annual | 1721 |  | Appl-CW-Top-GasDHW-ElecDry-Tier3DEER2017 | Appl-CW-Top-GasDHW-ElecDry-Tier3AnySFm2017CZ14DEER2017 | 7054
Appl-CW-Top-GasDHW-ElecDry-Tier3 | DEER2017 | D17 v3 |  | Any | SFm | 2017 | CZ15 | rDXGF | Household | 1 | 2160.9 | None | 528 | 0.078 | 2.76 | 384 | 0.056 | 2.13 | 528 | 0.078 | 2.76 | 384 | 0.056 | 2.13 | DEER:Res:ClothesDishWasher | Annual | 1720 |  | Appl-CW-Top-GasDHW-ElecDry-Tier3DEER2017 | Appl-CW-Top-GasDHW-ElecDry-Tier3AnySFm2017CZ15DEER2017 | 7055
Appl-CW-Top-GasDHW-ElecDry-Tier3 | DEER2017 | D17 v3 |  | Any | SFm | 2017 | CZ16 | rDXGF | Household | 1 | 2295.6 | None | 507 | 0.079 | 2.8 | 368 | 0.057 | 2.23 | 507 | 0.079 | 2.8 | 368 | 0.057 | -0.67 | DEER:Res:ClothesDishWasher | Annual | 1721 |  | Appl-CW-Top-GasDHW-ElecDry-Tier3DEER2017 | Appl-CW-Top-GasDHW-ElecDry-Tier3AnySFm2017CZ16DEER2017 | 7056
Appl-CW-Top-GasDHW-GasDry-Tier1 | DEER2017 | D17 v3 |  | Any | DMo | MH00 | CZ01 | rDXGF | Household | 1 | 1242 | None | 46.8 | 0.007 | 11 | 31.2 | 0.004 | 7.16 | 46.8 | 0.007 | 11 | 31.2 | 0.004 | 7.16 | DEER:Res:ClothesDishWasher | Annual | 1720 |  | Appl-CW-Top-GasDHW-GasDry-Tier1DEER2017 | Appl-CW-Top-GasDHW-GasDry-Tier1AnyDMoMH00CZ01DEER2017 | 7057
Appl-CW-Top-GasDHW-GasDry-Tier1 | DEER2017 | D17 v3 |  | Any | DMo | MH00 | CZ02 | rDXGF | Household | 1 | 1242 | None | 59 | 0.018 | 11.3 | 39.2 | 0.01 | 7.33 | 59 | 0.018 | 11.3 | 39.2 | 0.01 | -0.68 | DEER:Res:ClothesDishWasher | Annual | 1721 |  | Appl-CW-Top-GasDHW-GasDry-Tier1DEER2017 | Appl-CW-Top-GasDHW-GasDry-Tier1AnyDMoMH00CZ02DEER2017 | 7058
Appl-CW-Top-GasDHW-GasDry-Tier1 | DEER2017 | D17 v3 |  | Any | DMo | MH00 | CZ03 | rDXGF | Household | 1 | 1242 | None | 52.5 | 0.021 | 10.8 | 34.3 | 0.014 | 7.02 | 52.5 | 0.021 | 10.8 | 34.3 | 0.014 | 7.02 | DEER:Res:ClothesDishWasher | Annual | 1720 |  | Appl-CW-Top-GasDHW-GasDry-Tier1DEER2017 | Appl-CW-Top-GasDHW-GasDry-Tier1AnyDMoMH00CZ03DEER2017 | 7059
Appl-CW-Top-GasDHW-GasDry-Tier1 | DEER2017 | D17 v3 |  | Any | DMo | MH00 | CZ04 | rDXGF | Household | 1 | 1242 | None | 61.4 | 0.026 | 11.1 | 41.3 | 0.019 | 7.19 | 61.4 | 0.026 | 11.1 | 41.3 | 0.019 | -0.73 | DEER:Res:ClothesDishWasher | Annual | 1721 |  | Appl-CW-Top-GasDHW-GasDry-Tier1DEER2017 | Appl-CW-Top-GasDHW-GasDry-Tier1AnyDMoMH00CZ04DEER2017 | 7060
Appl-CW-Top-GasDHW-GasDry-Tier1 | DEER2017 | D17 v3 |  | Any | DMo | MH00 | CZ05 | rDXGF | Household | 1 | 1242 | None | 50.1 | 0.018 | 9.6 | 33.3 | 0.012 | 6.18 | 50.1 | 0.018 | 9.6 | 33.3 | 0.012 | 6.18 | DEER:Res:ClothesDishWasher | Annual | 1720 |  | Appl-CW-Top-GasDHW-GasDry-Tier1DEER2017 | Appl-CW-Top-GasDHW-GasDry-Tier1AnyDMoMH00CZ05DEER2017 | 7061
Appl-CW-Top-GasDHW-GasDry-Tier1 | DEER2017 | D17 v3 |  | Any | DMo | MH00 | CZ06 | rDXGF | Household | 1 | 1242 | None | 62.7 | 0.015 | 11.4 | 41.4 | 0.009 | 7.42 | 62.7 | 0.015 | 11.4 | 41.4 | 0.009 | -0.33 | DEER:Res:ClothesDishWasher | Annual | 1721 |  | Appl-CW-Top-GasDHW-GasDry-Tier1DEER2017 | Appl-CW-Top-GasDHW-GasDry-Tier1AnyDMoMH00CZ06DEER2017 | 7062
Appl-CW-Top-GasDHW-GasDry-Tier1 | DEER2017 | D17 v3 |  | Any | DMo | MH00 | CZ07 | rDXGF | Household | 1 | 1242 | None | 63.1 | 0.016 | 11.7 | 42.2 | 0.01 | 7.68 | 63.1 | 0.016 | 11.7 | 42.2 | 0.01 | 7.68 | DEER:Res:ClothesDishWasher | Annual | 1720 |  | Appl-CW-Top-GasDHW-GasDry-Tier1DEER2017 | Appl-CW-Top-GasDHW-GasDry-Tier1AnyDMoMH00CZ07DEER2017 | 7063
Appl-CW-Top-GasDHW-GasDry-Tier1 | DEER2017 | D17 v3 |  | Any | DMo | MH00 | CZ08 | rDXGF | Household | 1 | 1242 | None | 65.9 | 0.016 | 11.7 | 44.6 | 0.011 | 7.65 | 65.9 | 0.016 | 11.7 | 44.6 | 0.011 | -1.04 | DEER:Res:ClothesDishWasher | Annual | 1721 |  | Appl-CW-Top-GasDHW-GasDry-Tier1DEER2017 | Appl-CW-Top-GasDHW-GasDry-Tier1AnyDMoMH00CZ08DEER2017 | 7064
Appl-CW-Top-GasDHW-GasDry-Tier1 | DEER2017 | D17 v3 |  | Any | DMo | MH00 | CZ09 | rDXGF | Household | 1 | 1242 | None | 64.4 | 0.019 | 11.5 | 43 | 0.013 | 7.48 | 64.4 | 0.019 | 11.5 | 43 | 0.013 | 7.48 | DEER:Res:ClothesDishWasher | Annual | 1720 |  | Appl-CW-Top-GasDHW-GasDry-Tier1DEER2017 | Appl-CW-Top-GasDHW-GasDry-Tier1AnyDMoMH00CZ09DEER2017 | 7065
Appl-CW-Top-GasDHW-GasDry-Tier1 | DEER2017 | D17 v3 |  | Any | DMo | MH00 | CZ10 | rDXGF | Household | 1 | 1242 | None | 70.8 | 0.018 | 11.6 | 47.5 | 0.012 | 7.56 | 70.8 | 0.018 | 11.6 | 47.5 | 0.012 | -0.99 | DEER:Res:ClothesDishWasher | Annual | 1721 |  | Appl-CW-Top-GasDHW-GasDry-Tier1DEER2017 | Appl-CW-Top-GasDHW-GasDry-Tier1AnyDMoMH00CZ10DEER2017 | 7066
Appl-CW-Top-GasDHW-GasDry-Tier1 | DEER2017 | D17 v3 |  | Any | DMo | MH00 | CZ11 | rDXGF | Household | 1 | 1242 | None | 66.9 | 0.02 | 11.2 | 44.5 | 0.013 | 7.29 | 66.9 | 0.02 | 11.2 | 44.5 | 0.013 | 7.29 | DEER:Res:ClothesDishWasher | Annual | 1720 |  | Appl-CW-Top-GasDHW-GasDry-Tier1DEER2017 | Appl-CW-Top-GasDHW-GasDry-Tier1AnyDMoMH00CZ11DEER2017 | 7067
Appl-CW-Top-GasDHW-GasDry-Tier1 | DEER2017 | D17 v3 |  | Any | DMo | MH00 | CZ12 | rDXGF | Household | 1 | 1242 | None | 67.3 | 0.02 | 11.1 | 44.6 | 0.014 | 7.22 | 67.3 | 0.02 | 11.1 | 44.6 | 0.014 | -0.77 | DEER:Res:ClothesDishWasher | Annual | 1721 |  | Appl-CW-Top-GasDHW-GasDry-Tier1DEER2017 | Appl-CW-Top-GasDHW-GasDry-Tier1AnyDMoMH00CZ12DEER2017 | 7068
Appl-CW-Top-GasDHW-GasDry-Tier1 | DEER2017 | D17 v3 |  | Any | DMo | MH00 | CZ13 | rDXGF | Household | 1 | 1242 | None | 70.3 | 0.019 | 11.1 | 47.4 | 0.013 | 7.2 | 70.3 | 0.019 | 11.1 | 47.4 | 0.013 | 7.2 | DEER:Res:ClothesDishWasher | Annual | 1720 |  | Appl-CW-Top-GasDHW-GasDry-Tier1DEER2017 | Appl-CW-Top-GasDHW-GasDry-Tier1AnyDMoMH00CZ13DEER2017 | 7069
Appl-CW-Top-GasDHW-GasDry-Tier1 | DEER2017 | D17 v3 |  | Any | DMo | MH00 | CZ14 | rDXGF | Household | 1 | 1242 | None | 68.5 | 0.017 | 11.1 | 45.8 | 0.011 | 7.24 | 68.5 | 0.017 | 11.1 | 45.8 | 0.011 | -0.9 | DEER:Res:ClothesDishWasher | Annual | 1721 |  | Appl-CW-Top-GasDHW-GasDry-Tier1DEER2017 | Appl-CW-Top-GasDHW-GasDry-Tier1AnyDMoMH00CZ14DEER2017 | 7070
Appl-CW-Top-GasDHW-GasDry-Tier1 | DEER2017 | D17 v3 |  | Any | DMo | MH00 | CZ15 | rDXGF | Household | 1 | 1242 | None | 77 | 0.017 | 12.2 | 53.2 | 0.011 | 8.01 | 77 | 0.017 | 12.2 | 53.2 | 0.011 | 8.01 | DEER:Res:ClothesDishWasher | Annual | 1720 |  | Appl-CW-Top-GasDHW-GasDry-Tier1DEER2017 | Appl-CW-Top-GasDHW-GasDry-Tier1AnyDMoMH00CZ15DEER2017 | 7071
Appl-CW-Top-GasDHW-GasDry-Tier1 | DEER2017 | D17 v3 |  | Any | DMo | MH00 | CZ16 | rDXGF | Household | 1 | 1242 | None | 59.1 | 0.021 | 11.5 | 39.4 | 0.015 | 7.49 | 59.1 | 0.021 | 11.5 | 39.4 | 0.015 | -0.48 | DEER:Res:ClothesDishWasher | Annual | 1721 |  | Appl-CW-Top-GasDHW-GasDry-Tier1DEER2017 | Appl-CW-Top-GasDHW-GasDry-Tier1AnyDMoMH00CZ16DEER2017 | 7072
Appl-CW-Top-GasDHW-GasDry-Tier1 | DEER2017 | D17 v3 |  | Any | DMo | MH06 | CZ01 | rDXGF | Household | 1 | 1242 | None | 46.4 | 0.007 | 10.4 | 30.9 | 0.005 | 6.71 | 46.4 | 0.007 | 10.4 | 30.9 | 0.005 | 6.71 | DEER:Res:ClothesDishWasher | Annual | 1720 |  | Appl-CW-Top-GasDHW-GasDry-Tier1DEER2017 | Appl-CW-Top-GasDHW-GasDry-Tier1AnyDMoMH06CZ01DEER2017 | 7073
Appl-CW-Top-GasDHW-GasDry-Tier1 | DEER2017 | D17 v3 |  | Any | DMo | MH06 | CZ02 | rDXGF | Household | 1 | 1242 | None | 59.5 | 0.016 | 11 | 39.8 | 0.01 | 7.11 | 59.5 | 0.016 | 11 | 39.8 | 0.01 | -0.56 | DEER:Res:ClothesDishWasher | Annual | 1721 |  | Appl-CW-Top-GasDHW-GasDry-Tier1DEER2017 | Appl-CW-Top-GasDHW-GasDry-Tier1AnyDMoMH06CZ02DEER2017 | 7074
Appl-CW-Top-GasDHW-GasDry-Tier1 | DEER2017 | D17 v3 |  | Any | DMo | MH06 | CZ03 | rDXGF | Household | 1 | 1242 | None | 55.8 | 0.02 | 12 | 39 | 0.015 | 7.8 | 55.8 | 0.02 | 12 | 39 | 0.015 | 7.8 | DEER:Res:ClothesDishWasher | Annual | 1720 |  | Appl-CW-Top-GasDHW-GasDry-Tier1DEER2017 | Appl-CW-Top-GasDHW-GasDry-Tier1AnyDMoMH06CZ03DEER2017 | 7075
Appl-CW-Top-GasDHW-GasDry-Tier1 | DEER2017 | D17 v3 |  | Any | DMo | MH06 | CZ04 | rDXGF | Household | 1 | 1242 | None | 60.2 | 0.016 | 11.4 | 40.4 | 0.011 | 7.42 | 60.2 | 0.016 | 11.4 | 40.4 | 0.011 | -0.78 | DEER:Res:ClothesDishWasher | Annual | 1721 |  | Appl-CW-Top-GasDHW-GasDry-Tier1DEER2017 | Appl-CW-Top-GasDHW-GasDry-Tier1AnyDMoMH06CZ04DEER2017 | 7076
Appl-CW-Top-GasDHW-GasDry-Tier1 | DEER2017 | D17 v3 |  | Any | DMo | MH06 | CZ05 | rDXGF | Household | 1 | 1242 | None | 53.6 | 0.017 | 10.9 | 35.4 | 0.011 | 7.1 | 53.6 | 0.017 | 10.9 | 35.4 | 0.011 | 7.1 | DEER:Res:ClothesDishWasher | Annual | 1720 |  | Appl-CW-Top-GasDHW-GasDry-Tier1DEER2017 | Appl-CW-Top-GasDHW-GasDry-Tier1AnyDMoMH06CZ05DEER2017 | 7077
Appl-CW-Top-GasDHW-GasDry-Tier1 | DEER2017 | D17 v3 |  | Any | DMo | MH06 | CZ06 | rDXGF | Household | 1 | 1242 | None | 62.4 | 0.015 | 13.1 | 41.7 | 0.01 | 8.59 | 62.4 | 0.015 | 13.1 | 41.7 | 0.01 | -0.56 | DEER:Res:ClothesDishWasher | Annual | 1721 |  | Appl-CW-Top-GasDHW-GasDry-Tier1DEER2017 | Appl-CW-Top-GasDHW-GasDry-Tier1AnyDMoMH06CZ06DEER2017 | 7078
Appl-CW-Top-GasDHW-GasDry-Tier1 | DEER2017 | D17 v3 |  | Any | DMo | MH06 | CZ07 | rDXGF | Household | 1 | 1242 | None | 69.4 | 0.014 | 12.7 | 47.4 | 0.009 | 8.34 | 69.4 | 0.014 | 12.7 | 47.4 | 0.009 | 8.34 | DEER:Res:ClothesDishWasher | Annual | 1720 |  | Appl-CW-Top-GasDHW-GasDry-Tier1DEER2017 | Appl-CW-Top-GasDHW-GasDry-Tier1AnyDMoMH06CZ07DEER2017 | 7079
Appl-CW-Top-GasDHW-GasDry-Tier1 | DEER2017 | D17 v3 |  | Any | DMo | MH06 | CZ08 | rDXGF | Household | 1 | 1242 | None | 68.4 | 0.015 | 12.2 | 45.6 | 0.01 | 8.01 | 68.4 | 0.015 | 12.2 | 45.6 | 0.01 | -0.46 | DEER:Res:ClothesDishWasher | Annual | 1721 |  | Appl-CW-Top-GasDHW-GasDry-Tier1DEER2017 | Appl-CW-Top-GasDHW-GasDry-Tier1AnyDMoMH06CZ08DEER2017 | 7080
Appl-CW-Top-GasDHW-GasDry-Tier1 | DEER2017 | D17 v3 |  | Any | DMo | MH06 | CZ09 | rDXGF | Household | 1 | 1242 | None | 64.8 | 0.015 | 12 | 43.2 | 0.01 | 7.82 | 64.8 | 0.015 | 12 | 43.2 | 0.01 | 7.82 | DEER:Res:ClothesDishWasher | Annual | 1720 |  | Appl-CW-Top-GasDHW-GasDry-Tier1DEER2017 | Appl-CW-Top-GasDHW-GasDry-Tier1AnyDMoMH06CZ09DEER2017 | 7081
Appl-CW-Top-GasDHW-GasDry-Tier1 | DEER2017 | D17 v3 |  | Any | DMo | MH06 | CZ10 | rDXGF | Household | 1 | 1242 | None | 66.4 | 0.013 | 11.6 | 43.7 | 0.009 | 7.56 | 66.4 | 0.013 | 11.6 | 43.7 | 0.009 | -0.53 | DEER:Res:ClothesDishWasher | Annual | 1721 |  | Appl-CW-Top-GasDHW-GasDry-Tier1DEER2017 | Appl-CW-Top-GasDHW-GasDry-Tier1AnyDMoMH06CZ10DEER2017 | 7082
Appl-CW-Top-GasDHW-GasDry-Tier1 | DEER2017 | D17 v3 |  | Any | DMo | MH06 | CZ11 | rDXGF | Household | 1 | 1242 | None | 63.6 | 0.017 | 11.6 | 42.7 | 0.012 | 7.55 | 63.6 | 0.017 | 11.6 | 42.7 | 0.012 | 7.55 | DEER:Res:ClothesDishWasher | Annual | 1720 |  | Appl-CW-Top-GasDHW-GasDry-Tier1DEER2017 | Appl-CW-Top-GasDHW-GasDry-Tier1AnyDMoMH06CZ11DEER2017 | 7083
Appl-CW-Top-GasDHW-GasDry-Tier1 | DEER2017 | D17 v3 |  | Any | DMo | MH06 | CZ12 | rDXGF | Household | 1 | 1242 | None | 63 | 0.016 | 11.1 | 41.6 | 0.011 | 7.26 | 63 | 0.016 | 11.1 | 41.6 | 0.011 | -0.42 | DEER:Res:ClothesDishWasher | Annual | 1721 |  | Appl-CW-Top-GasDHW-GasDry-Tier1DEER2017 | Appl-CW-Top-GasDHW-GasDry-Tier1AnyDMoMH06CZ12DEER2017 | 7084
Appl-CW-Top-GasDHW-GasDry-Tier1 | DEER2017 | D17 v3 |  | Any | DMo | MH06 | CZ13 | rDXGF | Household | 1 | 1242 | None | 67.6 | 0.015 | 11.4 | 45.7 | 0.01 | 7.45 | 67.6 | 0.015 | 11.4 | 45.7 | 0.01 | 7.45 | DEER:Res:ClothesDishWasher | Annual | 1720 |  | Appl-CW-Top-GasDHW-GasDry-Tier1DEER2017 | Appl-CW-Top-GasDHW-GasDry-Tier1AnyDMoMH06CZ13DEER2017 | 7085
Appl-CW-Top-GasDHW-GasDry-Tier1 | DEER2017 | D17 v3 |  | Any | DMo | MH06 | CZ14 | rDXGF | Household | 1 | 1242 | None | 65.7 | 0.014 | 11.4 | 44.1 | 0.009 | 7.39 | 65.7 | 0.014 | 11.4 | 44.1 | 0.009 | -0.71 | DEER:Res:ClothesDishWasher | Annual | 1721 |  | Appl-CW-Top-GasDHW-GasDry-Tier1DEER2017 | Appl-CW-Top-GasDHW-GasDry-Tier1AnyDMoMH06CZ14DEER2017 | 7086
Appl-CW-Top-GasDHW-GasDry-Tier1 | DEER2017 | D17 v3 |  | Any | DMo | MH06 | CZ15 | rDXGF | Household | 1 | 1242 | None | 72.9 | 0.014 | 12.3 | 48.7 | 0.009 | 8.07 | 72.9 | 0.014 | 12.3 | 48.7 | 0.009 | 8.07 | DEER:Res:ClothesDishWasher | Annual | 1720 |  | Appl-CW-Top-GasDHW-GasDry-Tier1DEER2017 | Appl-CW-Top-GasDHW-GasDry-Tier1AnyDMoMH06CZ15DEER2017 | 7087
Appl-CW-Top-GasDHW-GasDry-Tier1 | DEER2017 | D17 v3 |  | Any | DMo | MH06 | CZ16 | rDXGF | Household | 1 | 1242 | None | 55.3 | 0.015 | 11.6 | 36.9 | 0.009 | 7.53 | 55.3 | 0.015 | 11.6 | 36.9 | 0.009 | -0.6 | DEER:Res:ClothesDishWasher | Annual | 1721 |  | Appl-CW-Top-GasDHW-GasDry-Tier1DEER2017 | Appl-CW-Top-GasDHW-GasDry-Tier1AnyDMoMH06CZ16DEER2017 | 7088
Appl-CW-Top-GasDHW-GasDry-Tier1 | DEER2017 | D17 v3 |  | Any | DMo | MH15 | CZ01 | rDXGF | Household | 1 | 1242 | None | 46.8 | 0.007 | 10.6 | 31.2 | 0.004 | 6.9 | 46.8 | 0.007 | 10.6 | 31.2 | 0.004 | 6.9 | DEER:Res:ClothesDishWasher | Annual | 1720 |  | Appl-CW-Top-GasDHW-GasDry-Tier1DEER2017 | Appl-CW-Top-GasDHW-GasDry-Tier1AnyDMoMH15CZ01DEER2017 | 7089
Appl-CW-Top-GasDHW-GasDry-Tier1 | DEER2017 | D17 v3 |  | Any | DMo | MH15 | CZ02 | rDXGF | Household | 1 | 1242 | None | 58.2 | 0.015 | 11 | 39 | 0.009 | 7.13 | 58.2 | 0.015 | 11 | 39 | 0.009 | -0.64 | DEER:Res:ClothesDishWasher | Annual | 1721 |  | Appl-CW-Top-GasDHW-GasDry-Tier1DEER2017 | Appl-CW-Top-GasDHW-GasDry-Tier1AnyDMoMH15CZ02DEER2017 | 7090
Appl-CW-Top-GasDHW-GasDry-Tier1 | DEER2017 | D17 v3 |  | Any | DMo | MH15 | CZ03 | rDXGF | Household | 1 | 1242 | None | 51.7 | 0.017 | 11.1 | 34.9 | 0.012 | 7.2 | 51.7 | 0.017 | 11.1 | 34.9 | 0.012 | 7.2 | DEER:Res:ClothesDishWasher | Annual | 1720 |  | Appl-CW-Top-GasDHW-GasDry-Tier1DEER2017 | Appl-CW-Top-GasDHW-GasDry-Tier1AnyDMoMH15CZ03DEER2017 | 7091
Appl-CW-Top-GasDHW-GasDry-Tier1 | DEER2017 | D17 v3 |  | Any | DMo | MH15 | CZ04 | rDXGF | Household | 1 | 1242 | None | 59.3 | 0.015 | 11.3 | 40.1 | 0.01 | 7.31 | 59.3 | 0.015 | 11.3 | 40.1 | 0.01 | -0.71 | DEER:Res:ClothesDishWasher | Annual | 1721 |  | Appl-CW-Top-GasDHW-GasDry-Tier1DEER2017 | Appl-CW-Top-GasDHW-GasDry-Tier1AnyDMoMH15CZ04DEER2017 | 7092
Appl-CW-Top-GasDHW-GasDry-Tier1 | DEER2017 | D17 v3 |  | Any | DMo | MH15 | CZ05 | rDXGF | Household | 1 | 1242 | None | 52.5 | 0.017 | 10.7 | 35 | 0.011 | 6.95 | 52.5 | 0.017 | 10.7 | 35 | 0.011 | 6.95 | DEER:Res:ClothesDishWasher | Annual | 1720 |  | Appl-CW-Top-GasDHW-GasDry-Tier1DEER2017 | Appl-CW-Top-GasDHW-GasDry-Tier1AnyDMoMH15CZ05DEER2017 | 7093
Appl-CW-Top-GasDHW-GasDry-Tier1 | DEER2017 | D17 v3 |  | Any | DMo | MH15 | CZ06 | rDXGF | Household | 1 | 1242 | None | 61.8 | 0.013 | 11.6 | 40.7 | 0.009 | 7.55 | 61.8 | 0.013 | 11.6 | 40.7 | 0.009 | -0.3 | DEER:Res:ClothesDishWasher | Annual | 1721 |  | Appl-CW-Top-GasDHW-GasDry-Tier1DEER2017 | Appl-CW-Top-GasDHW-GasDry-Tier1AnyDMoMH15CZ06DEER2017 | 7094
Appl-CW-Top-GasDHW-GasDry-Tier1 | DEER2017 | D17 v3 |  | Any | DMo | MH15 | CZ07 | rDXGF | Household | 1 | 1242 | None | 65.7 | 0.013 | 12.6 | 44.2 | 0.009 | 8.26 | 65.7 | 0.013 | 12.6 | 44.2 | 0.009 | 8.26 | DEER:Res:ClothesDishWasher | Annual | 1720 |  | Appl-CW-Top-GasDHW-GasDry-Tier1DEER2017 | Appl-CW-Top-GasDHW-GasDry-Tier1AnyDMoMH15CZ07DEER2017 | 7095
Appl-CW-Top-GasDHW-GasDry-Tier1 | DEER2017 | D17 v3 |  | Any | DMo | MH15 | CZ08 | rDXGF | Household | 1 | 1242 | None | 66.6 | 0.014 | 12.2 | 44.5 | 0.009 | 7.98 | 66.6 | 0.014 | 12.2 | 44.5 | 0.009 | -1.01 | DEER:Res:ClothesDishWasher | Annual | 1721 |  | Appl-CW-Top-GasDHW-GasDry-Tier1DEER2017 | Appl-CW-Top-GasDHW-GasDry-Tier1AnyDMoMH15CZ08DEER2017 | 7096
Appl-CW-Top-GasDHW-GasDry-Tier1 | DEER2017 | D17 v3 |  | Any | DMo | MH15 | CZ09 | rDXGF | Household | 1 | 1242 | None | 63.7 | 0.013 | 11.9 | 42.5 | 0.009 | 7.78 | 63.7 | 0.013 | 11.9 | 42.5 | 0.009 | 7.78 | DEER:Res:ClothesDishWasher | Annual | 1720 |  | Appl-CW-Top-GasDHW-GasDry-Tier1DEER2017 | Appl-CW-Top-GasDHW-GasDry-Tier1AnyDMoMH15CZ09DEER2017 | 7097
Appl-CW-Top-GasDHW-GasDry-Tier1 | DEER2017 | D17 v3 |  | Any | DMo | MH15 | CZ10 | rDXGF | Household | 1 | 1242 | None | 65.6 | 0.013 | 11.7 | 43.4 | 0.009 | 7.65 | 65.6 | 0.013 | 11.7 | 43.4 | 0.009 | -1.91 | DEER:Res:ClothesDishWasher | Annual | 1721 |  | Appl-CW-Top-GasDHW-GasDry-Tier1DEER2017 | Appl-CW-Top-GasDHW-GasDry-Tier1AnyDMoMH15CZ10DEER2017 | 7098
Appl-CW-Top-GasDHW-GasDry-Tier1 | DEER2017 | D17 v3 |  | Any | DMo | MH15 | CZ11 | rDXGF | Household | 1 | 1242 | None | 62.5 | 0.013 | 11.4 | 41.7 | 0.009 | 7.4 | 62.5 | 0.013 | 11.4 | 41.7 | 0.009 | 7.4 | DEER:Res:ClothesDishWasher | Annual | 1720 |  | Appl-CW-Top-GasDHW-GasDry-Tier1DEER2017 | Appl-CW-Top-GasDHW-GasDry-Tier1AnyDMoMH15CZ11DEER2017 | 7099
Appl-CW-Top-GasDHW-GasDry-Tier1 | DEER2017 | D17 v3 |  | Any | DMo | MH15 | CZ12 | rDXGF | Household | 1 | 1242 | None | 61.5 | 0.016 | 11.3 | 40.9 | 0.011 | 7.39 | 61.5 | 0.016 | 11.3 | 40.9 | 0.011 | -1.79 | DEER:Res:ClothesDishWasher | Annual | 1721 |  | Appl-CW-Top-GasDHW-GasDry-Tier1DEER2017 | Appl-CW-Top-GasDHW-GasDry-Tier1AnyDMoMH15CZ12DEER2017 | 7100
Appl-CW-Top-GasDHW-GasDry-Tier1 | DEER2017 | D17 v3 |  | Any | DMo | MH15 | CZ13 | rDXGF | Household | 1 | 1242 | None | 65.9 | 0.015 | 11.5 | 44.5 | 0.01 | 7.52 | 65.9 | 0.015 | 11.5 | 44.5 | 0.01 | 7.52 | DEER:Res:ClothesDishWasher | Annual | 1720 |  | Appl-CW-Top-GasDHW-GasDry-Tier1DEER2017 | Appl-CW-Top-GasDHW-GasDry-Tier1AnyDMoMH15CZ13DEER2017 | 7101
Appl-CW-Top-GasDHW-GasDry-Tier1 | DEER2017 | D17 v3 |  | Any | DMo | MH15 | CZ14 | rDXGF | Household | 1 | 1242 | None | 64.4 | 0.013 | 11.3 | 43.2 | 0.009 | 7.33 | 64.4 | 0.013 | 11.3 | 43.2 | 0.009 | -1.71 | DEER:Res:ClothesDishWasher | Annual | 1721 |  | Appl-CW-Top-GasDHW-GasDry-Tier1DEER2017 | Appl-CW-Top-GasDHW-GasDry-Tier1AnyDMoMH15CZ14DEER2017 | 7102
Appl-CW-Top-GasDHW-GasDry-Tier1 | DEER2017 | D17 v3 |  | Any | DMo | MH15 | CZ15 | rDXGF | Household | 1 | 1242 | None | 72.3 | 0.014 | 12.3 | 48.2 | 0.009 | 8.04 | 72.3 | 0.014 | 12.3 | 48.2 | 0.009 | 8.04 | DEER:Res:ClothesDishWasher | Annual | 1720 |  | Appl-CW-Top-GasDHW-GasDry-Tier1DEER2017 | Appl-CW-Top-GasDHW-GasDry-Tier1AnyDMoMH15CZ15DEER2017 | 7103
Appl-CW-Top-GasDHW-GasDry-Tier1 | DEER2017 | D17 v3 |  | Any | DMo | MH15 | CZ16 | rDXGF | Household | 1 | 1242 | None | 54.7 | 0.013 | 11.5 | 36.6 | 0.008 | 7.51 | 54.7 | 0.013 | 11.5 | 36.6 | 0.008 | -1.42 | DEER:Res:ClothesDishWasher | Annual | 1721 |  | Appl-CW-Top-GasDHW-GasDry-Tier1DEER2017 | Appl-CW-Top-GasDHW-GasDry-Tier1AnyDMoMH15CZ16DEER2017 | 7104
Appl-CW-Top-GasDHW-GasDry-Tier1 | DEER2017 | D17 v3 |  | Any | DMo | MH72 | CZ01 | rDXGF | Household | 1 | 1196 | None | 47.1 | 0.007 | 11.3 | 31.4 | 0.005 | 7.36 | 47.1 | 0.007 | 11.3 | 31.4 | 0.005 | 7.36 | DEER:Res:ClothesDishWasher | Annual | 1720 |  | Appl-CW-Top-GasDHW-GasDry-Tier1DEER2017 | Appl-CW-Top-GasDHW-GasDry-Tier1AnyDMoMH72CZ01DEER2017 | 7105
Appl-CW-Top-GasDHW-GasDry-Tier1 | DEER2017 | D17 v3 |  | Any | DMo | MH72 | CZ02 | rDXGF | Household | 1 | 1196 | None | 59.4 | 0.024 | 11.3 | 39.6 | 0.016 | 7.36 | 59.4 | 0.024 | 11.3 | 39.6 | 0.016 | -2.02 | DEER:Res:ClothesDishWasher | Annual | 1721 |  | Appl-CW-Top-GasDHW-GasDry-Tier1DEER2017 | Appl-CW-Top-GasDHW-GasDry-Tier1AnyDMoMH72CZ02DEER2017 | 7106
Appl-CW-Top-GasDHW-GasDry-Tier1 | DEER2017 | D17 v3 |  | Any | DMo | MH72 | CZ03 | rDXGF | Household | 1 | 1196 | None | 56.1 | 0.021 | 11.4 | 38 | 0.014 | 7.41 | 56.1 | 0.021 | 11.4 | 38 | 0.014 | 7.41 | DEER:Res:ClothesDishWasher | Annual | 1720 |  | Appl-CW-Top-GasDHW-GasDry-Tier1DEER2017 | Appl-CW-Top-GasDHW-GasDry-Tier1AnyDMoMH72CZ03DEER2017 | 7107
Appl-CW-Top-GasDHW-GasDry-Tier1 | DEER2017 | D17 v3 |  | Any | DMo | MH72 | CZ04 | rDXGF | Household | 1 | 1196 | None | 62.6 | 0.018 | 11.6 | 41.1 | 0.013 | 7.57 | 62.6 | 0.018 | 11.6 | 41.1 | 0.013 | -1.09 | DEER:Res:ClothesDishWasher | Annual | 1721 |  | Appl-CW-Top-GasDHW-GasDry-Tier1DEER2017 | Appl-CW-Top-GasDHW-GasDry-Tier1AnyDMoMH72CZ04DEER2017 | 7108
Appl-CW-Top-GasDHW-GasDry-Tier1 | DEER2017 | D17 v3 |  | Any | DMo | MH72 | CZ05 | rDXGF | Household | 1 | 1196 | None | 53.4 | 0.025 | 10.9 | 33.9 | 0.012 | 7.05 | 53.4 | 0.025 | 10.9 | 33.9 | 0.012 | 7.05 | DEER:Res:ClothesDishWasher | Annual | 1720 |  | Appl-CW-Top-GasDHW-GasDry-Tier1DEER2017 | Appl-CW-Top-GasDHW-GasDry-Tier1AnyDMoMH72CZ05DEER2017 | 7109
Appl-CW-Top-GasDHW-GasDry-Tier1 | DEER2017 | D17 v3 |  | Any | DMo | MH72 | CZ06 | rDXGF | Household | 1 | 1196 | None | 64 | 0.015 | 12.1 | 42.6 | 0.01 | 7.9 | 64 | 0.015 | 12.1 | 42.6 | 0.01 | -1.2 | DEER:Res:ClothesDishWasher | Annual | 1721 |  | Appl-CW-Top-GasDHW-GasDry-Tier1DEER2017 | Appl-CW-Top-GasDHW-GasDry-Tier1AnyDMoMH72CZ06DEER2017 | 7110
Appl-CW-Top-GasDHW-GasDry-Tier1 | DEER2017 | D17 v3 |  | Any | DMo | MH72 | CZ07 | rDXGF | Household | 1 | 1196 | None | 66 | 0.014 | 12.1 | 42.9 | 0.011 | 7.88 | 66 | 0.014 | 12.1 | 42.9 | 0.011 | 7.88 | DEER:Res:ClothesDishWasher | Annual | 1720 |  | Appl-CW-Top-GasDHW-GasDry-Tier1DEER2017 | Appl-CW-Top-GasDHW-GasDry-Tier1AnyDMoMH72CZ07DEER2017 | 7111
Appl-CW-Top-GasDHW-GasDry-Tier1 | DEER2017 | D17 v3 |  | Any | DMo | MH72 | CZ08 | rDXGF | Household | 1 | 1196 | None | 68.5 | 0.017 | 12.1 | 45.7 | 0.011 | 7.92 | 68.5 | 0.017 | 12.1 | 45.7 | 0.011 | -1.07 | DEER:Res:ClothesDishWasher | Annual | 1721 |  | Appl-CW-Top-GasDHW-GasDry-Tier1DEER2017 | Appl-CW-Top-GasDHW-GasDry-Tier1AnyDMoMH72CZ08DEER2017 | 7112
Appl-CW-Top-GasDHW-GasDry-Tier1 | DEER2017 | D17 v3 |  | Any | DMo | MH72 | CZ09 | rDXGF | Household | 1 | 1196 | None | 70.7 | 0.016 | 12 | 47.6 | 0.01 | 7.83 | 70.7 | 0.016 | 12 | 47.6 | 0.01 | 7.83 | DEER:Res:ClothesDishWasher | Annual | 1720 |  | Appl-CW-Top-GasDHW-GasDry-Tier1DEER2017 | Appl-CW-Top-GasDHW-GasDry-Tier1AnyDMoMH72CZ09DEER2017 | 7113
Appl-CW-Top-GasDHW-GasDry-Tier1 | DEER2017 | D17 v3 |  | Any | DMo | MH72 | CZ10 | rDXGF | Household | 1 | 1196 | None | 67.6 | 0.018 | 12 | 45.3 | 0.012 | 7.84 | 67.6 | 0.018 | 12 | 45.3 | 0.012 | -1.23 | DEER:Res:ClothesDishWasher | Annual | 1721 |  | Appl-CW-Top-GasDHW-GasDry-Tier1DEER2017 | Appl-CW-Top-GasDHW-GasDry-Tier1AnyDMoMH72CZ10DEER2017 | 7114
Appl-CW-Top-GasDHW-GasDry-Tier1 | DEER2017 | D17 v3 |  | Any | DMo | MH72 | CZ11 | rDXGF | Household | 1 | 1196 | None | 66.4 | 0.018 | 11.6 | 44.3 | 0.012 | 7.6 | 66.4 | 0.018 | 11.6 | 44.3 | 0.012 | 7.6 | DEER:Res:ClothesDishWasher | Annual | 1720 |  | Appl-CW-Top-GasDHW-GasDry-Tier1DEER2017 | Appl-CW-Top-GasDHW-GasDry-Tier1AnyDMoMH72CZ11DEER2017 | 7115
Appl-CW-Top-GasDHW-GasDry-Tier1 | DEER2017 | D17 v3 |  | Any | DMo | MH72 | CZ12 | rDXGF | Household | 1 | 1196 | None | 64.8 | 0.022 | 11.4 | 42.6 | 0.015 | 7.43 | 64.8 | 0.022 | 11.4 | 42.6 | 0.015 | -1.45 | DEER:Res:ClothesDishWasher | Annual | 1721 |  | Appl-CW-Top-GasDHW-GasDry-Tier1DEER2017 | Appl-CW-Top-GasDHW-GasDry-Tier1AnyDMoMH72CZ12DEER2017 | 7116
Appl-CW-Top-GasDHW-GasDry-Tier1 | DEER2017 | D17 v3 |  | Any | DMo | MH72 | CZ13 | rDXGF | Household | 1 | 1196 | None | 68.1 | 0.018 | 11.4 | 45.4 | 0.012 | 7.46 | 68.1 | 0.018 | 11.4 | 45.4 | 0.012 | 7.46 | DEER:Res:ClothesDishWasher | Annual | 1720 |  | Appl-CW-Top-GasDHW-GasDry-Tier1DEER2017 | Appl-CW-Top-GasDHW-GasDry-Tier1AnyDMoMH72CZ13DEER2017 | 7117
Appl-CW-Top-GasDHW-GasDry-Tier1 | DEER2017 | D17 v3 |  | Any | DMo | MH72 | CZ14 | rDXGF | Household | 1 | 1196 | None | 68.7 | 0.017 | 11.7 | 45.7 | 0.011 | 7.62 | 68.7 | 0.017 | 11.7 | 45.7 | 0.011 | -1.43 | DEER:Res:ClothesDishWasher | Annual | 1721 |  | Appl-CW-Top-GasDHW-GasDry-Tier1DEER2017 | Appl-CW-Top-GasDHW-GasDry-Tier1AnyDMoMH72CZ14DEER2017 | 7118
Appl-CW-Top-GasDHW-GasDry-Tier1 | DEER2017 | D17 v3 |  | Any | DMo | MH72 | CZ15 | rDXGF | Household | 1 | 1196 | None | 75.2 | 0.016 | 12.4 | 50.3 | 0.011 | 8.12 | 75.2 | 0.016 | 12.4 | 50.3 | 0.011 | 8.12 | DEER:Res:ClothesDishWasher | Annual | 1720 |  | Appl-CW-Top-GasDHW-GasDry-Tier1DEER2017 | Appl-CW-Top-GasDHW-GasDry-Tier1AnyDMoMH72CZ15DEER2017 | 7119
Appl-CW-Top-GasDHW-GasDry-Tier1 | DEER2017 | D17 v3 |  | Any | DMo | MH72 | CZ16 | rDXGF | Household | 1 | 1196 | None | 60.5 | 0.016 | 11.3 | 40.8 | 0.011 | 7.3 | 60.5 | 0.016 | 11.3 | 40.8 | 0.011 | -1.52 | DEER:Res:ClothesDishWasher | Annual | 1721 |  | Appl-CW-Top-GasDHW-GasDry-Tier1DEER2017 | Appl-CW-Top-GasDHW-GasDry-Tier1AnyDMoMH72CZ16DEER2017 | 7120
Appl-CW-Top-GasDHW-GasDry-Tier1 | DEER2017 | D17 v3 |  | Any | DMo | MH85 | CZ01 | rDXGF | Household | 1 | 1242 | None | 46.2 | 0.007 | 10.4 | 30.8 | 0.004 | 6.69 | 46.2 | 0.007 | 10.4 | 30.8 | 0.004 | 6.69 | DEER:Res:ClothesDishWasher | Annual | 1720 |  | Appl-CW-Top-GasDHW-GasDry-Tier1DEER2017 | Appl-CW-Top-GasDHW-GasDry-Tier1AnyDMoMH85CZ01DEER2017 | 7121
Appl-CW-Top-GasDHW-GasDry-Tier1 | DEER2017 | D17 v3 |  | Any | DMo | MH85 | CZ02 | rDXGF | Household | 1 | 1242 | None | 55.7 | 0.028 | 10.6 | 36 | 0.019 | 6.92 | 55.7 | 0.028 | 10.6 | 36 | 0.019 | -1.6 | DEER:Res:ClothesDishWasher | Annual | 1721 |  | Appl-CW-Top-GasDHW-GasDry-Tier1DEER2017 | Appl-CW-Top-GasDHW-GasDry-Tier1AnyDMoMH85CZ02DEER2017 | 7122
Appl-CW-Top-GasDHW-GasDry-Tier1 | DEER2017 | D17 v3 |  | Any | DMo | MH85 | CZ03 | rDXGF | Household | 1 | 1242 | None | 55.9 | 0.019 | 10.6 | 37.7 | 0.013 | 6.89 | 55.9 | 0.019 | 10.6 | 37.7 | 0.013 | 6.89 | DEER:Res:ClothesDishWasher | Annual | 1720 |  | Appl-CW-Top-GasDHW-GasDry-Tier1DEER2017 | Appl-CW-Top-GasDHW-GasDry-Tier1AnyDMoMH85CZ03DEER2017 | 7123
Appl-CW-Top-GasDHW-GasDry-Tier1 | DEER2017 | D17 v3 |  | Any | DMo | MH85 | CZ04 | rDXGF | Household | 1 | 1242 | None | 63.2 | 0.022 | 11.2 | 43.1 | 0.017 | 7.27 | 63.2 | 0.022 | 11.2 | 43.1 | 0.017 | -1.41 | DEER:Res:ClothesDishWasher | Annual | 1721 |  | Appl-CW-Top-GasDHW-GasDry-Tier1DEER2017 | Appl-CW-Top-GasDHW-GasDry-Tier1AnyDMoMH85CZ04DEER2017 | 7124
Appl-CW-Top-GasDHW-GasDry-Tier1 | DEER2017 | D17 v3 |  | Any | DMo | MH85 | CZ05 | rDXGF | Household | 1 | 1242 | None | 51.8 | 0.025 | 10.5 | 33.9 | 0.017 | 6.77 | 51.8 | 0.025 | 10.5 | 33.9 | 0.017 | 6.77 | DEER:Res:ClothesDishWasher | Annual | 1720 |  | Appl-CW-Top-GasDHW-GasDry-Tier1DEER2017 | Appl-CW-Top-GasDHW-GasDry-Tier1AnyDMoMH85CZ05DEER2017 | 7125
Appl-CW-Top-GasDHW-GasDry-Tier1 | DEER2017 | D17 v3 |  | Any | DMo | MH85 | CZ06 | rDXGF | Household | 1 | 1242 | None | 62.3 | 0.014 | 11.6 | 41.8 | 0.009 | 7.57 | 62.3 | 0.014 | 11.6 | 41.8 | 0.009 | -0.68 | DEER:Res:ClothesDishWasher | Annual | 1721 |  | Appl-CW-Top-GasDHW-GasDry-Tier1DEER2017 | Appl-CW-Top-GasDHW-GasDry-Tier1AnyDMoMH85CZ06DEER2017 | 7126
Appl-CW-Top-GasDHW-GasDry-Tier1 | DEER2017 | D17 v3 |  | Any | DMo | MH85 | CZ07 | rDXGF | Household | 1 | 1242 | None | 65.6 | 0.016 | 11.8 | 44 | 0.011 | 7.72 | 65.6 | 0.016 | 11.8 | 44 | 0.011 | 7.72 | DEER:Res:ClothesDishWasher | Annual | 1720 |  | Appl-CW-Top-GasDHW-GasDry-Tier1DEER2017 | Appl-CW-Top-GasDHW-GasDry-Tier1AnyDMoMH85CZ07DEER2017 | 7127
Appl-CW-Top-GasDHW-GasDry-Tier1 | DEER2017 | D17 v3 |  | Any | DMo | MH85 | CZ08 | rDXGF | Household | 1 | 1242 | None | 66.6 | 0.015 | 11.7 | 44.4 | 0.01 | 7.66 | 66.6 | 0.015 | 11.7 | 44.4 | 0.01 | -1.66 | DEER:Res:ClothesDishWasher | Annual | 1721 |  | Appl-CW-Top-GasDHW-GasDry-Tier1DEER2017 | Appl-CW-Top-GasDHW-GasDry-Tier1AnyDMoMH85CZ08DEER2017 | 7128
Appl-CW-Top-GasDHW-GasDry-Tier1 | DEER2017 | D17 v3 |  | Any | DMo | MH85 | CZ09 | rDXGF | Household | 1 | 1242 | None | 64.6 | 0.017 | 11.6 | 44.6 | 0.011 | 7.57 | 64.6 | 0.017 | 11.6 | 44.6 | 0.011 | 7.57 | DEER:Res:ClothesDishWasher | Annual | 1720 |  | Appl-CW-Top-GasDHW-GasDry-Tier1DEER2017 | Appl-CW-Top-GasDHW-GasDry-Tier1AnyDMoMH85CZ09DEER2017 | 7129
Appl-CW-Top-GasDHW-GasDry-Tier1 | DEER2017 | D17 v3 |  | Any | DMo | MH85 | CZ10 | rDXGF | Household | 1 | 1242 | None | 68.5 | 0.017 | 11.7 | 45.4 | 0.011 | 7.6 | 68.5 | 0.017 | 11.7 | 45.4 | 0.011 | -2.51 | DEER:Res:ClothesDishWasher | Annual | 1721 |  | Appl-CW-Top-GasDHW-GasDry-Tier1DEER2017 | Appl-CW-Top-GasDHW-GasDry-Tier1AnyDMoMH85CZ10DEER2017 | 7130
Appl-CW-Top-GasDHW-GasDry-Tier1 | DEER2017 | D17 v3 |  | Any | DMo | MH85 | CZ11 | rDXGF | Household | 1 | 1242 | None | 66.2 | 0.018 | 11 | 44.3 | 0.012 | 7.21 | 66.2 | 0.018 | 11 | 44.3 | 0.012 | 7.21 | DEER:Res:ClothesDishWasher | Annual | 1720 |  | Appl-CW-Top-GasDHW-GasDry-Tier1DEER2017 | Appl-CW-Top-GasDHW-GasDry-Tier1AnyDMoMH85CZ11DEER2017 | 7131
Appl-CW-Top-GasDHW-GasDry-Tier1 | DEER2017 | D17 v3 |  | Any | DMo | MH85 | CZ12 | rDXGF | Household | 1 | 1242 | None | 62.8 | 0.019 | 10.9 | 42.1 | 0.015 | 7.09 | 62.8 | 0.019 | 10.9 | 42.1 | 0.015 | -2.17 | DEER:Res:ClothesDishWasher | Annual | 1721 |  | Appl-CW-Top-GasDHW-GasDry-Tier1DEER2017 | Appl-CW-Top-GasDHW-GasDry-Tier1AnyDMoMH85CZ12DEER2017 | 7132
Appl-CW-Top-GasDHW-GasDry-Tier1 | DEER2017 | D17 v3 |  | Any | DMo | MH85 | CZ13 | rDXGF | Household | 1 | 1242 | None | 67.7 | 0.018 | 11.1 | 45.4 | 0.012 | 7.22 | 67.7 | 0.018 | 11.1 | 45.4 | 0.012 | 7.22 | DEER:Res:ClothesDishWasher | Annual | 1720 |  | Appl-CW-Top-GasDHW-GasDry-Tier1DEER2017 | Appl-CW-Top-GasDHW-GasDry-Tier1AnyDMoMH85CZ13DEER2017 | 7133
Appl-CW-Top-GasDHW-GasDry-Tier1 | DEER2017 | D17 v3 |  | Any | DMo | MH85 | CZ14 | rDXGF | Household | 1 | 1242 | None | 69.8 | 0.016 | 11.1 | 47.3 | 0.01 | 7.2 | 69.8 | 0.016 | 11.1 | 47.3 | 0.01 | -2.3 | DEER:Res:ClothesDishWasher | Annual | 1721 |  | Appl-CW-Top-GasDHW-GasDry-Tier1DEER2017 | Appl-CW-Top-GasDHW-GasDry-Tier1AnyDMoMH85CZ14DEER2017 | 7134
Appl-CW-Top-GasDHW-GasDry-Tier1 | DEER2017 | D17 v3 |  | Any | DMo | MH85 | CZ15 | rDXGF | Household | 1 | 1242 | None | 71.9 | 0.016 | 12.1 | 46.8 | 0.011 | 7.97 | 71.9 | 0.016 | 12.1 | 46.8 | 0.011 | 7.97 | DEER:Res:ClothesDishWasher | Annual | 1720 |  | Appl-CW-Top-GasDHW-GasDry-Tier1DEER2017 | Appl-CW-Top-GasDHW-GasDry-Tier1AnyDMoMH85CZ15DEER2017 | 7135
Appl-CW-Top-GasDHW-GasDry-Tier1 | DEER2017 | D17 v3 |  | Any | DMo | MH85 | CZ16 | rDXGF | Household | 1 | 1242 | None | 57.8 | 0.017 | 10.7 | 38.6 | 0.011 | 6.94 | 57.8 | 0.017 | 10.7 | 38.6 | 0.011 | -1.76 | DEER:Res:ClothesDishWasher | Annual | 1721 |  | Appl-CW-Top-GasDHW-GasDry-Tier1DEER2017 | Appl-CW-Top-GasDHW-GasDry-Tier1AnyDMoMH85CZ16DEER2017 | 7136
Appl-CW-Top-GasDHW-GasDry-Tier1 | DEER2017 | D17 v3 |  | Any | MFm | 1975 | CZ01 | rDXGF | Household | 1 | 1070.2 | None | 46.7 | 0.006 | 11.1 | 31.2 | 0.004 | 7.19 | 46.7 | 0.006 | 11.1 | 31.2 | 0.004 | 7.19 | DEER:Res:ClothesDishWasher | Annual | 1720 |  | Appl-CW-Top-GasDHW-GasDry-Tier1DEER2017 | Appl-CW-Top-GasDHW-GasDry-Tier1AnyMFm1975CZ01DEER2017 | 7137
Appl-CW-Top-GasDHW-GasDry-Tier1 | DEER2017 | D17 v3 |  | Any | MFm | 1975 | CZ02 | rDXGF | Household | 1 | 1070.2 | None | 52.9 | 0.017 | 11.8 | 35.2 | 0.012 | 7.71 | 52.9 | 0.017 | 11.8 | 35.2 | 0.012 | -2.49 | DEER:Res:ClothesDishWasher | Annual | 1721 |  | Appl-CW-Top-GasDHW-GasDry-Tier1DEER2017 | Appl-CW-Top-GasDHW-GasDry-Tier1AnyMFm1975CZ02DEER2017 | 7138
Appl-CW-Top-GasDHW-GasDry-Tier1 | DEER2017 | D17 v3 |  | Any | MFm | 1975 | CZ03 | rDXGF | Household | 1 | 1070.2 | None | 50.1 | 0.01 | 11.9 | 33.6 | 0.007 | 7.81 | 50.1 | 0.01 | 11.9 | 33.6 | 0.007 | 7.81 | DEER:Res:ClothesDishWasher | Annual | 1720 |  | Appl-CW-Top-GasDHW-GasDry-Tier1DEER2017 | Appl-CW-Top-GasDHW-GasDry-Tier1AnyMFm1975CZ03DEER2017 | 7139
Appl-CW-Top-GasDHW-GasDry-Tier1 | DEER2017 | D17 v3 |  | Any | MFm | 1975 | CZ04 | rDXGF | Household | 1 | 1070.2 | None | 53.7 | 0.015 | 12 | 35.8 | 0.01 | 7.85 | 53.7 | 0.015 | 12 | 35.8 | 0.01 | -1.34 | DEER:Res:ClothesDishWasher | Annual | 1721 |  | Appl-CW-Top-GasDHW-GasDry-Tier1DEER2017 | Appl-CW-Top-GasDHW-GasDry-Tier1AnyMFm1975CZ04DEER2017 | 7140
Appl-CW-Top-GasDHW-GasDry-Tier1 | DEER2017 | D17 v3 |  | Any | MFm | 1975 | CZ05 | rDXGF | Household | 1 | 1070.2 | None | 47.9 | 0.008 | 11.3 | 31.9 | 0.005 | 7.32 | 47.9 | 0.008 | 11.3 | 31.9 | 0.005 | 7.32 | DEER:Res:ClothesDishWasher | Annual | 1720 |  | Appl-CW-Top-GasDHW-GasDry-Tier1DEER2017 | Appl-CW-Top-GasDHW-GasDry-Tier1AnyMFm1975CZ05DEER2017 | 7141
Appl-CW-Top-GasDHW-GasDry-Tier1 | DEER2017 | D17 v3 |  | Any | MFm | 1975 | CZ06 | rDXGF | Household | 1 | 1047.7 | None | 57.5 | 0.015 | 12.2 | 38.1 | 0.01 | 7.94 | 57.5 | 0.015 | 12.2 | 38.1 | 0.01 | -1.25 | DEER:Res:ClothesDishWasher | Annual | 1721 |  | Appl-CW-Top-GasDHW-GasDry-Tier1DEER2017 | Appl-CW-Top-GasDHW-GasDry-Tier1AnyMFm1975CZ06DEER2017 | 7142
Appl-CW-Top-GasDHW-GasDry-Tier1 | DEER2017 | D17 v3 |  | Any | MFm | 1975 | CZ07 | rDXGF | Household | 1 | 1047.7 | None | 55.2 | 0.012 | 12.5 | 36.2 | 0.007 | 8.14 | 55.2 | 0.012 | 12.5 | 36.2 | 0.007 | 8.14 | DEER:Res:ClothesDishWasher | Annual | 1720 |  | Appl-CW-Top-GasDHW-GasDry-Tier1DEER2017 | Appl-CW-Top-GasDHW-GasDry-Tier1AnyMFm1975CZ07DEER2017 | 7143
Appl-CW-Top-GasDHW-GasDry-Tier1 | DEER2017 | D17 v3 |  | Any | MFm | 1975 | CZ08 | rDXGF | Household | 1 | 1047.7 | None | 58.5 | 0.016 | 12.4 | 39.1 | 0.01 | 8.13 | 58.5 | 0.016 | 12.4 | 39.1 | 0.01 | -1.28 | DEER:Res:ClothesDishWasher | Annual | 1721 |  | Appl-CW-Top-GasDHW-GasDry-Tier1DEER2017 | Appl-CW-Top-GasDHW-GasDry-Tier1AnyMFm1975CZ08DEER2017 | 7144
Appl-CW-Top-GasDHW-GasDry-Tier1 | DEER2017 | D17 v3 |  | Any | MFm | 1975 | CZ09 | rDXGF | Household | 1 | 1216.8 | None | 61 | 0.014 | 12.2 | 40.7 | 0.009 | 7.96 | 61 | 0.014 | 12.2 | 40.7 | 0.009 | 7.96 | DEER:Res:ClothesDishWasher | Annual | 1720 |  | Appl-CW-Top-GasDHW-GasDry-Tier1DEER2017 | Appl-CW-Top-GasDHW-GasDry-Tier1AnyMFm1975CZ09DEER2017 | 7145
Appl-CW-Top-GasDHW-GasDry-Tier1 | DEER2017 | D17 v3 |  | Any | MFm | 1975 | CZ10 | rDXGF | Household | 1 | 1216.8 | None | 58.6 | 0.018 | 12 | 39 | 0.012 | 7.84 | 58.6 | 0.018 | 12 | 39 | 0.012 | -1.26 | DEER:Res:ClothesDishWasher | Annual | 1721 |  | Appl-CW-Top-GasDHW-GasDry-Tier1DEER2017 | Appl-CW-Top-GasDHW-GasDry-Tier1AnyMFm1975CZ10DEER2017 | 7146
Appl-CW-Top-GasDHW-GasDry-Tier1 | DEER2017 | D17 v3 |  | Any | MFm | 1975 | CZ11 | rDXGF | Household | 1 | 1098.9 | None | 58.1 | 0.016 | 11.8 | 38.7 | 0.01 | 7.67 | 58.1 | 0.016 | 11.8 | 38.7 | 0.01 | 7.67 | DEER:Res:ClothesDishWasher | Annual | 1720 |  | Appl-CW-Top-GasDHW-GasDry-Tier1DEER2017 | Appl-CW-Top-GasDHW-GasDry-Tier1AnyMFm1975CZ11DEER2017 | 7147
Appl-CW-Top-GasDHW-GasDry-Tier1 | DEER2017 | D17 v3 |  | Any | MFm | 1975 | CZ12 | rDXGF | Household | 1 | 1098.9 | None | 55.7 | 0.015 | 11.7 | 37.1 | 0.011 | 7.65 | 55.7 | 0.015 | 11.7 | 37.1 | 0.011 | -1.47 | DEER:Res:ClothesDishWasher | Annual | 1721 |  | Appl-CW-Top-GasDHW-GasDry-Tier1DEER2017 | Appl-CW-Top-GasDHW-GasDry-Tier1AnyMFm1975CZ12DEER2017 | 7148
Appl-CW-Top-GasDHW-GasDry-Tier1 | DEER2017 | D17 v3 |  | Any | MFm | 1975 | CZ13 | rDXGF | Household | 1 | 1098.9 | None | 60.5 | 0.017 | 11.9 | 40.5 | 0.011 | 7.75 | 60.5 | 0.017 | 11.9 | 40.5 | 0.011 | 7.75 | DEER:Res:ClothesDishWasher | Annual | 1720 |  | Appl-CW-Top-GasDHW-GasDry-Tier1DEER2017 | Appl-CW-Top-GasDHW-GasDry-Tier1AnyMFm1975CZ13DEER2017 | 7149
Appl-CW-Top-GasDHW-GasDry-Tier1 | DEER2017 | D17 v3 |  | Any | MFm | 1975 | CZ14 | rDXGF | Household | 1 | 1409.4 | None | 60.7 | 0.01 | 11.8 | 40.1 | 0.006 | 7.67 | 60.7 | 0.01 | 11.8 | 40.1 | 0.006 | -1.85 | DEER:Res:ClothesDishWasher | Annual | 1721 |  | Appl-CW-Top-GasDHW-GasDry-Tier1DEER2017 | Appl-CW-Top-GasDHW-GasDry-Tier1AnyMFm1975CZ14DEER2017 | 7150
Appl-CW-Top-GasDHW-GasDry-Tier1 | DEER2017 | D17 v3 |  | Any | MFm | 1975 | CZ15 | rDXGF | Household | 1 | 1409.4 | None | 68.7 | 0.013 | 12.4 | 45.8 | 0.009 | 8.15 | 68.7 | 0.013 | 12.4 | 45.8 | 0.009 | 8.15 | DEER:Res:ClothesDishWasher | Annual | 1720 |  | Appl-CW-Top-GasDHW-GasDry-Tier1DEER2017 | Appl-CW-Top-GasDHW-GasDry-Tier1AnyMFm1975CZ15DEER2017 | 7151
Appl-CW-Top-GasDHW-GasDry-Tier1 | DEER2017 | D17 v3 |  | Any | MFm | 1975 | CZ16 | rDXGF | Household | 1 | 1070.2 | None | 55.2 | 0.013 | 12 | 36.8 | 0.009 | 7.78 | 55.2 | 0.013 | 12 | 36.8 | 0.009 | -1.86 | DEER:Res:ClothesDishWasher | Annual | 1721 |  | Appl-CW-Top-GasDHW-GasDry-Tier1DEER2017 | Appl-CW-Top-GasDHW-GasDry-Tier1AnyMFm1975CZ16DEER2017 | 7152
Appl-CW-Top-GasDHW-GasDry-Tier1 | DEER2017 | D17 v3 |  | Any | MFm | 1985 | CZ01 | rDXGF | Household | 1 | 1152 | None | 46.4 | 0.007 | 10.7 | 30.9 | 0.005 | 6.92 | 46.4 | 0.007 | 10.7 | 30.9 | 0.005 | 6.92 | DEER:Res:ClothesDishWasher | Annual | 1720 |  | Appl-CW-Top-GasDHW-GasDry-Tier1DEER2017 | Appl-CW-Top-GasDHW-GasDry-Tier1AnyMFm1985CZ01DEER2017 | 7153
Appl-CW-Top-GasDHW-GasDry-Tier1 | DEER2017 | D17 v3 |  | Any | MFm | 1985 | CZ02 | rDXGF | Household | 1 | 1152 | None | 51.2 | 0.01 | 11.4 | 33.5 | 0.005 | 7.23 | 51.2 | 0.01 | 11.4 | 33.5 | 0.005 | -1.85 | DEER:Res:ClothesDishWasher | Annual | 1721 |  | Appl-CW-Top-GasDHW-GasDry-Tier1DEER2017 | Appl-CW-Top-GasDHW-GasDry-Tier1AnyMFm1985CZ02DEER2017 | 7154
Appl-CW-Top-GasDHW-GasDry-Tier1 | DEER2017 | D17 v3 |  | Any | MFm | 1985 | CZ03 | rDXGF | Household | 1 | 1152 | None | 49.2 | 0.01 | 11.7 | 32.8 | 0.006 | 7.61 | 49.2 | 0.01 | 11.7 | 32.8 | 0.006 | 7.61 | DEER:Res:ClothesDishWasher | Annual | 1720 |  | Appl-CW-Top-GasDHW-GasDry-Tier1DEER2017 | Appl-CW-Top-GasDHW-GasDry-Tier1AnyMFm1985CZ03DEER2017 | 7155
Appl-CW-Top-GasDHW-GasDry-Tier1 | DEER2017 | D17 v3 |  | Any | MFm | 1985 | CZ04 | rDXGF | Household | 1 | 1152 | None | 52.2 | 0.014 | 12.1 | 34.8 | 0.009 | 7.91 | 52.2 | 0.014 | 12.1 | 34.8 | 0.009 | -1.79 | DEER:Res:ClothesDishWasher | Annual | 1721 |  | Appl-CW-Top-GasDHW-GasDry-Tier1DEER2017 | Appl-CW-Top-GasDHW-GasDry-Tier1AnyMFm1985CZ04DEER2017 | 7156
Appl-CW-Top-GasDHW-GasDry-Tier1 | DEER2017 | D17 v3 |  | Any | MFm | 1985 | CZ05 | rDXGF | Household | 1 | 1152 | None | 49.2 | 0.011 | 11.6 | 32.9 | 0.008 | 7.59 | 49.2 | 0.011 | 11.6 | 32.9 | 0.008 | 7.59 | DEER:Res:ClothesDishWasher | Annual | 1720 |  | Appl-CW-Top-GasDHW-GasDry-Tier1DEER2017 | Appl-CW-Top-GasDHW-GasDry-Tier1AnyMFm1985CZ05DEER2017 | 7157
Appl-CW-Top-GasDHW-GasDry-Tier1 | DEER2017 | D17 v3 |  | Any | MFm | 1985 | CZ06 | rDXGF | Household | 1 | 1295.2 | None | 54.4 | 0.013 | 12.1 | 37.4 | 0.012 | 8.19 | 54.4 | 0.013 | 12.1 | 37.4 | 0.012 | -0.79 | DEER:Res:ClothesDishWasher | Annual | 1721 |  | Appl-CW-Top-GasDHW-GasDry-Tier1DEER2017 | Appl-CW-Top-GasDHW-GasDry-Tier1AnyMFm1985CZ06DEER2017 | 7158
Appl-CW-Top-GasDHW-GasDry-Tier1 | DEER2017 | D17 v3 |  | Any | MFm | 1985 | CZ07 | rDXGF | Household | 1 | 1295.2 | None | 54.6 | 0.012 | 12.4 | 36.4 | 0.009 | 8.12 | 54.6 | 0.012 | 12.4 | 36.4 | 0.009 | 8.12 | DEER:Res:ClothesDishWasher | Annual | 1720 |  | Appl-CW-Top-GasDHW-GasDry-Tier1DEER2017 | Appl-CW-Top-GasDHW-GasDry-Tier1AnyMFm1985CZ07DEER2017 | 7159
Appl-CW-Top-GasDHW-GasDry-Tier1 | DEER2017 | D17 v3 |  | Any | MFm | 1985 | CZ08 | rDXGF | Household | 1 | 1295.2 | None | 59.8 | 0.016 | 12.4 | 40 | 0.011 | 8.13 | 59.8 | 0.016 | 12.4 | 40 | 0.011 | -2.01 | DEER:Res:ClothesDishWasher | Annual | 1721 |  | Appl-CW-Top-GasDHW-GasDry-Tier1DEER2017 | Appl-CW-Top-GasDHW-GasDry-Tier1AnyMFm1985CZ08DEER2017 | 7160
Appl-CW-Top-GasDHW-GasDry-Tier1 | DEER2017 | D17 v3 |  | Any | MFm | 1985 | CZ09 | rDXGF | Household | 1 | 1438.9 | None | 61 | 0.014 | 12.1 | 40.5 | 0.009 | 7.9 | 61 | 0.014 | 12.1 | 40.5 | 0.009 | 7.9 | DEER:Res:ClothesDishWasher | Annual | 1720 |  | Appl-CW-Top-GasDHW-GasDry-Tier1DEER2017 | Appl-CW-Top-GasDHW-GasDry-Tier1AnyMFm1985CZ09DEER2017 | 7161
Appl-CW-Top-GasDHW-GasDry-Tier1 | DEER2017 | D17 v3 |  | Any | MFm | 1985 | CZ10 | rDXGF | Household | 1 | 1438.9 | None | 62.2 | 0.021 | 12.4 | 46.6 | 0.024 | 8.74 | 62.2 | 0.021 | 12.4 | 46.6 | 0.024 | -1.61 | DEER:Res:ClothesDishWasher | Annual | 1721 |  | Appl-CW-Top-GasDHW-GasDry-Tier1DEER2017 | Appl-CW-Top-GasDHW-GasDry-Tier1AnyMFm1985CZ10DEER2017 | 7162
Appl-CW-Top-GasDHW-GasDry-Tier1 | DEER2017 | D17 v3 |  | Any | MFm | 1985 | CZ11 | rDXGF | Household | 1 | 1150 | None | 58.3 | 0.015 | 11.8 | 38.8 | 0.01 | 7.67 | 58.3 | 0.015 | 11.8 | 38.8 | 0.01 | 7.67 | DEER:Res:ClothesDishWasher | Annual | 1720 |  | Appl-CW-Top-GasDHW-GasDry-Tier1DEER2017 | Appl-CW-Top-GasDHW-GasDry-Tier1AnyMFm1985CZ11DEER2017 | 7163
Appl-CW-Top-GasDHW-GasDry-Tier1 | DEER2017 | D17 v3 |  | Any | MFm | 1985 | CZ12 | rDXGF | Household | 1 | 1150 | None | 55.1 | 0.016 | 11.8 | 36.7 | 0.011 | 7.72 | 55.1 | 0.016 | 11.8 | 36.7 | 0.011 | -1.56 | DEER:Res:ClothesDishWasher | Annual | 1721 |  | Appl-CW-Top-GasDHW-GasDry-Tier1DEER2017 | Appl-CW-Top-GasDHW-GasDry-Tier1AnyMFm1985CZ12DEER2017 | 7164
Appl-CW-Top-GasDHW-GasDry-Tier1 | DEER2017 | D17 v3 |  | Any | MFm | 1985 | CZ13 | rDXGF | Household | 1 | 1150 | None | 60.3 | 0.017 | 11.7 | 40.2 | 0.011 | 7.62 | 60.3 | 0.017 | 11.7 | 40.2 | 0.011 | 7.62 | DEER:Res:ClothesDishWasher | Annual | 1720 |  | Appl-CW-Top-GasDHW-GasDry-Tier1DEER2017 | Appl-CW-Top-GasDHW-GasDry-Tier1AnyMFm1985CZ13DEER2017 | 7165
Appl-CW-Top-GasDHW-GasDry-Tier1 | DEER2017 | D17 v3 |  | Any | MFm | 1985 | CZ14 | rDXGF | Household | 1 | 1407.2 | None | 61.3 | 0.014 | 12 | 40.8 | 0.009 | 7.85 | 61.3 | 0.014 | 12 | 40.8 | 0.009 | -1.67 | DEER:Res:ClothesDishWasher | Annual | 1721 |  | Appl-CW-Top-GasDHW-GasDry-Tier1DEER2017 | Appl-CW-Top-GasDHW-GasDry-Tier1AnyMFm1985CZ14DEER2017 | 7166
Appl-CW-Top-GasDHW-GasDry-Tier1 | DEER2017 | D17 v3 |  | Any | MFm | 1985 | CZ15 | rDXGF | Household | 1 | 1407.2 | None | 68.2 | 0.013 | 12.4 | 45.6 | 0.009 | 8.14 | 68.2 | 0.013 | 12.4 | 45.6 | 0.009 | 8.14 | DEER:Res:ClothesDishWasher | Annual | 1720 |  | Appl-CW-Top-GasDHW-GasDry-Tier1DEER2017 | Appl-CW-Top-GasDHW-GasDry-Tier1AnyMFm1985CZ15DEER2017 | 7167
Appl-CW-Top-GasDHW-GasDry-Tier1 | DEER2017 | D17 v3 |  | Any | MFm | 1985 | CZ16 | rDXGF | Household | 1 | 1152 | None | 56.8 | 0.013 | 11.9 | 37.9 | 0.008 | 7.74 | 56.8 | 0.013 | 11.9 | 37.9 | 0.008 | -1.47 | DEER:Res:ClothesDishWasher | Annual | 1721 |  | Appl-CW-Top-GasDHW-GasDry-Tier1DEER2017 | Appl-CW-Top-GasDHW-GasDry-Tier1AnyMFm1985CZ16DEER2017 | 7168
Appl-CW-Top-GasDHW-GasDry-Tier1 | DEER2017 | D17 v3 |  | Any | MFm | 1996 | CZ01 | rDXGF | Household | 1 | 981.6 | None | 46.7 | 0.007 | 11.4 | 31 | 0.005 | 7.3 | 46.7 | 0.007 | 11.4 | 31 | 0.005 | 7.3 | DEER:Res:ClothesDishWasher | Annual | 1720 |  | Appl-CW-Top-GasDHW-GasDry-Tier1DEER2017 | Appl-CW-Top-GasDHW-GasDry-Tier1AnyMFm1996CZ01DEER2017 | 7169
Appl-CW-Top-GasDHW-GasDry-Tier1 | DEER2017 | D17 v3 |  | Any | MFm | 1996 | CZ02 | rDXGF | Household | 1 | 981.6 | None | 53.3 | 0.015 | 12.1 | 35.9 | 0.012 | 8.02 | 53.3 | 0.015 | 12.1 | 35.9 | 0.012 | -2.4 | DEER:Res:ClothesDishWasher | Annual | 1721 |  | Appl-CW-Top-GasDHW-GasDry-Tier1DEER2017 | Appl-CW-Top-GasDHW-GasDry-Tier1AnyMFm1996CZ02DEER2017 | 7170
Appl-CW-Top-GasDHW-GasDry-Tier1 | DEER2017 | D17 v3 |  | Any | MFm | 1996 | CZ03 | rDXGF | Household | 1 | 981.6 | None | 50.9 | 0.011 | 12.2 | 33.8 | 0.007 | 7.91 | 50.9 | 0.011 | 12.2 | 33.8 | 0.007 | 7.91 | DEER:Res:ClothesDishWasher | Annual | 1720 |  | Appl-CW-Top-GasDHW-GasDry-Tier1DEER2017 | Appl-CW-Top-GasDHW-GasDry-Tier1AnyMFm1996CZ03DEER2017 | 7171
Appl-CW-Top-GasDHW-GasDry-Tier1 | DEER2017 | D17 v3 |  | Any | MFm | 1996 | CZ04 | rDXGF | Household | 1 | 981.6 | None | 52.9 | 0.012 | 12.3 | 35.3 | 0.008 | 8.06 | 52.9 | 0.012 | 12.3 | 35.3 | 0.008 | -1.16 | DEER:Res:ClothesDishWasher | Annual | 1721 |  | Appl-CW-Top-GasDHW-GasDry-Tier1DEER2017 | Appl-CW-Top-GasDHW-GasDry-Tier1AnyMFm1996CZ04DEER2017 | 7172
Appl-CW-Top-GasDHW-GasDry-Tier1 | DEER2017 | D17 v3 |  | Any | MFm | 1996 | CZ05 | rDXGF | Household | 1 | 981.6 | None | 49.6 | 0.008 | 11.8 | 33.1 | 0.005 | 7.68 | 49.6 | 0.008 | 11.8 | 33.1 | 0.005 | 7.68 | DEER:Res:ClothesDishWasher | Annual | 1720 |  | Appl-CW-Top-GasDHW-GasDry-Tier1DEER2017 | Appl-CW-Top-GasDHW-GasDry-Tier1AnyMFm1996CZ05DEER2017 | 7173
Appl-CW-Top-GasDHW-GasDry-Tier1 | DEER2017 | D17 v3 |  | Any | MFm | 1996 | CZ06 | rDXGF | Household | 1 | 1169.1 | None | 57.3 | 0.015 | 12.1 | 38.1 | 0.01 | 7.88 | 57.3 | 0.015 | 12.1 | 38.1 | 0.01 | -0.35 | DEER:Res:ClothesDishWasher | Annual | 1721 |  | Appl-CW-Top-GasDHW-GasDry-Tier1DEER2017 | Appl-CW-Top-GasDHW-GasDry-Tier1AnyMFm1996CZ06DEER2017 | 7174
Appl-CW-Top-GasDHW-GasDry-Tier1 | DEER2017 | D17 v3 |  | Any | MFm | 1996 | CZ07 | rDXGF | Household | 1 | 1169.1 | None | 57.5 | 0.013 | 12.9 | 38.2 | 0.008 | 8.42 | 57.5 | 0.013 | 12.9 | 38.2 | 0.008 | 8.42 | DEER:Res:ClothesDishWasher | Annual | 1720 |  | Appl-CW-Top-GasDHW-GasDry-Tier1DEER2017 | Appl-CW-Top-GasDHW-GasDry-Tier1AnyMFm1996CZ07DEER2017 | 7175
Appl-CW-Top-GasDHW-GasDry-Tier1 | DEER2017 | D17 v3 |  | Any | MFm | 1996 | CZ08 | rDXGF | Household | 1 | 1169.1 | None | 58.9 | 0.013 | 12.4 | 39.3 | 0.009 | 8.13 | 58.9 | 0.013 | 12.4 | 39.3 | 0.009 | -1.02 | DEER:Res:ClothesDishWasher | Annual | 1721 |  | Appl-CW-Top-GasDHW-GasDry-Tier1DEER2017 | Appl-CW-Top-GasDHW-GasDry-Tier1AnyMFm1996CZ08DEER2017 | 7176
Appl-CW-Top-GasDHW-GasDry-Tier1 | DEER2017 | D17 v3 |  | Any | MFm | 1996 | CZ09 | rDXGF | Household | 1 | 1093.6 | None | 62.9 | 0.014 | 12.5 | 42.1 | 0.01 | 8.16 | 62.9 | 0.014 | 12.5 | 42.1 | 0.01 | 8.16 | DEER:Res:ClothesDishWasher | Annual | 1720 |  | Appl-CW-Top-GasDHW-GasDry-Tier1DEER2017 | Appl-CW-Top-GasDHW-GasDry-Tier1AnyMFm1996CZ09DEER2017 | 7177
Appl-CW-Top-GasDHW-GasDry-Tier1 | DEER2017 | D17 v3 |  | Any | MFm | 1996 | CZ10 | rDXGF | Household | 1 | 1093.6 | None | 56 | 0.022 | 12.1 | 37.2 | 0.014 | 7.88 | 56 | 0.022 | 12.1 | 37.2 | 0.014 | -1.09 | DEER:Res:ClothesDishWasher | Annual | 1721 |  | Appl-CW-Top-GasDHW-GasDry-Tier1DEER2017 | Appl-CW-Top-GasDHW-GasDry-Tier1AnyMFm1996CZ10DEER2017 | 7178
Appl-CW-Top-GasDHW-GasDry-Tier1 | DEER2017 | D17 v3 |  | Any | MFm | 1996 | CZ11 | rDXGF | Household | 1 | 1031.9 | None | 59.7 | 0.014 | 12.2 | 39.8 | 0.009 | 7.99 | 59.7 | 0.014 | 12.2 | 39.8 | 0.009 | 7.99 | DEER:Res:ClothesDishWasher | Annual | 1720 |  | Appl-CW-Top-GasDHW-GasDry-Tier1DEER2017 | Appl-CW-Top-GasDHW-GasDry-Tier1AnyMFm1996CZ11DEER2017 | 7179
Appl-CW-Top-GasDHW-GasDry-Tier1 | DEER2017 | D17 v3 |  | Any | MFm | 1996 | CZ12 | rDXGF | Household | 1 | 1031.9 | None | 57.2 | 0.017 | 11.9 | 38.2 | 0.012 | 7.79 | 57.2 | 0.017 | 11.9 | 38.2 | 0.012 | -1.36 | DEER:Res:ClothesDishWasher | Annual | 1721 |  | Appl-CW-Top-GasDHW-GasDry-Tier1DEER2017 | Appl-CW-Top-GasDHW-GasDry-Tier1AnyMFm1996CZ12DEER2017 | 7180
Appl-CW-Top-GasDHW-GasDry-Tier1 | DEER2017 | D17 v3 |  | Any | MFm | 1996 | CZ13 | rDXGF | Household | 1 | 1031.9 | None | 60.8 | 0.017 | 12 | 40.6 | 0.011 | 7.86 | 60.8 | 0.017 | 12 | 40.6 | 0.011 | 7.86 | DEER:Res:ClothesDishWasher | Annual | 1720 |  | Appl-CW-Top-GasDHW-GasDry-Tier1DEER2017 | Appl-CW-Top-GasDHW-GasDry-Tier1AnyMFm1996CZ13DEER2017 | 7181
Appl-CW-Top-GasDHW-GasDry-Tier1 | DEER2017 | D17 v3 |  | Any | MFm | 1996 | CZ14 | rDXGF | Household | 1 | 1086 | None | 62.8 | 0.011 | 12.1 | 42 | 0.007 | 7.92 | 62.8 | 0.011 | 12.1 | 42 | 0.007 | -1.55 | DEER:Res:ClothesDishWasher | Annual | 1721 |  | Appl-CW-Top-GasDHW-GasDry-Tier1DEER2017 | Appl-CW-Top-GasDHW-GasDry-Tier1AnyMFm1996CZ14DEER2017 | 7182
Appl-CW-Top-GasDHW-GasDry-Tier1 | DEER2017 | D17 v3 |  | Any | MFm | 1996 | CZ15 | rDXGF | Household | 1 | 1086 | None | 67.2 | 0.014 | 12.5 | 44.8 | 0.009 | 8.19 | 67.2 | 0.014 | 12.5 | 44.8 | 0.009 | 8.19 | DEER:Res:ClothesDishWasher | Annual | 1720 |  | Appl-CW-Top-GasDHW-GasDry-Tier1DEER2017 | Appl-CW-Top-GasDHW-GasDry-Tier1AnyMFm1996CZ15DEER2017 | 7183
Appl-CW-Top-GasDHW-GasDry-Tier1 | DEER2017 | D17 v3 |  | Any | MFm | 1996 | CZ16 | rDXGF | Household | 1 | 981.6 | None | 57.2 | 0.013 | 11.9 | 38.3 | 0.009 | 7.74 | 57.2 | 0.013 | 11.9 | 38.3 | 0.009 | -1.52 | DEER:Res:ClothesDishWasher | Annual | 1721 |  | Appl-CW-Top-GasDHW-GasDry-Tier1DEER2017 | Appl-CW-Top-GasDHW-GasDry-Tier1AnyMFm1996CZ16DEER2017 | 7184
Appl-CW-Top-GasDHW-GasDry-Tier1 | DEER2017 | D17 v3 |  | Any | MFm | 2003 | CZ01 | rDXGF | Household | 1 | 998.7 | None | 47.4 | 0.007 | 11.7 | 31.4 | 0.004 | 7.45 | 47.4 | 0.007 | 11.7 | 31.4 | 0.004 | 7.45 | DEER:Res:ClothesDishWasher | Annual | 1720 |  | Appl-CW-Top-GasDHW-GasDry-Tier1DEER2017 | Appl-CW-Top-GasDHW-GasDry-Tier1AnyMFm2003CZ01DEER2017 | 7185
Appl-CW-Top-GasDHW-GasDry-Tier1 | DEER2017 | D17 v3 |  | Any | MFm | 2003 | CZ02 | rDXGF | Household | 1 | 1073.2 | None | 52.8 | 0.014 | 12.2 | 35.4 | 0.009 | 7.98 | 52.8 | 0.014 | 12.2 | 35.4 | 0.009 | -1.64 | DEER:Res:ClothesDishWasher | Annual | 1721 |  | Appl-CW-Top-GasDHW-GasDry-Tier1DEER2017 | Appl-CW-Top-GasDHW-GasDry-Tier1AnyMFm2003CZ02DEER2017 | 7186
Appl-CW-Top-GasDHW-GasDry-Tier1 | DEER2017 | D17 v3 |  | Any | MFm | 2003 | CZ03 | rDXGF | Household | 1 | 998.7 | None | 49.1 | 0.009 | 12 | 32.7 | 0.006 | 7.75 | 49.1 | 0.009 | 12 | 32.7 | 0.006 | 7.75 | DEER:Res:ClothesDishWasher | Annual | 1720 |  | Appl-CW-Top-GasDHW-GasDry-Tier1DEER2017 | Appl-CW-Top-GasDHW-GasDry-Tier1AnyMFm2003CZ03DEER2017 | 7187
Appl-CW-Top-GasDHW-GasDry-Tier1 | DEER2017 | D17 v3 |  | Any | MFm | 2003 | CZ04 | rDXGF | Household | 1 | 998.7 | None | 55.4 | 0.014 | 12.3 | 37 | 0.009 | 8.01 | 55.4 | 0.014 | 12.3 | 37 | 0.009 | -1.59 | DEER:Res:ClothesDishWasher | Annual | 1721 |  | Appl-CW-Top-GasDHW-GasDry-Tier1DEER2017 | Appl-CW-Top-GasDHW-GasDry-Tier1AnyMFm2003CZ04DEER2017 | 7188
Appl-CW-Top-GasDHW-GasDry-Tier1 | DEER2017 | D17 v3 |  | Any | MFm | 2003 | CZ05 | rDXGF | Household | 1 | 998.7 | None | 49.6 | 0.009 | 11.7 | 33 | 0.006 | 7.6 | 49.6 | 0.009 | 11.7 | 33 | 0.006 | 7.6 | DEER:Res:ClothesDishWasher | Annual | 1720 |  | Appl-CW-Top-GasDHW-GasDry-Tier1DEER2017 | Appl-CW-Top-GasDHW-GasDry-Tier1AnyMFm2003CZ05DEER2017 | 7189
Appl-CW-Top-GasDHW-GasDry-Tier1 | DEER2017 | D17 v3 |  | Any | MFm | 2003 | CZ06 | rDXGF | Household | 1 | 1206 | None | 55.6 | 0.017 | 12.4 | 37.1 | 0.011 | 8.05 | 55.6 | 0.017 | 12.4 | 37.1 | 0.011 | -0.74 | DEER:Res:ClothesDishWasher | Annual | 1721 |  | Appl-CW-Top-GasDHW-GasDry-Tier1DEER2017 | Appl-CW-Top-GasDHW-GasDry-Tier1AnyMFm2003CZ06DEER2017 | 7190
Appl-CW-Top-GasDHW-GasDry-Tier1 | DEER2017 | D17 v3 |  | Any | MFm | 2003 | CZ07 | rDXGF | Household | 1 | 1206 | None | 59.2 | 0.011 | 12.4 | 39.6 | 0.008 | 8.09 | 59.2 | 0.011 | 12.4 | 39.6 | 0.008 | 8.09 | DEER:Res:ClothesDishWasher | Annual | 1720 |  | Appl-CW-Top-GasDHW-GasDry-Tier1DEER2017 | Appl-CW-Top-GasDHW-GasDry-Tier1AnyMFm2003CZ07DEER2017 | 7191
Appl-CW-Top-GasDHW-GasDry-Tier1 | DEER2017 | D17 v3 |  | Any | MFm | 2003 | CZ08 | rDXGF | Household | 1 | 1206 | None | 59.3 | 0.016 | 12.4 | 39.6 | 0.01 | 8.13 | 59.3 | 0.016 | 12.4 | 39.6 | 0.01 | -1.3 | DEER:Res:ClothesDishWasher | Annual | 1721 |  | Appl-CW-Top-GasDHW-GasDry-Tier1DEER2017 | Appl-CW-Top-GasDHW-GasDry-Tier1AnyMFm2003CZ08DEER2017 | 7192
Appl-CW-Top-GasDHW-GasDry-Tier1 | DEER2017 | D17 v3 |  | Any | MFm | 2003 | CZ09 | rDXGF | Household | 1 | 1126.6 | None | 57.5 | 0.013 | 12.1 | 37.7 | 0.008 | 7.87 | 57.5 | 0.013 | 12.1 | 37.7 | 0.008 | 7.87 | DEER:Res:ClothesDishWasher | Annual | 1720 |  | Appl-CW-Top-GasDHW-GasDry-Tier1DEER2017 | Appl-CW-Top-GasDHW-GasDry-Tier1AnyMFm2003CZ09DEER2017 | 7193
Appl-CW-Top-GasDHW-GasDry-Tier1 | DEER2017 | D17 v3 |  | Any | MFm | 2003 | CZ10 | rDXGF | Household | 1 | 1073.2 | None | 57.8 | 0.018 | 12.6 | 39.6 | 0.014 | 8.25 | 57.8 | 0.018 | 12.6 | 39.6 | 0.014 | -1.76 | DEER:Res:ClothesDishWasher | Annual | 1721 |  | Appl-CW-Top-GasDHW-GasDry-Tier1DEER2017 | Appl-CW-Top-GasDHW-GasDry-Tier1AnyMFm2003CZ10DEER2017 | 7194
Appl-CW-Top-GasDHW-GasDry-Tier1 | DEER2017 | D17 v3 |  | Any | MFm | 2003 | CZ11 | rDXGF | Household | 1 | 1073.2 | None | 60.9 | 0.013 | 12 | 40.6 | 0.009 | 7.84 | 60.9 | 0.013 | 12 | 40.6 | 0.009 | 7.84 | DEER:Res:ClothesDishWasher | Annual | 1720 |  | Appl-CW-Top-GasDHW-GasDry-Tier1DEER2017 | Appl-CW-Top-GasDHW-GasDry-Tier1AnyMFm2003CZ11DEER2017 | 7195
Appl-CW-Top-GasDHW-GasDry-Tier1 | DEER2017 | D17 v3 |  | Any | MFm | 2003 | CZ12 | rDXGF | Household | 1 | 1073.2 | None | 58.9 | 0.016 | 12.2 | 39.5 | 0.011 | 7.95 | 58.9 | 0.016 | 12.2 | 39.5 | 0.011 | -1.56 | DEER:Res:ClothesDishWasher | Annual | 1721 |  | Appl-CW-Top-GasDHW-GasDry-Tier1DEER2017 | Appl-CW-Top-GasDHW-GasDry-Tier1AnyMFm2003CZ12DEER2017 | 7196
Appl-CW-Top-GasDHW-GasDry-Tier1 | DEER2017 | D17 v3 |  | Any | MFm | 2003 | CZ13 | rDXGF | Household | 1 | 1073.2 | None | 61.9 | 0.014 | 12.2 | 41.1 | 0.01 | 7.96 | 61.9 | 0.014 | 12.2 | 41.1 | 0.01 | 7.96 | DEER:Res:ClothesDishWasher | Annual | 1720 |  | Appl-CW-Top-GasDHW-GasDry-Tier1DEER2017 | Appl-CW-Top-GasDHW-GasDry-Tier1AnyMFm2003CZ13DEER2017 | 7197
Appl-CW-Top-GasDHW-GasDry-Tier1 | DEER2017 | D17 v3 |  | Any | MFm | 2003 | CZ14 | rDXGF | Household | 1 | 1094.6 | None | 62.3 | 0.012 | 12.1 | 41.6 | 0.008 | 7.89 | 62.3 | 0.012 | 12.1 | 41.6 | 0.008 | -1.71 | DEER:Res:ClothesDishWasher | Annual | 1721 |  | Appl-CW-Top-GasDHW-GasDry-Tier1DEER2017 | Appl-CW-Top-GasDHW-GasDry-Tier1AnyMFm2003CZ14DEER2017 | 7198
Appl-CW-Top-GasDHW-GasDry-Tier1 | DEER2017 | D17 v3 |  | Any | MFm | 2003 | CZ15 | rDXGF | Household | 1 | 1094.6 | None | 67 | 0.014 | 12.5 | 44.7 | 0.009 | 8.19 | 67 | 0.014 | 12.5 | 44.7 | 0.009 | 8.19 | DEER:Res:ClothesDishWasher | Annual | 1720 |  | Appl-CW-Top-GasDHW-GasDry-Tier1DEER2017 | Appl-CW-Top-GasDHW-GasDry-Tier1AnyMFm2003CZ15DEER2017 | 7199
Appl-CW-Top-GasDHW-GasDry-Tier1 | DEER2017 | D17 v3 |  | Any | MFm | 2003 | CZ16 | rDXGF | Household | 1 | 998.7 | None | 57.2 | 0.014 | 12 | 38.1 | 0.009 | 7.81 | 57.2 | 0.014 | 12 | 38.1 | 0.009 | -1.36 | DEER:Res:ClothesDishWasher | Annual | 1721 |  | Appl-CW-Top-GasDHW-GasDry-Tier1DEER2017 | Appl-CW-Top-GasDHW-GasDry-Tier1AnyMFm2003CZ16DEER2017 | 7200
Appl-CW-Top-GasDHW-GasDry-Tier1 | DEER2017 | D17 v3 |  | Any | MFm | 2007 | CZ01 | rDXGF | Household | 1 | 998.7 | None | 46.5 | 0.007 | 11.2 | 31 | 0.005 | 7.24 | 46.5 | 0.007 | 11.2 | 31 | 0.005 | 7.24 | DEER:Res:ClothesDishWasher | Annual | 1720 |  | Appl-CW-Top-GasDHW-GasDry-Tier1DEER2017 | Appl-CW-Top-GasDHW-GasDry-Tier1AnyMFm2007CZ01DEER2017 | 7201
Appl-CW-Top-GasDHW-GasDry-Tier1 | DEER2017 | D17 v3 |  | Any | MFm | 2007 | CZ02 | rDXGF | Household | 1 | 1073.2 | None | 53.2 | 0.013 | 12.1 | 35.4 | 0.009 | 7.89 | 53.2 | 0.013 | 12.1 | 35.4 | 0.009 | -2.15 | DEER:Res:ClothesDishWasher | Annual | 1721 |  | Appl-CW-Top-GasDHW-GasDry-Tier1DEER2017 | Appl-CW-Top-GasDHW-GasDry-Tier1AnyMFm2007CZ02DEER2017 | 7202
Appl-CW-Top-GasDHW-GasDry-Tier1 | DEER2017 | D17 v3 |  | Any | MFm | 2007 | CZ03 | rDXGF | Household | 1 | 998.7 | None | 48 | 0.009 | 11.7 | 32.1 | 0.006 | 7.66 | 48 | 0.009 | 11.7 | 32.1 | 0.006 | 7.66 | DEER:Res:ClothesDishWasher | Annual | 1720 |  | Appl-CW-Top-GasDHW-GasDry-Tier1DEER2017 | Appl-CW-Top-GasDHW-GasDry-Tier1AnyMFm2007CZ03DEER2017 | 7203
Appl-CW-Top-GasDHW-GasDry-Tier1 | DEER2017 | D17 v3 |  | Any | MFm | 2007 | CZ04 | rDXGF | Household | 1 | 998.7 | None | 55.9 | 0.012 | 12.4 | 37.8 | 0.009 | 8.1 | 55.9 | 0.012 | 12.4 | 37.8 | 0.009 | -0.99 | DEER:Res:ClothesDishWasher | Annual | 1721 |  | Appl-CW-Top-GasDHW-GasDry-Tier1DEER2017 | Appl-CW-Top-GasDHW-GasDry-Tier1AnyMFm2007CZ04DEER2017 | 7204
Appl-CW-Top-GasDHW-GasDry-Tier1 | DEER2017 | D17 v3 |  | Any | MFm | 2007 | CZ05 | rDXGF | Household | 1 | 998.7 | None | 49.5 | 0.01 | 12 | 33 | 0.006 | 7.83 | 49.5 | 0.01 | 12 | 33 | 0.006 | 7.83 | DEER:Res:ClothesDishWasher | Annual | 1720 |  | Appl-CW-Top-GasDHW-GasDry-Tier1DEER2017 | Appl-CW-Top-GasDHW-GasDry-Tier1AnyMFm2007CZ05DEER2017 | 7205
Appl-CW-Top-GasDHW-GasDry-Tier1 | DEER2017 | D17 v3 |  | Any | MFm | 2007 | CZ06 | rDXGF | Household | 1 | 1206 | None | 55.4 | 0.013 | 12.2 | 37.1 | 0.008 | 7.99 | 55.4 | 0.013 | 12.2 | 37.1 | 0.008 | -1.18 | DEER:Res:ClothesDishWasher | Annual | 1721 |  | Appl-CW-Top-GasDHW-GasDry-Tier1DEER2017 | Appl-CW-Top-GasDHW-GasDry-Tier1AnyMFm2007CZ06DEER2017 | 7206
Appl-CW-Top-GasDHW-GasDry-Tier1 | DEER2017 | D17 v3 |  | Any | MFm | 2007 | CZ07 | rDXGF | Household | 1 | 1206 | None | 56.8 | 0.009 | 12.2 | 36.4 | 0.004 | 7.8 | 56.8 | 0.009 | 12.2 | 36.4 | 0.004 | 7.8 | DEER:Res:ClothesDishWasher | Annual | 1720 |  | Appl-CW-Top-GasDHW-GasDry-Tier1DEER2017 | Appl-CW-Top-GasDHW-GasDry-Tier1AnyMFm2007CZ07DEER2017 | 7207
Appl-CW-Top-GasDHW-GasDry-Tier1 | DEER2017 | D17 v3 |  | Any | MFm | 2007 | CZ08 | rDXGF | Household | 1 | 1206 | None | 56.4 | 0.007 | 12.3 | 36.7 | 0.003 | 7.95 | 56.4 | 0.007 | 12.3 | 36.7 | 0.003 | -0.97 | DEER:Res:ClothesDishWasher | Annual | 1721 |  | Appl-CW-Top-GasDHW-GasDry-Tier1DEER2017 | Appl-CW-Top-GasDHW-GasDry-Tier1AnyMFm2007CZ08DEER2017 | 7208
Appl-CW-Top-GasDHW-GasDry-Tier1 | DEER2017 | D17 v3 |  | Any | MFm | 2007 | CZ09 | rDXGF | Household | 1 | 1126.6 | None | 57 | 0.014 | 12.3 | 37.9 | 0.009 | 8.05 | 57 | 0.014 | 12.3 | 37.9 | 0.009 | 8.05 | DEER:Res:ClothesDishWasher | Annual | 1720 |  | Appl-CW-Top-GasDHW-GasDry-Tier1DEER2017 | Appl-CW-Top-GasDHW-GasDry-Tier1AnyMFm2007CZ09DEER2017 | 7209
Appl-CW-Top-GasDHW-GasDry-Tier1 | DEER2017 | D17 v3 |  | Any | MFm | 2007 | CZ10 | rDXGF | Household | 1 | 1073.2 | None | 56.6 | 0.01 | 12.4 | 37.6 | 0.006 | 8.1 | 56.6 | 0.01 | 12.4 | 37.6 | 0.006 | -1.16 | DEER:Res:ClothesDishWasher | Annual | 1721 |  | Appl-CW-Top-GasDHW-GasDry-Tier1DEER2017 | Appl-CW-Top-GasDHW-GasDry-Tier1AnyMFm2007CZ10DEER2017 | 7210
Appl-CW-Top-GasDHW-GasDry-Tier1 | DEER2017 | D17 v3 |  | Any | MFm | 2007 | CZ11 | rDXGF | Household | 1 | 1073.2 | None | 58.5 | 0.011 | 12 | 39.1 | 0.008 | 7.83 | 58.5 | 0.011 | 12 | 39.1 | 0.008 | 7.83 | DEER:Res:ClothesDishWasher | Annual | 1720 |  | Appl-CW-Top-GasDHW-GasDry-Tier1DEER2017 | Appl-CW-Top-GasDHW-GasDry-Tier1AnyMFm2007CZ11DEER2017 | 7211
Appl-CW-Top-GasDHW-GasDry-Tier1 | DEER2017 | D17 v3 |  | Any | MFm | 2007 | CZ12 | rDXGF | Household | 1 | 1073.2 | None | 57.9 | 0.012 | 12.2 | 38.7 | 0.008 | 7.98 | 57.9 | 0.012 | 12.2 | 38.7 | 0.008 | -1.33 | DEER:Res:ClothesDishWasher | Annual | 1721 |  | Appl-CW-Top-GasDHW-GasDry-Tier1DEER2017 | Appl-CW-Top-GasDHW-GasDry-Tier1AnyMFm2007CZ12DEER2017 | 7212
Appl-CW-Top-GasDHW-GasDry-Tier1 | DEER2017 | D17 v3 |  | Any | MFm | 2007 | CZ13 | rDXGF | Household | 1 | 1073.2 | None | 59.4 | 0.011 | 12.1 | 39.7 | 0.008 | 7.88 | 59.4 | 0.011 | 12.1 | 39.7 | 0.008 | 7.88 | DEER:Res:ClothesDishWasher | Annual | 1720 |  | Appl-CW-Top-GasDHW-GasDry-Tier1DEER2017 | Appl-CW-Top-GasDHW-GasDry-Tier1AnyMFm2007CZ13DEER2017 | 7213
Appl-CW-Top-GasDHW-GasDry-Tier1 | DEER2017 | D17 v3 |  | Any | MFm | 2007 | CZ14 | rDXGF | Household | 1 | 1094.6 | None | 74.3 | 0.004 | 13.2 | 39.6 | 0.008 | 7.84 | 74.3 | 0.004 | 13.2 | 39.6 | 0.008 | -1.48 | DEER:Res:ClothesDishWasher | Annual | 1721 |  | Appl-CW-Top-GasDHW-GasDry-Tier1DEER2017 | Appl-CW-Top-GasDHW-GasDry-Tier1AnyMFm2007CZ14DEER2017 | 7214
Appl-CW-Top-GasDHW-GasDry-Tier1 | DEER2017 | D17 v3 |  | Any | MFm | 2007 | CZ15 | rDXGF | Household | 1 | 1094.6 | None | 63.4 | 0.012 | 12.5 | 42 | 0.008 | 8.2 | 63.4 | 0.012 | 12.5 | 42 | 0.008 | 8.2 | DEER:Res:ClothesDishWasher | Annual | 1720 |  | Appl-CW-Top-GasDHW-GasDry-Tier1DEER2017 | Appl-CW-Top-GasDHW-GasDry-Tier1AnyMFm2007CZ15DEER2017 | 7215
Appl-CW-Top-GasDHW-GasDry-Tier1 | DEER2017 | D17 v3 |  | Any | MFm | 2007 | CZ16 | rDXGF | Household | 1 | 998.7 | None | 55.2 | 0.011 | 12 | 36.8 | 0.008 | 7.78 | 55.2 | 0.011 | 12 | 36.8 | 0.008 | -1.46 | DEER:Res:ClothesDishWasher | Annual | 1721 |  | Appl-CW-Top-GasDHW-GasDry-Tier1DEER2017 | Appl-CW-Top-GasDHW-GasDry-Tier1AnyMFm2007CZ16DEER2017 | 7216
Appl-CW-Top-GasDHW-GasDry-Tier1 | DEER2017 | D17 v3 |  | Any | MFm | 2011 | CZ01 | rDXGF | Household | 1 | 998.7 | None | 47 | 0.007 | 11.4 | 31.3 | 0.005 | 7.36 | 47 | 0.007 | 11.4 | 31.3 | 0.005 | 7.36 | DEER:Res:ClothesDishWasher | Annual | 1720 |  | Appl-CW-Top-GasDHW-GasDry-Tier1DEER2017 | Appl-CW-Top-GasDHW-GasDry-Tier1AnyMFm2011CZ01DEER2017 | 7217
Appl-CW-Top-GasDHW-GasDry-Tier1 | DEER2017 | D17 v3 |  | Any | MFm | 2011 | CZ02 | rDXGF | Household | 1 | 1073.2 | None | 54.7 | 0.013 | 12.3 | 36.6 | 0.008 | 8.02 | 54.7 | 0.013 | 12.3 | 36.6 | 0.008 | -1.51 | DEER:Res:ClothesDishWasher | Annual | 1721 |  | Appl-CW-Top-GasDHW-GasDry-Tier1DEER2017 | Appl-CW-Top-GasDHW-GasDry-Tier1AnyMFm2011CZ02DEER2017 | 7218
Appl-CW-Top-GasDHW-GasDry-Tier1 | DEER2017 | D17 v3 |  | Any | MFm | 2011 | CZ03 | rDXGF | Household | 1 | 998.7 | None | 48.8 | 0.009 | 12 | 32.5 | 0.006 | 7.78 | 48.8 | 0.009 | 12 | 32.5 | 0.006 | 7.78 | DEER:Res:ClothesDishWasher | Annual | 1720 |  | Appl-CW-Top-GasDHW-GasDry-Tier1DEER2017 | Appl-CW-Top-GasDHW-GasDry-Tier1AnyMFm2011CZ03DEER2017 | 7219
Appl-CW-Top-GasDHW-GasDry-Tier1 | DEER2017 | D17 v3 |  | Any | MFm | 2011 | CZ04 | rDXGF | Household | 1 | 998.7 | None | 57.9 | 0.013 | 12.6 | 38.5 | 0.009 | 8.23 | 57.9 | 0.013 | 12.6 | 38.5 | 0.009 | -1.57 | DEER:Res:ClothesDishWasher | Annual | 1721 |  | Appl-CW-Top-GasDHW-GasDry-Tier1DEER2017 | Appl-CW-Top-GasDHW-GasDry-Tier1AnyMFm2011CZ04DEER2017 | 7220
Appl-CW-Top-GasDHW-GasDry-Tier1 | DEER2017 | D17 v3 |  | Any | MFm | 2011 | CZ05 | rDXGF | Household | 1 | 998.7 | None | 50.2 | 0.009 | 12.1 | 33.4 | 0.006 | 7.9 | 50.2 | 0.009 | 12.1 | 33.4 | 0.006 | 7.9 | DEER:Res:ClothesDishWasher | Annual | 1720 |  | Appl-CW-Top-GasDHW-GasDry-Tier1DEER2017 | Appl-CW-Top-GasDHW-GasDry-Tier1AnyMFm2011CZ05DEER2017 | 7221
Appl-CW-Top-GasDHW-GasDry-Tier1 | DEER2017 | D17 v3 |  | Any | MFm | 2011 | CZ06 | rDXGF | Household | 1 | 1206 | None | 55.8 | 0.013 | 12.3 | 37.1 | 0.008 | 8 | 55.8 | 0.013 | 12.3 | 37.1 | 0.008 | -0.74 | DEER:Res:ClothesDishWasher | Annual | 1721 |  | Appl-CW-Top-GasDHW-GasDry-Tier1DEER2017 | Appl-CW-Top-GasDHW-GasDry-Tier1AnyMFm2011CZ06DEER2017 | 7222
Appl-CW-Top-GasDHW-GasDry-Tier1 | DEER2017 | D17 v3 |  | Any | MFm | 2011 | CZ07 | rDXGF | Household | 1 | 1206 | None | 61.6 | 0.012 | 12.5 | 41.2 | 0.008 | 8.17 | 61.6 | 0.012 | 12.5 | 41.2 | 0.008 | 8.17 | DEER:Res:ClothesDishWasher | Annual | 1720 |  | Appl-CW-Top-GasDHW-GasDry-Tier1DEER2017 | Appl-CW-Top-GasDHW-GasDry-Tier1AnyMFm2011CZ07DEER2017 | 7223
Appl-CW-Top-GasDHW-GasDry-Tier1 | DEER2017 | D17 v3 |  | Any | MFm | 2011 | CZ08 | rDXGF | Household | 1 | 1206 | None | 59.4 | 0.009 | 12.5 | 43.4 | 0.012 | 8.3 | 59.4 | 0.009 | 12.5 | 43.4 | 0.012 | -1.24 | DEER:Res:ClothesDishWasher | Annual | 1721 |  | Appl-CW-Top-GasDHW-GasDry-Tier1DEER2017 | Appl-CW-Top-GasDHW-GasDry-Tier1AnyMFm2011CZ08DEER2017 | 7224
Appl-CW-Top-GasDHW-GasDry-Tier1 | DEER2017 | D17 v3 |  | Any | MFm | 2011 | CZ09 | rDXGF | Household | 1 | 1126.6 | None | 58.8 | 0.013 | 12.5 | 39.3 | 0.009 | 8.15 | 58.8 | 0.013 | 12.5 | 39.3 | 0.009 | 8.15 | DEER:Res:ClothesDishWasher | Annual | 1720 |  | Appl-CW-Top-GasDHW-GasDry-Tier1DEER2017 | Appl-CW-Top-GasDHW-GasDry-Tier1AnyMFm2011CZ09DEER2017 | 7225
Appl-CW-Top-GasDHW-GasDry-Tier1 | DEER2017 | D17 v3 |  | Any | MFm | 2011 | CZ10 | rDXGF | Household | 1 | 1073.2 | None | 60.3 | 0.015 | 12.6 | 39.5 | 0.009 | 8.23 | 60.3 | 0.015 | 12.6 | 39.5 | 0.009 | -1.75 | DEER:Res:ClothesDishWasher | Annual | 1721 |  | Appl-CW-Top-GasDHW-GasDry-Tier1DEER2017 | Appl-CW-Top-GasDHW-GasDry-Tier1AnyMFm2011CZ10DEER2017 | 7226
Appl-CW-Top-GasDHW-GasDry-Tier1 | DEER2017 | D17 v3 |  | Any | MFm | 2011 | CZ11 | rDXGF | Household | 1 | 1073.2 | None | 59.6 | 0.012 | 12.1 | 39.4 | 0.007 | 7.91 | 59.6 | 0.012 | 12.1 | 39.4 | 0.007 | 7.91 | DEER:Res:ClothesDishWasher | Annual | 1720 |  | Appl-CW-Top-GasDHW-GasDry-Tier1DEER2017 | Appl-CW-Top-GasDHW-GasDry-Tier1AnyMFm2011CZ11DEER2017 | 7227
Appl-CW-Top-GasDHW-GasDry-Tier1 | DEER2017 | D17 v3 |  | Any | MFm | 2011 | CZ12 | rDXGF | Household | 1 | 1073.2 | None | 57.7 | 0.011 | 12.3 | 37.5 | 0.007 | 7.98 | 57.7 | 0.011 | 12.3 | 37.5 | 0.007 | -1.89 | DEER:Res:ClothesDishWasher | Annual | 1721 |  | Appl-CW-Top-GasDHW-GasDry-Tier1DEER2017 | Appl-CW-Top-GasDHW-GasDry-Tier1AnyMFm2011CZ12DEER2017 | 7228
Appl-CW-Top-GasDHW-GasDry-Tier1 | DEER2017 | D17 v3 |  | Any | MFm | 2011 | CZ13 | rDXGF | Household | 1 | 1073.2 | None | 60.2 | 0.012 | 12.2 | 40.2 | 0.008 | 7.94 | 60.2 | 0.012 | 12.2 | 40.2 | 0.008 | 7.94 | DEER:Res:ClothesDishWasher | Annual | 1720 |  | Appl-CW-Top-GasDHW-GasDry-Tier1DEER2017 | Appl-CW-Top-GasDHW-GasDry-Tier1AnyMFm2011CZ13DEER2017 | 7229
Appl-CW-Top-GasDHW-GasDry-Tier1 | DEER2017 | D17 v3 |  | Any | MFm | 2011 | CZ14 | rDXGF | Household | 1 | 1094.6 | None | 58.3 | 0.01 | 12.1 | 40.7 | 0.008 | 7.95 | 58.3 | 0.01 | 12.1 | 40.7 | 0.008 | -1.74 | DEER:Res:ClothesDishWasher | Annual | 1721 |  | Appl-CW-Top-GasDHW-GasDry-Tier1DEER2017 | Appl-CW-Top-GasDHW-GasDry-Tier1AnyMFm2011CZ14DEER2017 | 7230
Appl-CW-Top-GasDHW-GasDry-Tier1 | DEER2017 | D17 v3 |  | Any | MFm | 2011 | CZ15 | rDXGF | Household | 1 | 1094.6 | None | 64 | 0.012 | 12.5 | 42.8 | 0.008 | 8.22 | 64 | 0.012 | 12.5 | 42.8 | 0.008 | 8.22 | DEER:Res:ClothesDishWasher | Annual | 1720 |  | Appl-CW-Top-GasDHW-GasDry-Tier1DEER2017 | Appl-CW-Top-GasDHW-GasDry-Tier1AnyMFm2011CZ15DEER2017 | 7231
Appl-CW-Top-GasDHW-GasDry-Tier1 | DEER2017 | D17 v3 |  | Any | MFm | 2011 | CZ16 | rDXGF | Household | 1 | 998.7 | None | 55.6 | 0.011 | 12 | 37 | 0.008 | 7.81 | 55.6 | 0.011 | 12 | 37 | 0.008 | -1.48 | DEER:Res:ClothesDishWasher | Annual | 1721 |  | Appl-CW-Top-GasDHW-GasDry-Tier1DEER2017 | Appl-CW-Top-GasDHW-GasDry-Tier1AnyMFm2011CZ16DEER2017 | 7232
Appl-CW-Top-GasDHW-GasDry-Tier1 | DEER2017 | D17 v3 |  | Any | MFm | 2015 | CZ01 | rDXGF | Household | 1 | 998.7 | None | 47.7 | 0.007 | 11.6 | 31.7 | 0.004 | 7.46 | 47.7 | 0.007 | 11.6 | 31.7 | 0.004 | 7.46 | DEER:Res:ClothesDishWasher | Annual | 1720 |  | Appl-CW-Top-GasDHW-GasDry-Tier1DEER2017 | Appl-CW-Top-GasDHW-GasDry-Tier1AnyMFm2015CZ01DEER2017 | 7233
Appl-CW-Top-GasDHW-GasDry-Tier1 | DEER2017 | D17 v3 |  | Any | MFm | 2015 | CZ02 | rDXGF | Household | 1 | 1073.2 | None | 54.6 | 0.012 | 12.4 | 36.5 | 0.008 | 8.08 | 54.6 | 0.012 | 12.4 | 36.5 | 0.008 | -2.23 | DEER:Res:ClothesDishWasher | Annual | 1721 |  | Appl-CW-Top-GasDHW-GasDry-Tier1DEER2017 | Appl-CW-Top-GasDHW-GasDry-Tier1AnyMFm2015CZ02DEER2017 | 7234
Appl-CW-Top-GasDHW-GasDry-Tier1 | DEER2017 | D17 v3 |  | Any | MFm | 2015 | CZ03 | rDXGF | Household | 1 | 998.7 | None | 49.6 | 0.01 | 12.2 | 33.1 | 0.006 | 7.99 | 49.6 | 0.01 | 12.2 | 33.1 | 0.006 | 7.99 | DEER:Res:ClothesDishWasher | Annual | 1720 |  | Appl-CW-Top-GasDHW-GasDry-Tier1DEER2017 | Appl-CW-Top-GasDHW-GasDry-Tier1AnyMFm2015CZ03DEER2017 | 7235
Appl-CW-Top-GasDHW-GasDry-Tier1 | DEER2017 | D17 v3 |  | Any | MFm | 2015 | CZ04 | rDXGF | Household | 1 | 998.7 | None | 57.6 | 0.013 | 12.6 | 38.6 | 0.009 | 8.23 | 57.6 | 0.013 | 12.6 | 38.6 | 0.009 | -1.21 | DEER:Res:ClothesDishWasher | Annual | 1721 |  | Appl-CW-Top-GasDHW-GasDry-Tier1DEER2017 | Appl-CW-Top-GasDHW-GasDry-Tier1AnyMFm2015CZ04DEER2017 | 7236
Appl-CW-Top-GasDHW-GasDry-Tier1 | DEER2017 | D17 v3 |  | Any | MFm | 2015 | CZ05 | rDXGF | Household | 1 | 998.7 | None | 51.9 | 0.01 | 12.6 | 34.6 | 0.007 | 8.22 | 51.9 | 0.01 | 12.6 | 34.6 | 0.007 | 8.22 | DEER:Res:ClothesDishWasher | Annual | 1720 |  | Appl-CW-Top-GasDHW-GasDry-Tier1DEER2017 | Appl-CW-Top-GasDHW-GasDry-Tier1AnyMFm2015CZ05DEER2017 | 7237
Appl-CW-Top-GasDHW-GasDry-Tier1 | DEER2017 | D17 v3 |  | Any | MFm | 2015 | CZ06 | rDXGF | Household | 1 | 1206 | None | 55 | 0.013 | 12.3 | 36.5 | 0.009 | 7.98 | 55 | 0.013 | 12.3 | 36.5 | 0.009 | -1.01 | DEER:Res:ClothesDishWasher | Annual | 1721 |  | Appl-CW-Top-GasDHW-GasDry-Tier1DEER2017 | Appl-CW-Top-GasDHW-GasDry-Tier1AnyMFm2015CZ06DEER2017 | 7238
Appl-CW-Top-GasDHW-GasDry-Tier1 | DEER2017 | D17 v3 |  | Any | MFm | 2015 | CZ07 | rDXGF | Household | 1 | 1206 | None | 59.8 | 0.012 | 12.5 | 39.5 | 0.008 | 8.14 | 59.8 | 0.012 | 12.5 | 39.5 | 0.008 | 8.14 | DEER:Res:ClothesDishWasher | Annual | 1720 |  | Appl-CW-Top-GasDHW-GasDry-Tier1DEER2017 | Appl-CW-Top-GasDHW-GasDry-Tier1AnyMFm2015CZ07DEER2017 | 7239
Appl-CW-Top-GasDHW-GasDry-Tier1 | DEER2017 | D17 v3 |  | Any | MFm | 2015 | CZ08 | rDXGF | Household | 1 | 1206 | None | 60.8 | 0.014 | 12.6 | 40.9 | 0.01 | 8.25 | 60.8 | 0.014 | 12.6 | 40.9 | 0.01 | -0.96 | DEER:Res:ClothesDishWasher | Annual | 1721 |  | Appl-CW-Top-GasDHW-GasDry-Tier1DEER2017 | Appl-CW-Top-GasDHW-GasDry-Tier1AnyMFm2015CZ08DEER2017 | 7240
Appl-CW-Top-GasDHW-GasDry-Tier1 | DEER2017 | D17 v3 |  | Any | MFm | 2015 | CZ09 | rDXGF | Household | 1 | 1126.6 | None | 59.1 | 0.014 | 12.5 | 39.4 | 0.009 | 8.17 | 59.1 | 0.014 | 12.5 | 39.4 | 0.009 | 8.17 | DEER:Res:ClothesDishWasher | Annual | 1720 |  | Appl-CW-Top-GasDHW-GasDry-Tier1DEER2017 | Appl-CW-Top-GasDHW-GasDry-Tier1AnyMFm2015CZ09DEER2017 | 7241
Appl-CW-Top-GasDHW-GasDry-Tier1 | DEER2017 | D17 v3 |  | Any | MFm | 2015 | CZ10 | rDXGF | Household | 1 | 1073.2 | None | 57.7 | 0.012 | 12.6 | 38.3 | 0.008 | 8.24 | 57.7 | 0.012 | 12.6 | 38.3 | 0.008 | -1.05 | DEER:Res:ClothesDishWasher | Annual | 1721 |  | Appl-CW-Top-GasDHW-GasDry-Tier1DEER2017 | Appl-CW-Top-GasDHW-GasDry-Tier1AnyMFm2015CZ10DEER2017 | 7242
Appl-CW-Top-GasDHW-GasDry-Tier1 | DEER2017 | D17 v3 |  | Any | MFm | 2015 | CZ11 | rDXGF | Household | 1 | 1073.2 | None | 58.6 | 0.011 | 12.1 | 39.1 | 0.007 | 7.92 | 58.6 | 0.011 | 12.1 | 39.1 | 0.007 | 7.92 | DEER:Res:ClothesDishWasher | Annual | 1720 |  | Appl-CW-Top-GasDHW-GasDry-Tier1DEER2017 | Appl-CW-Top-GasDHW-GasDry-Tier1AnyMFm2015CZ11DEER2017 | 7243
Appl-CW-Top-GasDHW-GasDry-Tier1 | DEER2017 | D17 v3 |  | Any | MFm | 2015 | CZ12 | rDXGF | Household | 1 | 1073.2 | None | 57.9 | 0.012 | 12.3 | 38.3 | 0.008 | 8.04 | 57.9 | 0.012 | 12.3 | 38.3 | 0.008 | -1.37 | DEER:Res:ClothesDishWasher | Annual | 1721 |  | Appl-CW-Top-GasDHW-GasDry-Tier1DEER2017 | Appl-CW-Top-GasDHW-GasDry-Tier1AnyMFm2015CZ12DEER2017 | 7244
Appl-CW-Top-GasDHW-GasDry-Tier1 | DEER2017 | D17 v3 |  | Any | MFm | 2015 | CZ13 | rDXGF | Household | 1 | 1073.2 | None | 59.1 | 0.012 | 12.2 | 39.4 | 0.008 | 7.95 | 59.1 | 0.012 | 12.2 | 39.4 | 0.008 | 7.95 | DEER:Res:ClothesDishWasher | Annual | 1720 |  | Appl-CW-Top-GasDHW-GasDry-Tier1DEER2017 | Appl-CW-Top-GasDHW-GasDry-Tier1AnyMFm2015CZ13DEER2017 | 7245
Appl-CW-Top-GasDHW-GasDry-Tier1 | DEER2017 | D17 v3 |  | Any | MFm | 2015 | CZ14 | rDXGF | Household | 1 | 1094.6 | None | 61.6 | 0.013 | 12.2 | 40.2 | 0.008 | 7.91 | 61.6 | 0.013 | 12.2 | 40.2 | 0.008 | -1.55 | DEER:Res:ClothesDishWasher | Annual | 1721 |  | Appl-CW-Top-GasDHW-GasDry-Tier1DEER2017 | Appl-CW-Top-GasDHW-GasDry-Tier1AnyMFm2015CZ14DEER2017 | 7246
Appl-CW-Top-GasDHW-GasDry-Tier1 | DEER2017 | D17 v3 |  | Any | MFm | 2015 | CZ15 | rDXGF | Household | 1 | 1094.6 | None | 62.8 | 0.012 | 12.5 | 41.9 | 0.008 | 8.23 | 62.8 | 0.012 | 12.5 | 41.9 | 0.008 | 8.23 | DEER:Res:ClothesDishWasher | Annual | 1720 |  | Appl-CW-Top-GasDHW-GasDry-Tier1DEER2017 | Appl-CW-Top-GasDHW-GasDry-Tier1AnyMFm2015CZ15DEER2017 | 7247
Appl-CW-Top-GasDHW-GasDry-Tier1 | DEER2017 | D17 v3 |  | Any | MFm | 2015 | CZ16 | rDXGF | Household | 1 | 998.7 | None | 54.7 | 0.011 | 11.9 | 36.5 | 0.007 | 7.71 | 54.7 | 0.011 | 11.9 | 36.5 | 0.007 | -1.39 | DEER:Res:ClothesDishWasher | Annual | 1721 |  | Appl-CW-Top-GasDHW-GasDry-Tier1DEER2017 | Appl-CW-Top-GasDHW-GasDry-Tier1AnyMFm2015CZ16DEER2017 | 7248
Appl-CW-Top-GasDHW-GasDry-Tier1 | DEER2017 | D17 v3 |  | Any | MFm | 2017 | CZ01 | rDXGF | Household | 1 | 998.7 | None | 48.1 | 0.007 | 11.8 | 31.9 | 0.004 | 7.56 | 48.1 | 0.007 | 11.8 | 31.9 | 0.004 | 7.56 | DEER:Res:ClothesDishWasher | Annual | 1720 |  | Appl-CW-Top-GasDHW-GasDry-Tier1DEER2017 | Appl-CW-Top-GasDHW-GasDry-Tier1AnyMFm2017CZ01DEER2017 | 7249
Appl-CW-Top-GasDHW-GasDry-Tier1 | DEER2017 | D17 v3 |  | Any | MFm | 2017 | CZ02 | rDXGF | Household | 1 | 1073.2 | None | 53.8 | 0.013 | 12.3 | 35.7 | 0.008 | 7.98 | 53.8 | 0.013 | 12.3 | 35.7 | 0.008 | -1.31 | DEER:Res:ClothesDishWasher | Annual | 1721 |  | Appl-CW-Top-GasDHW-GasDry-Tier1DEER2017 | Appl-CW-Top-GasDHW-GasDry-Tier1AnyMFm2017CZ02DEER2017 | 7250
Appl-CW-Top-GasDHW-GasDry-Tier1 | DEER2017 | D17 v3 |  | Any | MFm | 2017 | CZ03 | rDXGF | Household | 1 | 998.7 | None | 49.2 | 0.009 | 12 | 33 | 0.006 | 7.9 | 49.2 | 0.009 | 12 | 33 | 0.006 | 7.9 | DEER:Res:ClothesDishWasher | Annual | 1720 |  | Appl-CW-Top-GasDHW-GasDry-Tier1DEER2017 | Appl-CW-Top-GasDHW-GasDry-Tier1AnyMFm2017CZ03DEER2017 | 7251
Appl-CW-Top-GasDHW-GasDry-Tier1 | DEER2017 | D17 v3 |  | Any | MFm | 2017 | CZ04 | rDXGF | Household | 1 | 998.7 | None | 56.4 | 0.012 | 12.7 | 37.7 | 0.008 | 8.3 | 56.4 | 0.012 | 12.7 | 37.7 | 0.008 | -1.6 | DEER:Res:ClothesDishWasher | Annual | 1721 |  | Appl-CW-Top-GasDHW-GasDry-Tier1DEER2017 | Appl-CW-Top-GasDHW-GasDry-Tier1AnyMFm2017CZ04DEER2017 | 7252
Appl-CW-Top-GasDHW-GasDry-Tier1 | DEER2017 | D17 v3 |  | Any | MFm | 2017 | CZ05 | rDXGF | Household | 1 | 998.7 | None | 52 | 0.01 | 12.6 | 35 | 0.008 | 8.27 | 52 | 0.01 | 12.6 | 35 | 0.008 | 8.27 | DEER:Res:ClothesDishWasher | Annual | 1720 |  | Appl-CW-Top-GasDHW-GasDry-Tier1DEER2017 | Appl-CW-Top-GasDHW-GasDry-Tier1AnyMFm2017CZ05DEER2017 | 7253
Appl-CW-Top-GasDHW-GasDry-Tier1 | DEER2017 | D17 v3 |  | Any | MFm | 2017 | CZ06 | rDXGF | Household | 1 | 1206 | None | 54.5 | 0.013 | 12.2 | 36.3 | 0.008 | 7.96 | 54.5 | 0.013 | 12.2 | 36.3 | 0.008 | -0.69 | DEER:Res:ClothesDishWasher | Annual | 1721 |  | Appl-CW-Top-GasDHW-GasDry-Tier1DEER2017 | Appl-CW-Top-GasDHW-GasDry-Tier1AnyMFm2017CZ06DEER2017 | 7254
Appl-CW-Top-GasDHW-GasDry-Tier1 | DEER2017 | D17 v3 |  | Any | MFm | 2017 | CZ07 | rDXGF | Household | 1 | 1206 | None | 59.4 | 0.011 | 12.5 | 39.6 | 0.008 | 8.15 | 59.4 | 0.011 | 12.5 | 39.6 | 0.008 | 8.15 | DEER:Res:ClothesDishWasher | Annual | 1720 |  | Appl-CW-Top-GasDHW-GasDry-Tier1DEER2017 | Appl-CW-Top-GasDHW-GasDry-Tier1AnyMFm2017CZ07DEER2017 | 7255
Appl-CW-Top-GasDHW-GasDry-Tier1 | DEER2017 | D17 v3 |  | Any | MFm | 2017 | CZ08 | rDXGF | Household | 1 | 1206 | None | 59.1 | 0.011 | 12.6 | 39.4 | 0.007 | 8.27 | 59.1 | 0.011 | 12.6 | 39.4 | 0.007 | -1.24 | DEER:Res:ClothesDishWasher | Annual | 1721 |  | Appl-CW-Top-GasDHW-GasDry-Tier1DEER2017 | Appl-CW-Top-GasDHW-GasDry-Tier1AnyMFm2017CZ08DEER2017 | 7256
Appl-CW-Top-GasDHW-GasDry-Tier1 | DEER2017 | D17 v3 |  | Any | MFm | 2017 | CZ09 | rDXGF | Household | 1 | 1126.6 | None | 57.5 | 0.012 | 12.5 | 38.3 | 0.008 | 8.16 | 57.5 | 0.012 | 12.5 | 38.3 | 0.008 | 8.16 | DEER:Res:ClothesDishWasher | Annual | 1720 |  | Appl-CW-Top-GasDHW-GasDry-Tier1DEER2017 | Appl-CW-Top-GasDHW-GasDry-Tier1AnyMFm2017CZ09DEER2017 | 7257
Appl-CW-Top-GasDHW-GasDry-Tier1 | DEER2017 | D17 v3 |  | Any | MFm | 2017 | CZ10 | rDXGF | Household | 1 | 1073.2 | None | 58.3 | 0.012 | 12.7 | 38.9 | 0.008 | 8.3 | 58.3 | 0.012 | 12.7 | 38.9 | 0.008 | -1.65 | DEER:Res:ClothesDishWasher | Annual | 1721 |  | Appl-CW-Top-GasDHW-GasDry-Tier1DEER2017 | Appl-CW-Top-GasDHW-GasDry-Tier1AnyMFm2017CZ10DEER2017 | 7258
Appl-CW-Top-GasDHW-GasDry-Tier1 | DEER2017 | D17 v3 |  | Any | MFm | 2017 | CZ11 | rDXGF | Household | 1 | 1073.2 | None | 58.4 | 0.012 | 12.2 | 38.4 | 0.008 | 7.93 | 58.4 | 0.012 | 12.2 | 38.4 | 0.008 | 7.93 | DEER:Res:ClothesDishWasher | Annual | 1720 |  | Appl-CW-Top-GasDHW-GasDry-Tier1DEER2017 | Appl-CW-Top-GasDHW-GasDry-Tier1AnyMFm2017CZ11DEER2017 | 7259
Appl-CW-Top-GasDHW-GasDry-Tier1 | DEER2017 | D17 v3 |  | Any | MFm | 2017 | CZ12 | rDXGF | Household | 1 | 1073.2 | None | 57.2 | 0.012 | 12.3 | 38 | 0.008 | 8.04 | 57.2 | 0.012 | 12.3 | 38 | 0.008 | -1.82 | DEER:Res:ClothesDishWasher | Annual | 1721 |  | Appl-CW-Top-GasDHW-GasDry-Tier1DEER2017 | Appl-CW-Top-GasDHW-GasDry-Tier1AnyMFm2017CZ12DEER2017 | 7260
Appl-CW-Top-GasDHW-GasDry-Tier1 | DEER2017 | D17 v3 |  | Any | MFm | 2017 | CZ13 | rDXGF | Household | 1 | 1073.2 | None | 59.4 | 0.012 | 12.2 | 39.7 | 0.008 | 7.99 | 59.4 | 0.012 | 12.2 | 39.7 | 0.008 | 7.99 | DEER:Res:ClothesDishWasher | Annual | 1720 |  | Appl-CW-Top-GasDHW-GasDry-Tier1DEER2017 | Appl-CW-Top-GasDHW-GasDry-Tier1AnyMFm2017CZ13DEER2017 | 7261
Appl-CW-Top-GasDHW-GasDry-Tier1 | DEER2017 | D17 v3 |  | Any | MFm | 2017 | CZ14 | rDXGF | Household | 1 | 1094.6 | None | 61.2 | 0.012 | 12.2 | 40.3 | 0.008 | 7.94 | 61.2 | 0.012 | 12.2 | 40.3 | 0.008 | -1.69 | DEER:Res:ClothesDishWasher | Annual | 1721 |  | Appl-CW-Top-GasDHW-GasDry-Tier1DEER2017 | Appl-CW-Top-GasDHW-GasDry-Tier1AnyMFm2017CZ14DEER2017 | 7262
Appl-CW-Top-GasDHW-GasDry-Tier1 | DEER2017 | D17 v3 |  | Any | MFm | 2017 | CZ15 | rDXGF | Household | 1 | 1094.6 | None | 62.5 | 0.011 | 12.5 | 41.9 | 0.008 | 8.23 | 62.5 | 0.011 | 12.5 | 41.9 | 0.008 | 8.23 | DEER:Res:ClothesDishWasher | Annual | 1720 |  | Appl-CW-Top-GasDHW-GasDry-Tier1DEER2017 | Appl-CW-Top-GasDHW-GasDry-Tier1AnyMFm2017CZ15DEER2017 | 7263
Appl-CW-Top-GasDHW-GasDry-Tier1 | DEER2017 | D17 v3 |  | Any | MFm | 2017 | CZ16 | rDXGF | Household | 1 | 998.7 | None | 54.6 | 0.011 | 11.9 | 36.4 | 0.007 | 7.75 | 54.6 | 0.011 | 11.9 | 36.4 | 0.007 | -1.44 | DEER:Res:ClothesDishWasher | Annual | 1721 |  | Appl-CW-Top-GasDHW-GasDry-Tier1DEER2017 | Appl-CW-Top-GasDHW-GasDry-Tier1AnyMFm2017CZ16DEER2017 | 7264
Appl-CW-Top-GasDHW-GasDry-Tier1 | DEER2017 | D17 v3 |  | Any | SFm | 1975 | CZ01 | rDXGF | Household | 1 | 1591 | None | 58 | 0.009 | 13.5 | 38.7 | 0.006 | 8.77 | 58 | 0.009 | 13.5 | 38.7 | 0.006 | 8.77 | DEER:Res:ClothesDishWasher | Annual | 1720 |  | Appl-CW-Top-GasDHW-GasDry-Tier1DEER2017 | Appl-CW-Top-GasDHW-GasDry-Tier1AnySFm1975CZ01DEER2017 | 7265
Appl-CW-Top-GasDHW-GasDry-Tier1 | DEER2017 | D17 v3 |  | Any | SFm | 1975 | CZ02 | rDXGF | Household | 1 | 1591 | None | 66.7 | 0.031 | 13.5 | 43.9 | 0.02 | 8.76 | 66.7 | 0.031 | 13.5 | 43.9 | 0.02 | -2.1 | DEER:Res:ClothesDishWasher | Annual | 1721 |  | Appl-CW-Top-GasDHW-GasDry-Tier1DEER2017 | Appl-CW-Top-GasDHW-GasDry-Tier1AnySFm1975CZ02DEER2017 | 7266
Appl-CW-Top-GasDHW-GasDry-Tier1 | DEER2017 | D17 v3 |  | Any | SFm | 1975 | CZ03 | rDXGF | Household | 1 | 1591 | None | 61.9 | 0.027 | 13.6 | 41.1 | 0.018 | 8.86 | 61.9 | 0.027 | 13.6 | 41.1 | 0.018 | 8.86 | DEER:Res:ClothesDishWasher | Annual | 1720 |  | Appl-CW-Top-GasDHW-GasDry-Tier1DEER2017 | Appl-CW-Top-GasDHW-GasDry-Tier1AnySFm1975CZ03DEER2017 | 7267
Appl-CW-Top-GasDHW-GasDry-Tier1 | DEER2017 | D17 v3 |  | Any | SFm | 1975 | CZ04 | rDXGF | Household | 1 | 1591 | None | 70.1 | 0.027 | 14.2 | 46.9 | 0.019 | 9.24 | 70.1 | 0.027 | 14.2 | 46.9 | 0.019 | -1.27 | DEER:Res:ClothesDishWasher | Annual | 1721 |  | Appl-CW-Top-GasDHW-GasDry-Tier1DEER2017 | Appl-CW-Top-GasDHW-GasDry-Tier1AnySFm1975CZ04DEER2017 | 7268
Appl-CW-Top-GasDHW-GasDry-Tier1 | DEER2017 | D17 v3 |  | Any | SFm | 1975 | CZ05 | rDXGF | Household | 1 | 1591 | None | 60 | 0.024 | 13 | 40 | 0.016 | 8.48 | 60 | 0.024 | 13 | 40 | 0.016 | 8.48 | DEER:Res:ClothesDishWasher | Annual | 1720 |  | Appl-CW-Top-GasDHW-GasDry-Tier1DEER2017 | Appl-CW-Top-GasDHW-GasDry-Tier1AnySFm1975CZ05DEER2017 | 7269
Appl-CW-Top-GasDHW-GasDry-Tier1 | DEER2017 | D17 v3 |  | Any | SFm | 1975 | CZ06 | rDXGF | Household | 1 | 1528 | None | 71.7 | 0.024 | 14.7 | 48.4 | 0.016 | 9.62 | 71.7 | 0.024 | 14.7 | 48.4 | 0.016 | -0.81 | DEER:Res:ClothesDishWasher | Annual | 1721 |  | Appl-CW-Top-GasDHW-GasDry-Tier1DEER2017 | Appl-CW-Top-GasDHW-GasDry-Tier1AnySFm1975CZ06DEER2017 | 7270
Appl-CW-Top-GasDHW-GasDry-Tier1 | DEER2017 | D17 v3 |  | Any | SFm | 1975 | CZ07 | rDXGF | Household | 1 | 1528 | None | 70.3 | 0.022 | 14.5 | 46.4 | 0.014 | 9.46 | 70.3 | 0.022 | 14.5 | 46.4 | 0.014 | 9.46 | DEER:Res:ClothesDishWasher | Annual | 1720 |  | Appl-CW-Top-GasDHW-GasDry-Tier1DEER2017 | Appl-CW-Top-GasDHW-GasDry-Tier1AnySFm1975CZ07DEER2017 | 7271
Appl-CW-Top-GasDHW-GasDry-Tier1 | DEER2017 | D17 v3 |  | Any | SFm | 1975 | CZ08 | rDXGF | Household | 1 | 1528 | None | 75.5 | 0.024 | 14.6 | 50 | 0.016 | 9.52 | 75.5 | 0.024 | 14.6 | 50 | 0.016 | -0.85 | DEER:Res:ClothesDishWasher | Annual | 1721 |  | Appl-CW-Top-GasDHW-GasDry-Tier1DEER2017 | Appl-CW-Top-GasDHW-GasDry-Tier1AnySFm1975CZ08DEER2017 | 7272
Appl-CW-Top-GasDHW-GasDry-Tier1 | DEER2017 | D17 v3 |  | Any | SFm | 1975 | CZ09 | rDXGF | Household | 1 | 1636 | None | 78.1 | 0.018 | 14.3 | 52.6 | 0.011 | 9.36 | 78.1 | 0.018 | 14.3 | 52.6 | 0.011 | 9.36 | DEER:Res:ClothesDishWasher | Annual | 1720 |  | Appl-CW-Top-GasDHW-GasDry-Tier1DEER2017 | Appl-CW-Top-GasDHW-GasDry-Tier1AnySFm1975CZ09DEER2017 | 7273
Appl-CW-Top-GasDHW-GasDry-Tier1 | DEER2017 | D17 v3 |  | Any | SFm | 1975 | CZ10 | rDXGF | Household | 1 | 1636 | None | 74.3 | 0.028 | 13.9 | 49.5 | 0.019 | 9.06 | 74.3 | 0.028 | 13.9 | 49.5 | 0.019 | -1 | DEER:Res:ClothesDishWasher | Annual | 1721 |  | Appl-CW-Top-GasDHW-GasDry-Tier1DEER2017 | Appl-CW-Top-GasDHW-GasDry-Tier1AnySFm1975CZ10DEER2017 | 7274
Appl-CW-Top-GasDHW-GasDry-Tier1 | DEER2017 | D17 v3 |  | Any | SFm | 1975 | CZ11 | rDXGF | Household | 1 | 1528 | None | 77.9 | 0.026 | 13.9 | 52 | 0.017 | 9.08 | 77.9 | 0.026 | 13.9 | 52 | 0.017 | 9.08 | DEER:Res:ClothesDishWasher | Annual | 1720 |  | Appl-CW-Top-GasDHW-GasDry-Tier1DEER2017 | Appl-CW-Top-GasDHW-GasDry-Tier1AnySFm1975CZ11DEER2017 | 7275
Appl-CW-Top-GasDHW-GasDry-Tier1 | DEER2017 | D17 v3 |  | Any | SFm | 1975 | CZ12 | rDXGF | Household | 1 | 1528 | None | 73 | 0.026 | 13.9 | 48.8 | 0.017 | 9.03 | 73 | 0.026 | 13.9 | 48.8 | 0.017 | -1.31 | DEER:Res:ClothesDishWasher | Annual | 1721 |  | Appl-CW-Top-GasDHW-GasDry-Tier1DEER2017 | Appl-CW-Top-GasDHW-GasDry-Tier1AnySFm1975CZ12DEER2017 | 7276
Appl-CW-Top-GasDHW-GasDry-Tier1 | DEER2017 | D17 v3 |  | Any | SFm | 1975 | CZ13 | rDXGF | Household | 1 | 1528 | None | 78.4 | 0.024 | 13.6 | 52.1 | 0.016 | 8.86 | 78.4 | 0.024 | 13.6 | 52.1 | 0.016 | 8.86 | DEER:Res:ClothesDishWasher | Annual | 1720 |  | Appl-CW-Top-GasDHW-GasDry-Tier1DEER2017 | Appl-CW-Top-GasDHW-GasDry-Tier1AnySFm1975CZ13DEER2017 | 7277
Appl-CW-Top-GasDHW-GasDry-Tier1 | DEER2017 | D17 v3 |  | Any | SFm | 1975 | CZ14 | rDXGF | Household | 1 | 1555 | None | 82.3 | 0.02 | 14 | 54.3 | 0.013 | 9.13 | 82.3 | 0.02 | 14 | 54.3 | 0.013 | -1.48 | DEER:Res:ClothesDishWasher | Annual | 1721 |  | Appl-CW-Top-GasDHW-GasDry-Tier1DEER2017 | Appl-CW-Top-GasDHW-GasDry-Tier1AnySFm1975CZ14DEER2017 | 7278
Appl-CW-Top-GasDHW-GasDry-Tier1 | DEER2017 | D17 v3 |  | Any | SFm | 1975 | CZ15 | rDXGF | Household | 1 | 1555 | None | 87.8 | 0.019 | 15 | 58.7 | 0.013 | 9.82 | 87.8 | 0.019 | 15 | 58.7 | 0.013 | 9.82 | DEER:Res:ClothesDishWasher | Annual | 1720 |  | Appl-CW-Top-GasDHW-GasDry-Tier1DEER2017 | Appl-CW-Top-GasDHW-GasDry-Tier1AnySFm1975CZ15DEER2017 | 7279
Appl-CW-Top-GasDHW-GasDry-Tier1 | DEER2017 | D17 v3 |  | Any | SFm | 1975 | CZ16 | rDXGF | Household | 1 | 1591 | None | 72.7 | 0.02 | 14 | 48.4 | 0.013 | 9.07 | 72.7 | 0.02 | 14 | 48.4 | 0.013 | -1.32 | DEER:Res:ClothesDishWasher | Annual | 1721 |  | Appl-CW-Top-GasDHW-GasDry-Tier1DEER2017 | Appl-CW-Top-GasDHW-GasDry-Tier1AnySFm1975CZ16DEER2017 | 7280
Appl-CW-Top-GasDHW-GasDry-Tier1 | DEER2017 | D17 v3 |  | Any | SFm | 1985 | CZ01 | rDXGF | Household | 1 | 1904 | None | 56.7 | 0.008 | 12.3 | 37.8 | 0.006 | 7.95 | 56.7 | 0.008 | 12.3 | 37.8 | 0.006 | 7.95 | DEER:Res:ClothesDishWasher | Annual | 1720 |  | Appl-CW-Top-GasDHW-GasDry-Tier1DEER2017 | Appl-CW-Top-GasDHW-GasDry-Tier1AnySFm1985CZ01DEER2017 | 7281
Appl-CW-Top-GasDHW-GasDry-Tier1 | DEER2017 | D17 v3 |  | Any | SFm | 1985 | CZ02 | rDXGF | Household | 1 | 1904 | None | 64.8 | 0.023 | 12.8 | 43 | 0.015 | 8.27 | 64.8 | 0.023 | 12.8 | 43 | 0.015 | -1.26 | DEER:Res:ClothesDishWasher | Annual | 1721 |  | Appl-CW-Top-GasDHW-GasDry-Tier1DEER2017 | Appl-CW-Top-GasDHW-GasDry-Tier1AnySFm1985CZ02DEER2017 | 7282
Appl-CW-Top-GasDHW-GasDry-Tier1 | DEER2017 | D17 v3 |  | Any | SFm | 1985 | CZ03 | rDXGF | Household | 1 | 1904 | None | 61.5 | 0.024 | 12.5 | 41.2 | 0.016 | 8.09 | 61.5 | 0.024 | 12.5 | 41.2 | 0.016 | 8.09 | DEER:Res:ClothesDishWasher | Annual | 1720 |  | Appl-CW-Top-GasDHW-GasDry-Tier1DEER2017 | Appl-CW-Top-GasDHW-GasDry-Tier1AnySFm1985CZ03DEER2017 | 7283
Appl-CW-Top-GasDHW-GasDry-Tier1 | DEER2017 | D17 v3 |  | Any | SFm | 1985 | CZ04 | rDXGF | Household | 1 | 1904 | None | 72.2 | 0.027 | 13.5 | 47.7 | 0.018 | 8.76 | 72.2 | 0.027 | 13.5 | 47.7 | 0.018 | -1.51 | DEER:Res:ClothesDishWasher | Annual | 1721 |  | Appl-CW-Top-GasDHW-GasDry-Tier1DEER2017 | Appl-CW-Top-GasDHW-GasDry-Tier1AnySFm1985CZ04DEER2017 | 7284
Appl-CW-Top-GasDHW-GasDry-Tier1 | DEER2017 | D17 v3 |  | Any | SFm | 1985 | CZ05 | rDXGF | Household | 1 | 1904 | None | 60.4 | 0.027 | 12.1 | 40.3 | 0.018 | 7.84 | 60.4 | 0.027 | 12.1 | 40.3 | 0.018 | 7.84 | DEER:Res:ClothesDishWasher | Annual | 1720 |  | Appl-CW-Top-GasDHW-GasDry-Tier1DEER2017 | Appl-CW-Top-GasDHW-GasDry-Tier1AnySFm1985CZ05DEER2017 | 7285
Appl-CW-Top-GasDHW-GasDry-Tier1 | DEER2017 | D17 v3 |  | Any | SFm | 1985 | CZ06 | rDXGF | Household | 1 | 2064 | None | 71.7 | 0.025 | 14.2 | 46.8 | 0.02 | 9.28 | 71.7 | 0.025 | 14.2 | 46.8 | 0.02 | -0.68 | DEER:Res:ClothesDishWasher | Annual | 1721 |  | Appl-CW-Top-GasDHW-GasDry-Tier1DEER2017 | Appl-CW-Top-GasDHW-GasDry-Tier1AnySFm1985CZ06DEER2017 | 7286
Appl-CW-Top-GasDHW-GasDry-Tier1 | DEER2017 | D17 v3 |  | Any | SFm | 1985 | CZ07 | rDXGF | Household | 1 | 2064 | None | 72.7 | 0.023 | 14.4 | 48.1 | 0.015 | 9.4 | 72.7 | 0.023 | 14.4 | 48.1 | 0.015 | 9.4 | DEER:Res:ClothesDishWasher | Annual | 1720 |  | Appl-CW-Top-GasDHW-GasDry-Tier1DEER2017 | Appl-CW-Top-GasDHW-GasDry-Tier1AnySFm1985CZ07DEER2017 | 7287
Appl-CW-Top-GasDHW-GasDry-Tier1 | DEER2017 | D17 v3 |  | Any | SFm | 1985 | CZ08 | rDXGF | Household | 1 | 2064 | None | 78.9 | 0.017 | 14.3 | 51.4 | 0.011 | 9.3 | 78.9 | 0.017 | 14.3 | 51.4 | 0.011 | -1.19 | DEER:Res:ClothesDishWasher | Annual | 1721 |  | Appl-CW-Top-GasDHW-GasDry-Tier1DEER2017 | Appl-CW-Top-GasDHW-GasDry-Tier1AnySFm1985CZ08DEER2017 | 7288
Appl-CW-Top-GasDHW-GasDry-Tier1 | DEER2017 | D17 v3 |  | Any | SFm | 1985 | CZ09 | rDXGF | Household | 1 | 1811 | None | 78.5 | 0.02 | 14.2 | 53 | 0.014 | 9.29 | 78.5 | 0.02 | 14.2 | 53 | 0.014 | 9.29 | DEER:Res:ClothesDishWasher | Annual | 1720 |  | Appl-CW-Top-GasDHW-GasDry-Tier1DEER2017 | Appl-CW-Top-GasDHW-GasDry-Tier1AnySFm1985CZ09DEER2017 | 7289
Appl-CW-Top-GasDHW-GasDry-Tier1 | DEER2017 | D17 v3 |  | Any | SFm | 1985 | CZ10 | rDXGF | Household | 1 | 1811 | None | 76.8 | 0.025 | 13.9 | 51.4 | 0.016 | 9.04 | 76.8 | 0.025 | 13.9 | 51.4 | 0.016 | -1.53 | DEER:Res:ClothesDishWasher | Annual | 1721 |  | Appl-CW-Top-GasDHW-GasDry-Tier1DEER2017 | Appl-CW-Top-GasDHW-GasDry-Tier1AnySFm1985CZ10DEER2017 | 7290
Appl-CW-Top-GasDHW-GasDry-Tier1 | DEER2017 | D17 v3 |  | Any | SFm | 1985 | CZ11 | rDXGF | Household | 1 | 1704 | None | 78.2 | 0.023 | 13.1 | 51.3 | 0.015 | 8.54 | 78.2 | 0.023 | 13.1 | 51.3 | 0.015 | 8.54 | DEER:Res:ClothesDishWasher | Annual | 1720 |  | Appl-CW-Top-GasDHW-GasDry-Tier1DEER2017 | Appl-CW-Top-GasDHW-GasDry-Tier1AnySFm1985CZ11DEER2017 | 7291
Appl-CW-Top-GasDHW-GasDry-Tier1 | DEER2017 | D17 v3 |  | Any | SFm | 1985 | CZ12 | rDXGF | Household | 1 | 1704 | None | 72.9 | 0.028 | 13.2 | 48.8 | 0.017 | 8.59 | 72.9 | 0.028 | 13.2 | 48.8 | 0.017 | -1.82 | DEER:Res:ClothesDishWasher | Annual | 1721 |  | Appl-CW-Top-GasDHW-GasDry-Tier1DEER2017 | Appl-CW-Top-GasDHW-GasDry-Tier1AnySFm1985CZ12DEER2017 | 7292
Appl-CW-Top-GasDHW-GasDry-Tier1 | DEER2017 | D17 v3 |  | Any | SFm | 1985 | CZ13 | rDXGF | Household | 1 | 1704 | None | 79 | 0.023 | 13.2 | 53.4 | 0.015 | 8.54 | 79 | 0.023 | 13.2 | 53.4 | 0.015 | 8.54 | DEER:Res:ClothesDishWasher | Annual | 1720 |  | Appl-CW-Top-GasDHW-GasDry-Tier1DEER2017 | Appl-CW-Top-GasDHW-GasDry-Tier1AnySFm1985CZ13DEER2017 | 7293
Appl-CW-Top-GasDHW-GasDry-Tier1 | DEER2017 | D17 v3 |  | Any | SFm | 1985 | CZ14 | rDXGF | Household | 1 | 1741 | None | 82.1 | 0.019 | 13.3 | 54.6 | 0.013 | 8.63 | 82.1 | 0.019 | 13.3 | 54.6 | 0.013 | -1.43 | DEER:Res:ClothesDishWasher | Annual | 1721 |  | Appl-CW-Top-GasDHW-GasDry-Tier1DEER2017 | Appl-CW-Top-GasDHW-GasDry-Tier1AnySFm1985CZ14DEER2017 | 7294
Appl-CW-Top-GasDHW-GasDry-Tier1 | DEER2017 | D17 v3 |  | Any | SFm | 1985 | CZ15 | rDXGF | Household | 1 | 1741 | None | 89 | 0.019 | 14.7 | 59.5 | 0.013 | 9.67 | 89 | 0.019 | 14.7 | 59.5 | 0.013 | 9.67 | DEER:Res:ClothesDishWasher | Annual | 1720 |  | Appl-CW-Top-GasDHW-GasDry-Tier1DEER2017 | Appl-CW-Top-GasDHW-GasDry-Tier1AnySFm1985CZ15DEER2017 | 7295
Appl-CW-Top-GasDHW-GasDry-Tier1 | DEER2017 | D17 v3 |  | Any | SFm | 1985 | CZ16 | rDXGF | Household | 1 | 1904 | None | 71.6 | 0.023 | 13.3 | 47.7 | 0.015 | 8.61 | 71.6 | 0.023 | 13.3 | 47.7 | 0.015 | -1.48 | DEER:Res:ClothesDishWasher | Annual | 1721 |  | Appl-CW-Top-GasDHW-GasDry-Tier1DEER2017 | Appl-CW-Top-GasDHW-GasDry-Tier1AnySFm1985CZ16DEER2017 | 7296
Appl-CW-Top-GasDHW-GasDry-Tier1 | DEER2017 | D17 v3 |  | Any | SFm | 1996 | CZ01 | rDXGF | Household | 1 | 2193 | None | 58.5 | 0.009 | 14.1 | 39 | 0.006 | 9.14 | 58.5 | 0.009 | 14.1 | 39 | 0.006 | 9.14 | DEER:Res:ClothesDishWasher | Annual | 1720 |  | Appl-CW-Top-GasDHW-GasDry-Tier1DEER2017 | Appl-CW-Top-GasDHW-GasDry-Tier1AnySFm1996CZ01DEER2017 | 7297
Appl-CW-Top-GasDHW-GasDry-Tier1 | DEER2017 | D17 v3 |  | Any | SFm | 1996 | CZ02 | rDXGF | Household | 1 | 2193 | None | 69 | 0.028 | 13.9 | 45.2 | 0.016 | 9.06 | 69 | 0.028 | 13.9 | 45.2 | 0.016 | -1.69 | DEER:Res:ClothesDishWasher | Annual | 1721 |  | Appl-CW-Top-GasDHW-GasDry-Tier1DEER2017 | Appl-CW-Top-GasDHW-GasDry-Tier1AnySFm1996CZ02DEER2017 | 7298
Appl-CW-Top-GasDHW-GasDry-Tier1 | DEER2017 | D17 v3 |  | Any | SFm | 1996 | CZ03 | rDXGF | Household | 1 | 2193 | None | 61.7 | 0.015 | 13.7 | 41.3 | 0.008 | 8.91 | 61.7 | 0.015 | 13.7 | 41.3 | 0.008 | 8.91 | DEER:Res:ClothesDishWasher | Annual | 1720 |  | Appl-CW-Top-GasDHW-GasDry-Tier1DEER2017 | Appl-CW-Top-GasDHW-GasDry-Tier1AnySFm1996CZ03DEER2017 | 7299
Appl-CW-Top-GasDHW-GasDry-Tier1 | DEER2017 | D17 v3 |  | Any | SFm | 1996 | CZ04 | rDXGF | Household | 1 | 2193 | None | 70.3 | 0.026 | 14.1 | 47.3 | 0.018 | 9.17 | 70.3 | 0.026 | 14.1 | 47.3 | 0.018 | -1.26 | DEER:Res:ClothesDishWasher | Annual | 1721 |  | Appl-CW-Top-GasDHW-GasDry-Tier1DEER2017 | Appl-CW-Top-GasDHW-GasDry-Tier1AnySFm1996CZ04DEER2017 | 7300
Appl-CW-Top-GasDHW-GasDry-Tier1 | DEER2017 | D17 v3 |  | Any | SFm | 1996 | CZ05 | rDXGF | Household | 1 | 2193 | None | 59.8 | 0.021 | 12.3 | 39.7 | 0.014 | 8.01 | 59.8 | 0.021 | 12.3 | 39.7 | 0.014 | 8.01 | DEER:Res:ClothesDishWasher | Annual | 1720 |  | Appl-CW-Top-GasDHW-GasDry-Tier1DEER2017 | Appl-CW-Top-GasDHW-GasDry-Tier1AnySFm1996CZ05DEER2017 | 7301
Appl-CW-Top-GasDHW-GasDry-Tier1 | DEER2017 | D17 v3 |  | Any | SFm | 1996 | CZ06 | rDXGF | Household | 1 | 2297 | None | 72 | 0.027 | 14.6 | 49.5 | 0.017 | 9.51 | 72 | 0.027 | 14.6 | 49.5 | 0.017 | -0.84 | DEER:Res:ClothesDishWasher | Annual | 1721 |  | Appl-CW-Top-GasDHW-GasDry-Tier1DEER2017 | Appl-CW-Top-GasDHW-GasDry-Tier1AnySFm1996CZ06DEER2017 | 7302
Appl-CW-Top-GasDHW-GasDry-Tier1 | DEER2017 | D17 v3 |  | Any | SFm | 1996 | CZ07 | rDXGF | Household | 1 | 2297 | None | 80.3 | 0.039 | 17.2 | 52.5 | 0.019 | 10.5 | 80.3 | 0.039 | 17.2 | 52.5 | 0.019 | 10.5 | DEER:Res:ClothesDishWasher | Annual | 1720 |  | Appl-CW-Top-GasDHW-GasDry-Tier1DEER2017 | Appl-CW-Top-GasDHW-GasDry-Tier1AnySFm1996CZ07DEER2017 | 7303
Appl-CW-Top-GasDHW-GasDry-Tier1 | DEER2017 | D17 v3 |  | Any | SFm | 1996 | CZ08 | rDXGF | Household | 1 | 2297 | None | 75 | 0.017 | 14.8 | 49.8 | 0.01 | 9.67 | 75 | 0.017 | 14.8 | 49.8 | 0.01 | -0.87 | DEER:Res:ClothesDishWasher | Annual | 1721 |  | Appl-CW-Top-GasDHW-GasDry-Tier1DEER2017 | Appl-CW-Top-GasDHW-GasDry-Tier1AnySFm1996CZ08DEER2017 | 7304
Appl-CW-Top-GasDHW-GasDry-Tier1 | DEER2017 | D17 v3 |  | Any | SFm | 1996 | CZ09 | rDXGF | Household | 1 | 2186 | None | 78.5 | 0.017 | 14.6 | 53.2 | 0.011 | 9.55 | 78.5 | 0.017 | 14.6 | 53.2 | 0.011 | 9.55 | DEER:Res:ClothesDishWasher | Annual | 1720 |  | Appl-CW-Top-GasDHW-GasDry-Tier1DEER2017 | Appl-CW-Top-GasDHW-GasDry-Tier1AnySFm1996CZ09DEER2017 | 7305
Appl-CW-Top-GasDHW-GasDry-Tier1 | DEER2017 | D17 v3 |  | Any | SFm | 1996 | CZ10 | rDXGF | Household | 1 | 2186 | None | 79.1 | 0.018 | 14.1 | 52.8 | 0.012 | 9.2 | 79.1 | 0.018 | 14.1 | 52.8 | 0.012 | -0.99 | DEER:Res:ClothesDishWasher | Annual | 1721 |  | Appl-CW-Top-GasDHW-GasDry-Tier1DEER2017 | Appl-CW-Top-GasDHW-GasDry-Tier1AnySFm1996CZ10DEER2017 | 7306
Appl-CW-Top-GasDHW-GasDry-Tier1 | DEER2017 | D17 v3 |  | Any | SFm | 1996 | CZ11 | rDXGF | Household | 1 | 2032 | None | 77.6 | 0.023 | 13.7 | 51.8 | 0.015 | 8.94 | 77.6 | 0.023 | 13.7 | 51.8 | 0.015 | 8.94 | DEER:Res:ClothesDishWasher | Annual | 1720 |  | Appl-CW-Top-GasDHW-GasDry-Tier1DEER2017 | Appl-CW-Top-GasDHW-GasDry-Tier1AnySFm1996CZ11DEER2017 | 7307
Appl-CW-Top-GasDHW-GasDry-Tier1 | DEER2017 | D17 v3 |  | Any | SFm | 1996 | CZ12 | rDXGF | Household | 1 | 2032 | None | 74.8 | 0.031 | 13.9 | 49.7 | 0.016 | 9.06 | 74.8 | 0.031 | 13.9 | 49.7 | 0.016 | -1.3 | DEER:Res:ClothesDishWasher | Annual | 1721 |  | Appl-CW-Top-GasDHW-GasDry-Tier1DEER2017 | Appl-CW-Top-GasDHW-GasDry-Tier1AnySFm1996CZ12DEER2017 | 7308
Appl-CW-Top-GasDHW-GasDry-Tier1 | DEER2017 | D17 v3 |  | Any | SFm | 1996 | CZ13 | rDXGF | Household | 1 | 2032 | None | 79 | 0.023 | 13.5 | 52.7 | 0.015 | 8.8 | 79 | 0.023 | 13.5 | 52.7 | 0.015 | 8.8 | DEER:Res:ClothesDishWasher | Annual | 1720 |  | Appl-CW-Top-GasDHW-GasDry-Tier1DEER2017 | Appl-CW-Top-GasDHW-GasDry-Tier1AnySFm1996CZ13DEER2017 | 7309
Appl-CW-Top-GasDHW-GasDry-Tier1 | DEER2017 | D17 v3 |  | Any | SFm | 1996 | CZ14 | rDXGF | Household | 1 | 1758 | None | 80.6 | 0.018 | 13.7 | 54 | 0.011 | 8.91 | 80.6 | 0.018 | 13.7 | 54 | 0.011 | -1.47 | DEER:Res:ClothesDishWasher | Annual | 1721 |  | Appl-CW-Top-GasDHW-GasDry-Tier1DEER2017 | Appl-CW-Top-GasDHW-GasDry-Tier1AnySFm1996CZ14DEER2017 | 7310
Appl-CW-Top-GasDHW-GasDry-Tier1 | DEER2017 | D17 v3 |  | Any | SFm | 1996 | CZ15 | rDXGF | Household | 1 | 1758 | None | 90.6 | 0.019 | 14.8 | 60.8 | 0.013 | 9.71 | 90.6 | 0.019 | 14.8 | 60.8 | 0.013 | 9.71 | DEER:Res:ClothesDishWasher | Annual | 1720 |  | Appl-CW-Top-GasDHW-GasDry-Tier1DEER2017 | Appl-CW-Top-GasDHW-GasDry-Tier1AnySFm1996CZ15DEER2017 | 7311
Appl-CW-Top-GasDHW-GasDry-Tier1 | DEER2017 | D17 v3 |  | Any | SFm | 1996 | CZ16 | rDXGF | Household | 1 | 2193 | None | 71.9 | 0.021 | 14.7 | 47.9 | 0.013 | 9.56 | 71.9 | 0.021 | 14.7 | 47.9 | 0.013 | -1.31 | DEER:Res:ClothesDishWasher | Annual | 1721 |  | Appl-CW-Top-GasDHW-GasDry-Tier1DEER2017 | Appl-CW-Top-GasDHW-GasDry-Tier1AnySFm1996CZ16DEER2017 | 7312
Appl-CW-Top-GasDHW-GasDry-Tier1 | DEER2017 | D17 v3 |  | Any | SFm | 2003 | CZ01 | rDXGF | Household | 1 | 2295.6 | None | 58.2 | 0.009 | 13.8 | 38.8 | 0.006 | 8.94 | 58.2 | 0.009 | 13.8 | 38.8 | 0.006 | 8.94 | DEER:Res:ClothesDishWasher | Annual | 1720 |  | Appl-CW-Top-GasDHW-GasDry-Tier1DEER2017 | Appl-CW-Top-GasDHW-GasDry-Tier1AnySFm2003CZ01DEER2017 | 7313
Appl-CW-Top-GasDHW-GasDry-Tier1 | DEER2017 | D17 v3 |  | Any | SFm | 2003 | CZ02 | rDXGF | Household | 1 | 1948.8 | None | 69.3 | 0.025 | 13.9 | 46.1 | 0.016 | 9.06 | 69.3 | 0.025 | 13.9 | 46.1 | 0.016 | -1.21 | DEER:Res:ClothesDishWasher | Annual | 1721 |  | Appl-CW-Top-GasDHW-GasDry-Tier1DEER2017 | Appl-CW-Top-GasDHW-GasDry-Tier1AnySFm2003CZ02DEER2017 | 7314
Appl-CW-Top-GasDHW-GasDry-Tier1 | DEER2017 | D17 v3 |  | Any | SFm | 2003 | CZ03 | rDXGF | Household | 1 | 2295.6 | None | 61.2 | 0.021 | 13.7 | 40.6 | 0.014 | 8.89 | 61.2 | 0.021 | 13.7 | 40.6 | 0.014 | 8.89 | DEER:Res:ClothesDishWasher | Annual | 1720 |  | Appl-CW-Top-GasDHW-GasDry-Tier1DEER2017 | Appl-CW-Top-GasDHW-GasDry-Tier1AnySFm2003CZ03DEER2017 | 7315
Appl-CW-Top-GasDHW-GasDry-Tier1 | DEER2017 | D17 v3 |  | Any | SFm | 2003 | CZ04 | rDXGF | Household | 1 | 2295.6 | None | 73.6 | 0.025 | 14.3 | 48.5 | 0.015 | 9.28 | 73.6 | 0.025 | 14.3 | 48.5 | 0.015 | -1.56 | DEER:Res:ClothesDishWasher | Annual | 1721 |  | Appl-CW-Top-GasDHW-GasDry-Tier1DEER2017 | Appl-CW-Top-GasDHW-GasDry-Tier1AnySFm2003CZ04DEER2017 | 7316
Appl-CW-Top-GasDHW-GasDry-Tier1 | DEER2017 | D17 v3 |  | Any | SFm | 2003 | CZ05 | rDXGF | Household | 1 | 2295.6 | None | 60.9 | 0.022 | 12.9 | 40.4 | 0.014 | 8.34 | 60.9 | 0.022 | 12.9 | 40.4 | 0.014 | 8.34 | DEER:Res:ClothesDishWasher | Annual | 1720 |  | Appl-CW-Top-GasDHW-GasDry-Tier1DEER2017 | Appl-CW-Top-GasDHW-GasDry-Tier1AnySFm2003CZ05DEER2017 | 7317
Appl-CW-Top-GasDHW-GasDry-Tier1 | DEER2017 | D17 v3 |  | Any | SFm | 2003 | CZ06 | rDXGF | Household | 1 | 2392.9 | None | 77.5 | 0.024 | 14.9 | 44.4 | 0.024 | 9.74 | 77.5 | 0.024 | 14.9 | 44.4 | 0.024 | -0.68 | DEER:Res:ClothesDishWasher | Annual | 1721 |  | Appl-CW-Top-GasDHW-GasDry-Tier1DEER2017 | Appl-CW-Top-GasDHW-GasDry-Tier1AnySFm2003CZ06DEER2017 | 7318
Appl-CW-Top-GasDHW-GasDry-Tier1 | DEER2017 | D17 v3 |  | Any | SFm | 2003 | CZ07 | rDXGF | Household | 1 | 2392.9 | None | 79 | 0.017 | 14.5 | 52.2 | 0.009 | 9.45 | 79 | 0.017 | 14.5 | 52.2 | 0.009 | 9.45 | DEER:Res:ClothesDishWasher | Annual | 1720 |  | Appl-CW-Top-GasDHW-GasDry-Tier1DEER2017 | Appl-CW-Top-GasDHW-GasDry-Tier1AnySFm2003CZ07DEER2017 | 7319
Appl-CW-Top-GasDHW-GasDry-Tier1 | DEER2017 | D17 v3 |  | Any | SFm | 2003 | CZ08 | rDXGF | Household | 1 | 2392.9 | None | 83.7 | 0.016 | 14.9 | 56.8 | 0.01 | 9.71 | 83.7 | 0.016 | 14.9 | 56.8 | 0.01 | -1.45 | DEER:Res:ClothesDishWasher | Annual | 1721 |  | Appl-CW-Top-GasDHW-GasDry-Tier1DEER2017 | Appl-CW-Top-GasDHW-GasDry-Tier1AnySFm2003CZ08DEER2017 | 7320
Appl-CW-Top-GasDHW-GasDry-Tier1 | DEER2017 | D17 v3 |  | Any | SFm | 2003 | CZ09 | rDXGF | Household | 1 | 2422.9 | None | 75.6 | 0.012 | 14.5 | 51.3 | 0.01 | 9.47 | 75.6 | 0.012 | 14.5 | 51.3 | 0.01 | 9.47 | DEER:Res:ClothesDishWasher | Annual | 1720 |  | Appl-CW-Top-GasDHW-GasDry-Tier1DEER2017 | Appl-CW-Top-GasDHW-GasDry-Tier1AnySFm2003CZ09DEER2017 | 7321
Appl-CW-Top-GasDHW-GasDry-Tier1 | DEER2017 | D17 v3 |  | Any | SFm | 2003 | CZ10 | rDXGF | Household | 1 | 1948.8 | None | 79.9 | 0.016 | 14.1 | 53 | 0.011 | 9.2 | 79.9 | 0.016 | 14.1 | 53 | 0.011 | -1.45 | DEER:Res:ClothesDishWasher | Annual | 1721 |  | Appl-CW-Top-GasDHW-GasDry-Tier1DEER2017 | Appl-CW-Top-GasDHW-GasDry-Tier1AnySFm2003CZ10DEER2017 | 7322
Appl-CW-Top-GasDHW-GasDry-Tier1 | DEER2017 | D17 v3 |  | Any | SFm | 2003 | CZ11 | rDXGF | Household | 1 | 1948.8 | None | 77.7 | 0.021 | 13.9 | 51.7 | 0.014 | 9.06 | 77.7 | 0.021 | 13.9 | 51.7 | 0.014 | 9.06 | DEER:Res:ClothesDishWasher | Annual | 1720 |  | Appl-CW-Top-GasDHW-GasDry-Tier1DEER2017 | Appl-CW-Top-GasDHW-GasDry-Tier1AnySFm2003CZ11DEER2017 | 7323
Appl-CW-Top-GasDHW-GasDry-Tier1 | DEER2017 | D17 v3 |  | Any | SFm | 2003 | CZ12 | rDXGF | Household | 1 | 1948.8 | None | 72.6 | 0.024 | 14 | 48.8 | 0.016 | 9.12 | 72.6 | 0.024 | 14 | 48.8 | 0.016 | -1.76 | DEER:Res:ClothesDishWasher | Annual | 1721 |  | Appl-CW-Top-GasDHW-GasDry-Tier1DEER2017 | Appl-CW-Top-GasDHW-GasDry-Tier1AnySFm2003CZ12DEER2017 | 7324
Appl-CW-Top-GasDHW-GasDry-Tier1 | DEER2017 | D17 v3 |  | Any | SFm | 2003 | CZ13 | rDXGF | Household | 1 | 1948.8 | None | 77.5 | 0.022 | 13.8 | 51.7 | 0.014 | 8.98 | 77.5 | 0.022 | 13.8 | 51.7 | 0.014 | 8.98 | DEER:Res:ClothesDishWasher | Annual | 1720 |  | Appl-CW-Top-GasDHW-GasDry-Tier1DEER2017 | Appl-CW-Top-GasDHW-GasDry-Tier1AnySFm2003CZ13DEER2017 | 7325
Appl-CW-Top-GasDHW-GasDry-Tier1 | DEER2017 | D17 v3 |  | Any | SFm | 2003 | CZ14 | rDXGF | Household | 1 | 2160.9 | None | 82.3 | 0.016 | 13.8 | 54.9 | 0.011 | 8.97 | 82.3 | 0.016 | 13.8 | 54.9 | 0.011 | -1.42 | DEER:Res:ClothesDishWasher | Annual | 1721 |  | Appl-CW-Top-GasDHW-GasDry-Tier1DEER2017 | Appl-CW-Top-GasDHW-GasDry-Tier1AnySFm2003CZ14DEER2017 | 7326
Appl-CW-Top-GasDHW-GasDry-Tier1 | DEER2017 | D17 v3 |  | Any | SFm | 2003 | CZ15 | rDXGF | Household | 1 | 2160.9 | None | 86.1 | 0.019 | 14.8 | 59.2 | 0.012 | 9.72 | 86.1 | 0.019 | 14.8 | 59.2 | 0.012 | 9.72 | DEER:Res:ClothesDishWasher | Annual | 1720 |  | Appl-CW-Top-GasDHW-GasDry-Tier1DEER2017 | Appl-CW-Top-GasDHW-GasDry-Tier1AnySFm2003CZ15DEER2017 | 7327
Appl-CW-Top-GasDHW-GasDry-Tier1 | DEER2017 | D17 v3 |  | Any | SFm | 2003 | CZ16 | rDXGF | Household | 1 | 2295.6 | None | 67.3 | 0.019 | 14.8 | 45.2 | 0.013 | 9.64 | 67.3 | 0.019 | 14.8 | 45.2 | 0.013 | -1.43 | DEER:Res:ClothesDishWasher | Annual | 1721 |  | Appl-CW-Top-GasDHW-GasDry-Tier1DEER2017 | Appl-CW-Top-GasDHW-GasDry-Tier1AnySFm2003CZ16DEER2017 | 7328
Appl-CW-Top-GasDHW-GasDry-Tier1 | DEER2017 | D17 v3 |  | Any | SFm | 2007 | CZ01 | rDXGF | Household | 1 | 2295.6 | None | 58.3 | 0.008 | 13.8 | 38.8 | 0.005 | 8.95 | 58.3 | 0.008 | 13.8 | 38.8 | 0.005 | 8.95 | DEER:Res:ClothesDishWasher | Annual | 1720 |  | Appl-CW-Top-GasDHW-GasDry-Tier1DEER2017 | Appl-CW-Top-GasDHW-GasDry-Tier1AnySFm2007CZ01DEER2017 | 7329
Appl-CW-Top-GasDHW-GasDry-Tier1 | DEER2017 | D17 v3 |  | Any | SFm | 2007 | CZ02 | rDXGF | Household | 1 | 1948.8 | None | 67.2 | 0.019 | 13.3 | 44.9 | 0.013 | 8.63 | 67.2 | 0.019 | 13.3 | 44.9 | 0.013 | -1.63 | DEER:Res:ClothesDishWasher | Annual | 1721 |  | Appl-CW-Top-GasDHW-GasDry-Tier1DEER2017 | Appl-CW-Top-GasDHW-GasDry-Tier1AnySFm2007CZ02DEER2017 | 7330
Appl-CW-Top-GasDHW-GasDry-Tier1 | DEER2017 | D17 v3 |  | Any | SFm | 2007 | CZ03 | rDXGF | Household | 1 | 2295.6 | None | 61.5 | 0.02 | 13.6 | 40.6 | 0.013 | 8.83 | 61.5 | 0.02 | 13.6 | 40.6 | 0.013 | 8.83 | DEER:Res:ClothesDishWasher | Annual | 1720 |  | Appl-CW-Top-GasDHW-GasDry-Tier1DEER2017 | Appl-CW-Top-GasDHW-GasDry-Tier1AnySFm2007CZ03DEER2017 | 7331
Appl-CW-Top-GasDHW-GasDry-Tier1 | DEER2017 | D17 v3 |  | Any | SFm | 2007 | CZ04 | rDXGF | Household | 1 | 2295.6 | None | 70.8 | 0.02 | 14.1 | 46.8 | 0.013 | 9.15 | 70.8 | 0.02 | 14.1 | 46.8 | 0.013 | -1.25 | DEER:Res:ClothesDishWasher | Annual | 1721 |  | Appl-CW-Top-GasDHW-GasDry-Tier1DEER2017 | Appl-CW-Top-GasDHW-GasDry-Tier1AnySFm2007CZ04DEER2017 | 7332
Appl-CW-Top-GasDHW-GasDry-Tier1 | DEER2017 | D17 v3 |  | Any | SFm | 2007 | CZ05 | rDXGF | Household | 1 | 2295.6 | None | 60.1 | 0.017 | 12.9 | 40 | 0.011 | 8.3 | 60.1 | 0.017 | 12.9 | 40 | 0.011 | 8.3 | DEER:Res:ClothesDishWasher | Annual | 1720 |  | Appl-CW-Top-GasDHW-GasDry-Tier1DEER2017 | Appl-CW-Top-GasDHW-GasDry-Tier1AnySFm2007CZ05DEER2017 | 7333
Appl-CW-Top-GasDHW-GasDry-Tier1 | DEER2017 | D17 v3 |  | Any | SFm | 2007 | CZ06 | rDXGF | Household | 1 | 2392.9 | None | 72.5 | 0.02 | 14.5 | 48.4 | 0.015 | 9.5 | 72.5 | 0.02 | 14.5 | 48.4 | 0.015 | -0.93 | DEER:Res:ClothesDishWasher | Annual | 1721 |  | Appl-CW-Top-GasDHW-GasDry-Tier1DEER2017 | Appl-CW-Top-GasDHW-GasDry-Tier1AnySFm2007CZ06DEER2017 | 7334
Appl-CW-Top-GasDHW-GasDry-Tier1 | DEER2017 | D17 v3 |  | Any | SFm | 2007 | CZ07 | rDXGF | Household | 1 | 2392.9 | None | 76.6 | 0.017 | 14.9 | 51 | 0.011 | 9.72 | 76.6 | 0.017 | 14.9 | 51 | 0.011 | 9.72 | DEER:Res:ClothesDishWasher | Annual | 1720 |  | Appl-CW-Top-GasDHW-GasDry-Tier1DEER2017 | Appl-CW-Top-GasDHW-GasDry-Tier1AnySFm2007CZ07DEER2017 | 7335
Appl-CW-Top-GasDHW-GasDry-Tier1 | DEER2017 | D17 v3 |  | Any | SFm | 2007 | CZ08 | rDXGF | Household | 1 | 2392.9 | None | 77.1 | 0.014 | 14.9 | 52.7 | 0.009 | 9.74 | 77.1 | 0.014 | 14.9 | 52.7 | 0.009 | -0.8 | DEER:Res:ClothesDishWasher | Annual | 1721 |  | Appl-CW-Top-GasDHW-GasDry-Tier1DEER2017 | Appl-CW-Top-GasDHW-GasDry-Tier1AnySFm2007CZ08DEER2017 | 7336
Appl-CW-Top-GasDHW-GasDry-Tier1 | DEER2017 | D17 v3 |  | Any | SFm | 2007 | CZ09 | rDXGF | Household | 1 | 2422.9 | None | 74.3 | 0.011 | 14.7 | 49.4 | 0.007 | 9.61 | 74.3 | 0.011 | 14.7 | 49.4 | 0.007 | 9.61 | DEER:Res:ClothesDishWasher | Annual | 1720 |  | Appl-CW-Top-GasDHW-GasDry-Tier1DEER2017 | Appl-CW-Top-GasDHW-GasDry-Tier1AnySFm2007CZ09DEER2017 | 7337
Appl-CW-Top-GasDHW-GasDry-Tier1 | DEER2017 | D17 v3 |  | Any | SFm | 2007 | CZ10 | rDXGF | Household | 1 | 1948.8 | None | 76.8 | 0.013 | 14.1 | 51.3 | 0.009 | 9.2 | 76.8 | 0.013 | 14.1 | 51.3 | 0.009 | -1.04 | DEER:Res:ClothesDishWasher | Annual | 1721 |  | Appl-CW-Top-GasDHW-GasDry-Tier1DEER2017 | Appl-CW-Top-GasDHW-GasDry-Tier1AnySFm2007CZ10DEER2017 | 7338
Appl-CW-Top-GasDHW-GasDry-Tier1 | DEER2017 | D17 v3 |  | Any | SFm | 2007 | CZ11 | rDXGF | Household | 1 | 1948.8 | None | 73.9 | 0.015 | 13.7 | 49.5 | 0.01 | 8.94 | 73.9 | 0.015 | 13.7 | 49.5 | 0.01 | 8.94 | DEER:Res:ClothesDishWasher | Annual | 1720 |  | Appl-CW-Top-GasDHW-GasDry-Tier1DEER2017 | Appl-CW-Top-GasDHW-GasDry-Tier1AnySFm2007CZ11DEER2017 | 7339
Appl-CW-Top-GasDHW-GasDry-Tier1 | DEER2017 | D17 v3 |  | Any | SFm | 2007 | CZ12 | rDXGF | Household | 1 | 1948.8 | None | 71.8 | 0.02 | 14.2 | 47.7 | 0.014 | 9.22 | 71.8 | 0.02 | 14.2 | 47.7 | 0.014 | -1.23 | DEER:Res:ClothesDishWasher | Annual | 1721 |  | Appl-CW-Top-GasDHW-GasDry-Tier1DEER2017 | Appl-CW-Top-GasDHW-GasDry-Tier1AnySFm2007CZ12DEER2017 | 7340
Appl-CW-Top-GasDHW-GasDry-Tier1 | DEER2017 | D17 v3 |  | Any | SFm | 2007 | CZ13 | rDXGF | Household | 1 | 1948.8 | None | 75.7 | 0.017 | 14.1 | 50.6 | 0.011 | 9.24 | 75.7 | 0.017 | 14.1 | 50.6 | 0.011 | 9.24 | DEER:Res:ClothesDishWasher | Annual | 1720 |  | Appl-CW-Top-GasDHW-GasDry-Tier1DEER2017 | Appl-CW-Top-GasDHW-GasDry-Tier1AnySFm2007CZ13DEER2017 | 7341
Appl-CW-Top-GasDHW-GasDry-Tier1 | DEER2017 | D17 v3 |  | Any | SFm | 2007 | CZ14 | rDXGF | Household | 1 | 2160.9 | None | 76.8 | 0.015 | 13.7 | 51.5 | 0.01 | 8.88 | 76.8 | 0.015 | 13.7 | 51.5 | 0.01 | -1.43 | DEER:Res:ClothesDishWasher | Annual | 1721 |  | Appl-CW-Top-GasDHW-GasDry-Tier1DEER2017 | Appl-CW-Top-GasDHW-GasDry-Tier1AnySFm2007CZ14DEER2017 | 7342
Appl-CW-Top-GasDHW-GasDry-Tier1 | DEER2017 | D17 v3 |  | Any | SFm | 2007 | CZ15 | rDXGF | Household | 1 | 2160.9 | None | 83.3 | 0.016 | 14.9 | 55.6 | 0.01 | 9.8 | 83.3 | 0.016 | 14.9 | 55.6 | 0.01 | 9.8 | DEER:Res:ClothesDishWasher | Annual | 1720 |  | Appl-CW-Top-GasDHW-GasDry-Tier1DEER2017 | Appl-CW-Top-GasDHW-GasDry-Tier1AnySFm2007CZ15DEER2017 | 7343
Appl-CW-Top-GasDHW-GasDry-Tier1 | DEER2017 | D17 v3 |  | Any | SFm | 2007 | CZ16 | rDXGF | Household | 1 | 2295.6 | None | 66.6 | 0.018 | 14.8 | 44.5 | 0.012 | 9.63 | 66.6 | 0.018 | 14.8 | 44.5 | 0.012 | -1.26 | DEER:Res:ClothesDishWasher | Annual | 1721 |  | Appl-CW-Top-GasDHW-GasDry-Tier1DEER2017 | Appl-CW-Top-GasDHW-GasDry-Tier1AnySFm2007CZ16DEER2017 | 7344
Appl-CW-Top-GasDHW-GasDry-Tier1 | DEER2017 | D17 v3 |  | Any | SFm | 2011 | CZ01 | rDXGF | Household | 1 | 2295.6 | None | 58.5 | 0.009 | 14 | 39 | 0.006 | 9.06 | 58.5 | 0.009 | 14 | 39 | 0.006 | 9.06 | DEER:Res:ClothesDishWasher | Annual | 1720 |  | Appl-CW-Top-GasDHW-GasDry-Tier1DEER2017 | Appl-CW-Top-GasDHW-GasDry-Tier1AnySFm2011CZ01DEER2017 | 7345
Appl-CW-Top-GasDHW-GasDry-Tier1 | DEER2017 | D17 v3 |  | Any | SFm | 2011 | CZ02 | rDXGF | Household | 1 | 1948.8 | None | 67.7 | 0.02 | 13.4 | 45.2 | 0.014 | 8.72 | 67.7 | 0.02 | 13.4 | 45.2 | 0.014 | -1.21 | DEER:Res:ClothesDishWasher | Annual | 1721 |  | Appl-CW-Top-GasDHW-GasDry-Tier1DEER2017 | Appl-CW-Top-GasDHW-GasDry-Tier1AnySFm2011CZ02DEER2017 | 7346
Appl-CW-Top-GasDHW-GasDry-Tier1 | DEER2017 | D17 v3 |  | Any | SFm | 2011 | CZ03 | rDXGF | Household | 1 | 2295.6 | None | 61.8 | 0.018 | 13.7 | 41.2 | 0.015 | 8.93 | 61.8 | 0.018 | 13.7 | 41.2 | 0.015 | 8.93 | DEER:Res:ClothesDishWasher | Annual | 1720 |  | Appl-CW-Top-GasDHW-GasDry-Tier1DEER2017 | Appl-CW-Top-GasDHW-GasDry-Tier1AnySFm2011CZ03DEER2017 | 7347
Appl-CW-Top-GasDHW-GasDry-Tier1 | DEER2017 | D17 v3 |  | Any | SFm | 2011 | CZ04 | rDXGF | Household | 1 | 2295.6 | None | 71.4 | 0.021 | 14.1 | 47.8 | 0.015 | 9.18 | 71.4 | 0.021 | 14.1 | 47.8 | 0.015 | -1.58 | DEER:Res:ClothesDishWasher | Annual | 1721 |  | Appl-CW-Top-GasDHW-GasDry-Tier1DEER2017 | Appl-CW-Top-GasDHW-GasDry-Tier1AnySFm2011CZ04DEER2017 | 7348
Appl-CW-Top-GasDHW-GasDry-Tier1 | DEER2017 | D17 v3 |  | Any | SFm | 2011 | CZ05 | rDXGF | Household | 1 | 2295.6 | None | 60 | 0.02 | 12.8 | 39.8 | 0.013 | 8.33 | 60 | 0.02 | 12.8 | 39.8 | 0.013 | 8.33 | DEER:Res:ClothesDishWasher | Annual | 1720 |  | Appl-CW-Top-GasDHW-GasDry-Tier1DEER2017 | Appl-CW-Top-GasDHW-GasDry-Tier1AnySFm2011CZ05DEER2017 | 7349
Appl-CW-Top-GasDHW-GasDry-Tier1 | DEER2017 | D17 v3 |  | Any | SFm | 2011 | CZ06 | rDXGF | Household | 1 | 2392.9 | None | 68.2 | 0.018 | 14.4 | 45.6 | 0.012 | 9.37 | 68.2 | 0.018 | 14.4 | 45.6 | 0.012 | -0.65 | DEER:Res:ClothesDishWasher | Annual | 1721 |  | Appl-CW-Top-GasDHW-GasDry-Tier1DEER2017 | Appl-CW-Top-GasDHW-GasDry-Tier1AnySFm2011CZ06DEER2017 | 7350
Appl-CW-Top-GasDHW-GasDry-Tier1 | DEER2017 | D17 v3 |  | Any | SFm | 2011 | CZ07 | rDXGF | Household | 1 | 2392.9 | None | 83.1 | 0.024 | 15.8 | 53.1 | 0.013 | 10.2 | 83.1 | 0.024 | 15.8 | 53.1 | 0.013 | 10.2 | DEER:Res:ClothesDishWasher | Annual | 1720 |  | Appl-CW-Top-GasDHW-GasDry-Tier1DEER2017 | Appl-CW-Top-GasDHW-GasDry-Tier1AnySFm2011CZ07DEER2017 | 7351
Appl-CW-Top-GasDHW-GasDry-Tier1 | DEER2017 | D17 v3 |  | Any | SFm | 2011 | CZ08 | rDXGF | Household | 1 | 2392.9 | None | 81.8 | 0.014 | 15.1 | 52.9 | 0.009 | 9.9 | 81.8 | 0.014 | 15.1 | 52.9 | 0.009 | -1.39 | DEER:Res:ClothesDishWasher | Annual | 1721 |  | Appl-CW-Top-GasDHW-GasDry-Tier1DEER2017 | Appl-CW-Top-GasDHW-GasDry-Tier1AnySFm2011CZ08DEER2017 | 7352
Appl-CW-Top-GasDHW-GasDry-Tier1 | DEER2017 | D17 v3 |  | Any | SFm | 2011 | CZ09 | rDXGF | Household | 1 | 2422.9 | None | 75.3 | 0.013 | 14.8 | 50.2 | 0.009 | 9.67 | 75.3 | 0.013 | 14.8 | 50.2 | 0.009 | -1.61 | DEER:Res:ClothesDishWasher | Annual | 2 |  | Appl-CW-Top-GasDHW-GasDry-Tier1DEER2017 | Appl-CW-Top-GasDHW-GasDry-Tier1AnySFm2011CZ09DEER2017 | 7353
Appl-CW-Top-GasDHW-GasDry-Tier1 | DEER2017 | D17 v3 |  | Any | SFm | 2011 | CZ10 | rDXGF | Household | 1 | 1948.8 | None | 76.8 | 0.014 | 14.2 | 51.1 | 0.009 | 9.23 | 76.8 | 0.014 | 14.2 | 51.1 | 0.009 | -1.44 | DEER:Res:ClothesDishWasher | Annual | 2 |  | Appl-CW-Top-GasDHW-GasDry-Tier1DEER2017 | Appl-CW-Top-GasDHW-GasDry-Tier1AnySFm2011CZ10DEER2017 | 7354
Appl-CW-Top-GasDHW-GasDry-Tier1 | DEER2017 | D17 v3 |  | Any | SFm | 2011 | CZ11 | rDXGF | Household | 1 | 1948.8 | None | 74.4 | 0.016 | 13.8 | 49.7 | 0.011 | 9.01 | 74.4 | 0.016 | 13.8 | 49.7 | 0.011 | -1.41 | DEER:Res:ClothesDishWasher | Annual | 2 |  | Appl-CW-Top-GasDHW-GasDry-Tier1DEER2017 | Appl-CW-Top-GasDHW-GasDry-Tier1AnySFm2011CZ11DEER2017 | 7355
Appl-CW-Top-GasDHW-GasDry-Tier1 | DEER2017 | D17 v3 |  | Any | SFm | 2011 | CZ12 | rDXGF | Household | 1 | 1948.8 | None | 72 | 0.02 | 14.3 | 48.2 | 0.013 | 9.31 | 72 | 0.02 | 14.3 | 48.2 | 0.013 | -1.21 | DEER:Res:ClothesDishWasher | Annual | 2 |  | Appl-CW-Top-GasDHW-GasDry-Tier1DEER2017 | Appl-CW-Top-GasDHW-GasDry-Tier1AnySFm2011CZ12DEER2017 | 7356
Appl-CW-Top-GasDHW-GasDry-Tier1 | DEER2017 | D17 v3 |  | Any | SFm | 2011 | CZ13 | rDXGF | Household | 1 | 1948.8 | None | 76.4 | 0.017 | 14.3 | 51.2 | 0.011 | 9.32 | 76.4 | 0.017 | 14.3 | 51.2 | 0.011 | -1.74 | DEER:Res:ClothesDishWasher | Annual | 2 |  | Appl-CW-Top-GasDHW-GasDry-Tier1DEER2017 | Appl-CW-Top-GasDHW-GasDry-Tier1AnySFm2011CZ13DEER2017 | 7357
Appl-CW-Top-GasDHW-GasDry-Tier1 | DEER2017 | D17 v3 |  | Any | SFm | 2011 | CZ14 | rDXGF | Household | 1 | 2160.9 | None | 76.9 | 0.015 | 13.8 | 51.7 | 0.01 | 9.01 | 76.9 | 0.015 | 13.8 | 51.7 | 0.01 | -1.19 | DEER:Res:ClothesDishWasher | Annual | 2 |  | Appl-CW-Top-GasDHW-GasDry-Tier1DEER2017 | Appl-CW-Top-GasDHW-GasDry-Tier1AnySFm2011CZ14DEER2017 | 7358
Appl-CW-Top-GasDHW-GasDry-Tier1 | DEER2017 | D17 v3 |  | Any | SFm | 2011 | CZ15 | rDXGF | Household | 1 | 2160.9 | None | 83.3 | 0.016 | 15 | 55.5 | 0.011 | 9.83 | 83.3 | 0.016 | 15 | 55.5 | 0.011 | -1.29 | DEER:Res:ClothesDishWasher | Annual | 2 |  | Appl-CW-Top-GasDHW-GasDry-Tier1DEER2017 | Appl-CW-Top-GasDHW-GasDry-Tier1AnySFm2011CZ15DEER2017 | 7359
Appl-CW-Top-GasDHW-GasDry-Tier1 | DEER2017 | D17 v3 |  | Any | SFm | 2011 | CZ16 | rDXGF | Household | 1 | 2295.6 | None | 67.5 | 0.017 | 15 | 45.3 | 0.012 | 9.73 | 67.5 | 0.017 | 15 | 45.3 | 0.012 | -1.17 | DEER:Res:ClothesDishWasher | Annual | 2 |  | Appl-CW-Top-GasDHW-GasDry-Tier1DEER2017 | Appl-CW-Top-GasDHW-GasDry-Tier1AnySFm2011CZ16DEER2017 | 7360
Appl-CW-Top-GasDHW-GasDry-Tier1 | DEER2017 | D17 v3 |  | Any | SFm | 2015 | CZ01 | rDXGF | Household | 1 | 2295.6 | None | 58.7 | 0.008 | 13.8 | 39 | 0.005 | 8.8 | 58.7 | 0.008 | 13.8 | 39 | 0.005 | -1.65 | DEER:Res:ClothesDishWasher | Annual | 2 |  | Appl-CW-Top-GasDHW-GasDry-Tier1DEER2017 | Appl-CW-Top-GasDHW-GasDry-Tier1AnySFm2015CZ01DEER2017 | 7361
Appl-CW-Top-GasDHW-GasDry-Tier1 | DEER2017 | D17 v3 |  | Any | SFm | 2015 | CZ02 | rDXGF | Household | 1 | 1948.8 | None | 66.4 | 0.019 | 13.4 | 44.2 | 0.013 | 8.72 | 66.4 | 0.019 | 13.4 | 44.2 | 0.013 | -1.31 | DEER:Res:ClothesDishWasher | Annual | 2 |  | Appl-CW-Top-GasDHW-GasDry-Tier1DEER2017 | Appl-CW-Top-GasDHW-GasDry-Tier1AnySFm2015CZ02DEER2017 | 7362
Appl-CW-Top-GasDHW-GasDry-Tier1 | DEER2017 | D17 v3 |  | Any | SFm | 2015 | CZ03 | rDXGF | Household | 1 | 2295.6 | None | 63 | 0.018 | 14.2 | 42.2 | 0.012 | 9.26 | 63 | 0.018 | 14.2 | 42.2 | 0.012 | -1.61 | DEER:Res:ClothesDishWasher | Annual | 2 |  | Appl-CW-Top-GasDHW-GasDry-Tier1DEER2017 | Appl-CW-Top-GasDHW-GasDry-Tier1AnySFm2015CZ03DEER2017 | 7363
Appl-CW-Top-GasDHW-GasDry-Tier1 | DEER2017 | D17 v3 |  | Any | SFm | 2015 | CZ04 | rDXGF | Household | 1 | 2295.6 | None | 69 | 0.02 | 14 | 46 | 0.013 | 9.14 | 69 | 0.02 | 14 | 46 | 0.013 | -1.14 | DEER:Res:ClothesDishWasher | Annual | 2 |  | Appl-CW-Top-GasDHW-GasDry-Tier1DEER2017 | Appl-CW-Top-GasDHW-GasDry-Tier1AnySFm2015CZ04DEER2017 | 7364
Appl-CW-Top-GasDHW-GasDry-Tier1 | DEER2017 | D17 v3 |  | Any | SFm | 2015 | CZ05 | rDXGF | Household | 1 | 2295.6 | None | 62.8 | 0.019 | 13.8 | 41.6 | 0.013 | 8.94 | 62.8 | 0.019 | 13.8 | 41.6 | 0.013 | -1.26 | DEER:Res:ClothesDishWasher | Annual | 2 |  | Appl-CW-Top-GasDHW-GasDry-Tier1DEER2017 | Appl-CW-Top-GasDHW-GasDry-Tier1AnySFm2015CZ05DEER2017 | 7365
Appl-CW-Top-GasDHW-GasDry-Tier1 | DEER2017 | D17 v3 |  | Any | SFm | 2015 | CZ06 | rDXGF | Household | 1 | 2392.9 | None | 68.6 | 0.025 | 14.4 | 46.3 | 0.015 | 9.37 | 68.6 | 0.025 | 14.4 | 46.3 | 0.015 | -0.876 | DEER:Res:ClothesDishWasher | Annual | 2 |  | Appl-CW-Top-GasDHW-GasDry-Tier1DEER2017 | Appl-CW-Top-GasDHW-GasDry-Tier1AnySFm2015CZ06DEER2017 | 7366
Appl-CW-Top-GasDHW-GasDry-Tier1 | DEER2017 | D17 v3 |  | Any | SFm | 2015 | CZ07 | rDXGF | Household | 1 | 2392.9 | None | 67.7 | 0.005 | 14.6 | 46.9 | 0.006 | 9.67 | 67.7 | 0.005 | 14.6 | 46.9 | 0.006 | -1.33 | DEER:Res:ClothesDishWasher | Annual | 2 |  | Appl-CW-Top-GasDHW-GasDry-Tier1DEER2017 | Appl-CW-Top-GasDHW-GasDry-Tier1AnySFm2015CZ07DEER2017 | 7367
Appl-CW-Top-GasDHW-GasDry-Tier1 | DEER2017 | D17 v3 |  | Any | SFm | 2015 | CZ08 | rDXGF | Household | 1 | 2392.9 | None | 73.7 | 0.017 | 15.1 | 58.6 | 0.024 | 10.6 | 73.7 | 0.017 | 15.1 | 58.6 | 0.024 | -1.02 | DEER:Res:ClothesDishWasher | Annual | 2 |  | Appl-CW-Top-GasDHW-GasDry-Tier1DEER2017 | Appl-CW-Top-GasDHW-GasDry-Tier1AnySFm2015CZ08DEER2017 | 7368
Appl-CW-Top-GasDHW-GasDry-Tier1 | DEER2017 | D17 v3 |  | Any | SFm | 2015 | CZ09 | rDXGF | Household | 1 | 2422.9 | None | 71 | 0.015 | 14.8 | 47.2 | 0.009 | 9.68 | 71 | 0.015 | 14.8 | 47.2 | 0.009 | -1.03 | DEER:Res:ClothesDishWasher | Annual | 2 |  | Appl-CW-Top-GasDHW-GasDry-Tier1DEER2017 | Appl-CW-Top-GasDHW-GasDry-Tier1AnySFm2015CZ09DEER2017 | 7369
Appl-CW-Top-GasDHW-GasDry-Tier1 | DEER2017 | D17 v3 |  | Any | SFm | 2015 | CZ10 | rDXGF | Household | 1 | 1948.8 | None | 71.9 | 0.016 | 14.2 | 47.5 | 0.011 | 9.24 | 71.9 | 0.016 | 14.2 | 47.5 | 0.011 | -0.979 | DEER:Res:ClothesDishWasher | Annual | 2 |  | Appl-CW-Top-GasDHW-GasDry-Tier1DEER2017 | Appl-CW-Top-GasDHW-GasDry-Tier1AnySFm2015CZ10DEER2017 | 7370
Appl-CW-Top-GasDHW-GasDry-Tier1 | DEER2017 | D17 v3 |  | Any | SFm | 2015 | CZ11 | rDXGF | Household | 1 | 1948.8 | None | 72.1 | 0.018 | 13.9 | 47.5 | 0.011 | 9.06 | 72.1 | 0.018 | 13.9 | 47.5 | 0.011 | -1.17 | DEER:Res:ClothesDishWasher | Annual | 2 |  | Appl-CW-Top-GasDHW-GasDry-Tier1DEER2017 | Appl-CW-Top-GasDHW-GasDry-Tier1AnySFm2015CZ11DEER2017 | 7371
Appl-CW-Top-GasDHW-GasDry-Tier1 | DEER2017 | D17 v3 |  | Any | SFm | 2015 | CZ12 | rDXGF | Household | 1 | 1948.8 | None | 68.6 | 0.019 | 14.3 | 45.8 | 0.012 | 9.31 | 68.6 | 0.019 | 14.3 | 45.8 | 0.012 | -1.12 | DEER:Res:ClothesDishWasher | Annual | 2 |  | Appl-CW-Top-GasDHW-GasDry-Tier1DEER2017 | Appl-CW-Top-GasDHW-GasDry-Tier1AnySFm2015CZ12DEER2017 | 7372
Appl-CW-Top-GasDHW-GasDry-Tier1 | DEER2017 | D17 v3 |  | Any | SFm | 2015 | CZ13 | rDXGF | Household | 1 | 1948.8 | None | 72.8 | 0.016 | 14.4 | 48.5 | 0.01 | 9.37 | 72.8 | 0.016 | 14.4 | 48.5 | 0.01 | -2.02 | DEER:Res:ClothesDishWasher | Annual | 2 |  | Appl-CW-Top-GasDHW-GasDry-Tier1DEER2017 | Appl-CW-Top-GasDHW-GasDry-Tier1AnySFm2015CZ13DEER2017 | 7373
Appl-CW-Top-GasDHW-GasDry-Tier1 | DEER2017 | D17 v3 |  | Any | SFm | 2015 | CZ14 | rDXGF | Household | 1 | 2160.9 | None | 75 | 0.015 | 13.7 | 50 | 0.011 | 8.96 | 75 | 0.015 | 13.7 | 50 | 0.011 | -1.88 | DEER:Res:ClothesDishWasher | Annual | 2 |  | Appl-CW-Top-GasDHW-GasDry-Tier1DEER2017 | Appl-CW-Top-GasDHW-GasDry-Tier1AnySFm2015CZ14DEER2017 | 7374
Appl-CW-Top-GasDHW-GasDry-Tier1 | DEER2017 | D17 v3 |  | Any | SFm | 2015 | CZ15 | rDXGF | Household | 1 | 2160.9 | None | 81.6 | 0.015 | 15 | 54.5 | 0.01 | 9.84 | 81.6 | 0.015 | 15 | 54.5 | 0.01 | -1.69 | DEER:Res:ClothesDishWasher | Annual | 2 |  | Appl-CW-Top-GasDHW-GasDry-Tier1DEER2017 | Appl-CW-Top-GasDHW-GasDry-Tier1AnySFm2015CZ15DEER2017 | 7375
Appl-CW-Top-GasDHW-GasDry-Tier1 | DEER2017 | D17 v3 |  | Any | SFm | 2015 | CZ16 | rDXGF | Household | 1 | 2295.6 | None | 64.1 | 0.016 | 14.4 | 42.3 | 0.011 | 9.38 | 64.1 | 0.016 | 14.4 | 42.3 | 0.011 | -1.37 | DEER:Res:ClothesDishWasher | Annual | 2 |  | Appl-CW-Top-GasDHW-GasDry-Tier1DEER2017 | Appl-CW-Top-GasDHW-GasDry-Tier1AnySFm2015CZ16DEER2017 | 7376
Appl-CW-Top-GasDHW-GasDry-Tier1 | DEER2017 | D17 v3 |  | Any | SFm | 2017 | CZ01 | rDXGF | Household | 1 | 2295.6 | None | 59.1 | 0.008 | 14.4 | 39.4 | 0.005 | 9.35 | 59.1 | 0.008 | 14.4 | 39.4 | 0.005 | -2.16 | DEER:Res:ClothesDishWasher | Annual | 2 |  | Appl-CW-Top-GasDHW-GasDry-Tier1DEER2017 | Appl-CW-Top-GasDHW-GasDry-Tier1AnySFm2017CZ01DEER2017 | 7377
Appl-CW-Top-GasDHW-GasDry-Tier1 | DEER2017 | D17 v3 |  | Any | SFm | 2017 | CZ02 | rDXGF | Household | 1 | 1948.8 | None | 66.6 | 0.02 | 13.5 | 44.2 | 0.013 | 8.77 | 66.6 | 0.02 | 13.5 | 44.2 | 0.013 | -1.59 | DEER:Res:ClothesDishWasher | Annual | 2 |  | Appl-CW-Top-GasDHW-GasDry-Tier1DEER2017 | Appl-CW-Top-GasDHW-GasDry-Tier1AnySFm2017CZ02DEER2017 | 7378
Appl-CW-Top-GasDHW-GasDry-Tier1 | DEER2017 | D17 v3 |  | Any | SFm | 2017 | CZ03 | rDXGF | Household | 1 | 2295.6 | None | 61.8 | 0.019 | 14.2 | 41.8 | 0.013 | 9.24 | 61.8 | 0.019 | 14.2 | 41.8 | 0.013 | -1.6 | DEER:Res:ClothesDishWasher | Annual | 2 |  | Appl-CW-Top-GasDHW-GasDry-Tier1DEER2017 | Appl-CW-Top-GasDHW-GasDry-Tier1AnySFm2017CZ03DEER2017 | 7379
Appl-CW-Top-GasDHW-GasDry-Tier1 | DEER2017 | D17 v3 |  | Any | SFm | 2017 | CZ04 | rDXGF | Household | 1 | 2295.6 | None | 68.9 | 0.019 | 14.1 | 46.2 | 0.013 | 9.2 | 68.9 | 0.019 | 14.1 | 46.2 | 0.013 | -1.63 | DEER:Res:ClothesDishWasher | Annual | 2 |  | Appl-CW-Top-GasDHW-GasDry-Tier1DEER2017 | Appl-CW-Top-GasDHW-GasDry-Tier1AnySFm2017CZ04DEER2017 | 7380
Appl-CW-Top-GasDHW-GasDry-Tier1 | DEER2017 | D17 v3 |  | Any | SFm | 2017 | CZ05 | rDXGF | Household | 1 | 2295.6 | None | 61.5 | 0.018 | 13.8 | 41 | 0.012 | 9.01 | 61.5 | 0.018 | 13.8 | 41 | 0.012 | -1.92 | DEER:Res:ClothesDishWasher | Annual | 2 |  | Appl-CW-Top-GasDHW-GasDry-Tier1DEER2017 | Appl-CW-Top-GasDHW-GasDry-Tier1AnySFm2017CZ05DEER2017 | 7381
Appl-CW-Top-GasDHW-GasDry-Tier1 | DEER2017 | D17 v3 |  | Any | SFm | 2017 | CZ06 | rDXGF | Household | 1 | 2392.9 | None | 67.6 | 0.026 | 14.4 | 44.9 | 0.016 | 9.37 | 67.6 | 0.026 | 14.4 | 44.9 | 0.016 | -1.64 | DEER:Res:ClothesDishWasher | Annual | 2 |  | Appl-CW-Top-GasDHW-GasDry-Tier1DEER2017 | Appl-CW-Top-GasDHW-GasDry-Tier1AnySFm2017CZ06DEER2017 | 7382
Appl-CW-Top-GasDHW-GasDry-Tier1 | DEER2017 | D17 v3 |  | Any | SFm | 2017 | CZ07 | rDXGF | Household | 1 | 2392.9 | None | 76.5 | 0.02 | 15.3 | 49 | 0.01 | 9.77 | 76.5 | 0.02 | 15.3 | 49 | 0.01 | -2.18 | DEER:Res:ClothesDishWasher | Annual | 2 |  | Appl-CW-Top-GasDHW-GasDry-Tier1DEER2017 | Appl-CW-Top-GasDHW-GasDry-Tier1AnySFm2017CZ07DEER2017 | 7383
Appl-CW-Top-GasDHW-GasDry-Tier1 | DEER2017 | D17 v3 |  | Any | SFm | 2017 | CZ08 | rDXGF | Household | 1 | 2392.9 | None | 71.8 | 0.022 | 15.2 | 48 | 0.012 | 9.94 | 71.8 | 0.022 | 15.2 | 48 | 0.012 | -2.15 | DEER:Res:ClothesDishWasher | Annual | 2 |  | Appl-CW-Top-GasDHW-GasDry-Tier1DEER2017 | Appl-CW-Top-GasDHW-GasDry-Tier1AnySFm2017CZ08DEER2017 | 7384
Appl-CW-Top-GasDHW-GasDry-Tier1 | DEER2017 | D17 v3 |  | Any | SFm | 2017 | CZ09 | rDXGF | Household | 1 | 2422.9 | None | 68.2 | 0.015 | 14.8 | 44.6 | 0.01 | 9.65 | 68.2 | 0.015 | 14.8 | 44.6 | 0.01 | -2.05 | DEER:Res:ClothesDishWasher | Annual | 2 |  | Appl-CW-Top-GasDHW-GasDry-Tier1DEER2017 | Appl-CW-Top-GasDHW-GasDry-Tier1AnySFm2017CZ09DEER2017 | 7385
Appl-CW-Top-GasDHW-GasDry-Tier1 | DEER2017 | D17 v3 |  | Any | SFm | 2017 | CZ10 | rDXGF | Household | 1 | 1948.8 | None | 72.9 | 0.017 | 14.3 | 48.2 | 0.011 | 9.33 | 72.9 | 0.017 | 14.3 | 48.2 | 0.011 | -1.67 | DEER:Res:ClothesDishWasher | Annual | 2 |  | Appl-CW-Top-GasDHW-GasDry-Tier1DEER2017 | Appl-CW-Top-GasDHW-GasDry-Tier1AnySFm2017CZ10DEER2017 | 7386
Appl-CW-Top-GasDHW-GasDry-Tier1 | DEER2017 | D17 v3 |  | Any | SFm | 2017 | CZ11 | rDXGF | Household | 1 | 1948.8 | None | 71.3 | 0.019 | 14 | 47.6 | 0.013 | 9.11 | 71.3 | 0.019 | 14 | 47.6 | 0.013 | -2.46 | DEER:Res:ClothesDishWasher | Annual | 2 |  | Appl-CW-Top-GasDHW-GasDry-Tier1DEER2017 | Appl-CW-Top-GasDHW-GasDry-Tier1AnySFm2017CZ11DEER2017 | 7387
Appl-CW-Top-GasDHW-GasDry-Tier1 | DEER2017 | D17 v3 |  | Any | SFm | 2017 | CZ12 | rDXGF | Household | 1 | 1948.8 | None | 68.1 | 0.02 | 14.4 | 45.3 | 0.013 | 9.38 | 68.1 | 0.02 | 14.4 | 45.3 | 0.013 | -1.8 | DEER:Res:ClothesDishWasher | Annual | 2 |  | Appl-CW-Top-GasDHW-GasDry-Tier1DEER2017 | Appl-CW-Top-GasDHW-GasDry-Tier1AnySFm2017CZ12DEER2017 | 7388
Appl-CW-Top-GasDHW-GasDry-Tier1 | DEER2017 | D17 v3 |  | Any | SFm | 2017 | CZ13 | rDXGF | Household | 1 | 1948.8 | None | 72.6 | 0.015 | 14.4 | 48.3 | 0.011 | 9.39 | 72.6 | 0.015 | 14.4 | 48.3 | 0.011 | -1.81 | DEER:Res:ClothesDishWasher | Annual | 2 |  | Appl-CW-Top-GasDHW-GasDry-Tier1DEER2017 | Appl-CW-Top-GasDHW-GasDry-Tier1AnySFm2017CZ13DEER2017 | 7389
Appl-CW-Top-GasDHW-GasDry-Tier1 | DEER2017 | D17 v3 |  | Any | SFm | 2017 | CZ14 | rDXGF | Household | 1 | 2160.9 | None | 74.3 | 0.014 | 13.7 | 49.4 | 0.009 | 8.9 | 74.3 | 0.014 | 13.7 | 49.4 | 0.009 | -1.88 | DEER:Res:ClothesDishWasher | Annual | 2 |  | Appl-CW-Top-GasDHW-GasDry-Tier1DEER2017 | Appl-CW-Top-GasDHW-GasDry-Tier1AnySFm2017CZ14DEER2017 | 7390
Appl-CW-Top-GasDHW-GasDry-Tier1 | DEER2017 | D17 v3 |  | Any | SFm | 2017 | CZ15 | rDXGF | Household | 1 | 2160.9 | None | 81.3 | 0.016 | 15 | 54.3 | 0.011 | 9.83 | 81.3 | 0.016 | 15 | 54.3 | 0.011 | -1.98 | DEER:Res:ClothesDishWasher | Annual | 2 |  | Appl-CW-Top-GasDHW-GasDry-Tier1DEER2017 | Appl-CW-Top-GasDHW-GasDry-Tier1AnySFm2017CZ15DEER2017 | 7391
Appl-CW-Top-GasDHW-GasDry-Tier1 | DEER2017 | D17 v3 |  | Any | SFm | 2017 | CZ16 | rDXGF | Household | 1 | 2295.6 | None | 62.7 | 0.017 | 14.5 | 41.6 | 0.011 | 9.45 | 62.7 | 0.017 | 14.5 | 41.6 | 0.011 | -1.91 | DEER:Res:ClothesDishWasher | Annual | 2 |  | Appl-CW-Top-GasDHW-GasDry-Tier1DEER2017 | Appl-CW-Top-GasDHW-GasDry-Tier1AnySFm2017CZ16DEER2017 | 7392
Appl-CW-Top-GasDHW-GasDry-Tier2 | DEER2017 | D17 v3 |  | Any | DMo | MH00 | CZ01 | rDXGF | Household | 1 | 1242 | None | 48.9 | 0.007 | 13.3 | 33.3 | 0.004 | 9.4 | 48.9 | 0.007 | 13.3 | 33.3 | 0.004 | -0.885 | DEER:Res:ClothesDishWasher | Annual | 2 |  | Appl-CW-Top-GasDHW-GasDry-Tier2DEER2017 | Appl-CW-Top-GasDHW-GasDry-Tier2AnyDMoMH00CZ01DEER2017 | 7393
Appl-CW-Top-GasDHW-GasDry-Tier2 | DEER2017 | D17 v3 |  | Any | DMo | MH00 | CZ02 | rDXGF | Household | 1 | 1242 | None | 61.5 | 0.019 | 13.4 | 41.7 | 0.011 | 9.43 | 61.5 | 0.019 | 13.4 | 41.7 | 0.011 | -0.816 | DEER:Res:ClothesDishWasher | Annual | 2 |  | Appl-CW-Top-GasDHW-GasDry-Tier2DEER2017 | Appl-CW-Top-GasDHW-GasDry-Tier2AnyDMoMH00CZ02DEER2017 | 7394
Appl-CW-Top-GasDHW-GasDry-Tier2 | DEER2017 | D17 v3 |  | Any | DMo | MH00 | CZ03 | rDXGF | Household | 1 | 1242 | None | 55.3 | 0.022 | 12.9 | 37.1 | 0.015 | 9.12 | 55.3 | 0.022 | 12.9 | 37.1 | 0.015 | -0.899 | DEER:Res:ClothesDishWasher | Annual | 2 |  | Appl-CW-Top-GasDHW-GasDry-Tier2DEER2017 | Appl-CW-Top-GasDHW-GasDry-Tier2AnyDMoMH00CZ03DEER2017 | 7395
Appl-CW-Top-GasDHW-GasDry-Tier2 | DEER2017 | D17 v3 |  | Any | DMo | MH00 | CZ04 | rDXGF | Household | 1 | 1242 | None | 64 | 0.026 | 13.1 | 43.9 | 0.019 | 9.23 | 64 | 0.026 | 13.1 | 43.9 | 0.019 | -0.906 | DEER:Res:ClothesDishWasher | Annual | 2 |  | Appl-CW-Top-GasDHW-GasDry-Tier2DEER2017 | Appl-CW-Top-GasDHW-GasDry-Tier2AnyDMoMH00CZ04DEER2017 | 7396
Appl-CW-Top-GasDHW-GasDry-Tier2 | DEER2017 | D17 v3 |  | Any | DMo | MH00 | CZ05 | rDXGF | Household | 1 | 1242 | None | 52.4 | 0.018 | 11.7 | 35.6 | 0.012 | 8.25 | 52.4 | 0.018 | 11.7 | 35.6 | 0.012 | -1.17 | DEER:Res:ClothesDishWasher | Annual | 2 |  | Appl-CW-Top-GasDHW-GasDry-Tier2DEER2017 | Appl-CW-Top-GasDHW-GasDry-Tier2AnyDMoMH00CZ05DEER2017 | 7397
Appl-CW-Top-GasDHW-GasDry-Tier2 | DEER2017 | D17 v3 |  | Any | DMo | MH00 | CZ06 | rDXGF | Household | 1 | 1242 | None | 65.4 | 0.017 | 13.4 | 44.1 | 0.011 | 9.42 | 65.4 | 0.017 | 13.4 | 44.1 | 0.011 | -1.16 | DEER:Res:ClothesDishWasher | Annual | 2 |  | Appl-CW-Top-GasDHW-GasDry-Tier2DEER2017 | Appl-CW-Top-GasDHW-GasDry-Tier2AnyDMoMH00CZ06DEER2017 | 7398
Appl-CW-Top-GasDHW-GasDry-Tier2 | DEER2017 | D17 v3 |  | Any | DMo | MH00 | CZ07 | rDXGF | Household | 1 | 1242 | None | 65.7 | 0.017 | 13.7 | 44.8 | 0.011 | 9.68 | 65.7 | 0.017 | 13.7 | 44.8 | 0.011 | -0.437 | DEER:Res:ClothesDishWasher | Annual | 2 |  | Appl-CW-Top-GasDHW-GasDry-Tier2DEER2017 | Appl-CW-Top-GasDHW-GasDry-Tier2AnyDMoMH00CZ07DEER2017 | 7399
Appl-CW-Top-GasDHW-GasDry-Tier2 | DEER2017 | D17 v3 |  | Any | DMo | MH00 | CZ08 | rDXGF | Household | 1 | 1242 | None | 68.6 | 0.017 | 13.7 | 47.3 | 0.012 | 9.6 | 68.6 | 0.017 | 13.7 | 47.3 | 0.012 | -1.65 | DEER:Res:ClothesDishWasher | Annual | 2 |  | Appl-CW-Top-GasDHW-GasDry-Tier2DEER2017 | Appl-CW-Top-GasDHW-GasDry-Tier2AnyDMoMH00CZ08DEER2017 | 7400
Appl-CW-Top-GasDHW-GasDry-Tier2 | DEER2017 | D17 v3 |  | Any | DMo | MH00 | CZ09 | rDXGF | Household | 1 | 1242 | None | 67.1 | 0.019 | 13.4 | 45.7 | 0.013 | 9.44 | 67.1 | 0.019 | 13.4 | 45.7 | 0.013 | -0.972 | DEER:Res:ClothesDishWasher | Annual | 2 |  | Appl-CW-Top-GasDHW-GasDry-Tier2DEER2017 | Appl-CW-Top-GasDHW-GasDry-Tier2AnyDMoMH00CZ09DEER2017 | 7401
Appl-CW-Top-GasDHW-GasDry-Tier2 | DEER2017 | D17 v3 |  | Any | DMo | MH00 | CZ10 | rDXGF | Household | 1 | 1242 | None | 73.7 | 0.019 | 13.5 | 50.4 | 0.013 | 9.51 | 73.7 | 0.019 | 13.5 | 50.4 | 0.013 | -1.45 | DEER:Res:ClothesDishWasher | Annual | 2 |  | Appl-CW-Top-GasDHW-GasDry-Tier2DEER2017 | Appl-CW-Top-GasDHW-GasDry-Tier2AnyDMoMH00CZ10DEER2017 | 7402
Appl-CW-Top-GasDHW-GasDry-Tier2 | DEER2017 | D17 v3 |  | Any | DMo | MH00 | CZ11 | rDXGF | Household | 1 | 1242 | None | 69.7 | 0.021 | 13.2 | 47.3 | 0.014 | 9.26 | 69.7 | 0.021 | 13.2 | 47.3 | 0.014 | -0.755 | DEER:Res:ClothesDishWasher | Annual | 2 |  | Appl-CW-Top-GasDHW-GasDry-Tier2DEER2017 | Appl-CW-Top-GasDHW-GasDry-Tier2AnyDMoMH00CZ11DEER2017 | 7403
Appl-CW-Top-GasDHW-GasDry-Tier2 | DEER2017 | D17 v3 |  | Any | DMo | MH00 | CZ12 | rDXGF | Household | 1 | 1242 | None | 70.2 | 0.02 | 13.1 | 47.5 | 0.014 | 9.23 | 70.2 | 0.02 | 13.1 | 47.5 | 0.014 | -0.618 | DEER:Res:ClothesDishWasher | Annual | 2 |  | Appl-CW-Top-GasDHW-GasDry-Tier2DEER2017 | Appl-CW-Top-GasDHW-GasDry-Tier2AnyDMoMH00CZ12DEER2017 | 7404
Appl-CW-Top-GasDHW-GasDry-Tier2 | DEER2017 | D17 v3 |  | Any | DMo | MH00 | CZ13 | rDXGF | Household | 1 | 1242 | None | 72.9 | 0.02 | 13 | 50 | 0.014 | 9.14 | 72.9 | 0.02 | 13 | 50 | 0.014 | -0.769 | DEER:Res:ClothesDishWasher | Annual | 2 |  | Appl-CW-Top-GasDHW-GasDry-Tier2DEER2017 | Appl-CW-Top-GasDHW-GasDry-Tier2AnyDMoMH00CZ13DEER2017 | 7405
Appl-CW-Top-GasDHW-GasDry-Tier2 | DEER2017 | D17 v3 |  | Any | DMo | MH00 | CZ14 | rDXGF | Household | 1 | 1242 | None | 71.4 | 0.018 | 13.1 | 48.7 | 0.012 | 9.21 | 71.4 | 0.018 | 13.1 | 48.7 | 0.012 | -0.541 | DEER:Res:ClothesDishWasher | Annual | 2 |  | Appl-CW-Top-GasDHW-GasDry-Tier2DEER2017 | Appl-CW-Top-GasDHW-GasDry-Tier2AnyDMoMH00CZ14DEER2017 | 7406
Appl-CW-Top-GasDHW-GasDry-Tier2 | DEER2017 | D17 v3 |  | Any | DMo | MH00 | CZ15 | rDXGF | Household | 1 | 1242 | None | 79.8 | 0.018 | 13.9 | 56 | 0.012 | 9.71 | 79.8 | 0.018 | 13.9 | 56 | 0.012 | -0.96 | DEER:Res:ClothesDishWasher | Annual | 2 |  | Appl-CW-Top-GasDHW-GasDry-Tier2DEER2017 | Appl-CW-Top-GasDHW-GasDry-Tier2AnyDMoMH00CZ15DEER2017 | 7407
Appl-CW-Top-GasDHW-GasDry-Tier2 | DEER2017 | D17 v3 |  | Any | DMo | MH00 | CZ16 | rDXGF | Household | 1 | 1242 | None | 61.7 | 0.022 | 13.8 | 42 | 0.016 | 9.73 | 61.7 | 0.022 | 13.8 | 42 | 0.016 | -0.959 | DEER:Res:ClothesDishWasher | Annual | 2 |  | Appl-CW-Top-GasDHW-GasDry-Tier2DEER2017 | Appl-CW-Top-GasDHW-GasDry-Tier2AnyDMoMH00CZ16DEER2017 | 7408
Appl-CW-Top-GasDHW-GasDry-Tier2 | DEER2017 | D17 v3 |  | Any | DMo | MH06 | CZ01 | rDXGF | Household | 1 | 1242 | None | 48.5 | 0.007 | 12.6 | 33 | 0.005 | 8.93 | 48.5 | 0.007 | 12.6 | 33 | 0.005 | -0.436 | DEER:Res:ClothesDishWasher | Annual | 2 |  | Appl-CW-Top-GasDHW-GasDry-Tier2DEER2017 | Appl-CW-Top-GasDHW-GasDry-Tier2AnyDMoMH06CZ01DEER2017 | 7409
Appl-CW-Top-GasDHW-GasDry-Tier2 | DEER2017 | D17 v3 |  | Any | DMo | MH06 | CZ02 | rDXGF | Household | 1 | 1242 | None | 62 | 0.017 | 13 | 42.3 | 0.011 | 9.2 | 62 | 0.017 | 13 | 42.3 | 0.011 | -1.16 | DEER:Res:ClothesDishWasher | Annual | 2 |  | Appl-CW-Top-GasDHW-GasDry-Tier2DEER2017 | Appl-CW-Top-GasDHW-GasDry-Tier2AnyDMoMH06CZ02DEER2017 | 7410
Appl-CW-Top-GasDHW-GasDry-Tier2 | DEER2017 | D17 v3 |  | Any | DMo | MH06 | CZ03 | rDXGF | Household | 1 | 1242 | None | 58.2 | 0.02 | 14.1 | 41.4 | 0.015 | 9.93 | 58.2 | 0.02 | 14.1 | 41.4 | 0.015 | -0.706 | DEER:Res:ClothesDishWasher | Annual | 2 |  | Appl-CW-Top-GasDHW-GasDry-Tier2DEER2017 | Appl-CW-Top-GasDHW-GasDry-Tier2AnyDMoMH06CZ03DEER2017 | 7411
Appl-CW-Top-GasDHW-GasDry-Tier2 | DEER2017 | D17 v3 |  | Any | DMo | MH06 | CZ04 | rDXGF | Household | 1 | 1242 | None | 62.8 | 0.016 | 13.5 | 43 | 0.011 | 9.48 | 62.8 | 0.016 | 13.5 | 43 | 0.011 | -2.13 | DEER:Res:ClothesDishWasher | Annual | 2 |  | Appl-CW-Top-GasDHW-GasDry-Tier2DEER2017 | Appl-CW-Top-GasDHW-GasDry-Tier2AnyDMoMH06CZ04DEER2017 | 7412
Appl-CW-Top-GasDHW-GasDry-Tier2 | DEER2017 | D17 v3 |  | Any | DMo | MH06 | CZ05 | rDXGF | Household | 1 | 1242 | None | 55.9 | 0.018 | 13 | 37.7 | 0.012 | 9.23 | 55.9 | 0.018 | 13 | 37.7 | 0.012 | -1.02 | DEER:Res:ClothesDishWasher | Annual | 2 |  | Appl-CW-Top-GasDHW-GasDry-Tier2DEER2017 | Appl-CW-Top-GasDHW-GasDry-Tier2AnyDMoMH06CZ05DEER2017 | 7413
Appl-CW-Top-GasDHW-GasDry-Tier2 | DEER2017 | D17 v3 |  | Any | DMo | MH06 | CZ06 | rDXGF | Household | 1 | 1242 | None | 64.6 | 0.016 | 15.2 | 43.9 | 0.011 | 10.7 | 64.6 | 0.016 | 15.2 | 43.9 | 0.011 | -1.02 | DEER:Res:ClothesDishWasher | Annual | 2 |  | Appl-CW-Top-GasDHW-GasDry-Tier2DEER2017 | Appl-CW-Top-GasDHW-GasDry-Tier2AnyDMoMH06CZ06DEER2017 | 7414
Appl-CW-Top-GasDHW-GasDry-Tier2 | DEER2017 | D17 v3 |  | Any | DMo | MH06 | CZ07 | rDXGF | Household | 1 | 1242 | None | 72.2 | 0.015 | 14.7 | 50.2 | 0.01 | 10.4 | 72.2 | 0.015 | 14.7 | 50.2 | 0.01 | -1.2 | DEER:Res:ClothesDishWasher | Annual | 2 |  | Appl-CW-Top-GasDHW-GasDry-Tier2DEER2017 | Appl-CW-Top-GasDHW-GasDry-Tier2AnyDMoMH06CZ07DEER2017 | 7415
Appl-CW-Top-GasDHW-GasDry-Tier2 | DEER2017 | D17 v3 |  | Any | DMo | MH06 | CZ08 | rDXGF | Household | 1 | 1242 | None | 71.2 | 0.015 | 14.2 | 48.4 | 0.01 | 9.98 | 71.2 | 0.015 | 14.2 | 48.4 | 0.01 | -1.45 | DEER:Res:ClothesDishWasher | Annual | 2 |  | Appl-CW-Top-GasDHW-GasDry-Tier2DEER2017 | Appl-CW-Top-GasDHW-GasDry-Tier2AnyDMoMH06CZ08DEER2017 | 7416
Appl-CW-Top-GasDHW-GasDry-Tier2 | DEER2017 | D17 v3 |  | Any | DMo | MH06 | CZ09 | rDXGF | Household | 1 | 1242 | None | 67.5 | 0.016 | 13.9 | 45.9 | 0.011 | 9.79 | 67.5 | 0.016 | 13.9 | 45.9 | 0.011 | -1.76 | DEER:Res:ClothesDishWasher | Annual | 2 |  | Appl-CW-Top-GasDHW-GasDry-Tier2DEER2017 | Appl-CW-Top-GasDHW-GasDry-Tier2AnyDMoMH06CZ09DEER2017 | 7417
Appl-CW-Top-GasDHW-GasDry-Tier2 | DEER2017 | D17 v3 |  | Any | DMo | MH06 | CZ10 | rDXGF | Household | 1 | 1242 | None | 69.2 | 0.014 | 13.5 | 46.5 | 0.01 | 9.51 | 69.2 | 0.014 | 13.5 | 46.5 | 0.01 | -1.76 | DEER:Res:ClothesDishWasher | Annual | 2 |  | Appl-CW-Top-GasDHW-GasDry-Tier2DEER2017 | Appl-CW-Top-GasDHW-GasDry-Tier2AnyDMoMH06CZ10DEER2017 | 7418
Appl-CW-Top-GasDHW-GasDry-Tier2 | DEER2017 | D17 v3 |  | Any | DMo | MH06 | CZ11 | rDXGF | Household | 1 | 1242 | None | 66.3 | 0.018 | 13.5 | 45.4 | 0.013 | 9.52 | 66.3 | 0.018 | 13.5 | 45.4 | 0.013 | -0.634 | DEER:Res:ClothesDishWasher | Annual | 2 |  | Appl-CW-Top-GasDHW-GasDry-Tier2DEER2017 | Appl-CW-Top-GasDHW-GasDry-Tier2AnyDMoMH06CZ11DEER2017 | 7419
Appl-CW-Top-GasDHW-GasDry-Tier2 | DEER2017 | D17 v3 |  | Any | DMo | MH06 | CZ12 | rDXGF | Household | 1 | 1242 | None | 65.8 | 0.016 | 13.2 | 44.4 | 0.011 | 9.28 | 65.8 | 0.016 | 13.2 | 44.4 | 0.011 | -1.83 | DEER:Res:ClothesDishWasher | Annual | 2 |  | Appl-CW-Top-GasDHW-GasDry-Tier2DEER2017 | Appl-CW-Top-GasDHW-GasDry-Tier2AnyDMoMH06CZ12DEER2017 | 7420
Appl-CW-Top-GasDHW-GasDry-Tier2 | DEER2017 | D17 v3 |  | Any | DMo | MH06 | CZ13 | rDXGF | Household | 1 | 1242 | None | 70.4 | 0.015 | 13.4 | 48.5 | 0.01 | 9.4 | 70.4 | 0.015 | 13.4 | 48.5 | 0.01 | -1.23 | DEER:Res:ClothesDishWasher | Annual | 2 |  | Appl-CW-Top-GasDHW-GasDry-Tier2DEER2017 | Appl-CW-Top-GasDHW-GasDry-Tier2AnyDMoMH06CZ13DEER2017 | 7421
Appl-CW-Top-GasDHW-GasDry-Tier2 | DEER2017 | D17 v3 |  | Any | DMo | MH06 | CZ14 | rDXGF | Household | 1 | 1242 | None | 68.5 | 0.015 | 13.3 | 46.9 | 0.01 | 9.37 | 68.5 | 0.015 | 13.3 | 46.9 | 0.01 | -2.37 | DEER:Res:ClothesDishWasher | Annual | 2 |  | Appl-CW-Top-GasDHW-GasDry-Tier2DEER2017 | Appl-CW-Top-GasDHW-GasDry-Tier2AnyDMoMH06CZ14DEER2017 | 7422
Appl-CW-Top-GasDHW-GasDry-Tier2 | DEER2017 | D17 v3 |  | Any | DMo | MH06 | CZ15 | rDXGF | Household | 1 | 1242 | None | 75.8 | 0.015 | 14 | 51.6 | 0.01 | 9.76 | 75.8 | 0.015 | 14 | 51.6 | 0.01 | -1.27 | DEER:Res:ClothesDishWasher | Annual | 2 |  | Appl-CW-Top-GasDHW-GasDry-Tier2DEER2017 | Appl-CW-Top-GasDHW-GasDry-Tier2AnyDMoMH06CZ15DEER2017 | 7423
Appl-CW-Top-GasDHW-GasDry-Tier2 | DEER2017 | D17 v3 |  | Any | DMo | MH06 | CZ16 | rDXGF | Household | 1 | 1242 | None | 57.7 | 0.016 | 13.8 | 39.3 | 0.01 | 9.77 | 57.7 | 0.016 | 13.8 | 39.3 | 0.01 | -1.23 | DEER:Res:ClothesDishWasher | Annual | 2 |  | Appl-CW-Top-GasDHW-GasDry-Tier2DEER2017 | Appl-CW-Top-GasDHW-GasDry-Tier2AnyDMoMH06CZ16DEER2017 | 7424
Appl-CW-Top-GasDHW-GasDry-Tier2 | DEER2017 | D17 v3 |  | Any | DMo | MH15 | CZ01 | rDXGF | Household | 1 | 1242 | None | 49 | 0.007 | 12.9 | 33.4 | 0.004 | 9.13 | 49 | 0.007 | 12.9 | 33.4 | 0.004 | -1.39 | DEER:Res:ClothesDishWasher | Annual | 2 |  | Appl-CW-Top-GasDHW-GasDry-Tier2DEER2017 | Appl-CW-Top-GasDHW-GasDry-Tier2AnyDMoMH15CZ01DEER2017 | 7425
Appl-CW-Top-GasDHW-GasDry-Tier2 | DEER2017 | D17 v3 |  | Any | DMo | MH15 | CZ02 | rDXGF | Household | 1 | 1242 | None | 60.9 | 0.016 | 13.1 | 41.7 | 0.01 | 9.22 | 60.9 | 0.016 | 13.1 | 41.7 | 0.01 | -1.62 | DEER:Res:ClothesDishWasher | Annual | 2 |  | Appl-CW-Top-GasDHW-GasDry-Tier2DEER2017 | Appl-CW-Top-GasDHW-GasDry-Tier2AnyDMoMH15CZ02DEER2017 | 7426
Appl-CW-Top-GasDHW-GasDry-Tier2 | DEER2017 | D17 v3 |  | Any | DMo | MH15 | CZ03 | rDXGF | Household | 1 | 1242 | None | 53.8 | 0.017 | 13.2 | 37 | 0.012 | 9.3 | 53.8 | 0.017 | 13.2 | 37 | 0.012 | -1.86 | DEER:Res:ClothesDishWasher | Annual | 2 |  | Appl-CW-Top-GasDHW-GasDry-Tier2DEER2017 | Appl-CW-Top-GasDHW-GasDry-Tier2AnyDMoMH15CZ03DEER2017 | 7427
Appl-CW-Top-GasDHW-GasDry-Tier2 | DEER2017 | D17 v3 |  | Any | DMo | MH15 | CZ04 | rDXGF | Household | 1 | 1242 | None | 61.9 | 0.015 | 13.3 | 42.7 | 0.01 | 9.37 | 61.9 | 0.015 | 13.3 | 42.7 | 0.01 | -1.88 | DEER:Res:ClothesDishWasher | Annual | 2 |  | Appl-CW-Top-GasDHW-GasDry-Tier2DEER2017 | Appl-CW-Top-GasDHW-GasDry-Tier2AnyDMoMH15CZ04DEER2017 | 7428
Appl-CW-Top-GasDHW-GasDry-Tier2 | DEER2017 | D17 v3 |  | Any | DMo | MH15 | CZ05 | rDXGF | Household | 1 | 1242 | None | 54.9 | 0.017 | 12.8 | 37.4 | 0.011 | 9.06 | 54.9 | 0.017 | 12.8 | 37.4 | 0.011 | -0.839 | DEER:Res:ClothesDishWasher | Annual | 2 |  | Appl-CW-Top-GasDHW-GasDry-Tier2DEER2017 | Appl-CW-Top-GasDHW-GasDry-Tier2AnyDMoMH15CZ05DEER2017 | 7429
Appl-CW-Top-GasDHW-GasDry-Tier2 | DEER2017 | D17 v3 |  | Any | DMo | MH15 | CZ06 | rDXGF | Household | 1 | 1242 | None | 64.3 | 0.013 | 13.6 | 43.2 | 0.009 | 9.56 | 64.3 | 0.013 | 13.6 | 43.2 | 0.009 | -1.95 | DEER:Res:ClothesDishWasher | Annual | 2 |  | Appl-CW-Top-GasDHW-GasDry-Tier2DEER2017 | Appl-CW-Top-GasDHW-GasDry-Tier2AnyDMoMH15CZ06DEER2017 | 7430
Appl-CW-Top-GasDHW-GasDry-Tier2 | DEER2017 | D17 v3 |  | Any | DMo | MH15 | CZ07 | rDXGF | Household | 1 | 1242 | None | 68.4 | 0.013 | 14.6 | 46.9 | 0.009 | 10.3 | 68.4 | 0.013 | 14.6 | 46.9 | 0.009 | -1.46 | DEER:Res:ClothesDishWasher | Annual | 2 |  | Appl-CW-Top-GasDHW-GasDry-Tier2DEER2017 | Appl-CW-Top-GasDHW-GasDry-Tier2AnyDMoMH15CZ07DEER2017 | 7431
Appl-CW-Top-GasDHW-GasDry-Tier2 | DEER2017 | D17 v3 |  | Any | DMo | MH15 | CZ08 | rDXGF | Household | 1 | 1242 | None | 69.4 | 0.015 | 14.2 | 47.3 | 0.01 | 9.95 | 69.4 | 0.015 | 14.2 | 47.3 | 0.01 | -1.35 | DEER:Res:ClothesDishWasher | Annual | 2 |  | Appl-CW-Top-GasDHW-GasDry-Tier2DEER2017 | Appl-CW-Top-GasDHW-GasDry-Tier2AnyDMoMH15CZ08DEER2017 | 7432
Appl-CW-Top-GasDHW-GasDry-Tier2 | DEER2017 | D17 v3 |  | Any | DMo | MH15 | CZ09 | rDXGF | Household | 1 | 1242 | None | 66.3 | 0.014 | 13.9 | 45.1 | 0.01 | 9.75 | 66.3 | 0.014 | 13.9 | 45.1 | 0.01 | -1.81 | DEER:Res:ClothesDishWasher | Annual | 2 |  | Appl-CW-Top-GasDHW-GasDry-Tier2DEER2017 | Appl-CW-Top-GasDHW-GasDry-Tier2AnyDMoMH15CZ09DEER2017 | 7433
Appl-CW-Top-GasDHW-GasDry-Tier2 | DEER2017 | D17 v3 |  | Any | DMo | MH15 | CZ10 | rDXGF | Household | 1 | 1242 | None | 68.4 | 0.013 | 13.7 | 46.2 | 0.009 | 9.61 | 68.4 | 0.013 | 13.7 | 46.2 | 0.009 | -0.895 | DEER:Res:ClothesDishWasher | Annual | 2 |  | Appl-CW-Top-GasDHW-GasDry-Tier2DEER2017 | Appl-CW-Top-GasDHW-GasDry-Tier2AnyDMoMH15CZ10DEER2017 | 7434
Appl-CW-Top-GasDHW-GasDry-Tier2 | DEER2017 | D17 v3 |  | Any | DMo | MH15 | CZ11 | rDXGF | Household | 1 | 1242 | None | 65.1 | 0.013 | 13.3 | 44.3 | 0.009 | 9.36 | 65.1 | 0.013 | 13.3 | 44.3 | 0.009 | -0.846 | DEER:Res:ClothesDishWasher | Annual | 2 |  | Appl-CW-Top-GasDHW-GasDry-Tier2DEER2017 | Appl-CW-Top-GasDHW-GasDry-Tier2AnyDMoMH15CZ11DEER2017 | 7435
Appl-CW-Top-GasDHW-GasDry-Tier2 | DEER2017 | D17 v3 |  | Any | DMo | MH15 | CZ12 | rDXGF | Household | 1 | 1242 | None | 64.1 | 0.016 | 13.3 | 43.5 | 0.011 | 9.41 | 64.1 | 0.016 | 13.3 | 43.5 | 0.011 | -0.914 | DEER:Res:ClothesDishWasher | Annual | 2 |  | Appl-CW-Top-GasDHW-GasDry-Tier2DEER2017 | Appl-CW-Top-GasDHW-GasDry-Tier2AnyDMoMH15CZ12DEER2017 | 7436
Appl-CW-Top-GasDHW-GasDry-Tier2 | DEER2017 | D17 v3 |  | Any | DMo | MH15 | CZ13 | rDXGF | Household | 1 | 1242 | None | 68.6 | 0.015 | 13.5 | 47.2 | 0.01 | 9.47 | 68.6 | 0.015 | 13.5 | 47.2 | 0.01 | -0.909 | DEER:Res:ClothesDishWasher | Annual | 2 |  | Appl-CW-Top-GasDHW-GasDry-Tier2DEER2017 | Appl-CW-Top-GasDHW-GasDry-Tier2AnyDMoMH15CZ13DEER2017 | 7437
Appl-CW-Top-GasDHW-GasDry-Tier2 | DEER2017 | D17 v3 |  | Any | DMo | MH15 | CZ14 | rDXGF | Household | 1 | 1242 | None | 67.1 | 0.014 | 13.2 | 45.9 | 0.01 | 9.3 | 67.1 | 0.014 | 13.2 | 45.9 | 0.01 | -1.17 | DEER:Res:ClothesDishWasher | Annual | 2 |  | Appl-CW-Top-GasDHW-GasDry-Tier2DEER2017 | Appl-CW-Top-GasDHW-GasDry-Tier2AnyDMoMH15CZ14DEER2017 | 7438
Appl-CW-Top-GasDHW-GasDry-Tier2 | DEER2017 | D17 v3 |  | Any | DMo | MH15 | CZ15 | rDXGF | Household | 1 | 1242 | None | 75.2 | 0.015 | 14 | 51.1 | 0.01 | 9.74 | 75.2 | 0.015 | 14 | 51.1 | 0.01 | -1.28 | DEER:Res:ClothesDishWasher | Annual | 2 |  | Appl-CW-Top-GasDHW-GasDry-Tier2DEER2017 | Appl-CW-Top-GasDHW-GasDry-Tier2AnyDMoMH15CZ15DEER2017 | 7439
Appl-CW-Top-GasDHW-GasDry-Tier2 | DEER2017 | D17 v3 |  | Any | DMo | MH15 | CZ16 | rDXGF | Household | 1 | 1242 | None | 57.1 | 0.013 | 13.8 | 39 | 0.008 | 9.75 | 57.1 | 0.013 | 13.8 | 39 | 0.008 | -0.466 | DEER:Res:ClothesDishWasher | Annual | 2 |  | Appl-CW-Top-GasDHW-GasDry-Tier2DEER2017 | Appl-CW-Top-GasDHW-GasDry-Tier2AnyDMoMH15CZ16DEER2017 | 7440
Appl-CW-Top-GasDHW-GasDry-Tier2 | DEER2017 | D17 v3 |  | Any | DMo | MH72 | CZ01 | rDXGF | Household | 1 | 1196 | None | 49.3 | 0.007 | 13.6 | 33.6 | 0.005 | 9.62 | 49.3 | 0.007 | 13.6 | 33.6 | 0.005 | -1.34 | DEER:Res:ClothesDishWasher | Annual | 2 |  | Appl-CW-Top-GasDHW-GasDry-Tier2DEER2017 | Appl-CW-Top-GasDHW-GasDry-Tier2AnyDMoMH72CZ01DEER2017 | 7441
Appl-CW-Top-GasDHW-GasDry-Tier2 | DEER2017 | D17 v3 |  | Any | DMo | MH72 | CZ02 | rDXGF | Household | 1 | 1196 | None | 62 | 0.025 | 13.4 | 42.2 | 0.017 | 9.47 | 62 | 0.025 | 13.4 | 42.2 | 0.017 | -0.942 | DEER:Res:ClothesDishWasher | Annual | 2 |  | Appl-CW-Top-GasDHW-GasDry-Tier2DEER2017 | Appl-CW-Top-GasDHW-GasDry-Tier2AnyDMoMH72CZ02DEER2017 | 7442
Appl-CW-Top-GasDHW-GasDry-Tier2 | DEER2017 | D17 v3 |  | Any | DMo | MH72 | CZ03 | rDXGF | Household | 1 | 1196 | None | 58.5 | 0.021 | 13.5 | 40.4 | 0.014 | 9.52 | 58.5 | 0.021 | 13.5 | 40.4 | 0.014 | -0.894 | DEER:Res:ClothesDishWasher | Annual | 2 |  | Appl-CW-Top-GasDHW-GasDry-Tier2DEER2017 | Appl-CW-Top-GasDHW-GasDry-Tier2AnyDMoMH72CZ03DEER2017 | 7443
Appl-CW-Top-GasDHW-GasDry-Tier2 | DEER2017 | D17 v3 |  | Any | DMo | MH72 | CZ04 | rDXGF | Household | 1 | 1196 | None | 65.3 | 0.019 | 13.7 | 43.8 | 0.014 | 9.64 | 65.3 | 0.019 | 13.7 | 43.8 | 0.014 | -1.3 | DEER:Res:ClothesDishWasher | Annual | 2 |  | Appl-CW-Top-GasDHW-GasDry-Tier2DEER2017 | Appl-CW-Top-GasDHW-GasDry-Tier2AnyDMoMH72CZ04DEER2017 | 7444
Appl-CW-Top-GasDHW-GasDry-Tier2 | DEER2017 | D17 v3 |  | Any | DMo | MH72 | CZ05 | rDXGF | Household | 1 | 1196 | None | 55.7 | 0.025 | 13.1 | 36.2 | 0.012 | 9.18 | 55.7 | 0.025 | 13.1 | 36.2 | 0.012 | -0.746 | DEER:Res:ClothesDishWasher | Annual | 2 |  | Appl-CW-Top-GasDHW-GasDry-Tier2DEER2017 | Appl-CW-Top-GasDHW-GasDry-Tier2AnyDMoMH72CZ05DEER2017 | 7445
Appl-CW-Top-GasDHW-GasDry-Tier2 | DEER2017 | D17 v3 |  | Any | DMo | MH72 | CZ06 | rDXGF | Household | 1 | 1196 | None | 66.8 | 0.016 | 14.1 | 45.4 | 0.011 | 9.93 | 66.8 | 0.016 | 14.1 | 45.4 | 0.011 | -0.676 | DEER:Res:ClothesDishWasher | Annual | 2 |  | Appl-CW-Top-GasDHW-GasDry-Tier2DEER2017 | Appl-CW-Top-GasDHW-GasDry-Tier2AnyDMoMH72CZ06DEER2017 | 7446
Appl-CW-Top-GasDHW-GasDry-Tier2 | DEER2017 | D17 v3 |  | Any | DMo | MH72 | CZ07 | rDXGF | Household | 1 | 1196 | None | 69.3 | 0.016 | 14.1 | 46.2 | 0.013 | 9.89 | 69.3 | 0.016 | 14.1 | 46.2 | 0.013 | -0.619 | DEER:Res:ClothesDishWasher | Annual | 2 |  | Appl-CW-Top-GasDHW-GasDry-Tier2DEER2017 | Appl-CW-Top-GasDHW-GasDry-Tier2AnyDMoMH72CZ07DEER2017 | 7447
Appl-CW-Top-GasDHW-GasDry-Tier2 | DEER2017 | D17 v3 |  | Any | DMo | MH72 | CZ08 | rDXGF | Household | 1 | 1196 | None | 71.2 | 0.018 | 14.1 | 48.4 | 0.012 | 9.89 | 71.2 | 0.018 | 14.1 | 48.4 | 0.012 | -0.772 | DEER:Res:ClothesDishWasher | Annual | 2 |  | Appl-CW-Top-GasDHW-GasDry-Tier2DEER2017 | Appl-CW-Top-GasDHW-GasDry-Tier2AnyDMoMH72CZ08DEER2017 | 7448
Appl-CW-Top-GasDHW-GasDry-Tier2 | DEER2017 | D17 v3 |  | Any | DMo | MH72 | CZ09 | rDXGF | Household | 1 | 1196 | None | 73.6 | 0.017 | 13.9 | 50.5 | 0.011 | 9.8 | 73.6 | 0.017 | 13.9 | 50.5 | 0.011 | -0.521 | DEER:Res:ClothesDishWasher | Annual | 2 |  | Appl-CW-Top-GasDHW-GasDry-Tier2DEER2017 | Appl-CW-Top-GasDHW-GasDry-Tier2AnyDMoMH72CZ09DEER2017 | 7449
Appl-CW-Top-GasDHW-GasDry-Tier2 | DEER2017 | D17 v3 |  | Any | DMo | MH72 | CZ10 | rDXGF | Household | 1 | 1196 | None | 70.5 | 0.018 | 13.9 | 48.2 | 0.012 | 9.8 | 70.5 | 0.018 | 13.9 | 48.2 | 0.012 | -0.956 | DEER:Res:ClothesDishWasher | Annual | 2 |  | Appl-CW-Top-GasDHW-GasDry-Tier2DEER2017 | Appl-CW-Top-GasDHW-GasDry-Tier2AnyDMoMH72CZ10DEER2017 | 7450
Appl-CW-Top-GasDHW-GasDry-Tier2 | DEER2017 | D17 v3 |  | Any | DMo | MH72 | CZ11 | rDXGF | Household | 1 | 1196 | None | 69.2 | 0.019 | 13.6 | 47.1 | 0.013 | 9.58 | 69.2 | 0.019 | 13.6 | 47.1 | 0.013 | -0.97 | DEER:Res:ClothesDishWasher | Annual | 2 |  | Appl-CW-Top-GasDHW-GasDry-Tier2DEER2017 | Appl-CW-Top-GasDHW-GasDry-Tier2AnyDMoMH72CZ11DEER2017 | 7451
Appl-CW-Top-GasDHW-GasDry-Tier2 | DEER2017 | D17 v3 |  | Any | DMo | MH72 | CZ12 | rDXGF | Household | 1 | 1196 | None | 67.4 | 0.022 | 13.4 | 45.2 | 0.015 | 9.45 | 67.4 | 0.022 | 13.4 | 45.2 | 0.015 | -0.44 | DEER:Res:ClothesDishWasher | Annual | 2 |  | Appl-CW-Top-GasDHW-GasDry-Tier2DEER2017 | Appl-CW-Top-GasDHW-GasDry-Tier2AnyDMoMH72CZ12DEER2017 | 7452
Appl-CW-Top-GasDHW-GasDry-Tier2 | DEER2017 | D17 v3 |  | Any | DMo | MH72 | CZ13 | rDXGF | Household | 1 | 1196 | None | 71 | 0.018 | 13.4 | 48.3 | 0.012 | 9.4 | 71 | 0.018 | 13.4 | 48.3 | 0.012 | -1.17 | DEER:Res:ClothesDishWasher | Annual | 2 |  | Appl-CW-Top-GasDHW-GasDry-Tier2DEER2017 | Appl-CW-Top-GasDHW-GasDry-Tier2AnyDMoMH72CZ13DEER2017 | 7453
Appl-CW-Top-GasDHW-GasDry-Tier2 | DEER2017 | D17 v3 |  | Any | DMo | MH72 | CZ14 | rDXGF | Household | 1 | 1196 | None | 71.7 | 0.017 | 13.7 | 48.7 | 0.011 | 9.61 | 71.7 | 0.017 | 13.7 | 48.7 | 0.011 | -0.727 | DEER:Res:ClothesDishWasher | Annual | 2 |  | Appl-CW-Top-GasDHW-GasDry-Tier2DEER2017 | Appl-CW-Top-GasDHW-GasDry-Tier2AnyDMoMH72CZ14DEER2017 | 7454
Appl-CW-Top-GasDHW-GasDry-Tier2 | DEER2017 | D17 v3 |  | Any | DMo | MH72 | CZ15 | rDXGF | Household | 1 | 1196 | None | 78.3 | 0.017 | 14.1 | 53.4 | 0.012 | 9.84 | 78.3 | 0.017 | 14.1 | 53.4 | 0.012 | -1.53 | DEER:Res:ClothesDishWasher | Annual | 2 |  | Appl-CW-Top-GasDHW-GasDry-Tier2DEER2017 | Appl-CW-Top-GasDHW-GasDry-Tier2AnyDMoMH72CZ15DEER2017 | 7455
Appl-CW-Top-GasDHW-GasDry-Tier2 | DEER2017 | D17 v3 |  | Any | DMo | MH72 | CZ16 | rDXGF | Household | 1 | 1196 | None | 63 | 0.016 | 13.5 | 43.3 | 0.011 | 9.54 | 63 | 0.016 | 13.5 | 43.3 | 0.011 | -2.21 | DEER:Res:ClothesDishWasher | Annual | 2 |  | Appl-CW-Top-GasDHW-GasDry-Tier2DEER2017 | Appl-CW-Top-GasDHW-GasDry-Tier2AnyDMoMH72CZ16DEER2017 | 7456