## Pivot_BldgVint
Code | - multiple -
Pct Diff | - multiple -
|  | Data |  |  |  | This table demonstrates weak relationship to building vintage.
DHW_Sys_Type | Vintage | Count | Population EF | Code EF | % Diff
01 - Gas Storage |  | 819 | 0.59057 | 0.61397 | 0.036179
| 1900 - 1969 | 288 | 0.58899 | 0.61573 | 0.042213
| 1970 - 1979 | 140 | 0.59492 | 0.61335 | 0.028226
| 1980 - 1989 | 139 | 0.58924 | 0.60966 | 0.032948
| 1990 - 1994 | 42 | 0.58564 | 0.61207 | 0.04051
| 1995 - 1999 | 54 | 0.59341 | 0.60583 | 0.020558
| 2000 - 2012 | 120 | 0.59146 | 0.61792 | 0.036824
| Dont Know | 36 | 0.58984 | 0.62011 | 0.047535
03 - Electric Storage |  | 61 | 0.91448 | 0.94716 | 0.03451
| 1900 - 1969 | 27 | 0.91704 | 0.94722 | 0.031862
| 1970 - 1979 | 21 | 0.91205 | 0.94686 | 0.036762
| 1980 - 1989 | 7 | 0.90714 | 0.94671 | 0.04179
| 2000 - 2012 | 2 | 0.93 | 0.948 | 0.018978
| Dont Know | 4 | 0.915 | 0.94875 | 0.035587
04 - Gas Instantaneous |  | 33 | 0.81682 | 0.6 | -0.36136
| 1900 - 1969 | 20 | 0.8215 | 0.6 | -0.36917
| 1970 - 1979 | 5 | 0.782 | 0.6 | -0.30333
| 1980 - 1989 | 3 | 0.81167 | 0.6 | -0.35278
| 1990 - 1994 | 1 | 0.84 | 0.6 | -0.4
| 2000 - 2012 | 4 | 0.835 | 0.6 | -0.39167
Total Result |  | 913 | 0.62039 | 0.63572 | 0.021698

## Pivot Final
Code | - multiple -
Pct Diff | - multiple -
DHW_AppAge | - multiple -
|  | Data |  |  |  | Unit age 4 years and older
DHW_Sys_Type | DHW_Cap | Count | Avg of Population | Average of Code | % Diff
01 - Gas Storage |  | 585 | 0.58991 | 0.6145 | 0.037788
| 30 | 36 | 0.59235 | 0.63 | 0.059764
| 40 | 281 | 0.5969 | 0.615 | 0.029435
| 50 | 246 | 0.58729 | 0.6 | 0.021183
| 60 | 4 | 0.565 | 0.754 | 0.25066
| 75 | 18 | 0.51722 | 0.743 | 0.30387
03 - Electric Storage |  | 40 | 0.9155 | 0.9471 | 0.033356
| 30 | 7 | 0.91 | 0.951 | 0.043113
| 40 | 14 | 0.91786 | 0.948 | 0.031796
| 50 | 19 | 0.91579 | 0.945 | 0.030911
04 - Gas Instantaneous |  | 25 | 0.8158 | 0.6 | -0.35967
| -100 | 25 | 0.8158 | 0.6 | -0.35967
Total Result |  | 650 | 0.61863 | 0.63441 | 0.022229

## DHW
ID | SiteID | Vintage | Code | Pct Diff | DHW_ID_Site | DHW_14 | DHW_Sys_Type | DHW_Mfgr | DHW_Mod_N | DHW_5 | DHW_Mfg_Date | DHW_Tank_Wrap | DHW_12 | DHW_13 | DHW_1_Other | DHW_13_Other | DHW_DK | DHW_MFG_Year | DHW_7 | DHW_8 | DHW_9 | DHW_10 | DHW_Mfg_Month | DHW_EN_Factor | DHW_Mfg_Volume | DHW_Mod_N_Clean | DHW_Source | DHW_AppAge | DHW_Est_Mfg_Yr | DHW_EF_Eff_Wt | DHW_Cens_EF_Eff_Wt | DHW_EN_Factor_Bins | DHW_Cap_Bins | DHW_Cap | DHW_Mfr_Yr_Bin | DHW_Gen_Fuel_Type | DHW_CapType_Bins | DHW_Det_Fuel_Type | DHW_Pri_Site
762 | EG06214640 | 1995 - 1999 | -99 | -99 | 1 | -99 | 01 - Gas Storage | Dont Know |  | 6 |  | Yes, Unconditioned Space | Yes, Unconditioned Space | 01 - None |  |  | wrapped tight | -99 | -99 | -100 | -99 | -99 | -99 |  |  |  |  | 6 | 2006 | 3760.4021 | 2500.1778 | Dont Know | Dont Know | -99 | Age 2006 to 2009 | Gas | Storage | Gas | Primary System
763 | EG06239051 | Dont Know | 0.6 | -99 | 1 | 50 | 01 - Gas Storage | whirlpool | UG1H5040T3N | 4 |  | No, Unconditioned Space | Yes, Unconditioned Space | 01 - None |  |  | nameplate | -99 | 40 | -100 | -99 | -99 | -99 |  |  | UG1H5040T3N |  | 4 | 2008 | 2277.5759 | 2065.7406 | Dont Know | 50-59 Gallons | 50 | Age 2006 to 2009 | Gas | Storage | Gas | Primary System
764 | EG06239687 | 2000 - 2012 | 0.615 | -0.02439 | 1 | 40 | 01 - Gas Storage | Bradford white | m4403t6en12 | 9 |  | No, Unconditioned Space | Yes, Unconditioned Space | 01 - None |  |  |  | -99 | 40 | -100 | -100 | -99 | -99 | 0.63 | 40 | m4403t6en12 | CEC_2009 | 9 | 2003 | 7713.0636 | 5507.6668 | 0.60-0.639 EF | 40-49 Gallons | 40 | Age 2000 to 2005 | Gas | Storage | Gas | Primary System
765 | EG06242992 | 1970 - 1979 | 0.63 | 0.068783 | 1 | 30 | 01 - Gas Storage | reliance | 5 30 NORTO | 5 | 01/01/1991 | No, Unconditioned Space | No, Unconditioned Space | 01 - None |  |  | nameplate | 1991 | 30 | -100 | -99 | -99 | -99 | 0.58667 | 30 | 530NORTO | CEC_gwh1 | 21 | 1991 | 13652.6963 | 17645.0596 | 0.56-0.599 EF | 30-39 Gallons | 30 | Age 1990 to 1994 | Gas | Storage | Gas | Primary System
766 | EG06246003 | 2000 - 2012 | 0.615 | 0.089431 | 1 | 40 | 01 - Gas Storage | Rheem | 21IR40DV | 4 |  | No, Unconditioned Space | No, Unconditioned Space | 01 - None |  |  | nameplate | -99 | 30 | -100 | -99 | -99 | -99 | 0.56 | 40 | 21IR40DV | CEC_gwh1 | 4 | 2008 | 13226.4988 | 10175.4825 | 0.56-0.599 EF | 40-49 Gallons | 40 | Age 2006 to 2009 | Gas | Storage | Gas | Primary System
767 | EG06246768 | 1970 - 1979 | -99 | -99 | 1 | 100 | 13 - Common Building | bradford | 100t88b3n | -99 |  | Not Applicable | Yes, Unconditioned Space | 02 - Continuous |  |  | no data | -100 | 85 | -100 | -99 | -100 | -99 |  | 95.15 | 100t88b3n | CEC_gwh1 | -100 | -100 | 5259.41 | 12495.569 | Dont Know | Dont Know | -99 | Dont Know | Unknown | Unknown | Not Applicable | Primary System
768 | EG06249563 | 1900 - 1969 | 0.6 | -99 | 1 | 50 | 01 - Gas Storage | American standard | g-50t1-3-6nat | 2 | 08/01/2008 | No, Unconditioned Space | No, Unconditioned Space | 01 - None |  |  | no data | 2008 | 40 | -100 | -99 | -99 | 8 |  |  | g50t136nat |  | 4 | 2008 | 4318.8369 | 3806.2598 | Dont Know | 50-59 Gallons | 50 | Age 2006 to 2009 | Gas | Storage | Gas | Primary System
769 | EG06260864 | 1970 - 1979 | 0.6 | -0.033333 | 1 | 50 | 01 - Gas Storage | ge | sg50t12avf00 | 3 |  | No, Unconditioned Space | No, Unconditioned Space | 01 - None |  |  | info missing | -99 | 40 | -100 | -99 | -99 | -99 | 0.62 | 50 | sg50t12avf00 | CEC_gwh1 | 3 | 2009 | 8123.9101 | 7059.1261 | 0.60-0.639 EF | 50-59 Gallons | 50 | Age 2006 to 2009 | Gas | Storage | Gas | Primary System
770 | EG06273453 | 1980 - 1989 | 0.615 | 0.053039 | 1 | 40 | 01 - Gas Storage | state | prv40nrt52ch | -99 | 01/01/1989 | No, Unconditioned Space | Yes, Unconditioned Space | 01 - None |  |  |  | 1989 | 35 | -100 | -100 | -99 | -99 | 0.58238 | 39.9683 | prv40nrt52ch | CEC_gwh1 | 23 | 1989 | 24949.6 | 27501.6843 | 0.56-0.599 EF | 40-49 Gallons | 40 | Age 1985 to 1989 | Gas | Storage | Gas | Primary System
771 | EG06291111 | 1980 - 1989 | 0.63 | 0.095238 | 1 | 30 | 01 - Gas Storage | ge | gg30t6xa | 27 | 01/01/2003 | No, Unconditioned Space | No, Unconditioned Space | 03 - Timer |  |  |  | 2003 | 32 | -100 | -99 | 6.7 | 1 | 0.57 | 30 | gg30t6xa | CEC_gwh1 | 9 | 2003 | 15188.4774 | 4657.8784 | 0.56-0.599 EF | 30-39 Gallons | 30 | Age 2000 to 2005 | Gas | Storage | Gas | Primary System
772 | EG06299737 | 1900 - 1969 | #N/A | #N/A | 1 | 38 | 01 - Gas Storage | ge | gg28t06axk00 | 1 |  | No, Unconditioned Space | No, Unconditioned Space | 01 - None |  |  | info not on nameplate | -99 | 30 | -100 | -99 | -99 | -99 | 0.62 | 30 | gg28t06axk00 | CEC_2009 | 1 | 2011 | 15494.6267 | 23148.0315 | 0.60-0.639 EF | 30-39 Gallons | 38 | Age 2010 to 2012 | Gas | Storage | Gas | Primary System
773 | EG06311659 | 2000 - 2012 | 0.743 | -99 | 1 | 75 | 01 - Gas Storage | AO SMITH | FCG 75 300 | 1 | 12/01/2011 | No, Conditioned Space | No, Conditioned Space | 04 - Timer/Temperature |  |  | nameplate | 2011 | 75 | -100 | -99 | -99 | 12 |  |  | FCG75300 |  | 1 | 2011 | 4405.2495 | 2928.9173 | Dont Know | 70-79 Gallons | 75 | Age 2010 to 2012 | Gas | Storage | Gas | Primary System
774 | EG06311659 | 2000 - 2012 | 0.6 | -99 | 2 | 50 | 01 - Gas Storage | AO SMITH | GNR 50200 | 1 |  | No, Unconditioned Space | No, Unconditioned Space | 01 - None |  |  | nameplate | -99 | 40 | -100 | -99 | -99 | -99 |  |  | GNR50200 |  | 1 | 2011 | 0 | 0 | Dont Know | 50-59 Gallons | 50 | Age 2010 to 2012 | Gas | Storage | Gas
775 | EG06323692 | 1900 - 1969 | 0.6 | 0.1 | 1 | 50 | 01 - Gas Storage | ge | pg50t9xa | 7 |  | Yes, Unconditioned Space | No, Unconditioned Space | 01 - None |  |  |  | -99 | 40 | -100 | -100 | 6.7 | -99 | 0.54 | 50 | pg50t9xa | CEC_gwh1 | 7 | 2005 | 8603.319 | 7614.1963 | 0.52-0.559 EF | 50-59 Gallons | 50 | Age 2000 to 2005 | Gas | Storage | Gas | Primary System
776 | EG06328733 | 1980 - 1989 | 0.6 | -0.033333 | 1 | 50 | 01 - Gas Storage | bradford white | m450s6en12 | 8 |  | No, Unconditioned Space | No, Unconditioned Space | 01 - None |  |  | info n/a | -99 | 40 | -100 | -99 | -99 | -99 | 0.62 | 50 | m450s6en12 | CEC_2009 | 8 | 2004 | 4318.2088 | 2871.0466 | 0.60-0.639 EF | 50-59 Gallons | 50 | Age 2000 to 2005 | Gas | Storage | Gas | Primary System
777 | EG06330603 | 2000 - 2012 | 0.6 | -99 | 1 | 50 | 01 - Gas Storage | a.o. smith | fvr 50 100 | 9 | 09/01/2003 | No, Unconditioned Space | Yes, Unconditioned Space | 01 - None |  |  |  | 2003 | 40 | -100 | -99 | 16 | 9 |  |  | fvr50100 |  | 9 | 2003 | 7713.0636 | 5507.6668 | Dont Know | 50-59 Gallons | 50 | Age 2000 to 2005 | Gas | Storage | Gas | Primary System
778 | EG06342256 | 2000 - 2012 | 0.6 | -99 | 1 | -100 | 04 - Gas Instantaneous | takagi | t-m1 | 8 |  | Not Applicable | No, Unconditioned Space | 03 - Timer |  |  |  | -99 | 235 | -100 | -99 | -100 | -99 |  |  | tm1 |  | 8 | 2004 | 2238.1081 | 1174.9507 | Dont Know | Tankless | -100 | Age 2000 to 2005 | Gas | Instantaneous | Gas | Primary System
779 | EG06342256 | 2000 - 2012 | 0.6 | -99 | 2 | -100 | 04 - Gas Instantaneous | takagi | t-m1 | 8 |  | Not Applicable | No, Unconditioned Space | 03 - Timer |  |  | no data | -99 | 235 | -100 | -99 | -100 | -99 |  |  | tm1 |  | 8 | 2004 | 0 | 0 | Dont Know | Tankless | -100 | Age 2000 to 2005 | Gas | Instantaneous | Gas
780 | EG06345219 | 1980 - 1989 | 0.6 | -99 | 1 | 50 | 01 - Gas Storage | Dont Know |  | 5 |  | Yes, Unconditioned Space | Yes, Unconditioned Space | 01 - None |  |  | tank wrapped and strapped | -99 | -99 | -100 | -99 | -99 | -99 |  |  |  |  | 5 | 2007 | 6716.725 | 4796.2114 | Dont Know | 50-59 Gallons | 50 | Age 2006 to 2009 | Gas | Storage | Gas | Primary System
781 | EG06351004 | 1900 - 1969 | 0.615 | 0.04065 | 1 | 40 | 01 - Gas Storage | ge | gg40t06avg01 | 7 | 06/01/2005 | No, Unconditioned Space | Yes, Unconditioned Space | 01 - None |  |  | info not on nameplate | 2005 | 36 | -100 | -99 | -99 | 6 | 0.59 | 40 | gg40t06avg01 | CEC_2009 | 7 | 2005 | 4318.2088 | 2871.0466 | 0.56-0.599 EF | 40-49 Gallons | 40 | Age 2000 to 2005 | Gas | Storage | Gas | Primary System
782 | EG06354490 | 2000 - 2012 | 0.743 | 0.31359 | 1 | 75 | 01 - Gas Storage | Bradford white | m2xr75s6bn | 5 |  | No, Unconditioned Space | Yes, Unconditioned Space | 01 - None |  |  |  | -99 | 76 | -100 | -100 | -99 | -99 | 0.51 | 75 | m2xr75s6bn | CEC_gwh1 | 5 | 2007 | 6716.725 | 4796.2114 | 0.48-0.519 EF | 70-79 Gallons | 75 | Age 2006 to 2009 | Gas | Storage | Gas | Primary System
783 | EG06363494 | 1970 - 1979 | 0.6 | -0.033333 | 1 | 50 | 01 - Gas Storage | ge | sg50t12txk00 | 1 | 05/01/2011 | No, Unconditioned Space | Yes, Unconditioned Space | 01 - None |  |  | info not on nameplate | 2011 | 36 | -100 | -99 | -99 | 5 | 0.62 | 50 | sg50t12txk00 | CEC_2009 | 1 | 2011 | 4724.3048 | 4808.9641 | 0.60-0.639 EF | 50-59 Gallons | 50 | Age 2010 to 2012 | Gas | Storage | Gas | Primary System
784 | EG06365497 | 1970 - 1979 | 0.615 | -0.02439 | 1 | 40 | 01 - Gas Storage | bradford white | m4403t6en12 | 12 |  | No, Unconditioned Space | No, Unconditioned Space | 01 - None |  |  | info n/a | -99 | 40 | -100 | -99 | -99 | -99 | 0.63 | 40 | m4403t6en12 | CEC_2009 | 12 | 2000 | 16358.3855 | 14782.0277 | 0.60-0.639 EF | 40-49 Gallons | 40 | Age 2000 to 2005 | Gas | Storage | Gas | Primary System
785 | EG06378529 | 1970 - 1979 | 0.615 | 0.073171 | 1 | 40 | 01 - Gas Storage | kenmore | 153.330642 | 4 | 01/01/2008 | No, Conditioned Space | No, Conditioned Space | 01 - None |  |  | info not on nameplate | 2008 | 40 | -100 | -99 | -99 | 1 | 0.57 | 30 | 153330642 | CEC_gwh1 | 4 | 2008 | 16122.6269 | 9353.8967 | 0.56-0.599 EF | 40-49 Gallons | 40 | Age 2006 to 2009 | Gas | Storage | Gas | Primary System
786 | EG06388505 | 1990 - 1994 | 0.6 | 0.045833 | 1 | 50 | 01 - Gas Storage | american water heater co. | fg6250t403n0 | 8 | 02/01/2004 | No, Unconditioned Space | Yes, Unconditioned Space | 01 - None |  |  | info not on nameplate | 2004 | 40 | -100 | -99 | -99 | 2 | 0.5725 | 50 | fg6250t403n0 | CEC_gwh1 | 8 | 2004 | 4318.2088 | 2871.0466 | 0.56-0.599 EF | 50-59 Gallons | 50 | Age 2000 to 2005 | Gas | Storage | Gas | Primary System
787 | EX11265530 | 2000 - 2012 | -99 | -99 | 1 | -99 | 01 - Gas Storage | Dont Know |  | 5 |  | No, Unconditioned Space | No, Unconditioned Space | 01 - None |  |  | central hot water | -99 | -99 | -100 | -99 | -99 | -99 |  |  |  |  | 5 | 2007 | 13226.4988 | 29613.2728 | Dont Know | Dont Know | -99 | Age 2006 to 2009 | Gas | Storage | Gas | Primary System
788 | EG06389375 | 1990 - 1994 | 0.615 | -99 | 1 | 40 | 01 - Gas Storage | richmond | 50r40t | 6 |  | No, Unconditioned Space | No, Unconditioned Space | 01 - None |  |  | nameplate | -99 | 34 | -100 | -99 | -99 | -99 |  |  | 50r40t |  | 6 | 2006 | 5151.8937 | 8728.641 | Dont Know | 40-49 Gallons | 40 | Age 2006 to 2009 | Gas | Storage | Gas | Primary System
789 | EG06421828 | 1900 - 1969 | 0.63 | 0.015873 | 1 | 30 | 01 - Gas Storage | ge | gg30t06avg00 | 8 | 10/01/2004 | No, Unconditioned Space | No, Unconditioned Space | 01 - None |  |  | no info | 2004 | 30 | -100 | -99 | -99 | 10 | 0.62 | 30 | gg30t06avg00 | CEC_2009 | 8 | 2004 | 15188.4774 | 14893.5173 | 0.60-0.639 EF | 30-39 Gallons | 30 | Age 2000 to 2005 | Gas | Storage | Gas | Primary System
790 | EG06430253 | 1900 - 1969 | #N/A | #N/A | 1 | 38 | 01 - Gas Storage | ge | pg38t09axk00 | 1 | 08/01/2010 | No, Unconditioned Space | No, Unconditioned Space | 01 - None |  |  |  | 2010 | 38 | -100 | -100 | -99 | 8 | 0.6 | 40 | pg38t09axk00 | CEC_2009 | 2 | 2010 | 16688.1162 | 24770.1922 | 0.60-0.639 EF | 30-39 Gallons | 38 | Age 2010 to 2012 | Gas | Storage | Gas | Primary System
791 | EG06431517 | 1990 - 1994 | 0.6 | 0.11667 | 1 | 50 | 01 - Gas Storage | whirlpool | bfg2j5040t3nov | 4 |  | No, Unconditioned Space | Yes, Unconditioned Space | 01 - None |  |  | label plate | -99 | 40 | -100 | -99 | -99 | -99 | 0.53 | 50 | bfg2j5040t3nov | CEC_gwh1 | 4 | 2008 | 3998.9104 | 2099.3278 | 0.52-0.559 EF | 50-59 Gallons | 50 | Age 2006 to 2009 | Gas | Storage | Gas | Primary System
792 | EG06438286 | 1900 - 1969 | -99 | -99 | 1 | -99 | 01 - Gas Storage | Dont Know |  | 3 |  | Yes, Unconditioned Space | Yes, Unconditioned Space | 01 - None |  |  | unable to remove dhw wrap | -99 | -99 | -100 | -99 | -99 | -99 |  |  |  |  | 3 | 2009 | 4318.8369 | 3806.2598 | Dont Know | Dont Know | -99 | Age 2006 to 2009 | Gas | Storage | Gas | Primary System
793 | EG06442571 | 1900 - 1969 | 0.6 | -0.033333 | 1 | 50 | 01 - Gas Storage | Bradford white | u45036frn | 1 |  | No, Unconditioned Space | No, Unconditioned Space | 01 - None |  |  |  | -99 | 40 | -100 | -100 | -99 | -99 | 0.62 | 50 | u45036frn | CEC_2009 | 1 | 2011 | 5059.4467 | 4458.971 | 0.60-0.639 EF | 50-59 Gallons | 50 | Age 2010 to 2012 | Gas | Storage | Gas | Primary System
794 | EG06451581 | 2000 - 2012 | 0.6 | -99 | 1 | 50 | 01 - Gas Storage | rheem |  | -99 |  | No, Unconditioned Space | Yes, Unconditioned Space | 01 - None |  |  | cannot see nameplate | -99 | -99 | -100 | -99 | -99 | -99 |  |  |  |  | -99 | -99 | 4348.4 | 3105.0617 | Dont Know | 50-59 Gallons | 50 | Dont Know | Gas | Storage | Gas | Primary System
795 | EG06480728 | 1970 - 1979 | 0.615 | 0.056911 | 1 | 40 | 01 - Gas Storage | ge | gg40t6xa | -99 |  | No, Unconditioned Space | No, Unconditioned Space | 01 - None |  |  | not listed | -99 | 34 | -100 | -99 | 6.7 | -99 | 0.58 | 40 | gg40t6xa | CEC_gwh1 | -99 | -99 | 4348.4 | 4133.7246 | 0.56-0.599 EF | 40-49 Gallons | 40 | Dont Know | Gas | Storage | Gas | Primary System
796 | EG06489070 | 1900 - 1969 | 0.63 | -99 | 1 | 30 | 01 - Gas Storage | reliance | NORT971 | 6 | 01/01/1996 | No, Conditioned Space | No, Conditioned Space | 01 - None |  |  | nameplate | 1996 | 30 | -100 | -99 | -99 | -99 |  |  | NORT971 |  | 16 | 1996 | 4827.93 | 2534.5423 | Dont Know | 30-39 Gallons | 30 | Age 1995 to 1999 | Gas | Storage | Gas | Primary System
797 | EG06490214 | 2000 - 2012 | -99 | -99 | 1 | -99 | 01 - Gas Storage | Dont Know |  | 12 |  | No, Unconditioned Space | No, Unconditioned Space | 03 - Timer |  |  |  | -99 | -99 | -100 | -100 | -99 | -99 |  |  |  |  | 12 | 2000 | 6030.4294 | 3873.4741 | Dont Know | Dont Know | -99 | Age 2000 to 2005 | Gas | Storage | Gas | Primary System
798 | EG06490590 | 1995 - 1999 | 0.615 | 0.04065 | 1 | 40 | 01 - Gas Storage | ge | GG40T06AVG00 | 8 | 01/01/2004 | No, Unconditioned Space | No, Unconditioned Space | 01 - None |  |  |  | 2004 | 36 | -100 | -99 | 6.7 | 1 | 0.59 | 40 | GG40T06AVG00 | CEC_2009 | 8 | 2004 | 15188.4774 | 14638.5642 | 0.56-0.599 EF | 40-49 Gallons | 40 | Age 2000 to 2005 | Gas | Storage | Gas | Primary System
799 | EG06493646 | 1900 - 1969 | 0.615 | 0.04065 | 1 | 40 | 01 - Gas Storage | amrican water heater co. | fg6140t403n0 | 8 | 11/01/2004 | Yes, Unconditioned Space | No, Unconditioned Space | 01 - None |  |  | info n/a | 2004 | 40 | -100 | -99 | -99 | 11 | 0.59 | 40 | fg6140t403n0 | CEC_2009 | 8 | 2004 | 20446.2525 | 32529.7915 | 0.56-0.599 EF | 40-49 Gallons | 40 | Age 2000 to 2005 | Gas | Storage | Gas | Primary System
800 | EG06502370 | 2000 - 2012 | 0.743 | 0.28668 | 1 | 75 | 01 - Gas Storage | rheem | 22vr75-70n | 8 | 09/01/2004 | No, Unconditioned Space | Yes, Unconditioned Space | 02 - Continuous |  |  | not listed | 2004 | 70 | -100 | -99 | -99 | 9 | 0.53 | 75 | 22vr7570n | CEC_2009 | 8 | 2004 | 4318.2088 | 2871.0466 | 0.52-0.559 EF | 70-79 Gallons | 75 | Age 2000 to 2005 | Gas | Storage | Gas | Primary System
801 | EG06514302 | 2000 - 2012 | -99 | -99 | 1 | -99 | 01 - Gas Storage | a.o. smith |  | -99 |  | Yes, Unconditioned Space | No, Unconditioned Space | 01 - None |  |  | external wrap | -99 | -99 | -100 | -99 | -99 | -99 |  |  |  |  | -99 | -99 | 2434.48 | 1618.6122 | Dont Know | Dont Know | -99 | Dont Know | Gas | Storage | Gas | Primary System
802 | EG06536583 | 1970 - 1979 | 0.615 | 0.04065 | 1 | 40 | 01 - Gas Storage | bradford white | mi40t6fbn7 | 6 |  | No, Unconditioned Space | No, Unconditioned Space | 01 - None |  |  | info not on nameplate | -99 | 40 | -100 | -99 | -99 | -99 | 0.59 | 40 | mi40t6fbn7 | CEC_2009 | 6 | 2006 | 7491.9812 | 6630.6289 | 0.56-0.599 EF | 40-49 Gallons | 40 | Age 2006 to 2009 | Gas | Storage | Gas | Primary System
803 | EG06566563 | 1900 - 1969 | 0.6 | -99 | 1 | -100 | 04 - Gas Instantaneous | noritz | N-0751M-OD | 4 | 12/01/2008 | Not Applicable | No, Unconditioned Space | 01 - None |  |  |  | 2008 | 199.9 | -100 | -99 | -100 | 12 |  |  | N0751MOD |  | 4 | 2008 | 16122.6269 | 17958.4984 | Dont Know | Tankless | -100 | Age 2006 to 2009 | Gas | Instantaneous | Gas | Primary System
804 | EG06574008 | 1900 - 1969 | -99 | -99 | 1 | 75 | 13 - Common Building | rheem | 21vr75n | 7 | 09/01/2003 | Not Applicable | No, Unconditioned Space | 01 - None | 6 units share 1 gas storage tank |  |  | -100 | 70 | -100 | -99 | -100 | 9 |  | 74.9 | 21vr75n | CEC_gwh1 | -100 | -100 | 9222.38 | 5202.8838 | Dont Know | Dont Know | -99 | Dont Know | Unknown | Unknown | Not Applicable | Primary System
805 | EG06581502 | 1980 - 1989 | 0.615 | 0.04065 | 1 | 40 | 01 - Gas Storage | bradford white | u140t6frn | 1 |  | No, Unconditioned Space | No, Unconditioned Space | 01 - None |  |  | info not on namplate | -99 | 40 | -100 | -99 | -99 | -99 | 0.59 | 40 | u140t6frn | CEC_2009 | 1 | 2011 | 15494.6267 | 7982.3821 | 0.56-0.599 EF | 40-49 Gallons | 40 | Age 2010 to 2012 | Gas | Storage | Gas | Primary System
806 | EG06623107 | 1990 - 1994 | 0.6 | 0.05 | 1 | -99 | 01 - Gas Storage | Bradford white | m-4-503s5sn-8 | 22 | 01/01/1990 | No, Unconditioned Space | No, Unconditioned Space | 01 - None |  |  |  | 1990 | 40 | -100 | -100 | -99 | -99 | 0.57 | 50 | m4503s5sn8 | CEC_gwh1 | 22 | 1990 | 12239.9407 | 8740.1737 | 0.56-0.599 EF | 50-59 Gallons | 50 | Age 1990 to 1994 | Gas | Storage | Gas | Primary System
807 | EG06624091 | 2000 - 2012 | #N/A | #N/A | 1 | 74 | 01 - Gas Storage | a.o. smith | fcg 75 270 | 7 | 01/01/2006 | No, Unconditioned Space | Yes, Unconditioned Space | 03 - Timer |  |  | info not on nameplate | 2006 | 75.1 | -100 | -99 | -99 | 1 |  |  | fcg75270 |  | 6 | 2006 | 4318.8369 | 3806.2598 | Dont Know | 70-79 Gallons | 74 | Age 2006 to 2009 | Gas | Storage | Gas | Primary System
808 | EG06630337 | 1970 - 1979 | 0.615 | -99 | 1 | 40 | 01 - Gas Storage | oa smith | QTVR 40 100 | -99 | 09/01/2004 | No, Unconditioned Space | No, Unconditioned Space | 01 - None |  |  | no data | 2004 | 40 | -100 | -99 | -99 | 9 |  |  | QTVR40100 |  | 8 | 2004 | 13276.4593 | 8036.0417 | Dont Know | 40-49 Gallons | 40 | Age 2000 to 2005 | Gas | Storage | Gas | Primary System
809 | EG06646519 | 1900 - 1969 | 0.615 | -0.0081301 | 1 | 40 | 01 - Gas Storage | ge | sg40t12xa | 8 | 01/01/1998 | No, Conditioned Space | No, Unconditioned Space | 01 - None |  |  |  | 1998 | 40 | -100 | -99 | 19.2 | -99 | 0.62 | 40 | sg40t12xa | CEC_gwh1 | 14 | 1998 | 15968.5022 | 15390.3474 | 0.60-0.639 EF | 40-49 Gallons | 40 | Age 1995 to 1999 | Gas | Storage | Gas | Primary System
810 | EG06655332 | 1900 - 1969 | 0.615 | -99 | 1 | 40 | 01 - Gas Storage | whirlpool | nu40t121-403 | 1 |  | No, Conditioned Space | No, Conditioned Space | 01 - None |  |  | info not on nameplate | -99 | 40 | -100 | -99 | -99 | -99 |  |  | nu40t121403 |  | 1 | 2011 | 8776.7333 | 11343.2526 | Dont Know | 40-49 Gallons | 40 | Age 2010 to 2012 | Gas | Storage | Gas | Primary System
811 | EG06678215 | 1995 - 1999 | 0.6 | 0.002381 | 1 | 50 | 01 - Gas Storage | ao smith | fgr 50 242 | 13 |  | No, Unconditioned Space | Yes, Unconditioned Space | 01 - None |  |  | don't know | -99 | 38 | -100 | -99 | -99 | -99 | 0.59857 | 50 | fgr50242 | CEC_gwh1 | 13 | 1999 | 8109.1784 | 5790.5205 | 0.56-0.599 EF | 50-59 Gallons | 50 | Age 1995 to 1999 | Gas | Storage | Gas | Primary System
812 | EG06684647 | 2000 - 2012 | 0.615 | -99 | 1 | 40 | 01 - Gas Storage | rheem | 41VRP40NT | 11 |  | No, Unconditioned Space | Yes, Unconditioned Space | 01 - None |  |  | not listed | -99 | 40 | -100 | -99 | -99 | -99 |  |  | 41VRP40NT |  | 11 | 2001 | 15188.4774 | 47184.7819 | Dont Know | 40-49 Gallons | 40 | Age 2000 to 2005 | Gas | Storage | Gas | Primary System
813 | EG06685972 | 2000 - 2012 | 0.6 | 0.033333 | 1 | 50 | 01 - Gas Storage | a.o..smith | gcvx50100 | 8 | 06/01/2004 | No, Unconditioned Space | Yes, Unconditioned Space | 01 - None |  |  |  | 2004 | 65 | -100 | -100 | -99 | 6 | 0.58 | 50 | gcvx50100 | CEC_2009 | 8 | 2004 | 2238.1081 | 1174.9507 | 0.56-0.599 EF | 50-59 Gallons | 50 | Age 2000 to 2005 | Gas | Storage | Gas | Primary System
814 | EG06708382 | 1900 - 1969 | 0.615 | 0.04065 | 1 | 40 | 01 - Gas Storage | american | ug6140t403n | 1 |  | No, Conditioned Space | No, Conditioned Space | 01 - None |  |  |  | -99 | 40 | -100 | -100 | -99 | -99 | 0.59 | 40 | ug6140t403n | CEC_2009 | 1 | 2011 | 0 | 0 | 0.56-0.599 EF | 40-49 Gallons | 40 | Age 2010 to 2012 | Gas | Storage | Gas
815 | EG06708382 | 1900 - 1969 | 0.743 | -99 | 2 | 75 | 01 - Gas Storage | national | fsg75870 | -99 |  | Yes, Unconditioned Space | Yes, Unconditioned Space | 01 - None |  |  |  | -99 | 75 | -100 | -100 | -99 | -99 |  |  | fsg75870 |  | -99 | -99 | 2434.48 | 2669.1033 | Dont Know | 70-79 Gallons | 75 | Dont Know | Gas | Storage | Gas | Primary System
816 | EG06720855 | Dont Know | 0.615 | 0.04065 | 1 | -99 | 01 - Gas Storage | ge | gg40t06avg01 | 7 | 06/01/2005 | No, Conditioned Space | No, Conditioned Space | 01 - None |  |  |  | 2005 | -99 | -100 | -100 | -99 | 6 | 0.59 | 40 | gg40t06avg01 | CEC_2009 | 7 | 2005 | 7713.0636 | 5507.6668 | 0.56-0.599 EF | 40-49 Gallons | 40 | Age 2000 to 2005 | Gas | Storage | Gas | Primary System
817 | EG06753778 | 1970 - 1979 | 0.6 | -99 | 1 | 50 | 01 - Gas Storage | american appliance mfg. corp. | gun563 | 25 | 05/01/1988 | No, Unconditioned Space | No, Unconditioned Space | 01 - None |  |  | info not on nameplate | 1988 | 40 | -100 | -99 | -99 | 5 |  |  | gun563 |  | 24 | 1988 | 8114.9333 | 5395.374 | Dont Know | 50-59 Gallons | 50 | Age 1985 to 1989 | Gas | Storage | Gas | Primary System
818 | EG06755249 | 1900 - 1969 | 0.63 | 0.068783 | 1 | 30 | 01 - Gas Storage | reliance | 630nort | -99 | 01/01/2000 | No, Conditioned Space | No, Conditioned Space | 01 - None |  |  | nameplate | 2000 | 30 | -100 | -99 | -99 | -99 | 0.58667 | 30 | 630nort | CEC_gwh1 | 12 | 2000 | 16358.3855 | 7760.8774 | 0.56-0.599 EF | 30-39 Gallons | 30 | Age 2000 to 2005 | Gas | Storage | Gas | Primary System
819 | EG06765935 | 2000 - 2012 | 0.743 | 0.31359 | 1 | 75 | 01 - Gas Storage | bradford white | m2xr75s6bn10 | 8 |  | No, Unconditioned Space | Yes, Unconditioned Space | 01 - None |  |  | info not on nameplate | -99 | 76 | -100 | -99 | -99 | -99 | 0.51 | 75 | m2xr75s6bn10 | CEC_gwh1 | 8 | 2004 | 9328.9863 | 6635.3645 | 0.48-0.519 EF | 70-79 Gallons | 75 | Age 2000 to 2005 | Gas | Storage | Gas | Primary System
820 | EG06768810 | 2000 - 2012 | 0.6 | 0.11667 | 1 | 50 | 01 - Gas Storage | rheem | 42VR50-40F | 8 | 01/01/2005 | No, Unconditioned Space | Yes, Unconditioned Space | 01 - None |  |  | nameplate | 2005 | 40 | -100 | -99 | -99 | 1 | 0.53 | 50 | 42VR5040F | CEC_gwh1 | 7 | 2005 | 7713.0636 | 5507.6668 | 0.52-0.559 EF | 50-59 Gallons | 50 | Age 2000 to 2005 | Gas | Storage | Gas | Primary System
821 | EG06769014 | Dont Know | 0.615 | 0.04065 | 1 | 40 | 01 - Gas Storage | ge | pg40t09avh00 | 7 | 06/01/2005 | No, Unconditioned Space | No, Unconditioned Space | 01 - None |  |  | no info | 2005 | 38 | -100 | -99 | -99 | 6 | 0.59 | 40 | pg40t09avh00 | CEC_2009 | 7 | 2005 | 8603.319 | 11119.1279 | 0.56-0.599 EF | 40-49 Gallons | 40 | Age 2000 to 2005 | Gas | Storage | Gas | Primary System
822 | EG06779686 | 1970 - 1979 | 0.6 | -99 | 1 | 50 | 01 - Gas Storage | Dont Know |  | 3 |  | Yes, Unconditioned Space | No, Unconditioned Space | 01 - None |  |  | unable to get to it | -99 | -99 | -100 | -99 | -99 | -99 |  |  |  |  | 3 | 2009 | 6716.725 | 4796.2114 | Dont Know | 50-59 Gallons | 50 | Age 2006 to 2009 | Gas | Storage | Gas | Primary System
823 | EG06780510 | 2000 - 2012 | 0.6 | -0.033333 | 1 | 50 | 01 - Gas Storage | ao smith | gvr50 100 | 6 | 11/01/2007 | No, Unconditioned Space | Yes, Unconditioned Space | 01 - None |  |  | no data | 2007 | 40 | -100 | -99 | -99 | 11 | 0.62 | 50 | gvr50100 | CEC_2009 | 5 | 2007 | 13226.4988 | 9444.6452 | 0.60-0.639 EF | 50-59 Gallons | 50 | Age 2006 to 2009 | Gas | Storage | Gas | Primary System
824 | EG06815633 | 1900 - 1969 | 0.615 | -0.0081301 | 1 | 40 | 01 - Gas Storage | ge | gg40t06txk00 | 1 | 09/01/2011 | No, Conditioned Space | No, Conditioned Space | 01 - None |  |  |  | 2011 | 38 | -100 | -100 | -99 | 9 | 0.62 | 40 | gg40t06txk00 | CEC_2009 | 1 | 2011 | 4405.2495 | 9863.0679 | 0.60-0.639 EF | 40-49 Gallons | 40 | Age 2010 to 2012 | Gas | Storage | Gas | Primary System
825 | EG06820433 | 1900 - 1969 | 0.6 | -99 | 1 | 50 | 01 - Gas Storage | Bradford white |  | 14 |  | No, Unconditioned Space | No, Unconditioned Space | 01 - None |  |  |  | -99 | 40 | -100 | -100 | -99 | -99 |  |  |  |  | 14 | 1998 | 15968.5022 | 15390.3474 | Dont Know | 50-59 Gallons | 50 | Age 1995 to 1999 | Gas | Storage | Gas | Primary System
826 | EG06848111 | 1900 - 1969 | 0.63 | -99 | 1 | 30 | 01 - Gas Storage | american | gvf90-333t | -99 | 01/01/1993 | No, Conditioned Space | No, Conditioned Space | 01 - None |  |  |  | 1993 | 33 | -100 | -100 | -99 | -99 |  |  | gvf90333t |  | 19 | 1993 | 25959.2919 | 14645.1544 | Dont Know | 30-39 Gallons | 30 | Age 1990 to 1994 | Gas | Storage | Gas | Primary System
827 | EG06854990 | 2000 - 2012 | 0.6 | -0.033333 | 1 | 50 | 01 - Gas Storage | bradford white | m450s6en12 | 9 |  | No, Unconditioned Space | Yes, Unconditioned Space | 01 - None |  |  | nlonp | -99 | 40 | -100 | -99 | -99 | -99 | 0.62 | 50 | m450s6en12 | CEC_2009 | 9 | 2003 | 4959.48 | 4389.2891 | 0.60-0.639 EF | 50-59 Gallons | 50 | Age 2000 to 2005 | Gas | Storage | Gas | Primary System
828 | EG06871532 | 1995 - 1999 | -99 | -99 | 1 | -99 | 01 - Gas Storage | Dont Know |  | -99 |  | Yes, Unconditioned Space | Yes, Unconditioned Space | 01 - None |  |  | wrapped tight | -99 | -99 | -100 | -99 | -99 | -99 |  |  |  |  | -99 | -99 | 8562.82 | 4411.3164 | Dont Know | Dont Know | -99 | Dont Know | Gas | Storage | Gas | Primary System
829 | EG06901601 | 2000 - 2012 | 0.6 | 0.11667 | 1 | 50 | 01 - Gas Storage | rheem | 42vr-50-40f | 7 | 09/01/2005 | No, Unconditioned Space | Yes, Unconditioned Space | 01 - None |  |  | nameplate | 2005 | 40 | -100 | -99 | -99 | 9 | 0.53 | 50 | 42vr5040f | CEC_gwh1 | 7 | 2005 | 7713.0636 | 5507.6668 | 0.52-0.559 EF | 50-59 Gallons | 50 | Age 2000 to 2005 | Gas | Storage | Gas | Primary System
830 | EG06902843 | 1900 - 1969 | 0.615 | 0.089431 | 1 | 40 | 01 - Gas Storage | ge | pg40t9xa | 10 |  | No, Conditioned Space | No, Conditioned Space | 01 - None |  |  |  | -99 | 40 | -100 | -100 | -99 | -99 | 0.56 | 40 | pg40t9xa | CEC_gwh1 | 10 | 2002 | 4318.2088 | 2871.0466 | 0.56-0.599 EF | 40-49 Gallons | 40 | Age 2000 to 2005 | Gas | Storage | Gas | Primary System
831 | EG06911885 | 2000 - 2012 | 0.6 | 0.11667 | 1 | 50 | 01 - Gas Storage | rheem | 42vr50-40f | 7 |  | No, Unconditioned Space | Yes, Unconditioned Space | 01 - None |  |  | info not on nameplate | -99 | 40 | -100 | -99 | -99 | -99 | 0.53 | 50 | 42vr5040f | CEC_gwh1 | 7 | 2005 | 15188.4774 | 10845.6352 | 0.52-0.559 EF | 50-59 Gallons | 50 | Age 2000 to 2005 | Gas | Storage | Gas | Primary System
832 | EG06913430 | 2000 - 2012 | -99 | -99 | 1 | -99 | 01 - Gas Storage | Dont Know |  | 6 |  | Yes, Unconditioned Space | Yes, Unconditioned Space | 03 - Timer |  |  | nameplate covered | -99 | -99 | -100 | -99 | -99 | -99 |  |  |  |  | 6 | 2006 | 3760.4021 | 2500.1778 | Dont Know | Dont Know | -99 | Age 2006 to 2009 | Gas | Storage | Gas | Primary System
833 | EG06927993 | 2000 - 2012 | 0.6 | 0.11667 | 1 | 50 | 01 - Gas Storage | rheem | 42vr50-40f | 6 |  | No, Unconditioned Space | Yes, Unconditioned Space | 01 - None |  |  | info not on nameplate | -99 | 40 | -100 | -99 | -99 | -99 | 0.53 | 50 | 42vr5040f | CEC_gwh1 | 6 | 2006 | 13226.4988 | 9444.6452 | 0.52-0.559 EF | 50-59 Gallons | 50 | Age 2006 to 2009 | Gas | Storage | Gas | Primary System
834 | EG06940339 | 1970 - 1979 | #N/A | #N/A | 1 | 38 | 01 - Gas Storage | ge | gg38t06axk00 | 1 | 05/01/2011 | No, Unconditioned Space | No, Unconditioned Space | 01 - None |  |  |  | 2011 | 38 | -100 | -100 | -99 | 5 | 0.6 | 40 | gg38t06axk00 | CEC_2009 | 1 | 2011 | 4405.2495 | 4829.806 | 0.60-0.639 EF | 30-39 Gallons | 38 | Age 2010 to 2012 | Gas | Storage | Gas | Primary System
835 | EG06955086 | 1900 - 1969 | 0.615 | 0.04065 | 1 | 40 | 01 - Gas Storage | bradford white | u140t6frn | 1 |  | No, Conditioned Space | No, Conditioned Space | 01 - None |  |  |  | -99 | 40 | -100 | -100 | -99 | -99 | 0.59 | 40 | u140t6frn | CEC_2009 | 1 | 2011 | 8776.7333 | 11343.2526 | 0.56-0.599 EF | 40-49 Gallons | 40 | Age 2010 to 2012 | Gas | Storage | Gas | Primary System
836 | PG17031585 | 1900 - 1969 | -99 | -99 | 1 | -99 | 01 - Gas Storage | ge |  | -99 |  | No, Unconditioned Space | No, Unconditioned Space | 01 - None |  |  | no np | -99 | -99 | -100 | -99 | -99 | -99 |  |  |  |  | -99 | -99 | 8122.07 | 14041.0022 | Dont Know | Dont Know | -99 | Dont Know | Gas | Storage | Gas | Primary System
837 | EG06980092 | 2000 - 2012 | 0.743 | 0.28668 | 1 | 75 | 01 - Gas Storage | rheem | 22vr75-70n | 6 | 12/01/2005 | No, Unconditioned Space | Yes, Unconditioned Space | 01 - None |  |  | no information | 2005 | 70 | -100 | -99 | -99 | 12 | 0.53 | 75 | 22vr7570n | CEC_2009 | 7 | 2005 | 4959.48 | 4389.2891 | 0.52-0.559 EF | 70-79 Gallons | 75 | Age 2000 to 2005 | Gas | Storage | Gas | Primary System
838 | EG07019939 | Dont Know | #N/A | #N/A | 1 | 38 | 01 - Gas Storage | ge | gg38t06axk00 | 1 | 11/01/2011 | No, Conditioned Space | No, Conditioned Space | 01 - None |  |  | info not on nameplate | 2011 | 38 | -100 | -99 | -99 | 11 | 0.6 | 40 | gg38t06axk00 | CEC_2009 | 1 | 2011 | 0 | 0 | 0.60-0.639 EF | 30-39 Gallons | 38 | Age 2010 to 2012 | Gas | Storage | Gas
839 | EG07019939 | Dont Know | 0.615 | -0.0081301 | 2 | 40 | 01 - Gas Storage | bradford white | m440t6fbn7 | 6 |  | No, Conditioned Space | No, Conditioned Space | 01 - None |  |  | info not on nameplate | -99 | 40 | -100 | -99 | -99 | -99 | 0.62 | 40 | m440t6fbn7 | CEC_2009 | 6 | 2006 | 13226.4988 | 9444.6452 | 0.60-0.639 EF | 40-49 Gallons | 40 | Age 2006 to 2009 | Gas | Storage | Gas | Primary System
840 | EG07026332 | 2000 - 2012 | 0.6 | -0.05 | 1 | 50 | 01 - Gas Storage | Bradford white | M45036FBN5 | 7 |  | No, Unconditioned Space | Yes, Unconditioned Space | 03 - Timer |  |  | nameplate | -99 | 40 | -100 | -99 | -99 | -99 | 0.63 | 50 | M45036FBN5 | CEC_2009 | 7 | 2005 | 7713.0636 | 5507.6668 | 0.60-0.639 EF | 50-59 Gallons | 50 | Age 2000 to 2005 | Gas | Storage | Gas | Primary System
841 | EG07028797 | 2000 - 2012 | 0.615 | -0.0081301 | 1 | 40 | 01 - Gas Storage | ao smith | gvr 40 100 | 6 | 10/01/2005 | No, Unconditioned Space | Yes, Unconditioned Space | 01 - None |  |  | don't know | 2005 | 40 | -100 | -99 | -99 | 10 | 0.62 | 40 | gvr40100 | CEC_2009 | 7 | 2005 | 9328.9863 | 6635.3645 | 0.60-0.639 EF | 40-49 Gallons | 40 | Age 2000 to 2005 | Gas | Storage | Gas | Primary System
842 | EG07038506 | Dont Know | 0.6 | 0.1 | 1 | -99 | 01 - Gas Storage | ge | pg50t9xa | -99 |  | No, Unconditioned Space | No, Unconditioned Space | 01 - None |  |  | xxx | -99 | 40 | -100 | -99 | 6.7 | -99 | 0.54 | 50 | pg50t9xa | CEC_gwh1 | -99 | -99 | 4850.3 | 4292.6615 | 0.52-0.559 EF | 50-59 Gallons | 50 | Dont Know | Gas | Storage | Gas | Primary System
843 | EG07071450 | 2000 - 2012 | 0.6 | -0.033333 | 1 | 50 | 01 - Gas Storage | Bradford white | m450s6en12 | 12 |  | No, Unconditioned Space | Yes, Unconditioned Space | 01 - None |  |  | no data | -99 | 40 | -100 | -99 | -99 | -99 | 0.62 | 50 | m450s6en12 | CEC_2009 | 12 | 2000 | 4318.2088 | 2871.0466 | 0.60-0.639 EF | 50-59 Gallons | 50 | Age 2000 to 2005 | Gas | Storage | Gas | Primary System
844 | EG07083980 | 1900 - 1969 | 0.63 | 0.031746 | 1 | 30 | 01 - Gas Storage | whirlpool | ug1f3030t3nv | 4 |  | No, Unconditioned Space | No, Unconditioned Space | 01 - None |  |  |  | -99 | 30 | -100 | -100 | -99 | -99 | 0.61 | 30 | ug1f3030t3nv | CEC_2009 | 4 | 2008 | 3760.4021 | 2500.1778 | 0.60-0.639 EF | 30-39 Gallons | 30 | Age 2006 to 2009 | Gas | Storage | Gas | Primary System
845 | EG07085012 | 1970 - 1979 | 0.63 | 0.015873 | 1 | 30 | 01 - Gas Storage | ge | gg30t06avg00 | 8 | 09/01/2004 | No, Unconditioned Space | No, Unconditioned Space | 01 - None |  |  |  | 2004 | 30 | -100 | -100 | -99 | 9 | 0.62 | 30 | gg30t06avg00 | CEC_2009 | 8 | 2004 | 16358.3855 | 31464.0813 | 0.60-0.639 EF | 30-39 Gallons | 30 | Age 2000 to 2005 | Gas | Storage | Gas | Primary System
846 | EG07090127 | 1900 - 1969 | 0.615 | 0.04065 | 1 | 40 | 01 - Gas Storage | bradford white | mi40t6fbn7 | 7 |  | No, Unconditioned Space | No, Unconditioned Space | 01 - None |  |  |  | -99 | 40 | -100 | -100 | -99 | -99 | 0.59 | 40 | mi40t6fbn7 | CEC_2009 | 7 | 2005 | 0 | 0 | 0.56-0.599 EF | 40-49 Gallons | 40 | Age 2000 to 2005 | Gas | Storage | Gas
847 | EG07090127 | 1900 - 1969 | #N/A | #N/A | 2 | 48 | 01 - Gas Storage | ge | pg48t09axk00 | 1 | 10/01/2012 | No, Conditioned Space | No, Conditioned Space | 01 - None |  |  |  | 2012 | 40 | -100 | -100 | -99 | 10 | 0.58 | 50 | pg48t09axk00 | CEC_2009 | 0 | 2012 | 4405.2495 | 2928.9173 | 0.56-0.599 EF | 40-49 Gallons | 48 | Age 2010 to 2012 | Gas | Storage | Gas | Primary System
848 | EG07097810 | 1980 - 1989 | 0.6 | 0.05 | 1 | 50 | 01 - Gas Storage | Bradford white | m45036 fbn | 3 |  | No, Unconditioned Space | No, Unconditioned Space | 01 - None |  |  | data no listed | -99 | 40 | -100 | -99 | -99 | -99 | 0.57 | 50 | m45036fbn | CEC_gwh1 | 3 | 2009 | 6716.725 | 4796.2114 | 0.56-0.599 EF | 50-59 Gallons | 50 | Age 2006 to 2009 | Gas | Storage | Gas | Primary System
849 | EG07137989 | 2000 - 2012 | #N/A | #N/A | 1 | 74 | 01 - Gas Storage | ao smith | fcg75 270 | 6 | 06/01/2006 | Yes, Unconditioned Space | Yes, Unconditioned Space | 01 - None |  |  | no data | 2006 | 75.1 | -100 | -99 | -99 | 6 |  |  | fcg75270 |  | 6 | 2006 | 3760.4021 | 2500.1778 | Dont Know | 70-79 Gallons | 74 | Age 2006 to 2009 | Gas | Storage | Gas | Primary System
850 | PG22944031 | 1900 - 1969 | -99 | -99 | 1 | -99 | 01 - Gas Storage | Dont Know |  | -99 |  | No, Unconditioned Space | No, Unconditioned Space | 01 - None |  |  | access to dhw is closed with nails | -99 | -99 | -100 | -99 | -99 | -99 |  |  |  |  | -99 | -99 | 5242.8 | 4466.5359 | Dont Know | Dont Know | -99 | Dont Know | Gas | Storage | Gas | Primary System
851 | EG07150174 | 1900 - 1969 | 0.615 | -0.0081301 | 1 | 40 | 01 - Gas Storage | Bradford white | m440t6fbn5 | 6 | 03/01/2005 | No, Unconditioned Space | No, Unconditioned Space | 01 - None |  |  | no info | 2005 | 40 | -100 | -99 | -99 | 3 | 0.62 | 40 | m440t6fbn5 | CEC_2009 | 7 | 2005 | 4630.96 | 3293.8313 | 0.60-0.639 EF | 40-49 Gallons | 40 | Age 2000 to 2005 | Gas | Storage | Gas | Primary System
852 | EG07150174 | 1900 - 1969 | #N/A | #N/A | 2 | 28 | 01 - Gas Storage | ge | gg28t06axk00 | 3 | 10/01/2008 | No, Unconditioned Space | Yes, Unconditioned Space | 01 - None |  |  | no info | 2008 | 30 | -100 | -99 | -99 | 10 | 0.62 | 30 | gg28t06axk00 | CEC_2009 | 4 | 2008 | 0 | 0 | 0.60-0.639 EF | 01-29 Gallons | 28 | Age 2006 to 2009 | Gas | Storage | Gas
853 | EG07171419 | 1900 - 1969 | 0.6 | -99 | 1 | 50 | 01 - Gas Storage | whirlpool | UG1H5040T3N | 2 |  | No, Unconditioned Space | No, Unconditioned Space | 01 - None |  |  | not listed on nameplate | -99 | 40 | -100 | -99 | -99 | -99 |  |  | UG1H5040T3N |  | 2 | 2010 | 5059.4467 | 4458.971 | Dont Know | 50-59 Gallons | 50 | Age 2010 to 2012 | Gas | Storage | Gas | Primary System
854 | EG07178441 | 1980 - 1989 | 0.743 | -99 | 1 | 75 | 01 - Gas Storage | ge | gg75to06ask00 | 2 | 01/01/2008 | No, Unconditioned Space | No, Unconditioned Space | 01 - None |  |  |  | 2008 | 75 | -100 | -99 | -99 | 1 |  |  | gg75to06ask00 |  | 4 | 2008 | 3760.4021 | 4122.8113 | Dont Know | 70-79 Gallons | 75 | Age 2006 to 2009 | Gas | Storage | Gas | Primary System
855 | EG07192234 | 1900 - 1969 | 0.6 | 0.1 | 1 | 50 | 01 - Gas Storage | ge | pg50t9xa | 9 | 01/01/2003 | No, Unconditioned Space | No, Unconditioned Space | 01 - None |  |  |  | 2003 | 40 | -100 | -100 | 6.7 | 1 | 0.54 | 50 | pg50t9xa | CEC_gwh1 | 9 | 2003 | 7713.0636 | 5507.6668 | 0.52-0.559 EF | 50-59 Gallons | 50 | Age 2000 to 2005 | Gas | Storage | Gas | Primary System
856 | EG07193838 | 2000 - 2012 | 0.6 | -99 | 1 | 50 | 01 - Gas Storage | rheem | 41vr50n | 10 |  | No, Unconditioned Space | Yes, Unconditioned Space | 03 - Timer |  |  |  | -99 | 40 | -100 | -99 | 19.2 | -99 |  |  | 41vr50n |  | 10 | 2002 | 2238.1081 | 1174.9507 | Dont Know | 50-59 Gallons | 50 | Age 2000 to 2005 | Gas | Storage | Gas | Primary System
857 | EG07231301 | 1970 - 1979 | 0.615 | -99 | 1 | 40 | 01 - Gas Storage | rheem | 21v40-38n | 10 |  | No, Unconditioned Space | No, Unconditioned Space | 01 - None |  |  |  | -99 | 38 | -100 | -99 | 6.7 | -99 |  |  | 21v4038n |  | 10 | 2002 | 9328.9863 | 6635.3645 | Dont Know | 40-49 Gallons | 40 | Age 2000 to 2005 | Gas | Storage | Gas | Primary System
858 | EG07251732 | 1980 - 1989 | #N/A | #N/A | 1 | 38 | 01 - Gas Storage | ge | GG38T06AXK00 | -99 |  | No, Unconditioned Space | Yes, Unconditioned Space | 01 - None |  |  | nameplate | -99 | 38 | -100 | -99 | -99 | -99 | 0.6 | 40 | GG38T06AXK00 | CEC_2009 | -99 | -99 | 2796.01 | 2666.0367 | 0.60-0.639 EF | 30-39 Gallons | 38 | Dont Know | Gas | Storage | Gas | Primary System
859 | EG07267682 | 1980 - 1989 | 0.63 | -99 | 1 | 30 | 01 - Gas Storage | kenmore | 153.333832> | 12 |  | No, Unconditioned Space | No, Unconditioned Space | 01 - None |  |  |  | -99 | 30 | -100 | 0.57 | -99 | -99 |  |  | 153333832> |  | 12 | 2000 | 9328.9863 | 7148.8164 | Dont Know | 30-39 Gallons | 30 | Age 2000 to 2005 | Gas | Storage | Gas | Primary System
860 | EG07280811 | 1900 - 1969 | 0.6 | -99 | 1 | 50 | 01 - Gas Storage | superbo | gvr8503t | -99 |  | No, Unconditioned Space | No, Unconditioned Space | 01 - None |  |  | no info | -99 | 38 | -100 | -99 | -99 | -99 |  |  | gvr8503t |  | -99 | -99 | 4850.3 | 6268.6396 | Dont Know | 50-59 Gallons | 50 | Dont Know | Gas | Storage | Gas | Primary System
861 | EG07281723 | 1900 - 1969 | #N/A | #N/A | 1 | 28 | 01 - Gas Storage | rheem | 22V30FN | 1 | 04/01/2010 | No, Conditioned Space | No, Conditioned Space | 01 - None |  |  | not listed | 2010 | 30 | -100 | -99 | -99 | 4 |  |  | 22V30FN |  | 2 | 2010 | 16688.1162 | 9414.7421 | Dont Know | 01-29 Gallons | 28 | Age 2010 to 2012 | Gas | Storage | Gas | Primary System
862 | EG07314814 | 1980 - 1989 | 0.615 | 0.04065 | 1 | 40 | 01 - Gas Storage | ge | gg40t06avg01 | 1 | 09/01/2011 | No, Conditioned Space | No, Conditioned Space | 01 - None |  |  | info not on nameplate | 2011 | 36 | -100 | -99 | -99 | 9 | 0.59 | 40 | gg40t06avg01 | CEC_2009 | 1 | 2011 | 16688.1162 | 9414.7421 | 0.56-0.599 EF | 40-49 Gallons | 40 | Age 2010 to 2012 | Gas | Storage | Gas | Primary System
863 | EG07319749 | 1990 - 1994 | #N/A | #N/A | 1 | 38 | 01 - Gas Storage | GE | GG38T06AXK00 | 2 | 04/01/2010 | No, Unconditioned Space | No, Unconditioned Space | 01 - None |  |  | nameplate | 2010 | 38 | -100 | -99 | -99 | 4 | 0.6 | 40 | GG38T06AXK00 | CEC_2009 | 2 | 2010 | 4684.6581 | 4553.9417 | 0.60-0.639 EF | 30-39 Gallons | 38 | Age 2010 to 2012 | Gas | Storage | Gas | Primary System
864 | EG07334868 | 2000 - 2012 | 0.6 | 0.033333 | 1 | 50 | 01 - Gas Storage | a.o. smith | gdvs 50 100 | 5 | 07/01/2006 | No, Unconditioned Space | Yes, Unconditioned Space | 03 - Timer |  |  | info not on nameplate | 2006 | 38 | -100 | -99 | -99 | 7 | 0.58 | 50 | gdvs50100 | CEC_2009 | 6 | 2006 | 8123.9101 | 6322.3919 | 0.56-0.599 EF | 50-59 Gallons | 50 | Age 2006 to 2009 | Gas | Storage | Gas | Primary System
865 | EG07335466 | 1970 - 1979 | 0.63 | 0.079365 | 1 | 30 | 01 - Gas Storage | Bradford white | mi30t6en10 | 6 | 02/01/2006 | No, Unconditioned Space | Yes, Unconditioned Space | 01 - None |  |  | no info | 2006 | 32 | -100 | -99 | -99 | 2 | 0.58 | 30 | mi30t6en10 | CEC_gwh1 | 6 | 2006 | 13226.4988 | 36966.701 | 0.56-0.599 EF | 30-39 Gallons | 30 | Age 2006 to 2009 | Gas | Storage | Gas | Primary System
866 | EG07338167 | 1970 - 1979 | 0.615 | -99 | 1 | 40 | 01 - Gas Storage | craftmaster | g1e4034t3n | 15 | 11/01/1994 | No, Conditioned Space | No, Conditioned Space | 01 - None |  |  |  | 1994 | 34 | -100 | -99 | 8.3 | 11 |  |  | g1e4034t3n |  | 18 | 1994 | 21068.5511 | 12752.478 | Dont Know | 40-49 Gallons | 40 | Age 1990 to 1994 | Gas | Storage | Gas | Primary System
867 | EG10165902 | 1970 - 1979 | -99 | -99 | 1 | 100 | 13 - Common Building | Dont Know |  | 1 |  | Not Applicable | No, Unconditioned Space | 01 - None | 20 units share locked no access |  |  | -100 | -99 | -100 | -99 | -100 | -99 |  |  |  |  | -100 | -100 | 9222.38 | 12793.1741 | Dont Know | Dont Know | -99 | Dont Know | Unknown | Unknown | Not Applicable | Primary System
868 | EG07380132 | 1990 - 1994 | 0.615 | 0.04065 | 1 | 40 | 01 - Gas Storage | ge | gg40t06avg01 | -99 | 04/01/2005 | No, Unconditioned Space | No, Unconditioned Space | 01 - None |  |  | no info | 2005 | 36 | -100 | -99 | -99 | 4 | 0.59 | 40 | gg40t06avg01 | CEC_2009 | 7 | 2005 | 15188.4774 | 14638.5642 | 0.56-0.599 EF | 40-49 Gallons | 40 | Age 2000 to 2005 | Gas | Storage | Gas | Primary System
869 | EG07382597 | 2000 - 2012 | 0.6 | -0.05 | 1 | 50 | 01 - Gas Storage | Bradford white | m45036fbn7 | 5 |  | No, Unconditioned Space | Yes, Unconditioned Space | 01 - None |  |  | nameplate | -99 | 40 | -100 | -99 | -99 | -99 | 0.63 | 50 | m45036fbn7 | CEC_2009 | 5 | 2007 | 3998.9104 | 2099.3278 | 0.60-0.639 EF | 50-59 Gallons | 50 | Age 2006 to 2009 | Gas | Storage | Gas | Primary System
870 | EG07391325 | 1980 - 1989 | 0.615 | 0.065041 | 1 | 40 | 01 - Gas Storage | reliance | 5 40 nort971 c | -99 |  | No, Unconditioned Space | No, Unconditioned Space | 01 - None |  |  | not listed | -99 | 32 | -100 | 0.57 | -99 | -99 | 0.575 | 40 | 540nort971c | CEC_gwh1 | -99 | -99 | 2434.48 | 1618.6122 | 0.56-0.599 EF | 40-49 Gallons | 40 | Dont Know | Gas | Storage | Gas | Primary System
871 | EG07443172 | 2000 - 2012 | 0.6 | 0.002381 | 1 | 50 | 01 - Gas Storage | a.o. smith | fgr 50 248 | 10 |  | No, Unconditioned Space | Yes, Unconditioned Space | 01 - None |  |  |  | -99 | 38 | -100 | -99 | 16 | -99 | 0.59857 | 50 | fgr50248 | CEC_gwh1 | 10 | 2002 | 4959.48 | 4389.2891 | 0.56-0.599 EF | 50-59 Gallons | 50 | Age 2000 to 2005 | Gas | Storage | Gas | Primary System
872 | EG07470015 | 1980 - 1989 | 0.6 | -0.033333 | 1 | 50 | 01 - Gas Storage | ge | SG50T12TK00 | 2 | 01/01/2009 | No, Unconditioned Space | Yes, Unconditioned Space | 01 - None |  |  | nameplate | 2009 | 36 | -100 | -99 | -99 | 1 | 0.62 | 50 | SG50T12TK00 | CEC_2009 | 3 | 2009 | 13226.4988 | 9444.6452 | 0.60-0.639 EF | 50-59 Gallons | 50 | Age 2006 to 2009 | Gas | Storage | Gas | Primary System
873 | EG07493559 | 2000 - 2012 | 0.615 | -0.0081301 | 1 | 40 | 01 - Gas Storage | ao smith | gvr40 100 | 8 | 04/01/2004 | No, Unconditioned Space | Yes, Unconditioned Space | 01 - None |  |  | no data | 2004 | 40 | -100 | -99 | -99 | 4 | 0.62 | 40 | gvr40100 | CEC_2009 | 8 | 2004 | 15188.4774 | 13507.3359 | 0.60-0.639 EF | 40-49 Gallons | 40 | Age 2000 to 2005 | Gas | Storage | Gas | Primary System
874 | EG07528056 | 1900 - 1969 | 0.6 | 0.066667 | 1 | 50 | 01 - Gas Storage | reliance | 8 50 nkrt0 c | 15 |  | No, Unconditioned Space | No, Unconditioned Space | 01 - None |  |  | info not on nameplate | -99 | 36 | -100 | -99 | -99 | -99 | 0.56 | 50 | 850nkrt0c | CEC_gwh1 | 15 | 1997 | 5214.1808 | 6738.9275 | 0.56-0.599 EF | 50-59 Gallons | 50 | Age 1995 to 1999 | Gas | Storage | Gas | Primary System
875 | EG07530576 | 1970 - 1979 | 0.615 | 0.065041 | 1 | 40 | 01 - Gas Storage | reliance | 540nort971 | -99 |  | No, Unconditioned Space | No, Unconditioned Space | 01 - None |  |  |  | -99 | 32 | -100 | -100 | -99 | -99 | 0.575 | 40 | 540nort971 | CEC_gwh1 | -99 | -99 | 2434.48 | 1618.6122 | 0.56-0.599 EF | 40-49 Gallons | 40 | Dont Know | Gas | Storage | Gas | Primary System
876 | EG07544851 | 1980 - 1989 | 0.615 | -99 | 1 | 40 | 01 - Gas Storage | hoyt | n40ffhmev | -99 |  | No, Unconditioned Space | Yes, Unconditioned Space | 01 - None |  |  |  | -99 | 32 | -100 | -100 | 16.17 | -99 |  |  | n40ffhmev |  | -99 | -99 | 4850.3 | 4017.6905 | Dont Know | 40-49 Gallons | 40 | Dont Know | Gas | Storage | Gas | Primary System
877 | EG07579499 | 2000 - 2012 | 0.6 | -99 | 1 | 50 | 01 - Gas Storage | whirlpool | UG1H5040T3N | 1 |  | Yes, Unconditioned Space | Yes, Unconditioned Space | 01 - None |  |  | limited access | -99 | 40 | -100 | -99 | -99 | -99 |  |  | UG1H5040T3N |  | 1 | 2011 | 7868.5333 | 5618.6831 | Dont Know | 50-59 Gallons | 50 | Age 2010 to 2012 | Gas | Storage | Gas | Primary System
878 | EG07621925 | 1900 - 1969 | 0.615 | -0.02439 | 1 | 40 | 01 - Gas Storage | Dont Know | 153.334451 | 15 |  | Yes, Unconditioned Space | No, Unconditioned Space | 01 - None |  |  |  | -99 | 35.5 | -100 | -100 | -99 | -99 | 0.63 | 40 | 153334451 | CEC_2009 | 15 | 1997 | 5214.1808 | 4595.3407 | 0.60-0.639 EF | 40-49 Gallons | 40 | Age 1995 to 1999 | Gas | Storage | Gas | Primary System
879 | EG07703919 | 1900 - 1969 | 0.63 | -99 | 1 | 30 | 01 - Gas Storage | reliance | 530nrt6cfj | 15 | 01/01/1991 | No, Unconditioned Space | No, Unconditioned Space | 01 - None |  |  |  | 1991 | 33.5 | -100 | -100 | -99 | -99 |  |  | 530nrt6cfj |  | 21 | 1991 | 12239.9407 | 8740.1737 | Dont Know | 30-39 Gallons | 30 | Age 1990 to 1994 | Gas | Storage | Gas | Primary System
880 | EG07721664 | 2000 - 2012 | #N/A | #N/A | 1 | 74 | 01 - Gas Storage | a.o. smith | fcg 75 270 | 6 | 01/01/2007 | No, Unconditioned Space | Yes, Unconditioned Space | 01 - None |  |  | nameplate | 2007 | 75 | -100 | -99 | -99 | 1 |  |  | fcg75270 |  | 5 | 2007 | 3760.4021 | 2500.1778 | Dont Know | 70-79 Gallons | 74 | Age 2006 to 2009 | Gas | Storage | Gas | Primary System
881 | EG07733897 | 1900 - 1969 | 0.615 | 0.056911 | 1 | 40 | 01 - Gas Storage | ge | gg40t6ta | 6 |  | No, Unconditioned Space | No, Unconditioned Space | 01 - None |  |  | missing info | -99 | 40 | -100 | -99 | -99 | -99 | 0.58 | 40 | gg40t6ta | CEC_gwh1 | 6 | 2006 | 3760.4021 | 2500.1778 | 0.56-0.599 EF | 40-49 Gallons | 40 | Age 2006 to 2009 | Gas | Storage | Gas | Primary System
882 | EG07736558 | 1995 - 1999 | 0.6 | 0.11667 | 1 | 50 | 01 - Gas Storage | rheem | 4vr50-40tf | 12 |  | No, Unconditioned Space | Yes, Unconditioned Space | 01 - None |  |  |  | -99 | 40 | -100 | -99 | 19.2 | -99 | 0.53 | 50 | 4vr5040tf | CEC_gwh1 | 12 | 2000 | 4959.48 | 6409.7464 | 0.52-0.559 EF | 50-59 Gallons | 50 | Age 2000 to 2005 | Gas | Storage | Gas | Primary System
883 | EG07751189 | 2000 - 2012 | 0.6 | -0.05 | 1 | 50 | 01 - Gas Storage | bradford white | m45036fbn7 | 6 |  | No, Unconditioned Space | No, Unconditioned Space | 01 - None |  |  | nlonp | -99 | 40 | -100 | -99 | -99 | -99 | 0.63 | 50 | m45036fbn7 | CEC_2009 | 6 | 2006 | 6716.725 | 4796.2114 | 0.60-0.639 EF | 50-59 Gallons | 50 | Age 2006 to 2009 | Gas | Storage | Gas | Primary System
884 | EG07780192 | 2000 - 2012 | 0.6 | -0.05 | 1 | 50 | 01 - Gas Storage | Bradford White | M45036FBN5 | 7 |  | No, Unconditioned Space | No, Unconditioned Space | 01 - None |  |  | nameplate | -99 | 40 | -100 | -99 | -99 | -99 | 0.63 | 50 | M45036FBN5 | CEC_2009 | 7 | 2005 | 15188.4774 | 10845.6352 | 0.60-0.639 EF | 50-59 Gallons | 50 | Age 2000 to 2005 | Gas | Storage | Gas | Primary System
885 | EG07811166 | 1970 - 1979 | 0.615 | -0.0081301 | 1 | 40 | 01 - Gas Storage | ge | sg40t12txk00 | 2 | 05/01/2010 | No, Unconditioned Space | No, Unconditioned Space | 01 - None |  |  |  | 2010 | 38 | -100 | -100 | -99 | 5 | 0.62 | 40 | sg40t12txk00 | CEC_2009 | 2 | 2010 | 5059.4467 | 3285.7024 | 0.60-0.639 EF | 40-49 Gallons | 40 | Age 2010 to 2012 | Gas | Storage | Gas | Primary System
886 | EG07843007 | 1995 - 1999 | 0.6 | 0 | 1 | 50 | 01 - Gas Storage | american | ug6250t403n | 1 |  | No, Unconditioned Space | No, Unconditioned Space | 01 - None |  |  |  | -99 | 40 | -100 | -100 | -99 | -99 | 0.6 | 50 | ug6250t403n | CEC_2009 | 1 | 2011 | 4684.6581 | 4226.8623 | 0.60-0.639 EF | 50-59 Gallons | 50 | Age 2010 to 2012 | Gas | Storage | Gas | Primary System
887 | EG07900744 | 1980 - 1989 | 0.615 | 0.04065 | 1 | 40 | 01 - Gas Storage | ge | pg40t09avg00 | -99 | 02/01/2004 | No, Unconditioned Space | No, Unconditioned Space | 01 - None |  |  | info not available | 2004 | 40 | -100 | -99 | -99 | 2 | 0.59 | 40 | pg40t09avg00 | CEC_2009 | 8 | 2004 | 8603.319 | 10406.8803 | 0.56-0.599 EF | 40-49 Gallons | 40 | Age 2000 to 2005 | Gas | Storage | Gas | Primary System
888 | EG07912852 | 1900 - 1969 | 0.6 | -0.033333 | 1 | 50 | 01 - Gas Storage | ge | sg50t12txk00 | 4 | 08/01/2009 | No, Conditioned Space | No, Conditioned Space | 01 - None |  |  | not listed | 2009 | 36 | -100 | -99 | -99 | 8 | 0.62 | 50 | sg50t12txk00 | CEC_2009 | 3 | 2009 | 9247.2671 | 13569.7201 | 0.60-0.639 EF | 50-59 Gallons | 50 | Age 2006 to 2009 | Gas | Storage | Gas | Primary System
889 | EG07968664 | 2000 - 2012 | 0.6 | 0.033333 | 1 | 50 | 01 - Gas Storage | state select | gs650ybrt | 5 | 07/01/2007 | No, Unconditioned Space | Yes, Unconditioned Space | 01 - None |  |  | info not on nameplate | 2007 | 40 | -100 | -99 | -99 | 7 | 0.58 | 50 | gs650ybrt | CEC_2009 | 5 | 2007 | 4032.7536 | 2868.3491 | 0.56-0.599 EF | 50-59 Gallons | 50 | Age 2006 to 2009 | Gas | Storage | Gas | Primary System
890 | EG08052112 | 2000 - 2012 | 0.6 | 0.11667 | 1 | 50 | 01 - Gas Storage | rheem | 42vr50-40fsq | 6 | 03/01/2007 | No, Unconditioned Space | Yes, Unconditioned Space | 01 - None |  |  | no info | 2007 | 40 | -100 | -99 | -99 | 3 | 0.53 | 50 | 42vr5040fsq | CEC_gwh1 | 5 | 2007 | 6716.725 | 4796.2114 | 0.52-0.559 EF | 50-59 Gallons | 50 | Age 2006 to 2009 | Gas | Storage | Gas | Primary System
891 | EG08060039 | 1990 - 1994 | 0.6 | 0.1 | 1 | 50 | 01 - Gas Storage | ge | pg50t9xa | 10 |  | No, Unconditioned Space | No, Unconditioned Space | 01 - None |  |  |  | -99 | 40 | -100 | -99 | 6.7 | -99 | 0.54 | 50 | pg50t9xa | CEC_gwh1 | 10 | 2002 | 16358.3855 | 14782.0277 | 0.52-0.559 EF | 50-59 Gallons | 50 | Age 2000 to 2005 | Gas | Storage | Gas | Primary System
892 | EG08095862 | 1970 - 1979 | 0.615 | -99 | 1 | 40 | 01 - Gas Storage | american water heaters | g51-40t34-3n | -99 |  | No, Conditioned Space | No, Conditioned Space | 01 - None |  |  | not listed | -99 | 34 | -100 | -99 | -99 | -99 |  |  | g5140t343n |  | -99 | -99 | 5259.41 | 3740.8247 | Dont Know | 40-49 Gallons | 40 | Dont Know | Gas | Storage | Gas | Primary System
893 | EG08115202 | 1900 - 1969 | 0.6 | 0.033333 | 1 | 50 | 01 - Gas Storage | ge | pg50t09aqj00 | 5 | 09/01/2007 | No, Conditioned Space | No, Conditioned Space | 01 - None |  |  |  | 2007 | 38 | -100 | -100 | -99 | 9 | 0.58 | 50 | pg50t09aqj00 | CEC_2009 | 5 | 2007 | 3760.4021 | 2500.1778 | 0.56-0.599 EF | 50-59 Gallons | 50 | Age 2006 to 2009 | Gas | Storage | Gas | Primary System
894 | EG08115202 | 1900 - 1969 | #N/A | #N/A | 2 | 28 | 01 - Gas Storage | ge | gg28t06axk00 | 1 | 03/01/2012 | No, Unconditioned Space | No, Unconditioned Space | 01 - None |  |  |  | 2012 | 30 | -100 | -100 | -99 | 3 | 0.62 | 30 | gg28t06axk00 | CEC_2009 | 0 | 2012 | 0 | 0 | 0.60-0.639 EF | 01-29 Gallons | 28 | Age 2010 to 2012 | Gas | Storage | Gas
895 | EG08143702 | 1900 - 1969 | 0.6 | 0.083333 | 1 | 50 | 01 - Gas Storage | sabh water heater group | g51-50t40-3nv | -99 |  | No, Unconditioned Space | No, Unconditioned Space | 01 - None |  |  | not listed | -99 | 40 | -100 | -99 | 8.3 | -99 | 0.55 | 50 | g5150t403nv | CEC_gwh1 | -99 | -99 | 4348.4 | 3105.0617 | 0.52-0.559 EF | 50-59 Gallons | 50 | Dont Know | Gas | Storage | Gas | Primary System
896 | EG08155892 | 1980 - 1989 | 0.6 | 0.083333 | 1 | 50 | 01 - Gas Storage | american water heater co. | g61-50t40-3n | 12 | 01/01/2000 | No, Conditioned Space | No, Conditioned Space | 01 - None |  |  | info n/a | 2000 | 40 | -100 | -99 | -99 | 1 | 0.55 | 50 | g6150t403n | CEC_gwh1 | 12 | 2000 | 18514.2084 | 10741.4253 | 0.52-0.559 EF | 50-59 Gallons | 50 | Age 2000 to 2005 | Gas | Storage | Gas | Primary System
897 | EG08172683 | 1980 - 1989 | 0.615 | -99 | 1 | 40 | 01 - Gas Storage | reliance | 8 40 nart0 c | 10 |  | No, Unconditioned Space | No, Unconditioned Space | 01 - None |  |  |  | -99 | 40 | -100 | -100 | -99 | -99 |  |  | 840nart0c |  | 10 | 2002 | 15188.4774 | 14893.5173 | Dont Know | 40-49 Gallons | 40 | Age 2000 to 2005 | Gas | Storage | Gas | Primary System
898 | EG08225237 | 1900 - 1969 | -99 | -99 | 1 | -99 | 01 - Gas Storage | reliance |  | -99 |  | No, Unconditioned Space | No, Unconditioned Space | 01 - None |  |  |  | -99 | -99 | -100 | -100 | -99 | -99 |  |  |  |  | -99 | -99 | 4850.3 | 6268.6396 | Dont Know | Dont Know | -99 | Dont Know | Gas | Storage | Gas | Primary System
899 | EG08276964 | 2000 - 2012 | 0.6 | -99 | 1 | 50 | 01 - Gas Storage | rheem | 41vr50n | 5 |  | No, Unconditioned Space | Yes, Unconditioned Space | 01 - None |  |  | nameplate | -99 | 40 | -100 | -99 | -99 | -99 |  |  | 41vr50n |  | 5 | 2007 | 3760.4021 | 4122.8113 | Dont Know | 50-59 Gallons | 50 | Age 2006 to 2009 | Gas | Storage | Gas | Primary System
900 | EG08317486 | 1995 - 1999 | 0.6 | -99 | 1 | 50 | 01 - Gas Storage | rheem | 41vr50n | -99 |  | No, Unconditioned Space | No, Unconditioned Space | 01 - None |  |  |  | -99 | 40 | -100 | -100 | 19.2 | -99 |  |  | 41vr50n |  | -99 | -99 | 4348.4 | 3105.0617 | Dont Know | 50-59 Gallons | 50 | Dont Know | Gas | Storage | Gas | Primary System
901 | EG08317486 | 1995 - 1999 | 0.6 | -99 | 2 | 50 | 01 - Gas Storage | rheem | 41vr50n | -99 |  | No, Unconditioned Space | No, Unconditioned Space | 03 - Timer |  |  |  | -99 | 40 | -100 | -100 | 19.2 | -99 |  |  | 41vr50n |  | -99 | -99 | 0 | 0 | Dont Know | 50-59 Gallons | 50 | Dont Know | Gas | Storage | Gas
902 | EG10541081 | 1900 - 1969 | -99 | -99 | 1 | -99 | 01 - Gas Storage | Dont Know |  | -99 |  | No, Unconditioned Space | No, Unconditioned Space | 01 - None |  |  |  | -99 | -99 | -100 | -100 | -99 | -99 |  |  |  |  | -99 | -99 | 8562.82 | 8252.795 | Dont Know | Dont Know | -99 | Dont Know | Gas | Storage | Gas | Primary System
903 | EG08318830 | 1990 - 1994 | 0.615 | -99 | 1 | 40 | 01 - Gas Storage | whirlpool | nu40t61-403 | 1 |  | No, Unconditioned Space | No, Unconditioned Space | 01 - None |  |  | label plate | -99 | 40 | -100 | -99 | -99 | -99 |  |  | nu40t61403 |  | 1 | 2011 | 7868.5333 | 5618.6831 | Dont Know | 40-49 Gallons | 40 | Age 2010 to 2012 | Gas | Storage | Gas | Primary System
904 | EG08329935 | 1900 - 1969 | 0.615 | 0.04065 | 1 | 40 | 01 - Gas Storage | ge | GG40T06AVG00 | 6 | 08/01/2006 | No, Conditioned Space | No, Conditioned Space | 01 - None |  |  |  | 2006 | 36 | -100 | -100 | -99 | 8 | 0.59 | 40 | GG40T06AVG00 | CEC_2009 | 6 | 2006 | 14245.2834 | 6758.3624 | 0.56-0.599 EF | 40-49 Gallons | 40 | Age 2006 to 2009 | Gas | Storage | Gas | Primary System
905 | EG08332471 | 2000 - 2012 | 0.743 | -99 | 1 | 75 | 01 - Gas Storage | a.o. smith | fcg 75 300 | 4 | 12/01/2008 | No, Unconditioned Space | Yes, Unconditioned Space | 01 - None |  |  | info not on nameplate | 2008 | 75.1 | -100 | -99 | -99 | 12 |  |  | fcg75300 |  | 4 | 2008 | 3760.4021 | 2500.1778 | Dont Know | 70-79 Gallons | 75 | Age 2006 to 2009 | Gas | Storage | Gas | Primary System
906 | EG08351283 | 2000 - 2012 | 0.6 | 0.11667 | 1 | 50 | 01 - Gas Storage | rheem | 42vr50-40fsq | 5 | 01/01/2007 | No, Unconditioned Space | Yes, Unconditioned Space | 01 - None |  |  | nameplate | 2007 | 40 | -100 | -99 | -99 | 1 | 0.53 | 50 | 42vr5040fsq | CEC_gwh1 | 5 | 2007 | 4318.8369 | 5581.7644 | 0.52-0.559 EF | 50-59 Gallons | 50 | Age 2006 to 2009 | Gas | Storage | Gas | Primary System
907 | EG08367368 | 1980 - 1989 | 0.6 | 0.083333 | 1 | 50 | 01 - Gas Storage | Bradford white | mi5036fbn | 2 |  | No, Unconditioned Space | No, Unconditioned Space | 01 - None |  |  | no data given | -99 | 40 | -100 | -99 | -99 | -99 | 0.55 | 50 | mi5036fbn | CEC_gwh1 | 2 | 2010 | 4405.2495 | 2928.9173 | 0.52-0.559 EF | 50-59 Gallons | 50 | Age 2010 to 2012 | Gas | Storage | Gas | Primary System
908 | EG08416448 | 1900 - 1969 | 0.6 | -99 | 1 | -100 | 04 - Gas Instantaneous | rheem | ec0200xn | 5 |  | Not Applicable | No, Unconditioned Space | 01 - None |  |  |  | -99 | 199 | -100 | -100 | -100 | -99 |  |  | ec0200xn |  | 5 | 2007 | 13226.4988 | 12747.6208 | Dont Know | Tankless | -100 | Age 2006 to 2009 | Gas | Instantaneous | Gas | Primary System
909 | EG08419065 | 2000 - 2012 | 0.6 | 0.11667 | 1 | 50 | 01 - Gas Storage | rheem | 42vr50-40fsq | 4 |  | No, Unconditioned Space | Yes, Unconditioned Space | 01 - None |  |  | no data | -99 | 40 | -100 | -99 | -99 | -99 | 0.53 | 50 | 42vr5040fsq | CEC_gwh1 | 4 | 2008 | 6716.725 | 4796.2114 | 0.52-0.559 EF | 50-59 Gallons | 50 | Age 2006 to 2009 | Gas | Storage | Gas | Primary System
910 | EG08432114 | 1900 - 1969 | 0.615 | -0.0081301 | 1 | 40 | 01 - Gas Storage | ao smith | gvr40100 | 4 | 01/01/2008 | No, Unconditioned Space | Yes, Unconditioned Space | 01 - None |  |  |  | 2008 | 40 | -100 | -100 | -99 | -99 | 0.62 | 40 | gvr40100 | CEC_2009 | 4 | 2008 | 14245.2834 | 6758.3624 | 0.60-0.639 EF | 40-49 Gallons | 40 | Age 2006 to 2009 | Gas | Storage | Gas | Primary System
911 | EG08447448 | 2000 - 2012 | #N/A | #N/A | 1 | 38 | 01 - Gas Storage | ge | geun0210u18112 | 2 | 02/01/2010 | Yes, Unconditioned Space | No, Unconditioned Space | 01 - None |  |  | not on label | 2010 | 38 | -100 | -99 | -99 | 2 |  |  | geun0210u18112 |  | 2 | 2010 | 16688.1162 | 15079.9842 | Dont Know | 30-39 Gallons | 38 | Age 2010 to 2012 | Gas | Storage | Gas | Primary System
912 | EG08458333 | 1900 - 1969 | -99 | -99 | 1 | -99 | 01 - Gas Storage | Dont Know |  | -99 |  | No, Unconditioned Space | No, Unconditioned Space | 01 - None |  |  | could not seee nameplate, inside wooden enclosure | -99 | -99 | -100 | -99 | -99 | -99 |  |  |  |  | -99 | -99 | 2796.01 | 2464.1682 | Dont Know | Dont Know | -99 | Dont Know | Gas | Storage | Gas | Primary System
913 | EG08520880 | 1900 - 1969 | 0.6 | 0.1 | 1 | 50 | 01 - Gas Storage | ge | pg50t9xa | 14 |  | No, Unconditioned Space | No, Unconditioned Space | 01 - None |  |  |  | -99 | 40 | -100 | -99 | 6.7 | -99 | 0.54 | 50 | pg50t9xa | CEC_gwh1 | 14 | 1998 | 15968.5022 | 15390.3474 | 0.52-0.559 EF | 50-59 Gallons | 50 | Age 1995 to 1999 | Gas | Storage | Gas | Primary System
914 | EG08521691 | 1980 - 1989 | 0.615 | 0.04065 | 2 | 40 | 01 - Gas Storage | ge | gg40t06avg01 | 10 | 03/01/2008 | No, Conditioned Space | Yes, conditioned space | 01 - None |  |  | nlonp | 2008 | 36 | -100 | -99 | -99 | 3 | 0.59 | 40 | gg40t06avg01 | CEC_2009 | 4 | 2008 | 3760.4021 | 2500.1778 | 0.56-0.599 EF | 40-49 Gallons | 40 | Age 2006 to 2009 | Gas | Storage | Gas | Primary System
915 | EG08541514 | 1995 - 1999 | 0.6 | -0.033333 | 1 | 50 | 01 - Gas Storage | rheem | 22vr50fn | 2 | 04/01/2010 | No, Unconditioned Space | No, Unconditioned Space | 01 - None |  |  | info missing | 2010 | 36 | -100 | 0.62 | -99 | 4 | 0.62 | 50 | 22vr50fn | CEC_2009 | 2 | 2010 | 4724.3048 | 3485.5509 | 0.60-0.639 EF | 50-59 Gallons | 50 | Age 2010 to 2012 | Gas | Storage | Gas | Primary System
916 | EG08689839 | 1970 - 1979 | 0.6 | -0.033333 | 1 | 50 | 01 - Gas Storage | ge | gg50t06tvg00 | -99 | 11/01/2005 | No, Conditioned Space | Yes, conditioned space | 01 - None |  |  | info not available | 2005 | 40 | -100 | -99 | -99 | 11 | 0.62 | 50 | gg50t06tvg00 | CEC_2009 | 7 | 2005 | 4959.48 | 4370.8688 | 0.60-0.639 EF | 50-59 Gallons | 50 | Age 2000 to 2005 | Gas | Storage | Gas | Primary System
917 | EG08718007 | 1900 - 1969 | 0.615 | 0.04065 | 1 | 40 | 01 - Gas Storage | ge | gg40t06avg00 | 10 | 04/01/2004 | No, Unconditioned Space | No, Unconditioned Space | 01 - None |  |  | don't know | 2004 | 36 | -100 | -99 | -99 | 4 | 0.59 | 40 | gg40t06avg00 | CEC_2009 | 8 | 2004 | 4959.48 | 4389.2891 | 0.56-0.599 EF | 40-49 Gallons | 40 | Age 2000 to 2005 | Gas | Storage | Gas | Primary System
918 | EG08729484 | Dont Know | -99 | -99 | 1 | -99 | 01 - Gas Storage | Dont Know |  | -99 |  | No, Unconditioned Space | No, Unconditioned Space | 01 - None |  |  | no access to dhw | -99 | -99 | -100 | -99 | -99 | -99 |  |  |  |  | -99 | -99 | 4348.4 | 13508.8133 | Dont Know | Dont Know | -99 | Dont Know | Gas | Storage | Gas | Primary System
919 | EG08738096 | 1980 - 1989 | 0.615 | -0.0081301 | 1 | 40 | 01 - Gas Storage | ao smith | gvr 40 100 | 6 | 05/01/2004 | No, Unconditioned Space | No, Unconditioned Space | 01 - None |  |  | xxx | 2004 | 40 | -100 | -99 | -99 | 5 | 0.62 | 40 | gvr40100 | CEC_2009 | 8 | 2004 | 8603.319 | 11934.4201 | 0.60-0.639 EF | 40-49 Gallons | 40 | Age 2000 to 2005 | Gas | Storage | Gas | Primary System
920 | EG08743387 | 1995 - 1999 | 0.615 | -0.00271 | 1 | 40 | 01 - Gas Storage | ao smith | fgr 40 242 | -99 |  | No, Unconditioned Space | Yes, Unconditioned Space | 01 - None |  |  | no ef listed | -99 | 38 | -100 | -99 | -99 | -99 | 0.61667 | 40 | fgr40242 | CEC_gwh1 | -99 | -99 | 2434.48 | 2669.1033 | 0.60-0.639 EF | 40-49 Gallons | 40 | Dont Know | Gas | Storage | Gas | Primary System
921 | EG08755888 | 1900 - 1969 | 0.615 | -99 | 1 | 40 | 01 - Gas Storage | ge | geln0205v04450 | -99 | 02/01/2005 | No, Unconditioned Space | No, Unconditioned Space | 01 - None |  |  |  | 2005 | 40 | -100 | -100 | -99 | 2 |  |  | geln0205v04450 |  | 7 | 2005 | 8603.319 | 11119.1279 | Dont Know | 40-49 Gallons | 40 | Age 2000 to 2005 | Gas | Storage | Gas | Primary System
922 | EG08770388 | 2000 - 2012 | 0.6 | 0.033333 | 1 | 50 | 01 - Gas Storage | Bradford white | mi50310fbn7 | -99 |  | No, Unconditioned Space | No, Unconditioned Space | 01 - None |  |  |  | -99 | 40 | -100 | -100 | -99 | -99 | 0.58 | 50 | mi50310fbn7 | CEC_2009 | -99 | -99 | 2434.48 | 1618.6122 | 0.56-0.599 EF | 50-59 Gallons | 50 | Dont Know | Gas | Storage | Gas | Primary System
923 | EG08808526 | 2000 - 2012 | 0.743 | 0.20592 | 1 | 75 | 01 - Gas Storage | rheem | 42VP75FW | 4 | 06/01/2008 | No, Conditioned Space | No, Conditioned Space | 03 - Timer |  |  | info not on nameplate | 2008 | 75 | -100 | -99 | -99 | 6 | 0.59 | 75 | 42VP75FW | CEC_2009 | 4 | 2008 | 4032.7536 | 2975.3305 | 0.56-0.599 EF | 70-79 Gallons | 75 | Age 2006 to 2009 | Gas | Storage | Gas | Primary System
924 | EG08808783 | 2000 - 2012 | 0.6 | -99 | 1 | 50 | 01 - Gas Storage | Dont Know |  | 4 |  | Yes, Unconditioned Space | Yes, Unconditioned Space | 01 - None |  |  | tank wrapped and strapped | -99 | -99 | -100 | -99 | -99 | -99 |  |  |  |  | 4 | 2008 | 3760.4021 | 2500.1778 | Dont Know | 50-59 Gallons | 50 | Age 2006 to 2009 | Gas | Storage | Gas | Primary System
925 | EG08899468 | 1980 - 1989 | 0.6 | -99 | 1 | 50 | 01 - Gas Storage | Dont Know |  | -99 |  | Yes, Unconditioned Space | Yes, Unconditioned Space | 01 - None |  |  | nameplate | -99 | -99 | -100 | -99 | -99 | -99 |  |  |  |  | -99 | -99 | 2796.01 | 2464.1682 | Dont Know | 50-59 Gallons | 50 | Dont Know | Gas | Storage | Gas | Primary System
926 | EG08906174 | 1900 - 1969 | 0.615 | 0.04065 | 1 | 40 | 01 - Gas Storage | ge | gg40t06avg00 | 8 | 03/01/2004 | No, Conditioned Space | No, Conditioned Space | 01 - None |  |  | info not on nameplate | 2004 | 36 | -100 | -99 | -99 | 3 | 0.59 | 40 | gg40t06avg00 | CEC_2009 | 8 | 2004 | 10618.9786 | 12501.8698 | 0.56-0.599 EF | 40-49 Gallons | 40 | Age 2000 to 2005 | Gas | Storage | Gas | Primary System
927 | EG08924802 | 1900 - 1969 | 0.615 | -0.0081301 | 1 | 40 | 01 - Gas Storage | bradford white | u440t6frn | 2 |  | No, Unconditioned Space | Yes, Unconditioned Space | 01 - None |  |  | not listed | -99 | 40 | -100 | -99 | -99 | -99 | 0.62 | 40 | u440t6frn | CEC_2009 | 2 | 2010 | 8776.7333 | 12174.9783 | 0.60-0.639 EF | 40-49 Gallons | 40 | Age 2010 to 2012 | Gas | Storage | Gas | Primary System
928 | EG08934138 | 2000 - 2012 | 0.6 | -0.033333 | 1 | 50 | 01 - Gas Storage | rheem | 22vr50fn | 1 | 12/01/2011 | No, Unconditioned Space | Yes, Unconditioned Space | 01 - None |  |  | nameplate | 2011 | 36 | -100 | -99 | -99 | 12 | 0.62 | 50 | 22vr50fn | CEC_2009 | 1 | 2011 | 4405.2495 | 2928.9173 | 0.60-0.639 EF | 50-59 Gallons | 50 | Age 2010 to 2012 | Gas | Storage | Gas | Primary System
929 | EG08997259 | 2000 - 2012 | 0.6 | -0.033333 | 1 | 50 | 01 - Gas Storage | ge | sg50t12txk00 | 2 | 04/01/2009 | No, Unconditioned Space | Yes, Unconditioned Space | 01 - None |  |  | info not on nameplate | 2009 | 36 | -100 | -99 | -99 | 4 | 0.62 | 50 | sg50t12txk00 | CEC_2009 | 3 | 2009 | 6716.725 | 4796.2114 | 0.60-0.639 EF | 50-59 Gallons | 50 | Age 2006 to 2009 | Gas | Storage | Gas | Primary System
930 | EG09030732 | 1970 - 1979 | 0.615 | -0.02439 | 1 | 40 | 01 - Gas Storage | Bradford white | m4403t6en12 | -99 |  | No, Unconditioned Space | No, Unconditioned Space | 01 - None |  |  |  | -99 | 40 | -100 | -100 | -99 | -99 | 0.63 | 40 | m4403t6en12 | CEC_2009 | -99 | -99 | 8562.82 | 8252.795 | 0.60-0.639 EF | 40-49 Gallons | 40 | Dont Know | Gas | Storage | Gas | Primary System
931 | EG09035660 | 1980 - 1989 | 0.6 | 0.002381 | 1 | 50 | 01 - Gas Storage | a.o. smith | fgr 50 242 | 14 |  | No, Conditioned Space | No, Conditioned Space | 01 - None |  |  |  | -99 | 38 | -100 | -99 | 16 | -99 | 0.59857 | 50 | fgr50242 | CEC_gwh1 | 14 | 1998 | 8109.1784 | 5790.5205 | 0.56-0.599 EF | 50-59 Gallons | 50 | Age 1995 to 1999 | Gas | Storage | Gas | Primary System
932 | EG09048741 | 2000 - 2012 | 0.6 | -0.033333 | 1 | 50 | 01 - Gas Storage | a.o. smith | gvr 50 100 | 6 | 05/01/2006 | No, Unconditioned Space | Yes, Unconditioned Space | 01 - None |  |  | info not on nameplate | 2006 | 40 | -100 | -99 | -99 | 5 | 0.62 | 50 | gvr50100 | CEC_2009 | 6 | 2006 | 8123.9101 | 5778.2382 | 0.60-0.639 EF | 50-59 Gallons | 50 | Age 2006 to 2009 | Gas | Storage | Gas | Primary System
933 | EG09083162 | 1900 - 1969 | 0.615 | 0.04065 | 1 | 40 | 01 - Gas Storage | ge | GG40T06AVG00 | 5 | 07/01/2007 | No, Conditioned Space | No, Unconditioned Space | 01 - None |  |  | not listed | 2007 | 36 | -100 | -99 | -99 | 7 | 0.59 | 40 | GG40T06AVG00 | CEC_2009 | 5 | 2007 | 16122.6269 | 17958.4984 | 0.56-0.599 EF | 40-49 Gallons | 40 | Age 2006 to 2009 | Gas | Storage | Gas | Primary System
934 | EG09085635 | Dont Know | 0.6 | -99 | 1 | 50 | 01 - Gas Storage | whirlpool | nu50t61-403 | 1 |  | No, Conditioned Space | No, Conditioned Space | 01 - None |  |  | no info | -99 | 40 | -100 | -99 | -99 | -99 |  |  | nu50t61403 |  | 1 | 2011 | 4405.2495 | 4829.806 | Dont Know | 50-59 Gallons | 50 | Age 2010 to 2012 | Gas | Storage | Gas | Primary System
935 | EG09129029 | 1980 - 1989 | 0.6 | 0.033333 | 1 | 50 | 01 - Gas Storage | Bradford white | u15036frn | 2 |  | No, Unconditioned Space | No, Unconditioned Space | 01 - None |  |  | no data given | -99 | 40 | -100 | -99 | -99 | -99 | 0.58 | 50 | u15036frn | CEC_2009 | 2 | 2010 | 4405.2495 | 2928.9173 | 0.56-0.599 EF | 50-59 Gallons | 50 | Age 2010 to 2012 | Gas | Storage | Gas | Primary System
936 | EG09171115 | 1970 - 1979 | 0.6 | -0.033333 | 1 | 50 | 01 - Gas Storage | badford white | u45036frn | 1 | 09/01/2011 | No, Unconditioned Space | No, Unconditioned Space | 01 - None |  |  | not listed | 2011 | 40 | -100 | -99 | -99 | 9 | 0.62 | 50 | u45036frn | CEC_2009 | 1 | 2011 | 15494.6267 | 14933.629 | 0.60-0.639 EF | 50-59 Gallons | 50 | Age 2010 to 2012 | Gas | Storage | Gas | Primary System
937 | EG09203953 | 1900 - 1969 | 0.615 | -99 | 1 | 40 | 01 - Gas Storage | Rheem | 21v40-38n | -99 |  | No, Unconditioned Space | No, Unconditioned Space | 01 - None |  |  |  | -99 | 38 | -100 | -100 | -99 | -99 |  |  | 21v4038n |  | -99 | -99 | 3399.78 | 4890.4319 | Dont Know | 40-49 Gallons | 40 | Dont Know | Gas | Storage | Gas | Primary System
938 | EG09212561 | 1990 - 1994 | 0.6 | -0.033333 | 1 | 50 | 01 - Gas Storage | Bradford white | u45036frn | -99 |  | No, Unconditioned Space | No, Unconditioned Space | 01 - None |  |  | missing info not found on nameplate | -99 | 40 | -100 | -99 | -99 | -99 | 0.62 | 50 | u45036frn | CEC_2009 | -99 | -99 | 2434.48 | 2669.1033 | 0.60-0.639 EF | 50-59 Gallons | 50 | Dont Know | Gas | Storage | Gas | Primary System
939 | EG09214209 | 1900 - 1969 | -99 | -99 | 1 | -99 | 13 - Common Building | Dont Know |  | -99 |  | Not Applicable | No, Conditioned Space | 01 - None | using downstairs dhw |  |  | -100 | -99 | -100 | -99 | -100 | -99 |  |  |  |  | -100 | -100 | 8562.82 | 7615.0415 | Dont Know | Dont Know | -99 | Dont Know | Unknown | Unknown | Not Applicable | Primary System
940 | EG09240313 | 1970 - 1979 | 0.615 | 0.073171 | 1 | 40 | 01 - Gas Storage | bradford white | mi40t6sn10 | -99 |  | No, Unconditioned Space | No, Unconditioned Space | 01 - None |  |  |  | -99 | 34 | -100 | -100 | -99 | -99 | 0.57 | 40 | mi40t6sn10 | CEC_gwh1 | -99 | -99 | 2434.48 | 1618.6122 | 0.56-0.599 EF | 40-49 Gallons | 40 | Dont Know | Gas | Storage | Gas | Primary System
941 | EG09295919 | Dont Know | 0.63 | -99 | 1 | 30 | 01 - Gas Storage | american | gv2e333tn | -99 |  | No, Unconditioned Space | No, Unconditioned Space | 01 - None |  |  | not listed on nameplate | -99 | 30 | -100 | -99 | -99 | -99 |  |  | gv2e333tn |  | -99 | -99 | 4850.3 | 6728.2775 | Dont Know | 30-39 Gallons | 30 | Dont Know | Gas | Storage | Gas | Primary System
942 | EG09297066 | 1970 - 1979 | #N/A | #N/A | 1 | 38 | 01 - Gas Storage | rheem | 22v40fn | 2 | 05/01/2010 | No, Unconditioned Space | Yes, Unconditioned Space | 01 - None |  |  | info not on nameplate | 2010 | 38 | -100 | -99 | -99 | 5 | 0.6 | 40 | 22v40fn | CEC_2009 | 2 | 2010 | 4405.2495 | 4829.806 | 0.60-0.639 EF | 30-39 Gallons | 38 | Age 2010 to 2012 | Gas | Storage | Gas | Primary System
943 | EG09310728 | 2000 - 2012 | 0.615 | -99 | 1 | 40 | 01 - Gas Storage | american | g62-40t34-3n | 10 |  | No, Unconditioned Space | No, Unconditioned Space | 01 - None |  |  | not listed on nameplate | -99 | 34 | -100 | -99 | -99 | -99 |  |  | g6240t343n |  | 10 | 2002 | 8603.319 | 7614.1963 | Dont Know | 40-49 Gallons | 40 | Age 2000 to 2005 | Gas | Storage | Gas | Primary System
944 | EG09311634 | 1900 - 1969 | -99 | -99 | 1 | -99 | 01 - Gas Storage | Dont Know |  | 20 |  | No, Conditioned Space | No, Conditioned Space | 01 - None |  |  |  | -99 | -99 | -100 | -100 | -99 | -99 |  |  |  |  | 20 | 1992 | 24102.7526 | 8150.1972 | Dont Know | Dont Know | -99 | Age 1990 to 1994 | Gas | Storage | Gas | Primary System
945 | EG09357582 | 1900 - 1969 | 0.6 | -99 | 1 | 50 | 01 - Gas Storage | rheem | rhln0499137510 | 3 |  | No, Unconditioned Space | No, Unconditioned Space | 01 - None |  |  |  | -99 | 40 | -100 | -99 | 19.2 | -99 |  |  | rhln0499137510 |  | 3 | 2009 | 13226.4988 | 9444.6452 | Dont Know | 50-59 Gallons | 50 | Age 2006 to 2009 | Gas | Storage | Gas | Primary System
946 | EG09357782 | 1980 - 1989 | 0.615 | -99 | 1 | 40 | 01 - Gas Storage | kenmore |  | 1 |  | No, Unconditioned Space | No, Unconditioned Space | 01 - None |  |  | nameplate nonexistent | -99 | -99 | -100 | -99 | -99 | -99 |  |  |  |  | 1 | 2011 | 4405.2495 | 2928.9173 | Dont Know | 40-49 Gallons | 40 | Age 2010 to 2012 | Gas | Storage | Gas | Primary System
947 | EG09359310 | 1900 - 1969 | 0.63 | 0.068783 | 1 | 30 | 01 - Gas Storage | reliance | 530 nort970 | -99 |  | No, Unconditioned Space | No, Unconditioned Space | 01 - None |  |  |  | -99 | 30 | -100 | -100 | -99 | -99 | 0.58667 | 30 | 530nort970 | CEC_gwh1 | -99 | -99 | 4348.4 | 3105.0617 | 0.56-0.599 EF | 30-39 Gallons | 30 | Dont Know | Gas | Storage | Gas | Primary System
948 | EG09364414 | 2000 - 2012 | 0.743 | 0.31359 | 1 | 75 | 01 - Gas Storage | bradford white | m2xr75s6en10 | 8 |  | No, Unconditioned Space | No, Unconditioned Space | 01 - None |  |  | info not on nameplate | -99 | 75 | -100 | -99 | -99 | -99 | 0.51 | 75 | m2xr75s6en10 | CEC_gwh1 | 8 | 2004 | 4630.96 | 3416.682 | 0.48-0.519 EF | 70-79 Gallons | 75 | Age 2000 to 2005 | Gas | Storage | Gas | Primary System
949 | EG09397180 | 1970 - 1979 | 0.615 | -99 | 1 | 40 | 01 - Gas Storage | richmond | 5V407 | 19 |  | No, Unconditioned Space | No, Unconditioned Space | 01 - None |  |  |  | -99 | 34 | -100 | -100 | 6.3 | -99 |  |  | 5V407 |  | 19 | 1993 | 25959.2919 | 41513.0139 | Dont Know | 40-49 Gallons | 40 | Age 1990 to 1994 | Gas | Storage | Gas | Primary System
950 | EG09405863 | 2000 - 2012 | -99 | -99 | 1 | -99 | 01 - Gas Storage | Dont Know |  | -99 |  | No, Unconditioned Space | No, Unconditioned Space | 01 - None |  |  | inside locked mechanical closet | -99 | -99 | -100 | -99 | -99 | -99 |  |  |  |  | -99 | -99 | 9222.38 | 5202.8838 | Dont Know | Dont Know | -99 | Dont Know | Gas | Storage | Gas | Primary System
951 | EG09427622 | Dont Know | 0.615 | 0.065041 | 1 | 40 | 01 - Gas Storage | reliance | 540nortoc | -99 | 01/01/1996 | No, Unconditioned Space | No, Unconditioned Space | 01 - None |  |  |  | 1996 | 32 | -100 | -100 | -99 | -99 | 0.575 | 40 | 540nortoc | CEC_gwh1 | 16 | 1996 | 17198.4924 | 9702.6752 | 0.56-0.599 EF | 40-49 Gallons | 40 | Age 1995 to 1999 | Gas | Storage | Gas | Primary System
952 | EG09434591 | 2000 - 2012 | 0.6 | -99 | 1 | 50 | 01 - Gas Storage | ao smith | VCR 50 100 | -99 | 09/01/2004 | No, Unconditioned Space | No, Unconditioned Space | 01 - None |  |  | no info | 2004 | 40 | -100 | -99 | -99 | 9 |  |  | VCR50100 |  | 8 | 2004 | 4959.48 | 3220.7821 | Dont Know | 50-59 Gallons | 50 | Age 2000 to 2005 | Gas | Storage | Gas | Primary System
953 | EG09450841 | 2000 - 2012 | 0.6 | 0.11667 | 1 | 50 | 01 - Gas Storage | rheem | 42vr50-40 | 8 | 07/01/2004 | No, Unconditioned Space | No, Unconditioned Space | 01 - None |  |  | nameplate | 2004 | 40 | -100 | -99 | -99 | 7 | 0.53 | 50 | 42vr5040 | CEC_gwh1 | 8 | 2004 | 4959.48 | 4370.8688 | 0.52-0.559 EF | 50-59 Gallons | 50 | Age 2000 to 2005 | Gas | Storage | Gas | Primary System
954 | EG09486437 | 1980 - 1989 | 0.6 | -0.033333 | 1 | 50 | 01 - Gas Storage | Bradford white | m450s6en12 | -99 |  | No, Unconditioned Space | No, Unconditioned Space | 01 - None |  |  | no data given | -99 | 40 | -100 | -99 | -99 | -99 | 0.62 | 50 | m450s6en12 | CEC_2009 | -99 | -99 | 4348.4 | 3105.0617 | 0.60-0.639 EF | 50-59 Gallons | 50 | Dont Know | Gas | Storage | Gas | Primary System
955 | EG09508131 | 1980 - 1989 | 0.615 | 0.04065 | 1 | 40 | 01 - Gas Storage | kenmore | 153.333447 | -99 | 03/01/2006 | No, Unconditioned Space | No, Unconditioned Space | 01 - None |  |  | not listed on nameplate | 2006 | 32 | -100 | -99 | -99 | 3 | 0.59 | 40 | 153333447 | CEC_2009 | 6 | 2006 | 7491.9812 | 6630.6289 | 0.56-0.599 EF | 40-49 Gallons | 40 | Age 2006 to 2009 | Gas | Storage | Gas | Primary System
956 | EG09517456 | 1980 - 1989 | 0.615 | 0.02439 | 1 | 40 | 01 - Gas Storage | whirlpool | ug2f4040t3nv | 3 | 01/01/2009 | No, Unconditioned Space | No, Unconditioned Space | 01 - None |  |  |  | 2009 | 40 | -100 | -100 | -99 | -99 | 0.6 | 40 | ug2f4040t3nv | CEC_2009 | 3 | 2009 | 14245.2834 | 21144.2923 | 0.60-0.639 EF | 40-49 Gallons | 40 | Age 2006 to 2009 | Gas | Storage | Gas | Primary System
957 | EG09522510 | 1900 - 1969 | #N/A | #N/A | 1 | 29 | 01 - Gas Storage | ge | gg30t06aqj01 | -99 | 09/01/2007 | No, Conditioned Space | No, Conditioned Space | 01 - None |  |  |  | 2007 | 32 | -100 | -100 | -99 | 9 | 0.62 | 30 | gg30t06aqj01 | CEC_2009 | 5 | 2007 | 13226.4988 | 19759.5861 | 0.60-0.639 EF | 01-29 Gallons | 29 | Age 2006 to 2009 | Gas | Storage | Gas | Primary System
958 | EG09574205 | 1980 - 1989 | 0.615 | -99 | 1 | 40 | 01 - Gas Storage | rheem | 21v40-38n | 5 |  | No, Unconditioned Space | No, Unconditioned Space | 01 - None |  |  | info missing | -99 | 38 | -100 | -99 | -99 | -99 |  |  | 21v4038n |  | 5 | 2007 | 13226.4988 | 11762.5195 | Dont Know | 40-49 Gallons | 40 | Age 2006 to 2009 | Gas | Storage | Gas | Primary System
959 | EG09598050 | 1900 - 1969 | #N/A | #N/A | 1 | 62 | 01 - Gas Storage | Dont Know | 5V407 | -99 |  | Yes, Unconditioned Space | No, Unconditioned Space | 04 - Timer/Temperature |  |  | limited access | -99 | -99 | -100 | -99 | -99 | -99 |  |  | 5V407 |  | -99 | -99 | 5259.41 | 3740.8247 | Dont Know | 60-69 Gallons | 62 | Dont Know | Gas | Storage | Gas | Primary System
960 | EG09603496 | 1900 - 1969 | 0.63 | -99 | 1 | 30 | 01 - Gas Storage | whirlpool | nu30t61-303 | 1 |  | No, Unconditioned Space | No, Unconditioned Space | 01 - None |  |  |  | -99 | 30 | -100 | -100 | -99 | -99 |  |  | nu30t61303 |  | 1 | 2011 | 16688.1162 | 24770.1922 | Dont Know | 30-39 Gallons | 30 | Age 2010 to 2012 | Gas | Storage | Gas | Primary System
961 | EG09614269 | Dont Know | 0.6 | -0.025 | 1 | 50 | 01 - Gas Storage | Bradford white | m450s625939 | -99 |  | No, Unconditioned Space | Yes, Unconditioned Space | 01 - None |  |  | no data | -99 | 36 | -100 | -99 | -99 | -99 | 0.615 | 50 | m450s625939 | CEC_gwh1 | -99 | -99 | 4348.4 | 10147.1924 | 0.60-0.639 EF | 50-59 Gallons | 50 | Dont Know | Gas | Storage | Gas | Primary System
962 | EG09625660 | Dont Know | 0.63 | 0.079365 | 1 | 30 | 01 - Gas Storage | state | prv 30 nort971 2c | -99 |  | No, Conditioned Space | No, Conditioned Space | 01 - None |  |  | nlonp | -99 | 33.5 | -100 | -99 | -99 | -99 | 0.58 | 30 | prv30nort9712c | CEC_gwh1 | -99 | -99 | 9222.38 | 15243.4282 | 0.56-0.599 EF | 30-39 Gallons | 30 | Dont Know | Gas | Storage | Gas | Primary System
963 | EG09647347 | 2000 - 2012 | 0.6 | -99 | 1 | 50 | 01 - Gas Storage | rudd |  | 10 |  | Yes, Unconditioned Space | Yes, Unconditioned Space | 01 - None |  |  | nameplate | -99 | -99 | -100 | -99 | -99 | -99 |  |  |  |  | 10 | 2002 | 4318.2088 | 2871.0466 | Dont Know | 50-59 Gallons | 50 | Age 2000 to 2005 | Gas | Storage | Gas | Primary System
964 | EG09652366 | 1900 - 1969 | #N/A | #N/A | 1 | 38 | 01 - Gas Storage | ge | pg38t09ax00 | 3 | 03/01/2009 | No, Unconditioned Space | No, Unconditioned Space | 01 - None |  |  |  | 2009 | 38 | -100 | -100 | -99 | 3 | 0.6 | 40 | pg38t09ax00 | CEC_2009 | 3 | 2009 | 6716.725 | 4796.2114 | 0.60-0.639 EF | 30-39 Gallons | 38 | Age 2006 to 2009 | Gas | Storage | Gas | Primary System
965 | EG09671909 | 1980 - 1989 | 0.615 | 0.056911 | 1 | 40 | 01 - Gas Storage | ge | gg40t6xa | 7 |  | No, Conditioned Space | No, Conditioned Space | 01 - None |  |  | not listed | -99 | 34 | -100 | -99 | -99 | -99 | 0.58 | 40 | gg40t6xa | CEC_gwh1 | 7 | 2005 | 8603.319 | 10406.8803 | 0.56-0.599 EF | 40-49 Gallons | 40 | Age 2000 to 2005 | Gas | Storage | Gas | Primary System
966 | EG09673385 | 1980 - 1989 | 0.6 | -0.05 | 1 | 50 | 01 - Gas Storage | badford white | m45036fbn7 | 4 |  | No, Unconditioned Space | Yes, Unconditioned Space | 01 - None |  |  | not listed | -99 | 40 | -100 | -99 | -99 | -99 | 0.63 | 50 | m45036fbn7 | CEC_2009 | 4 | 2008 | 4032.7536 | 9158.0057 | 0.60-0.639 EF | 50-59 Gallons | 50 | Age 2006 to 2009 | Gas | Storage | Gas | Primary System
967 | EG09680936 | 1990 - 1994 | 0.743 | 0.31359 | 1 | 75 | 01 - Gas Storage | Bradford white | m2xr75s6bn | 6 |  | No, Unconditioned Space | No, Unconditioned Space | 03 - Timer |  |  | not on nameplate | -99 | 76 | -100 | -99 | -99 | -99 | 0.51 | 75 | m2xr75s6bn | CEC_gwh1 | 6 | 2006 | 3760.4021 | 2500.1778 | 0.48-0.519 EF | 70-79 Gallons | 75 | Age 2006 to 2009 | Gas | Storage | Gas | Primary System
968 | EG09692886 | 1980 - 1989 | 0.615 | -0.0054201 | 1 | 40 | 01 - Gas Storage | bradford white | m440t6fbn | 27 |  | No, Unconditioned Space | No, Unconditioned Space | 01 - None |  |  | info plate | -99 | 40 | -100 | -99 | -99 | -99 | 0.61833 | 40 | m440t6fbn | CEC_gwh1 | 27 | 1985 | 34792.5667 | 20185.673 | 0.60-0.639 EF | 40-49 Gallons | 40 | Age 1985 to 1989 | Gas | Storage | Gas | Primary System
969 | EG09696750 | 1900 - 1969 | -99 | -99 | 1 | -99 | 01 - Gas Storage | Dont Know |  | -99 |  | Yes, Unconditioned Space | No, Unconditioned Space | 01 - None |  |  | wrapped | -99 | -99 | -100 | -99 | -99 | -99 |  |  |  |  | -99 | -99 | 4850.3 | 4292.6615 | Dont Know | Dont Know | -99 | Dont Know | Gas | Storage | Gas | Primary System
970 | EG09746776 | 2000 - 2012 | 0.6 | -99 | 1 | -100 | 04 - Gas Instantaneous | rinnai | r94ls | 2 |  | Not Applicable | No, Unconditioned Space | 01 - None |  |  | nameplate not accessable | -99 | -99 | -100 | -99 | -100 | -99 |  |  | r94ls |  | 2 | 2010 | 4405.2495 | 2928.9173 | Dont Know | Tankless | -100 | Age 2010 to 2012 | Gas | Instantaneous | Gas | Primary System
971 | EG09746776 | 2000 - 2012 | 0.6 | -99 | 2 | -100 | 04 - Gas Instantaneous | rannai | r94ls | 2 |  | Not Applicable | No, Unconditioned Space | 01 - None |  |  | no access to nameplate | -99 | -99 | -100 | -99 | -100 | -99 |  |  | r94ls |  | 2 | 2010 | 0 | 0 | Dont Know | Tankless | -100 | Age 2010 to 2012 | Gas | Instantaneous | Gas
972 | EG09777362 | 1900 - 1969 | 0.63 | 0.068783 | 1 | 30 | 01 - Gas Storage | reliance | 530nortoc | -99 |  | No, Unconditioned Space | No, Unconditioned Space | 01 - None |  |  |  | -99 | 30 | -100 | -100 | -99 | -99 | 0.58667 | 30 | 530nortoc | CEC_gwh1 | -99 | -99 | 9222.38 | 4375.356 | 0.56-0.599 EF | 30-39 Gallons | 30 | Dont Know | Gas | Storage | Gas | Primary System
973 | EG09787427 | 1980 - 1989 | 0.63 | 0.031746 | 1 | 30 | 01 - Gas Storage | American | ug6130t303n | 3 | 01/01/2009 | No, Unconditioned Space | No, Unconditioned Space | 01 - None |  |  |  | 2009 | 30 | -100 | -100 | -99 | -99 | 0.61 | 30 | ug6130t303n | CEC_2009 | 3 | 2009 | 14245.2834 | 8036.5973 | 0.60-0.639 EF | 30-39 Gallons | 30 | Age 2006 to 2009 | Gas | Storage | Gas | Primary System
974 | EG09797731 | 1900 - 1969 | 0.615 | 0.089431 | 1 | 40 | 01 - Gas Storage | ge | pg40t9xa | 11 |  | No, Unconditioned Space | No, Unconditioned Space | 01 - None |  |  |  | -99 | 40 | -100 | -100 | 6.7 | -99 | 0.56 | 40 | pg40t9xa | CEC_gwh1 | 11 | 2001 | 8603.319 | 7614.1963 | 0.56-0.599 EF | 40-49 Gallons | 40 | Age 2000 to 2005 | Gas | Storage | Gas | Primary System
975 | EG09805260 | 2000 - 2012 | 0.6 | 0.11667 | 1 | 50 | 01 - Gas Storage | rheem | 42vr50-40f | 6 | 07/01/2005 | No, Unconditioned Space | Yes, Unconditioned Space | 01 - None |  |  | missing info not on nameplate. or anywhere else. | 2005 | 40 | -100 | -99 | -99 | 7 | 0.53 | 50 | 42vr5040f | CEC_gwh1 | 7 | 2005 | 15188.4774 | 10845.6352 | 0.52-0.559 EF | 50-59 Gallons | 50 | Age 2000 to 2005 | Gas | Storage | Gas | Primary System
976 | EG10181767 | 1900 - 1969 | 0.63 | -99 | 1 | 30 | 01 - Gas Storage | reliance |  | 19 | 01/01/1993 | No, Unconditioned Space | No, Unconditioned Space | 01 - None |  |  |  | 1993 | 30 | -100 | -100 | -99 | -99 |  |  |  |  | 19 | 1993 | 24102.7526 | 67364.7097 | Dont Know | 30-39 Gallons | 30 | Age 1990 to 1994 | Gas | Storage | Gas | Primary System
977 | EG09823063 | 1900 - 1969 | 0.615 | 0.04065 | 1 | 40 | 01 - Gas Storage | Bradford white | u140t6frn | 2 |  | No, Unconditioned Space | No, Unconditioned Space | 01 - None |  |  |  | -99 | 40 | -100 | -100 | -99 | -99 | 0.59 | 40 | u140t6frn | CEC_2009 | 2 | 2010 | 16688.1162 | 24770.1922 | 0.56-0.599 EF | 40-49 Gallons | 40 | Age 2010 to 2012 | Gas | Storage | Gas | Primary System
978 | EG09868594 | 1995 - 1999 | 0.6 | -99 | 1 | 50 | 01 - Gas Storage | american | g51-t50t40-3n | 21 |  | No, Conditioned Space | No, Conditioned Space | 01 - None |  |  |  | -99 | 40 | -100 | -100 | -99 | -99 |  |  | g51t50t403n |  | 21 | 1991 | 13652.6963 | 17645.0596 | Dont Know | 50-59 Gallons | 50 | Age 1990 to 1994 | Gas | Storage | Gas | Primary System
979 | EG09941314 | Dont Know | -99 | -99 | 1 | -99 | 13 - Common Building | Dont Know |  | -99 |  | Not Applicable | No, Unconditioned Space | 01 - None | gas storage for all units in bldg |  |  | -100 | -99 | -100 | -99 | -100 | -99 |  |  |  |  | -100 | -100 | 9222.38 | 5202.8838 | Dont Know | Dont Know | -99 | Dont Know | Unknown | Unknown | Not Applicable | Primary System
980 | EG09951595 | 1980 - 1989 | 0.6 | 0.11667 | 1 | 50 | 01 - Gas Storage | american | g6150t50-4n | 9 | 03/01/2003 | No, Unconditioned Space | Yes, Unconditioned Space | 01 - None |  |  | no info | 2003 | 50 | -100 | -99 | -99 | 3 | 0.53 | 50 | g6150t504n | CEC_gwh1 | 9 | 2003 | 4318.2088 | 2871.0466 | 0.52-0.559 EF | 50-59 Gallons | 50 | Age 2000 to 2005 | Gas | Storage | Gas | Primary System
981 | EG09973326 | 1970 - 1979 | 0.615 | -99 | 1 | 40 | 01 - Gas Storage | state glasslined | v440th | -99 |  | No, Unconditioned Space | No, Unconditioned Space | 01 - None |  |  |  | -99 | 48 | -100 | -100 | -99 | -99 |  |  | v440th |  | -99 | -99 | 4348.4 | 3615.4636 | Dont Know | 40-49 Gallons | 40 | Dont Know | Gas | Storage | Gas | Primary System
982 | EG10004062 | 1900 - 1969 | 0.615 | -0.00271 | 1 | 40 | 01 - Gas Storage | a.o. smith | fgr 40 242 | 14 |  | No, Unconditioned Space | No, Unconditioned Space | 01 - None |  |  |  | -99 | 38 | -100 | -99 | 16 | -99 | 0.61667 | 40 | fgr40242 | CEC_gwh1 | 14 | 1998 | 4868.7892 | 10360.2551 | 0.60-0.639 EF | 40-49 Gallons | 40 | Age 1995 to 1999 | Gas | Storage | Gas | Primary System
983 | EG10034292 | 1900 - 1969 | -99 | -99 | 1 | -99 | 01 - Gas Storage | Dont Know |  | 4 |  | Yes, Unconditioned Space | No, Unconditioned Space | 01 - None |  |  | no access to nameplate | -99 | -99 | -100 | -99 | -99 | -99 |  |  |  |  | 4 | 2008 | 6716.725 | 15673.7883 | Dont Know | Dont Know | -99 | Age 2006 to 2009 | Gas | Storage | Gas | Primary System
984 | EG10035889 | 2000 - 2012 | 0.6 | 0.033333 | 1 | 50 | 01 - Gas Storage | ge | pg50t09avh00 | 6 | 12/01/2005 | No, Unconditioned Space | Yes, Unconditioned Space | 01 - None |  |  |  | 2005 | 38 | -100 | -100 | -99 | 12 | 0.58 | 50 | pg50t09avh00 | CEC_2009 | 7 | 2005 | 7713.0636 | 5507.6668 | 0.56-0.599 EF | 50-59 Gallons | 50 | Age 2000 to 2005 | Gas | Storage | Gas | Primary System
985 | EG10040657 | 1970 - 1979 | -99 | -99 | 1 | -99 | 01 - Gas Storage | Dont Know |  | -99 |  | Yes, Unconditioned Space | No, Unconditioned Space | 01 - None |  |  | nameplate under insulation blanket | -99 | -99 | -100 | -99 | -99 | -99 |  |  |  |  | -99 | -99 | 4348.4 | 10147.1924 | Dont Know | Dont Know | -99 | Dont Know | Gas | Storage | Gas | Primary System
986 | EG10041060 | 1900 - 1969 | 0.6 | 0.033333 | 1 | 50 | 01 - Gas Storage | american water heater | ug6150t403n | 3 |  | No, Unconditioned Space | No, Unconditioned Space | 01 - None |  |  | not listed | -99 | 40 | -100 | -99 | -99 | -99 | 0.58 | 50 | ug6150t403n | CEC_2009 | 3 | 2009 | 16122.6269 | 17958.4984 | 0.56-0.599 EF | 50-59 Gallons | 50 | Age 2006 to 2009 | Gas | Storage | Gas | Primary System
987 | EG10042197 | 1970 - 1979 | -99 | -99 | 1 | -99 | 01 - Gas Storage | Dont Know |  | -99 |  | No, Conditioned Space | No, Conditioned Space | 01 - None |  |  | dhw in neighbors garage, neighbor not home to open it | -99 | -99 | -100 | -99 | -99 | -99 |  |  |  |  | -99 | -99 | 10437.77 | 4041.4282 | Dont Know | Dont Know | -99 | Dont Know | Gas | Storage | Gas | Primary System
988 | EG10046673 | 1900 - 1969 | 0.615 | 0.089431 | 1 | 40 | 01 - Gas Storage | ge | pg40t9xa | 11 |  | No, Unconditioned Space | No, Unconditioned Space | 01 - None |  |  |  | -99 | 40 | -100 | -100 | 6.7 | -99 | 0.56 | 40 | pg40t9xa | CEC_gwh1 | 11 | 2001 | 15188.4774 | 10845.6352 | 0.56-0.599 EF | 40-49 Gallons | 40 | Age 2000 to 2005 | Gas | Storage | Gas | Primary System
989 | EG10089387 | 1995 - 1999 | 0.6 | -0.05 | 1 | 50 | 01 - Gas Storage | bradford white | m45036fbn7 | 6 |  | No, Unconditioned Space | No, Unconditioned Space | 01 - None |  |  |  | -99 | 40 | -100 | -100 | -99 | -99 | 0.63 | 50 | m45036fbn7 | CEC_2009 | 6 | 2006 | 2277.5759 | 2065.7406 | 0.60-0.639 EF | 50-59 Gallons | 50 | Age 2006 to 2009 | Gas | Storage | Gas | Primary System
990 | EG10164239 | 1900 - 1969 | 0.6 | 0.033333 | 1 | 50 | 01 - Gas Storage | reliance | 650yort | 6 | 08/01/2006 | No, Unconditioned Space | No, Unconditioned Space | 01 - None |  |  | info n/a | 2006 | 32 | -100 | -99 | -99 | 8 | 0.58 | 50 | 650yort | CEC_2009 | 6 | 2006 | 3760.4021 | 2500.1778 | 0.56-0.599 EF | 50-59 Gallons | 50 | Age 2006 to 2009 | Gas | Storage | Gas | Primary System
991 | EG10164239 | 1900 - 1969 | 0.948 | 0.029536 | 2 | 40 | 03 - Electric Storage | reliance | 640dors | 5 |  | No, Conditioned Space | No, Conditioned Space | 01 - None |  |  | info n/a | -99 | -100 | 45 | -99 | -99 | -99 | 0.92 | 40 | 640dors | CEC_2009 | 5 | 2007 | 0 | 0 | 0.92-0.959 EF | 40-49 Gallons | 40 | Age 2006 to 2009 | Electric | Storage | Electric
992 | EG10164239 | 1900 - 1969 | 0.6 | -99 | 3 | 50 | 01 - Gas Storage | rheem | 41vr50-40tf | 9 | 09/01/2003 | No, Unconditioned Space | No, Unconditioned Space | 01 - None |  |  |  | 2003 | 40 | -100 | -99 | 19.2 | 9 |  |  | 41vr5040tf |  | 9 | 2003 | 0 | 0 | Dont Know | 50-59 Gallons | 50 | Age 2000 to 2005 | Gas | Storage | Gas
993 | EG10273396 | 1970 - 1979 | #N/A | #N/A | 1 | 38 | 01 - Gas Storage | ge | pg38t09axk00 | 1 | 12/01/2010 | No, Conditioned Space | No, Conditioned Space | 01 - None |  |  | no info | 2010 | 38 | -100 | -99 | -99 | 12 | 0.6 | 40 | pg38t09axk00 | CEC_2009 | 2 | 2010 | 15494.6267 | 7982.3821 | 0.60-0.639 EF | 30-39 Gallons | 38 | Age 2010 to 2012 | Gas | Storage | Gas | Primary System
994 | EG10308383 | 1980 - 1989 | 0.615 | 0.04065 | 1 | 40 | 01 - Gas Storage | kenmore | 153.336465> | 8 | 05/01/2004 | No, Unconditioned Space | No, Unconditioned Space | 01 - None |  |  |  | 2004 | 35.5 | -100 | 0.59 | -99 | 5 | 0.59 | 40 | 153336465> | CEC_2009 | 8 | 2004 | 4318.2088 | 2871.0466 | 0.56-0.599 EF | 40-49 Gallons | 40 | Age 2000 to 2005 | Gas | Storage | Gas | Primary System
995 | EG10308847 | 1900 - 1969 | 0.615 | 0.04065 | 1 | 40 | 01 - Gas Storage | kenmore | 153.339473 | 3 | 10/01/2009 | No, Unconditioned Space | No, Unconditioned Space | 01 - None |  |  | no data | 2009 | 40 | -100 | -99 | -99 | 10 | 0.59 | 40 | 153339473 | CEC_2009 | 3 | 2009 | 13226.4988 | 12747.6208 | 0.56-0.599 EF | 40-49 Gallons | 40 | Age 2006 to 2009 | Gas | Storage | Gas | Primary System
996 | EG10363155 | 1900 - 1969 | 0.6 | 0.066667 | 1 | 50 | 01 - Gas Storage | reliance | 5 50 nort970 c | 14 |  | No, Unconditioned Space | No, Unconditioned Space | 01 - None |  |  | info not on nameplate | -99 | 32 | -100 | -99 | -99 | -99 | 0.56 | 50 | 550nort970c | CEC_gwh1 | 14 | 1998 | 4539.9762 | 3018.493 | 0.56-0.599 EF | 50-59 Gallons | 50 | Age 1995 to 1999 | Gas | Storage | Gas | Primary System
997 | EG10364401 | 1980 - 1989 | 0.63 | -99 | 1 | 30 | 01 - Gas Storage | Kenmore | 153.332463 | -99 |  | No, Unconditioned Space | No, Unconditioned Space | 01 - None |  |  | nameplate | -99 | 32 | -100 | 0.57 | -99 | -99 |  |  | 153332463 |  | -99 | -99 | 9222.38 | 13688.7904 | Dont Know | 30-39 Gallons | 30 | Dont Know | Gas | Storage | Gas | Primary System
998 | EG10377792 | 1980 - 1989 | 0.615 | 0.073171 | 1 | 40 | 01 - Gas Storage | Bradford white | MI40T6FBN | 1 |  | No, Unconditioned Space | No, Unconditioned Space | 01 - None |  |  | nameplate | -99 | 40 | -100 | -99 | -99 | -99 | 0.57 | 40 | MI40T6FBN | CEC_gwh1 | 1 | 2011 | 7868.5333 | 18361.5862 | 0.56-0.599 EF | 40-49 Gallons | 40 | Age 2010 to 2012 | Gas | Storage | Gas | Primary System
999 | EG10388220 | 1970 - 1979 | 0.6 | -99 | 1 | -100 | 04 - Gas Instantaneous | rinnai | rc98hp | 1 |  | Not Applicable | Yes, Unconditioned Space | 01 - None |  |  | nameplate is blocked | -99 | -99 | -100 | -99 | -100 | -99 |  |  | rc98hp |  | 1 | 2011 | 18887.3933 | 21038.0868 | Dont Know | Tankless | -100 | Age 2010 to 2012 | Gas | Instantaneous | Gas | Primary System
1000 | EG10406270 | 1970 - 1979 | 0.754 | 0.24403 | 1 | 60 | 01 - Gas Storage | ge | geln0306n04108 | 3 | 03/01/2006 | No, Unconditioned Space | No, Unconditioned Space | 01 - None |  |  | no data | 2006 | 50 | -100 | -99 | -99 | 3 | 0.57 | 30 | geln0306n04108 | CEC_gwh1 | 6 | 2006 | 13226.4988 | 12747.6208 | 0.56-0.599 EF | 60-69 Gallons | 60 | Age 2006 to 2009 | Gas | Storage | Gas | Primary System
1001 | EG10427758 | 1980 - 1989 | 0.6 | -0.033333 | 1 | 50 | 01 - Gas Storage | ge | sg50t12xa | 14 |  | No, Unconditioned Space | Yes, Unconditioned Space | 01 - None |  |  |  | -99 | 40 | -100 | -99 | 19.2 | -99 | 0.62 | 50 | sg50t12xa | CEC_gwh1 | 14 | 1998 | 19465.0305 | 11293.0657 | 0.60-0.639 EF | 50-59 Gallons | 50 | Age 1995 to 1999 | Gas | Storage | Gas | Primary System
1002 | EG10441487 | Dont Know | -99 | -99 | 1 | -99 | 01 - Gas Storage | Dont Know |  | 10 |  | No, Unconditioned Space | No, Unconditioned Space | Dont Know |  | no access to garage | access to garage denied | -99 | -99 | -100 | -99 | -99 | -99 |  |  |  |  | 10 | 2002 | 16358.3855 | 24280.7725 | Dont Know | Dont Know | -99 | Age 2000 to 2005 | Gas | Storage | Gas | Primary System
1003 | EG10471972 | 1900 - 1969 | #N/A | #N/A | 1 | 38 | 01 - Gas Storage | ge | gg38t06axk00 | 2 | 08/01/2010 | No, Conditioned Space | Yes, conditioned space | 01 - None |  |  | missing info | 2010 | 38 | -100 | -99 | -99 | 8 | 0.6 | 40 | gg38t06axk00 | CEC_2009 | 2 | 2010 | 16688.1162 | 24770.1922 | 0.60-0.639 EF | 30-39 Gallons | 38 | Age 2010 to 2012 | Gas | Storage | Gas | Primary System
1004 | EG10502138 | 1900 - 1969 | 0.615 | 0.04065 | 1 | 40 | 01 - Gas Storage | ge | pg40t09aqj00 | -99 | 10/01/2006 | No, Unconditioned Space | No, Unconditioned Space | 01 - None |  |  |  | 2006 | 38 | -100 | -100 | -99 | 10 | 0.59 | 40 | pg40t09aqj00 | CEC_2009 | 6 | 2006 | 4318.8369 | 3806.2598 | 0.56-0.599 EF | 40-49 Gallons | 40 | Age 2006 to 2009 | Gas | Storage | Gas | Primary System
1005 | EG10502585 | 1970 - 1979 | 0.615 | -0.02439 | 1 | 40 | 01 - Gas Storage | bradford white | m4403t6en12 | 10 |  | No, Unconditioned Space | No, Unconditioned Space | 01 - None |  |  | not on nameplate | -99 | 36 | -100 | -99 | -99 | -99 | 0.63 | 40 | m4403t6en12 | CEC_2009 | 10 | 2002 | 8603.319 | 5587.1615 | 0.60-0.639 EF | 40-49 Gallons | 40 | Age 2000 to 2005 | Gas | Storage | Gas | Primary System
1006 | EG10505701 | 1900 - 1969 | 0.615 | 0.04065 | 1 | 40 | 01 - Gas Storage | rheem | GG40T06AVG01 | 4 | 02/01/2008 | Yes, Unconditioned Space | No, Unconditioned Space | 01 - None |  |  | see note, no nameplate access | 2008 | -99 | -100 | -99 | -99 | 2 | 0.59 | 40 | GG40T06AVG01 | CEC_2009 | 4 | 2008 | 6716.725 | 4465.7475 | 0.56-0.599 EF | 40-49 Gallons | 40 | Age 2006 to 2009 | Gas | Storage | Gas | Primary System
1007 | EG10514717 | 1995 - 1999 | 0.6 | -0.033333 | 1 | 50 | 01 - Gas Storage | a.o. smith | gvr 50 100 | -99 | 11/01/2004 | No, Unconditioned Space | Yes, Unconditioned Space | 01 - None |  |  | nameplate | 2004 | 40 | -100 | -99 | -99 | 11 | 0.62 | 50 | gvr50100 | CEC_2009 | 8 | 2004 | 7713.0636 | 17998.7905 | 0.60-0.639 EF | 50-59 Gallons | 50 | Age 2000 to 2005 | Gas | Storage | Gas | Primary System
1008 | EG10535343 | 1980 - 1989 | 0.615 | -0.0081301 | 1 | 40 | 01 - Gas Storage | a.o. smith | gvr 40 100 | 5 | 01/01/2007 | No, Unconditioned Space | Yes, Unconditioned Space | 01 - None |  |  | info not on nameplate | 2007 | 40 | -100 | -99 | -99 | 1 | 0.62 | 40 | gvr40100 | CEC_2009 | 5 | 2007 | 13226.4988 | 11762.5195 | 0.60-0.639 EF | 40-49 Gallons | 40 | Age 2006 to 2009 | Gas | Storage | Gas | Primary System
1009 | EG10543857 | Dont Know | 0.615 | -99 | 1 | 40 | 01 - Gas Storage | reliance | 5 40 n0ct971 42cw | -99 |  | No, Conditioned Space | No, Conditioned Space | 01 - None |  |  | info missing | -99 | 40 | -100 | -99 | -99 | -99 |  |  | 540n0ct97142cw |  | -99 | -99 | 5986.67 | 8611.5578 | Dont Know | 40-49 Gallons | 40 | Dont Know | Gas | Storage | Gas | Primary System
1010 | EG10564410 | 1900 - 1969 | 0.6 | 0.05 | 1 | 50 | 01 - Gas Storage | ge | gelno306v21754 | 6 | 03/01/2006 | Yes, Unconditioned Space | Yes, Unconditioned Space | 01 - None |  |  |  | 2006 | 40 | -100 | -100 | -99 | 3 | 0.57 | 30 | gelno306v21754 | CEC_gwh1 | 6 | 2006 | 3760.4021 | 2500.1778 | 0.56-0.599 EF | 50-59 Gallons | 50 | Age 2006 to 2009 | Gas | Storage | Gas | Primary System
1011 | EG10568268 | 1900 - 1969 | 0.63 | -99 | 1 | 30 | 01 - Gas Storage | richmond | 5V306 | -99 | 01/01/1996 | No, Unconditioned Space | No, Unconditioned Space | 01 - None |  |  | not listed | 1996 | 32 | -100 | -99 | -99 | -99 |  |  | 5V306 |  | 16 | 1996 | 21496.2973 | 34200.4027 | Dont Know | 30-39 Gallons | 30 | Age 1995 to 1999 | Gas | Storage | Gas | Primary System
1012 | EG10632547 | 1900 - 1969 | 0.6 | -99 | 1 | 50 | 01 - Gas Storage | hoyt | n 50 hmev | 25 |  | No, Unconditioned Space | No, Unconditioned Space | 01 - None |  |  | info n/a | -99 | 34 | -100 | -99 | -99 | -99 |  |  | n50hmev |  | 25 | 1987 | 28542.7333 | 18977.2013 | Dont Know | 50-59 Gallons | 50 | Age 1985 to 1989 | Gas | Storage | Gas | Primary System
1013 | EG10633949 | 1900 - 1969 | #N/A | #N/A | 1 | 29 | 01 - Gas Storage | ge | gln0707z07585 | 3 | 07/01/2007 | No, Unconditioned Space | No, Unconditioned Space | 01 - None |  |  |  | 2007 | 32 | -100 | -100 | -99 | 7 |  |  | gln0707z07585 |  | 5 | 2007 | 7491.9812 | 9682.8094 | Dont Know | 01-29 Gallons | 29 | Age 2006 to 2009 | Gas | Storage | Gas | Primary System
1014 | EG10644558 | 2000 - 2012 | 0.6 | -99 | 1 | 50 | 01 - Gas Storage | rheem |  | 11 |  | No, Unconditioned Space | Yes, Unconditioned Space | 01 - None |  |  | nameplate | -99 | -99 | -100 | -99 | -99 | -99 |  |  |  |  | 11 | 2001 | 4318.2088 | 2871.0466 | Dont Know | 50-59 Gallons | 50 | Age 2000 to 2005 | Gas | Storage | Gas | Primary System
1015 | EG10654090 | 2000 - 2012 | 0.6 | -99 | 1 | 50 | 01 - Gas Storage | rheem | 41YR50W | 9 |  | No, Unconditioned Space | Yes, Unconditioned Space | 01 - None |  |  |  | -99 | 40 | -100 | -99 | 19.2 | -99 |  |  | 41YR50W |  | 9 | 2003 | 4959.48 | 3220.7821 | Dont Know | 50-59 Gallons | 50 | Age 2000 to 2005 | Gas | Storage | Gas | Primary System
1773 | PP20890219 | 1900 - 1969 | -99 | -99 | 1 | -99 | 13 - Common Building | Dont Know |  | -99 |  | Not Applicable | No, Unconditioned Space | 01 - None | DHW shared for 4 units. |  |  | -100 | -99 | -100 | -99 | -100 | -99 |  |  |  |  | -100 | -100 | 11921.21 | 10778.9007 | Dont Know | Dont Know | -99 | Dont Know | Unknown | Unknown | Not Applicable | Primary System
1774 | PP20899520 | 1970 - 1979 | 0.615 | 0.089431 | 1 | 40 | 01 - Gas Storage | richmond | 5x40-7n | 15 |  | No, Unconditioned Space | Yes, Unconditioned Space | 01 - None |  |  |  | -99 | 36 | -100 | -99 | 6.6 | -99 | 0.56 | 40 | 5x407n | CEC_gwh1 | 15 | 1997 | 0 | 0 | 0.56-0.599 EF | 40-49 Gallons | 40 | Age 1995 to 1999 | Gas | Storage | Gas
1775 | PP20899520 | 1970 - 1979 | #N/A | #N/A | 2 | 82 | 07 - Solar w/Gas Storage | state | psv82ots2 | -99 |  | No, Unconditioned Space | Yes, Unconditioned Space | 01 - None |  |  |  | -99 | -99 | -100 | -99 | -99 | -99 |  |  | psv82ots2 |  | -99 | -99 | 11921.21 | 11930.0792 | Dont Know | 80-89 Gallons | 82 | Dont Know | Solar | Storage | Solar w/Gas | Primary System
1776 | PP20950831 | Dont Know | -99 | -99 | 1 | -99 | 13 - Common Building | Branford white |  | -99 |  | Not Applicable | No, Unconditioned Space | 01 - None | for building with 5 units |  |  | -100 | -99 | -100 | -99 | -100 | -99 |  |  |  |  | -100 | -100 | 11921.21 | 10778.9007 | Dont Know | Dont Know | -99 | Dont Know | Unknown | Unknown | Not Applicable | Primary System
1777 | PP20951676 | 1970 - 1979 | 0.615 | -99 | 1 | 40 | 01 - Gas Storage | richmond | 5V407 | 9 |  | No, Unconditioned Space | No, Unconditioned Space | 01 - None |  |  |  | -99 | 34 | -100 | -99 | 6.3 | -99 |  |  | 5V407 |  | 9 | 2003 | 9299.5239 | 8048.775 | Dont Know | 40-49 Gallons | 40 | Age 2000 to 2005 | Gas | Storage | Gas | Primary System
1 | DD12863602 | 1900 - 1969 | 0.945 | -99 | 1 | 50 | 03 - Electric Storage | ge | pe50togaag | 8 | 04/01/2004 | No, Unconditioned Space | No, Unconditioned Space | 01 - None |  |  | not on label | 2004 | -100 | 4.5 | -99 | -99 | 4 |  |  | pe50togaag |  | 8 | 2004 | 2346.6984 | 3185.1451 | Dont Know | 50-59 Gallons | 50 | Age 2000 to 2005 | Electric | Storage | Electric | Primary System
2 | DD12886979 | 1970 - 1979 | 0.615 | 0.04065 | 1 | 40 | 01 - Gas Storage | rheem | 22v40f1 | 5 | 01/01/2008 | No, Unconditioned Space | No, Unconditioned Space | 01 - None |  |  | nameplate | 2008 | 38 | -100 | -99 | -99 | 1 | 0.59 | 40 | 22v40f1 | CEC_2009 | 4 | 2008 | 4361.469 | 7047.3697 | 0.56-0.599 EF | 40-49 Gallons | 40 | Age 2006 to 2009 | Gas | Storage | Gas | Primary System
3 | DD13428243 | 2000 - 2012 | 0.6 | -0.066667 | 1 | 50 | 01 - Gas Storage | ao smith | gpcr 50 200 200 | 5 | 05/01/2006 | No, Conditioned Space | No, Conditioned Space | 01 - None |  |  | not on label | 2006 | 40 | -100 | -99 | -99 | 5 | 0.64 | 50 | gpcr50200200 | CEC_2009 | 6 | 2006 | 8518.1647 | 3292.7852 | 0.64-0.679 EF | 50-59 Gallons | 50 | Age 2006 to 2009 | Gas | Storage | Gas | Primary System
4 | DD13430578 | 1900 - 1969 | #N/A | #N/A | 1 | 29 | 01 - Gas Storage | ge | gg30t06avj00 | 1 | 09/01/2008 | No, Unconditioned Space | No, Unconditioned Space | 01 - None |  |  | n/a | 2008 | 32 | -100 | -99 | -99 | 9 | 0.62 | 30 | gg30t06avj00 | CEC_2009 | 4 | 2008 | 5152.0636 | 9217.4724 | 0.60-0.639 EF | 01-29 Gallons | 29 | Age 2006 to 2009 | Gas | Storage | Gas | Primary System
5 | DD13592307 | 2000 - 2012 | 0.6 | 0.033333 | 1 | 50 | 01 - Gas Storage | ge | gg50t06avh00 | 5 | 02/01/2007 | No, Unconditioned Space | Yes, Unconditioned Space | 01 - None |  |  | n/a | 2007 | 38 | -100 | -99 | -99 | 2 | 0.58 | 50 | gg50t06avh00 | CEC_2009 | 5 | 2007 | 4361.469 | 2483.1207 | 0.56-0.599 EF | 50-59 Gallons | 50 | Age 2006 to 2009 | Gas | Storage | Gas | Primary System
6 | DD13614017 | 2000 - 2012 | 0.615 | -0.0081301 | 1 | 40 | 01 - Gas Storage | rheem | 42vr40-40f | 4 | 01/01/2006 | No, Unconditioned Space | Yes, Unconditioned Space | 01 - None |  |  | n/a | 2006 | 40 | -100 | -99 | -99 | 1 | 0.62 | 40 | 42vr4040f | CEC_2009 | 6 | 2006 | 9628.7938 | 6939.9671 | 0.60-0.639 EF | 40-49 Gallons | 40 | Age 2006 to 2009 | Gas | Storage | Gas | Primary System
7 | DD13787793 | 1900 - 1969 | 0.6 | -99 | 1 | -100 | 04 - Gas Instantaneous | rinnai | r75lse | 3 |  | Not Applicable | No, Unconditioned Space | 01 - None |  |  | n/a | -99 | 180 | -100 | -99 | -100 | -99 |  |  | r75lse |  | 3 | 2009 | 8518.1647 | 7534.3422 | Dont Know | Tankless | -100 | Age 2006 to 2009 | Gas | Instantaneous | Gas | Primary System
8 | DD13798904 | Dont Know | -99 | -99 | 1 | 100 | 13 - Common Building | rheem | g100-200 | -99 |  | Not Applicable | Yes, Unconditioned Space | 02 - Continuous | common for 10 units |  |  | -100 | -99 | 199 | -99 | -100 | -99 |  | 97 | g100200 | CEC_gwh1 | -100 | -100 | 4948.4 | 3238.7715 | Dont Know | Dont Know | -99 | Dont Know | Unknown | Unknown | Not Applicable | Primary System
9 | DD13801849 | 1970 - 1979 | -99 | -99 | 1 | 100 | 13 - Common Building | ao smith | btr 250 110 | -99 | 02/01/2006 | Not Applicable | No, Unconditioned Space | 02 - Continuous |  |  | name plate | -100 | 250 | -100 | -99 | -100 | 2 |  | 79.95 | btr250110 | CEC_gwh1 | -100 | -100 | 5514.65 | 5759.5563 | Dont Know | Dont Know | -99 | Dont Know | Unknown | Unknown | Not Applicable | Primary System
10 | DD13802207 | 1970 - 1979 | -99 | -99 | 1 | -99 | 01 - Gas Storage | ao smith | PGXH40240 | -99 |  | No, Unconditioned Space | No, Unconditioned Space | 01 - None |  |  | n/a | -99 | 38 | -100 | -99 | -99 |  |  |  | PGXH40240 |  | -99 | -99 | 1243.26 | 744.9552 | Dont Know | Dont Know | -99 | Dont Know | Gas | Storage | Gas | Primary System
11 | DD13915801 | 1995 - 1999 | 0.6 | 0.075 | 1 | 50 | 01 - Gas Storage | rheem | 21dv50 | 13 |  | No, Unconditioned Space | Yes, Unconditioned Space | 01 - None |  |  |  | -99 | 40 | -100 | -99 | 6.7 | -99 | 0.555 | 50 | 21dv50 | CEC_gwh1 | 13 | 1999 | 10284.077 | 9096.2969 | 0.52-0.559 EF | 50-59 Gallons | 50 | Age 1995 to 1999 | Gas | Storage | Gas | Primary System
12 | DD13921200 | 1970 - 1979 | #N/A | #N/A | 1 | 100 | 01 - Gas Storage | american | g62100ts84nox | -99 |  | No, Unconditioned Space | No, Conditioned Space | 01 - None |  |  | n/a | -99 | 85 | -100 | -99 | -99 | -99 |  |  | g62100ts84nox |  | -99 | -99 | 1243.26 | 744.9552 | Dont Know | 90+ Gallons | 100 | Dont Know | Gas | Storage | Gas | Primary System
13 | DD13938450 | 1900 - 1969 | 0.6 | -99 | 1 | -100 | 04 - Gas Instantaneous | noritz | nr98-sv | 1 | 05/01/2010 | Not Applicable | No, Unconditioned Space | 01 - None |  |  |  | 2010 | 199 | -100 | -99 | -100 | 5 |  |  | nr98sv |  | 2 | 2010 | 9978.8905 | 8826.3584 | Dont Know | Tankless | -100 | Age 2010 to 2012 | Gas | Instantaneous | Gas | Primary System
14 | DG17913430 | 2000 - 2012 | 0.6 | -99 | 1 | 50 | 01 - Gas Storage | Dont Know |  | 8 |  | Yes, Unconditioned Space | Yes, Unconditioned Space | 03 - Temperature |  |  | see notes | -99 | -99 | -100 | -99 | -99 | -99 |  |  |  |  | 8 | 2004 | 2550.4336 | 1452.0417 | Dont Know | 50-59 Gallons | 50 | Age 2000 to 2005 | Gas | Storage | Gas | Primary System
15 | DD13995251 | 2000 - 2012 | 0.6 | -99 | 1 | 50 | 01 - Gas Storage | aosmith | gvr500100 | 8 | 03/01/2004 | No, Unconditioned Space | Yes, Unconditioned Space | 01 - None |  |  | not on label | 2004 | 40 | -100 | -99 | -99 | 3 |  |  | gvr500100 |  | 8 | 2004 | 2205.2579 | 1321.3796 | Dont Know | 50-59 Gallons | 50 | Age 2000 to 2005 | Gas | Storage | Gas | Primary System
16 | DD14025293 | Dont Know | 0.63 | 0.1039 | 1 | 30 | 01 - Gas Storage | ao smith | fsgh 30 242e | 12 |  | No, Unconditioned Space | Yes, Unconditioned Space | 01 - None |  |  |  | -99 | 38 | -100 | -99 | 7 | -99 | 0.56455 | 30 | fsgh30242e | CEC_gwh1 | 12 | 2000 | 11057.0999 | 10284.7318 | 0.56-0.599 EF | 30-39 Gallons | 30 | Age 2000 to 2005 | Gas | Storage | Gas | Primary System
17 | DD14038902 | 1900 - 1969 | 0.615 | -0.0081301 | 1 | 40 | 01 - Gas Storage | ge | sg40t12avhoo | 6 | 04/01/2006 | No, Unconditioned Space | No, Unconditioned Space | 01 - None |  |  | not on label | 2006 | 40 | -100 | -99 | -99 | 4 | 0.62 | 40 | sg40t12avhoo | CEC_gwh1 | 6 | 2006 | 3134.2812 | 1710.5268 | 0.60-0.639 EF | 40-49 Gallons | 40 | Age 2006 to 2009 | Gas | Storage | Gas | Primary System
18 | DD14073591 | 1970 - 1979 | 0.615 | -99 | 1 | 40 | 01 - Gas Storage | Dont Know |  | 23 |  | Yes, Unconditioned Space | No, Unconditioned Space | 01 - None |  |  | insulation wrap covers all data | -99 | -99 | -100 | -99 | -99 | -99 |  |  |  |  | 23 | 1989 | 14329.3667 | 25710.731 | Dont Know | 40-49 Gallons | 40 | Age 1985 to 1989 | Gas | Storage | Gas | Primary System
19 | DD14108609 | 1900 - 1969 | 0.615 | -99 | 1 | 40 | 01 - Gas Storage | Dont Know |  | 6 |  | Yes, Unconditioned Space | No, Unconditioned Space | 01 - None |  |  | wrapped unit no access to name plate | -99 | -99 | -100 | -99 | -99 | -99 |  |  |  |  | 6 | 2006 | 2786.3658 | 1879.1533 | Dont Know | 40-49 Gallons | 40 | Age 2006 to 2009 | Gas | Storage | Gas | Primary System
20 | DD14160052 | 1990 - 1994 | 0.6 | 0.036667 | 1 | 50 | 01 - Gas Storage | ge | GG50T6A | 8 | 06/01/2006 | No, Unconditioned Space | Yes, Unconditioned Space | 01 - None |  |  |  | 2006 | -99 | -100 | -99 | -99 | 6 | 0.578 | 50 | GG50T6A | CEC_gwh1 | 6 | 2006 | 2220.9802 | 2335.846 | 0.56-0.599 EF | 50-59 Gallons | 50 | Age 2006 to 2009 | Gas | Storage | Gas | Primary System
21 | DD14172004 | 1990 - 1994 | 0.615 | -0.0081301 | 1 | 40 | 01 - Gas Storage | whirlpool | fg2f4040t3nov | 6 |  | No, Unconditioned Space | No, Unconditioned Space | 01 - None |  |  | name plate | -99 | 40 | -100 | -99 | -99 | -99 | 0.62 | 40 | fg2f4040t3nov | CEC_2009 | 6 | 2006 | 3134.2812 | 1710.5268 | 0.60-0.639 EF | 40-49 Gallons | 40 | Age 2006 to 2009 | Gas | Storage | Gas | Primary System
22 | DD14185496 | 1980 - 1989 | 0.615 | 0.065041 | 2 | 40 | 01 - Gas Storage | reliance | 5 40 nort6 f | -99 |  | No, Unconditioned Space | No, Unconditioned Space | 01 - None |  |  | not on label | -99 | 32 | -100 | -99 | -99 | -99 | 0.575 | 40 | 540nort6f | CEC_gwh1 | -99 | -99 | 2823.61 | 2170.7365 | 0.56-0.599 EF | 40-49 Gallons | 40 | Dont Know | Gas | Storage | Gas | Primary System
23 | DD14249702 | 1900 - 1969 | 0.615 | 0.073171 | 1 | 40 | 01 - Gas Storage | ge | GG40S6A | 1 | 05/01/2010 | No, Conditioned Space | No, Conditioned Space | 03 - Timer |  |  | not available | 2010 | 36 | -100 | -99 | -99 | 5 | 0.57 | 40 | GG40S6A | CEC_gwh1 | 2 | 2010 | 5109.3895 | 2908.9353 | 0.56-0.599 EF | 40-49 Gallons | 40 | Age 2010 to 2012 | Gas | Storage | Gas | Primary System
24 | DD14252716 | 2000 - 2012 | 0.743 | -99 | 1 | 75 | 01 - Gas Storage | rheem |  | 10 |  | No, Unconditioned Space | Yes, Unconditioned Space | 01 - None |  |  | limited access | -99 | -99 | -100 | -99 | -99 | -99 |  |  |  |  | 10 | 2002 | 2550.4336 | 2682.3383 | Dont Know | 70-79 Gallons | 75 | Age 2000 to 2005 | Gas | Storage | Gas | Primary System
25 | DD14253637 | 1980 - 1989 | 0.615 | -0.0081301 | 1 | 40 | 01 - Gas Storage | whirlpool | sg1j4040t3nov | 10 |  | No, Unconditioned Space | No, Unconditioned Space | 01 - None |  |  | n/a | -99 | 40 | -100 | -99 | -99 | -99 | 0.62 | 40 | sg1j4040t3nov | CEC_2009 | 10 | 2002 | 2550.4336 | 2682.3383 | 0.60-0.639 EF | 40-49 Gallons | 40 | Age 2000 to 2005 | Gas | Storage | Gas | Primary System
26 | DD14550622 | 1900 - 1969 | 0.743 | 0.28668 | 1 | 75 | 01 - Gas Storage | ge | gg75t06anf00 | 4 |  | No, Unconditioned Space | Yes, Unconditioned Space | 01 - None |  |  | n/a | -99 | 70 | -100 | -99 | -99 | -99 | 0.53 | 75 | gg75t06anf00 | CEC_2009 | 4 | 2008 | 2220.9802 | 19187.4586 | 0.52-0.559 EF | 70-79 Gallons | 75 | Age 2006 to 2009 | Gas | Storage | Gas | Primary System
27 | DD14562652 | 1980 - 1989 | 0.615 | 0.089431 | 1 | 40 | 01 - Gas Storage | RUUD | P40-7 | 25 |  | No, Unconditioned Space | No, Unconditioned Space | 01 - None |  |  |  | -99 | 34 | -100 | -99 | 6.6 | -99 | 0.56 | 40 | P407 | CEC_gwh1 | 25 | 1987 | 18382.1667 | 7105.8177 | 0.56-0.599 EF | 40-49 Gallons | 40 | Age 1985 to 1989 | Gas | Storage | Gas | Primary System
28 | DD14635889 | 1900 - 1969 | 0.615 | -99 | 1 | 40 | 01 - Gas Storage | ge |  | 5 | 10/01/2007 | No, Unconditioned Space | Yes, Unconditioned Space | 01 - None |  |  | strap covers label | 2007 | -99 | -100 | -99 | -99 | 10 |  |  |  |  | 5 | 2007 | 6640.1262 | 11914.1691 | Dont Know | 40-49 Gallons | 40 | Age 2006 to 2009 | Gas | Storage | Gas | Primary System
29 | DG17913430 | 2000 - 2012 | 0.6 | -99 | 2 | 50 | 01 - Gas Storage | Dont Know |  | 8 |  | Yes, Unconditioned Space | Yes, Unconditioned Space | 03 - Temperature |  |  | see notes | -99 | -99 | -100 | -99 | -99 | -99 |  |  |  |  | 8 | 2004 | 0 | 0 | Dont Know | 50-59 Gallons | 50 | Age 2000 to 2005 | Gas | Storage | Gas
30 | DG18185483 | 2000 - 2012 | 0.6 | -0.033333 | 1 | 50 | 01 - Gas Storage | ao smith | gvr50100 | 8 |  | No, Unconditioned Space | Yes, Unconditioned Space | 01 - None |  |  | n/a | -99 | 40 | -100 | -99 | -99 | -99 | 0.62 | 50 | gvr50100 | CEC_2009 | 8 | 2004 | 5008.4361 | 2851.4593 | 0.60-0.639 EF | 50-59 Gallons | 50 | Age 2000 to 2005 | Gas | Storage | Gas | Primary System
31 | DD14731314 | 1900 - 1969 | 0.615 | -99 | 1 | 40 | 01 - Gas Storage | whirlpool | n40t61-343 | 1 |  | No, Unconditioned Space | Yes, Unconditioned Space | 01 - None |  |  | info plate | -99 | 34 | -100 | -99 | -99 | -99 |  |  | n40t61343 |  | 1 | 2011 | 2601.8419 | 1481.31 | Dont Know | 40-49 Gallons | 40 | Age 2010 to 2012 | Gas | Storage | Gas | Primary System
32 | DD14735792 | 2000 - 2012 | 0.743 | -99 | 1 | 75 | 01 - Gas Storage | rheem | 21vr75n | 10 |  | Yes, Unconditioned Space | Yes, Unconditioned Space | 04 - Timer/Temperature |  |  | info plate | -99 | 70 | -100 | -99 | -99 | -99 |  | 74.9 | 21vr75n | CEC_gwh1 | 10 | 2002 | 2346.6984 | 1725.4947 | Dont Know | 70-79 Gallons | 75 | Age 2000 to 2005 | Gas | Storage | Gas | Primary System
33 | DD14784125 | 1980 - 1989 | 0.615 | -0.02439 | 1 | 40 | 01 - Gas Storage | bradford white | m4403t6en12 | 5 |  | No, Conditioned Space | No, Conditioned Space | 01 - None |  |  | info plate | -99 | 40 | -100 | -99 | -99 | -99 | 0.63 | 40 | m4403t6en12 | CEC_2009 | 5 | 2007 | 8518.1647 | 4843.0536 | 0.60-0.639 EF | 40-49 Gallons | 40 | Age 2006 to 2009 | Gas | Storage | Gas | Primary System
34 | DD14785952 | 2000 - 2012 | 0.6 | 0.083333 | 1 | 50 | 01 - Gas Storage | bradford white | mi5036fbn | 1 |  | No, Unconditioned Space | No, Unconditioned Space | 01 - None |  |  | n/a | -99 | 40 | -100 | -99 | -99 | -99 | 0.55 | 50 | mi5036fbn | CEC_gwh1 | 1 | 2011 | 9978.8905 | 9085.931 | 0.52-0.559 EF | 50-59 Gallons | 50 | Age 2010 to 2012 | Gas | Storage | Gas | Primary System
35 | DD14825779 | 1980 - 1989 | 0.615 | -99 | 1 | 40 | 01 - Gas Storage | kenmore | 163331444 | 7 | 11/01/2005 | No, Unconditioned Space | Yes, Unconditioned Space | 01 - None |  |  | not on label | 2005 | 40 | -100 | -99 | -99 | 11 |  |  | 163331444 |  | 7 | 2005 | 5008.4361 | 2851.4593 | Dont Know | 40-49 Gallons | 40 | Age 2000 to 2005 | Gas | Storage | Gas | Primary System
36 | DD14972264 | 1970 - 1979 | -99 | -99 | 1 | -99 | 01 - Gas Storage | Dont Know |  | 6 | 06/01/2007 | Yes, conditioned space | Yes, conditioned space | 01 - None |  |  | unit completely wrapped no access to info plate | 2007 | -99 | -100 | -99 | -99 | 6 |  |  |  |  | 5 | 2007 | 1920.3927 | 1150.6897 | Dont Know | Dont Know | -99 | Age 2006 to 2009 | Gas | Storage | Gas | Primary System
37 | DD14972264 | 1970 - 1979 | -99 | -99 | 2 | -99 | 01 - Gas Storage | Dont Know |  | 15 |  | Yes, Unconditioned Space | No, Unconditioned Space | 01 - None |  |  | unit is completely wrapped up no access to info plate | -99 | -99 | -100 | -99 | -99 | -99 |  |  |  |  | 15 | 1997 | 0 | 0 | Dont Know | Dont Know | -99 | Age 1995 to 1999 | Gas | Storage | Gas
38 | DD14977737 | 1970 - 1979 | 0.615 | 0.089431 | 1 | 40 | 01 - Gas Storage | ruud | p40-7n | -99 | 12/01/1994 | No, Unconditioned Space | No, Unconditioned Space | 01 - None |  |  | not on label | 1994 | 34 | -100 | -99 | 6.3 | 12 | 0.56 | 40 | p407n | CEC_gwh1 | 18 | 1994 | 12100.3541 | 14322.012 | 0.56-0.599 EF | 40-49 Gallons | 40 | Age 1990 to 1994 | Gas | Storage | Gas | Primary System
39 | DD15013051 | 1980 - 1989 | 0.615 | 0.04065 | 1 | 40 | 01 - Gas Storage | ge | gg40t06avg01 | 1 | 03/01/2012 | No, Unconditioned Space | No, Unconditioned Space | 01 - None |  |  | dk | 2012 | 36 | -100 | -99 | -99 | 3 | 0.59 | 40 | gg40t06avg01 | CEC_2009 | 0 | 2012 | 7778.799 | 4245.2621 | 0.56-0.599 EF | 40-49 Gallons | 40 | Age 2010 to 2012 | Gas | Storage | Gas | Primary System
40 | DD15043804 | 1970 - 1979 | 0.615 | -99 | 1 | 40 | 01 - Gas Storage | sears | 163204281 | 8 | 09/01/2004 | No, Unconditioned Space | Yes, Unconditioned Space | 01 - None |  |  | label little access | 2004 | 40 | -100 | -99 | -99 | 9 |  |  | 163204281 |  | 8 | 2004 | 7625.1023 | 4161.3825 | Dont Know | 40-49 Gallons | 40 | Age 2000 to 2005 | Gas | Storage | Gas | Primary System
41 | DD15085133 | 1900 - 1969 | 0.615 | -99 | 1 | 40 | 01 - Gas Storage | american | g5140t343nv | 12 | 04/01/1998 | Yes, Unconditioned Space | Yes, Unconditioned Space | 01 - None |  |  | dk | 1998 | 34 | -100 | -99 | -99 | 4 |  |  | g5140t343nv |  | 14 | 1998 | 5265.6511 | 2997.8999 | Dont Know | 40-49 Gallons | 40 | Age 1995 to 1999 | Gas | Storage | Gas | Primary System
42 | DD15100483 | 1980 - 1989 | -99 | -99 | 1 | -99 | 01 - Gas Storage | Dont Know |  | -99 |  | No, Unconditioned Space | No, Unconditioned Space | Dont Know |  | dk | unit lock in closet / no access available | -99 | -99 | -100 | -99 | -99 | -99 |  |  |  |  | -99 | -99 | 5514.65 | 5759.5563 | Dont Know | Dont Know | -99 | Dont Know | Gas | Storage | Gas | Primary System
43 | DD15125263 | 1970 - 1979 | 0.615 | 0.065041 | 1 | 40 | 01 - Gas Storage | reliance | 5 40 norto f | -99 |  | No, Unconditioned Space | No, Unconditioned Space | 01 - None |  |  | n/a | -99 | 32 | -100 | -99 | -99 | -99 | 0.575 | 40 | 540nortof | CEC_gwh1 | -99 | -99 | 1803.89 | 2545.6265 | 0.56-0.599 EF | 40-49 Gallons | 40 | Dont Know | Gas | Storage | Gas | Primary System
44 | DX16134479 | Dont Know | -99 | -99 | 1 | -99 | 13 - Common Building | Dont Know |  | -99 |  | Not Applicable | No, Unconditioned Space | Dont Know | multi unit no access | dk |  | -100 | -99 | -100 | -99 | -100 | -99 |  |  |  |  | -100 | -100 | 4948.4 | 3238.7715 | Dont Know | Dont Know | -99 | Dont Know | Unknown | Unknown | Not Applicable | Primary System
45 | DD15150175 | 1900 - 1969 | 0.6 | -0.35 | 1 | -100 | 04 - Gas Instantaneous | noritz | n-069m-0d | 7 |  | Not Applicable | No, Unconditioned Space | 01 - None |  |  | n/a | -99 | 190 | -100 | -99 | -100 | -99 | 0.81 | 0.2 | n069m0d | CEC_2009 | 7 | 2005 | 5008.4361 | 8001.36 | 0.80-0.839 EF | Tankless | -100 | Age 2000 to 2005 | Gas | Instantaneous | Gas | Primary System
46 | DD15180050 | 1900 - 1969 | 0.6 | -99 | 1 | -100 | 04 - Gas Instantaneous | CEC | aq240fx | 4 |  | Not Applicable | Yes, conditioned space | 01 - None |  |  | not on label | -99 | 165 | -100 | -99 | -100 | -99 |  |  | aq240fx |  | 4 | 2008 | 2786.3658 | 1879.1533 | Dont Know | Tankless | -100 | Age 2006 to 2009 | Gas | Instantaneous | Gas | Primary System
47 | DD15278127 | 1980 - 1989 | 0.615 | 0.053039 | 1 | 40 | 01 - Gas Storage | state | prv40nrt42h | -99 |  | No, Unconditioned Space | Yes, Unconditioned Space | 01 - None |  |  | n/a | -99 | 32 | -100 | -99 | -99 | -99 | 0.58238 | 39.9683 | prv40nrt42h | CEC_gwh1 | -99 | -99 | 2823.61 | 2570.9397 | 0.56-0.599 EF | 40-49 Gallons | 40 | Dont Know | Gas | Storage | Gas | Primary System
48 | DD15288276 | 1980 - 1989 | 0.6 | -99 | 1 | 50 | 01 - Gas Storage | ge | geln0210v06478 | 2 | 02/01/2010 | No, Unconditioned Space | Yes, Unconditioned Space | 01 - None |  |  |  | 2010 | 40 | -100 | -100 | -99 | 2 |  |  | geln0210v06478 |  | 2 | 2010 | 2249.7086 | 1348.0142 | Dont Know | 50-59 Gallons | 50 | Age 2010 to 2012 | Gas | Storage | Gas | Primary System
49 | DD15321391 | 1995 - 1999 | 0.6 | 0.11667 | 1 | 50 | 01 - Gas Storage | rheem | 42vr50-40f | 1 | 06/01/2011 | No, Unconditioned Space | No, Unconditioned Space | 01 - None |  |  | n/a | 2011 | 40 | -100 | -99 | -99 | 6 | 0.53 | 50 | 42vr5040f | CEC_gwh1 | 1 | 2011 | 2601.8419 | 2736.4053 | 0.52-0.559 EF | 50-59 Gallons | 50 | Age 2010 to 2012 | Gas | Storage | Gas | Primary System
50 | DD15439597 | 2000 - 2012 | 0.6 | -0.033333 | 1 | 50 | 01 - Gas Storage | ge | sg50t12xa01 | 11 | 01/01/2001 | No, Unconditioned Space | Yes, Unconditioned Space | 01 - None |  |  |  | 2001 | 40 | -100 | -99 | 19.2 | 1 | 0.62 | 50 | sg50t12xa01 | CEC_gwh1 | 11 | 2001 | 5008.4361 | 4429.9767 | 0.60-0.639 EF | 50-59 Gallons | 50 | Age 2000 to 2005 | Gas | Storage | Gas | Primary System
51 | DD15457146 | 1900 - 1969 | 0.6 | -99 | 1 | -100 | 04 - Gas Instantaneous | takagi | flash t-k2 | 9 |  | Not Applicable | No, Unconditioned Space | 01 - None |  |  | not on label | -99 | 185 | -100 | -99 | -100 | -99 |  |  | flashtk2 |  | 9 | 2003 | 2550.4336 | 2682.3383 | Dont Know | Tankless | -100 | Age 2000 to 2005 | Gas | Instantaneous | Gas | Primary System
52 | DD15465264 | 1980 - 1989 | 0.615 | 0.04065 | 1 | 40 | 01 - Gas Storage | ge | gg40t06avg00 | -99 | 01/01/2004 | No, Unconditioned Space | No, Unconditioned Space | 01 - None |  |  | n/a | 2004 | 36 | -100 | -99 | -99 | 1 | 0.59 | 40 | gg40t06avg00 | CEC_2009 | 8 | 2004 | 5916.305 | 8767.1104 | 0.56-0.599 EF | 40-49 Gallons | 40 | Age 2000 to 2005 | Gas | Storage | Gas | Primary System
53 | DD15512449 | 1900 - 1969 | 0.6 | -99 | 1 | 50 | 01 - Gas Storage | kenmore | 15bg330568 | 10 |  | No, Unconditioned Space | No, Unconditioned Space | 01 - None |  |  | label very faded | -99 | 40 | -100 | -99 | -99 | -99 |  |  | 15bg330568 |  | 10 | 2002 | 5008.4361 | 2851.4593 | Dont Know | 50-59 Gallons | 50 | Age 2000 to 2005 | Gas | Storage | Gas | Primary System
54 | DD15541745 | 1980 - 1989 | 0.6 | -0.033333 | 1 | 50 | 01 - Gas Storage | ge | sg50t12avhoo | 7 | 07/01/2005 | No, Unconditioned Space | Yes, Unconditioned Space | 01 - None |  |  | not on label | 2005 | 40 | -100 | -99 | -99 | 7 | 0.62 | 50 | sg50t12avhoo | CEC_gwh1 | 7 | 2005 | 3599.2109 | 1964.2612 | 0.60-0.639 EF | 50-59 Gallons | 50 | Age 2000 to 2005 | Gas | Storage | Gas | Primary System
55 | DX15195332 | 1900 - 1969 | #N/A | #N/A | 1 | 50 | 02 - Propane Storage | Dont Know |  | 12 |  | Yes, Unconditioned Space | No, Unconditioned Space | 01 - None |  |  | wrap covers all labels | -99 | -99 | -100 | -99 | -99 | -99 |  |  |  |  | 12 | 2000 | 3599.2109 | 1964.2612 | Dont Know | 50-59 Gallons | 50 | Age 2000 to 2005 | Propane | Storage | Propane | Primary System
56 | DD15557715 | 1900 - 1969 | 0.6 | -99 | 1 | 50 | 01 - Gas Storage | ruud | ruln0312z04946 | 1 | 03/01/2012 | No, Unconditioned Space | No, Unconditioned Space | 01 - None |  |  | info plate | 2012 | 38 | -100 | -99 | -99 | 3 |  |  | ruln0312z04946 |  | 0 | 2012 | 2601.8419 | 2736.4053 | Dont Know | 50-59 Gallons | 50 | Age 2010 to 2012 | Gas | Storage | Gas | Primary System
57 | DD15625203 | 1900 - 1969 | 0.615 | -99 | 1 | 40 | 01 - Gas Storage | ruud | p240f1 | 1 | 05/01/2012 | No, Unconditioned Space | Yes, Unconditioned Space | 01 - None |  |  | n/a | 2012 | 38 | -100 | -99 | -99 | 5 |  |  | p240f1 |  | 0 | 2012 | 5109.3895 | 2908.9353 | Dont Know | 40-49 Gallons | 40 | Age 2010 to 2012 | Gas | Storage | Gas | Primary System
58 | DD15648646 | 1900 - 1969 | 0.615 | -0.00271 | 1 | 40 | 01 - Gas Storage | ao smith | fgr40248e | 11 | 11/01/2001 | No, Unconditioned Space | Yes, Unconditioned Space | 01 - None |  |  | not available on nameplate | 2001 | 38 | -100 | -99 | -99 | 11 | 0.61667 | 40 | fgr40248e | CEC_gwh1 | 11 | 2001 | 5008.4361 | 2851.4593 | 0.60-0.639 EF | 40-49 Gallons | 40 | Age 2000 to 2005 | Gas | Storage | Gas | Primary System
59 | DD15706151 | 2000 - 2012 | 0.615 | -0.0054201 | 1 | 40 | 01 - Gas Storage | bradford white | m440t6fbn | 2 |  | No, Unconditioned Space | Yes, Unconditioned Space | 01 - None |  |  |  | -99 | 40 | -100 | -100 | -99 | -99 | 0.61833 | 40 | m440t6fbn | CEC_gwh1 | 2 | 2010 | 5109.3895 | 4652.1766 | 0.60-0.639 EF | 40-49 Gallons | 40 | Age 2010 to 2012 | Gas | Storage | Gas | Primary System
60 | DD15720912 | 1900 - 1969 | 0.615 | -0.0054201 | 1 | 40 | 01 - Gas Storage | bradford white | m440t6fbn | 1 |  | No, Conditioned Space | No, Conditioned Space | 01 - None |  |  | info plate | -99 | 40 | -100 | -99 | -99 | -99 | 0.61833 | 40 | m440t6fbn | CEC_gwh1 | 1 | 2011 | 5109.3895 | 2908.9353 | 0.60-0.639 EF | 40-49 Gallons | 40 | Age 2010 to 2012 | Gas | Storage | Gas | Primary System
61 | DD15733658 | 2000 - 2012 | -99 | -99 | 1 | -99 | 13 - Common Building | Dont Know |  | -99 |  | Not Applicable | No, Unconditioned Space | 01 - None | no dhw in apartment common to all units |  |  | -100 | -99 | -100 | -99 | -100 | -99 |  |  |  |  | -100 | -100 | 6233.67 | 4492.9267 | Dont Know | Dont Know | -99 | Dont Know | Unknown | Unknown | Not Applicable | Primary System
62 | DD15755425 | 1900 - 1969 | -99 | -99 | 1 | -99 | 01 - Gas Storage | Dont Know |  | -99 |  | Yes, Unconditioned Space | Yes, Unconditioned Space | 01 - None |  |  | see notes | -99 | -99 | -100 | -99 | -99 | -99 |  |  |  |  | -99 | -99 | 2823.61 | 1607.5695 | Dont Know | Dont Know | -99 | Dont Know | Gas | Storage | Gas | Primary System
63 | DD15828123 | 1980 - 1989 | 0.615 | 0.04065 | 1 | 40 | 01 - Gas Storage | americian | bfg6140t403no | 1 |  | No, Unconditioned Space | No, Unconditioned Space | 01 - None |  |  | name plate | -99 | 40 | -100 | -99 | -99 | -99 | 0.59 | 40 | bfg6140t403no | CEC_2009 | 1 | 2011 | 9978.8905 | 5673.558 | 0.56-0.599 EF | 40-49 Gallons | 40 | Age 2010 to 2012 | Gas | Storage | Gas | Primary System
64 | DD15863073 | 1980 - 1989 | 0.6 | -99 | 1 | 50 | 01 - Gas Storage | ge |  | 6 |  | No, Conditioned Space | Yes, conditioned space | 01 - None |  |  | label covered by strap | -99 | -99 | -100 | -99 | -99 | -99 |  |  |  |  | 6 | 2006 | 1920.3927 | 1150.6897 | Dont Know | 50-59 Gallons | 50 | Age 2006 to 2009 | Gas | Storage | Gas | Primary System
65 | DD15891234 | 2000 - 2012 | #N/A | #N/A | 1 | 65 | 01 - Gas Storage | Dont Know |  | 3 |  | Yes, Unconditioned Space | Yes, Unconditioned Space | 01 - None |  |  | wrap covers all | -99 | -99 | -100 | -99 | -99 | -99 |  |  |  |  | 3 | 2009 | 7643.5107 | 9401.3358 | Dont Know | 60-69 Gallons | 65 | Age 2006 to 2009 | Gas | Storage | Gas | Primary System
66 | DD15992420 | 1980 - 1989 | -99 | -99 | 1 | -99 | 01 - Gas Storage | Dont Know |  | 14 |  | Yes, conditioned space | No, Conditioned Space | 01 - None |  |  | nameplate | -99 | -99 | -100 | -99 | -99 | -99 |  |  |  |  | 14 | 1998 | 3364.0111 | 2268.7232 | Dont Know | Dont Know | -99 | Age 1995 to 1999 | Gas | Storage | Gas | Primary System
67 | DD16005521 | 1995 - 1999 | 0.6 | -99 | 1 | 50 | 01 - Gas Storage | rheem | 41*R50 | 13 |  | No, Unconditioned Space | Yes, Unconditioned Space | 01 - None |  |  |  | -99 | 40 | -100 | -100 | 19.2 | -99 |  |  | 41R50 |  | 13 | 1999 | 10284.077 | 9096.2969 | Dont Know | 50-59 Gallons | 50 | Age 1995 to 1999 | Gas | Storage | Gas | Primary System
68 | DD16017299 | 1900 - 1969 | 0.615 | -99 | 1 | 40 | 01 - Gas Storage | ge | geln0108v14004 | 4 | 01/01/2008 | No, Unconditioned Space | Yes, Unconditioned Space | 01 - None |  |  | not on label | 2008 | 40 | -100 | -99 | -99 | 1 |  |  | geln0108v14004 |  | 4 | 2008 | 4361.469 | 2483.1207 | Dont Know | 40-49 Gallons | 40 | Age 2006 to 2009 | Gas | Storage | Gas | Primary System
69 | DD16132396 | 2000 - 2012 | 0.615 | -99 | 1 | 40 | 01 - Gas Storage | rheem | 41VRP40NT | 11 |  | No, Unconditioned Space | Yes, Unconditioned Space | 01 - None |  |  |  | -99 | 40 | -100 | -99 | 19.2 | -99 |  |  | 41VRP40NT |  | 11 | 2001 | 3599.2109 | 1964.2612 | Dont Know | 40-49 Gallons | 40 | Age 2000 to 2005 | Gas | Storage | Gas | Primary System
70 | PP19145851 | 1980 - 1989 | -99 | -99 | 1 | -99 | 01 - Gas Storage | Dont Know |  | 25 |  | No, Unconditioned Space | No, Unconditioned Space | 01 - None |  |  | no access | -99 | -99 | -100 | -99 | -99 | -99 |  |  |  |  | 25 | 1987 | 9242.6 | 6868.061 | Dont Know | Dont Know | -99 | Age 1985 to 1989 | Gas | Storage | Gas | Primary System
71 | DD16143768 | 1970 - 1979 | 0.615 | -99 | 1 | 40 | 01 - Gas Storage | ao smith | kga 40 830 | 25 |  | No, Conditioned Space | No, Conditioned Space | 01 - None |  |  | info plate | -99 | 42 | -100 | -99 | -99 | -99 |  |  | kga40830 |  | 25 | 1987 | 9412.0333 | 14458.073 | Dont Know | 40-49 Gallons | 40 | Age 1985 to 1989 | Gas | Storage | Gas | Primary System
72 | DD16185879 | 1980 - 1989 | 0.615 | -99 | 1 | 40 | 01 - Gas Storage | american | g5240t343n | 15 |  | No, Unconditioned Space | No, Unconditioned Space | 01 - None |  |  |  | -99 | 34 | -100 | -99 | -99 | -99 |  |  | g5240t343n |  | 15 | 1997 | 8016.6997 | 4375.0959 | Dont Know | 40-49 Gallons | 40 | Age 1995 to 1999 | Gas | Storage | Gas | Primary System
73 | DD16201451 | 1995 - 1999 | 0.6 | -0.033333 | 1 | 50 | 01 - Gas Storage | aosmith | gvr50200 | 4 |  | No, Unconditioned Space | Yes, Unconditioned Space | 01 - None |  |  |  | -99 | 40 | -100 | -100 | -99 | -99 | 0.62 | 50 | gvr50200 | CEC_2009 | 4 | 2008 | 2220.9802 | 2335.846 | 0.60-0.639 EF | 50-59 Gallons | 50 | Age 2006 to 2009 | Gas | Storage | Gas | Primary System
74 | DD16214295 | 2000 - 2012 | 0.6 | -99 | 1 | 50 | 01 - Gas Storage | Dont Know |  | 12 |  | Yes, Unconditioned Space | Yes, Unconditioned Space | 01 - None |  |  | unit has external wrap preventing nameplate view | -99 | -99 | -100 | -99 | -99 | -99 |  |  |  |  | 12 | 2000 | 5008.4361 | 2851.4593 | Dont Know | 50-59 Gallons | 50 | Age 2000 to 2005 | Gas | Storage | Gas | Primary System
75 | DD16242907 | 1970 - 1979 | 0.6 | -0.033333 | 1 | 50 | 01 - Gas Storage | ge | sg50t12avh00 | 4 | 09/01/2008 | No, Unconditioned Space | Yes, Unconditioned Space | 01 - None |  |  | not on label | 2008 | 40 | -100 | -99 | -99 | 9 | 0.62 | 50 | sg50t12avh00 | CEC_gwh1 | 4 | 2008 | 4361.469 | 2483.1207 | 0.60-0.639 EF | 50-59 Gallons | 50 | Age 2006 to 2009 | Gas | Storage | Gas | Primary System
76 | DD16278974 | 1900 - 1969 | 0.615 | -0.0081301 | 1 | 40 | 01 - Gas Storage | aosmith | gvr40100 | 8 | 12/01/2004 | No, Conditioned Space | No, Conditioned Space | 01 - None |  |  |  | 2004 | 40 | -100 | -99 | -99 | 12 | 0.62 | 40 | gvr40100 | CEC_2009 | 8 | 2004 | 2205.2579 | 1321.3796 | 0.60-0.639 EF | 40-49 Gallons | 40 | Age 2000 to 2005 | Gas | Storage | Gas | Primary System
77 | DD16278974 | 1900 - 1969 | 0.615 | -99 | 2 | 40 | 01 - Gas Storage | Dont Know |  | 12 |  | Yes, Unconditioned Space | No, Unconditioned Space | 01 - None |  |  | no access | -99 | -99 | -100 | -99 | -99 | -99 |  |  |  |  | 12 | 2000 | 0 | 0 | Dont Know | 40-49 Gallons | 40 | Age 2000 to 2005 | Gas | Storage | Gas
78 | DD16444449 | 2000 - 2012 | 0.6 | -99 | 1 | 50 | 01 - Gas Storage | rheem | 42vr50 | 3 |  | No, Unconditioned Space | Yes, Unconditioned Space | 01 - None |  |  | n/a | -99 | 40 | -100 | -99 | -99 | -99 |  |  | 42vr50 |  | 3 | 2009 | 2220.9802 | 3849.9717 | Dont Know | 50-59 Gallons | 50 | Age 2006 to 2009 | Gas | Storage | Gas | Primary System
79 | DD16452661 | 1900 - 1969 | 0.615 | -99 | 1 | 40 | 01 - Gas Storage | ge | g40t5xa | 9 | 06/01/2003 | No, Unconditioned Space | No, Unconditioned Space | 01 - None |  |  |  | 2003 | 34 | -100 | -99 | 6.7 | 6 |  |  | g40t5xa |  | 9 | 2003 | 2550.4336 | 1452.0417 | Dont Know | 40-49 Gallons | 40 | Age 2000 to 2005 | Gas | Storage | Gas | Primary System
80 | DD16555619 | 2000 - 2012 | 0.615 | -0.0054201 | 1 | -99 | 01 - Gas Storage | bradford white | m440t6fbn | 2 |  | No, Unconditioned Space | Yes, Unconditioned Space | 01 - None |  |  | n/a | -99 | 40 | -100 | -99 | -99 | -99 | 0.61833 | 40 | m440t6fbn | CEC_gwh1 | 2 | 2010 | 9978.8905 | 9085.931 | 0.60-0.639 EF | 40-49 Gallons | 40 | Age 2010 to 2012 | Gas | Storage | Gas | Primary System
81 | PP17094398 | 1995 - 1999 | -99 | -99 | 1 | -99 | 01 - Gas Storage | Dont Know |  | 14 |  | Yes, Unconditioned Space | No, Unconditioned Space | 01 - None |  |  | blanket | -99 | -99 | -100 | -99 | -99 | -99 |  |  |  |  | 14 | 1998 | 10384.8543 | 8814.78 | Dont Know | Dont Know | -99 | Age 1995 to 1999 | Gas | Storage | Gas | Primary System
82 | DD16592222 | 1980 - 1989 | 0.615 | 0.04065 | 1 | 40 | 01 - Gas Storage | ge | gg40t06avg01 | 2 | 03/01/2007 | No, Unconditioned Space | Yes, Unconditioned Space | 01 - None |  |  | no info | 2007 | 36 | -100 | -99 | -99 | 3 | 0.59 | 40 | gg40t06avg01 | CEC_2009 | 5 | 2007 | 5152.0636 | 4727.4193 | 0.56-0.599 EF | 40-49 Gallons | 40 | Age 2006 to 2009 | Gas | Storage | Gas | Primary System
83 | DD16593123 | 1900 - 1969 | 0.615 | 0.056911 | 1 | 40 | 01 - Gas Storage | ge | gg40t6xa | -99 | 03/01/2002 | No, Unconditioned Space | No, Unconditioned Space | 01 - None |  |  | not on label | 2002 | 34 | -100 | -99 | 6.7 | 3 | 0.58 | 40 | gg40t6xa | CEC_gwh1 | 10 | 2002 | 9781.7234 | 8651.9636 | 0.56-0.599 EF | 40-49 Gallons | 40 | Age 2000 to 2005 | Gas | Storage | Gas | Primary System
84 | DD16605570 | 1900 - 1969 | 0.615 | -99 | 1 | 40 | 01 - Gas Storage | ao smith |  | 12 |  | No, Unconditioned Space | No, Unconditioned Space | 01 - None |  |  | dk | -99 | 40 | -100 | -99 | -99 | -99 |  |  |  |  | 12 | 2000 | 5916.305 | 3990.0162 | Dont Know | 40-49 Gallons | 40 | Age 2000 to 2005 | Gas | Storage | Gas | Primary System
85 | DD16642185 | 1900 - 1969 | 0.615 | -0.0081301 | 1 | 40 | 01 - Gas Storage | ge | sg40t12avg00 | 2 | 01/01/2012 | No, Unconditioned Space | Yes, Unconditioned Space | 01 - None |  |  | info plate | 2012 | 40 | -100 | -99 | -99 | 1 | 0.62 | 40 | sg40t12avg00 | CEC_gwh1 | 0 | 2012 | 6035.5581 | 8943.8262 | 0.60-0.639 EF | 40-49 Gallons | 40 | Age 2010 to 2012 | Gas | Storage | Gas | Primary System
86 | DD16645869 | 1900 - 1969 | 0.6 | -99 | 1 | 50 | 01 - Gas Storage | Dont Know |  | 9 |  | Yes, Unconditioned Space | Yes, Unconditioned Space | 01 - None |  |  | see notes | -99 | -99 | -100 | -100 | -99 | -99 |  |  |  |  | 9 | 2003 | 3199.6869 | 2157.9012 | Dont Know | 50-59 Gallons | 50 | Age 2000 to 2005 | Gas | Storage | Gas | Primary System
87 | DD16677315 | 1970 - 1979 | 0.6 | -0.033333 | 1 | 50 | 01 - Gas Storage | bradford white | m450s6en12 | 2 |  | No, Unconditioned Space | Yes, Unconditioned Space | 01 - None |  |  | not on label | -99 | 40 | -100 | -99 | -99 | -99 | 0.62 | 50 | m450s6en12 | CEC_2009 | 2 | 2010 | 2601.8419 | 2736.4053 | 0.60-0.639 EF | 50-59 Gallons | 50 | Age 2010 to 2012 | Gas | Storage | Gas | Primary System
88 | DD16678383 | 1980 - 1989 | 0.6 | -0.033333 | 1 | 50 | 01 - Gas Storage | ao smith | gvr 50 100 | 4 | 09/01/2007 | No, Unconditioned Space | No, Unconditioned Space | 01 - None |  |  | not on label | 2007 | 40 | -100 | -99 | -99 | 9 | 0.62 | 50 | gvr50100 | CEC_2009 | 5 | 2007 | 2220.9802 | 1264.4735 | 0.60-0.639 EF | 50-59 Gallons | 50 | Age 2006 to 2009 | Gas | Storage | Gas | Primary System
89 | DD22092206 | 2000 - 2012 | 0.6 | -99 | 1 | -100 | 04 - Gas Instantaneous | ranai |  | 8 |  | Not Applicable | No, Unconditioned Space | 01 - None |  |  | see notes | -99 | -99 | -100 | -99 | -100 | -99 |  |  |  |  | 8 | 2004 | 2550.4336 | 2682.3383 | Dont Know | Tankless | -100 | Age 2000 to 2005 | Gas | Instantaneous | Gas | Primary System
90 | DD16697332 | 1970 - 1979 | #N/A | #N/A | 1 | 38 | 03 - Electric Storage | ge | ge38s06aag | 4 | 06/01/2008 | No, Unconditioned Space | No, Unconditioned Space | 01 - None |  |  | name plate | 2008 | -100 | 4.5 | -99 | -99 | 6 | 0.92 | 38 | ge38s06aag | CEC_2009 | 4 | 2008 | 3134.2812 | 1710.5268 | 0.92-0.959 EF | 30-39 Gallons | 38 | Age 2006 to 2009 | Electric | Storage | Electric | Primary System
91 | DD16705732 | 2000 - 2012 | 0.615 | -99 | 1 | 40 | 01 - Gas Storage | rheem | rhln0210v04909 | 3 | 02/01/2010 | No, Unconditioned Space | No, Unconditioned Space | 01 - None |  |  | info plate | 2010 | 40 | -100 | -99 | -99 | 2 |  |  | rhln0210v04909 |  | 2 | 2010 | 2249.7086 | 1348.0142 | Dont Know | 40-49 Gallons | 40 | Age 2010 to 2012 | Gas | Storage | Gas | Primary System
92 | DD16706070 | 1900 - 1969 | 0.615 | 0.089431 | 1 | 40 | 01 - Gas Storage | ge | pg40t9xa | 6 |  | No, Unconditioned Space | No, Unconditioned Space | 01 - None |  |  | n/a | -99 | 40 | -100 | -99 | -99 | -99 | 0.56 | 40 | pg40t9xa | CEC_gwh1 | 6 | 2006 | 5152.0636 | 7634.6148 | 0.56-0.599 EF | 40-49 Gallons | 40 | Age 2006 to 2009 | Gas | Storage | Gas | Primary System
93 | DD16713944 | 2000 - 2012 | 0.6 | -0.033333 | 1 | 50 | 01 - Gas Storage | bradford white | m450s6sn12 | 7 |  | No, Unconditioned Space | Yes, Unconditioned Space | 01 - None |  |  | n/a | -99 | 36 | -100 | -99 | -99 | -99 | 0.62 | 50 | m450s6sn12 | CEC_2009 | 7 | 2005 | 3599.2109 | 2156.6293 | 0.60-0.639 EF | 50-59 Gallons | 50 | Age 2000 to 2005 | Gas | Storage | Gas | Primary System
94 | DD16731906 | 1995 - 1999 | 0.615 | -0.00271 | 1 | 40 | 01 - Gas Storage | ao smith | fgr 40 248e | -99 |  | No, Unconditioned Space | Yes, Unconditioned Space | 01 - None |  |  | n/a | -99 | 38 | -100 | -99 | -99 | -99 | 0.61667 | 40 | fgr40248e | CEC_gwh1 | -99 | -99 | 2823.61 | 1607.5695 | 0.60-0.639 EF | 40-49 Gallons | 40 | Dont Know | Gas | Storage | Gas | Primary System
95 | DD16738625 | 2000 - 2012 | 0.6 | -99 | 1 | 50 | 01 - Gas Storage | rheem | 41*R50 | 10 |  | No, Unconditioned Space | Yes, Unconditioned Space | 01 - None |  |  |  | -99 | 40 | -100 | -99 | 19.2 | -99 |  |  | 41R50 |  | 10 | 2002 | 5008.4361 | 2851.4593 | Dont Know | 50-59 Gallons | 50 | Age 2000 to 2005 | Gas | Storage | Gas | Primary System
96 | DD16759948 | 1900 - 1969 | 0.6 | 0.033333 | 1 | 50 | 01 - Gas Storage | ge | gg50t06avh00 | 1 | 05/01/2012 | No, Unconditioned Space | No, Unconditioned Space | 01 - None |  |  | n/a | 2012 | 38 | -100 | -99 | -99 | 5 | 0.58 | 50 | gg50t06avh00 | CEC_2009 | 0 | 2012 | 3264.1819 | 6033.6762 | 0.56-0.599 EF | 50-59 Gallons | 50 | Age 2010 to 2012 | Gas | Storage | Gas | Primary System
97 | DD16770675 | 2000 - 2012 | 0.6 | 0.1 | 1 | 50 | 01 - Gas Storage | ao smith | fpsh 50 260 e | 10 | 07/01/2002 | No, Unconditioned Space | Yes, Unconditioned Space | 01 - None |  |  |  | 2002 | 40 | -100 | -99 | 8 | 7 | 0.54 | 50 | fpsh50260e | CEC_gwh1 | 10 | 2002 | 9781.7234 | 10216.131 | 0.52-0.559 EF | 50-59 Gallons | 50 | Age 2000 to 2005 | Gas | Storage | Gas | Primary System
98 | DD16953373 | 1995 - 1999 | #N/A | #N/A | 1 | 38 | 01 - Gas Storage | ge | pg40t09avh00 | 2 |  | No, Unconditioned Space | Yes, Unconditioned Space | 01 - None |  |  |  | -99 | 38 | -100 | 40 | -99 | -99 | 0.59 | 40 | pg40t09avh00 | CEC_2009 | 2 | 2010 | 5109.3895 | 4519.2703 | 0.56-0.599 EF | 30-39 Gallons | 38 | Age 2010 to 2012 | Gas | Storage | Gas | Primary System
99 | DD16959647 | 2000 - 2012 | 0.6 | -99 | 1 | 50 | 01 - Gas Storage | ruud | *HR50N | 10 |  | No, Unconditioned Space | Yes, Unconditioned Space | 01 - None |  |  | n/a | -99 | 40 | -100 | -99 | -99 | -99 |  |  | HR50N |  | 10 | 2002 | 2550.4336 | 1452.0417 | Dont Know | 50-59 Gallons | 50 | Age 2000 to 2005 | Gas | Storage | Gas | Primary System
100 | EG10231733 | 1970 - 1979 | 0.615 | -99 | 1 | 40 | 01 - Gas Storage | Dont Know |  | 15 |  | Yes, Unconditioned Space | No, Unconditioned Space | 01 - None |  |  | tank wrapped | -99 | -99 | -100 | -99 | -99 | -99 |  |  |  |  | 15 | 1997 | 0 | 0 | Dont Know | 40-49 Gallons | 40 | Age 1995 to 1999 | Gas | Storage | Gas
101 | EG10231733 | 1970 - 1979 | 0.6 | 0.045833 | 2 | 50 | 01 - Gas Storage | American heater co | g62-50t35-3n | 10 |  | No, Unconditioned Space | Yes, Unconditioned Space | 01 - None |  |  |  | -99 | 35 | -100 | -99 | -99 | -99 | 0.5725 | 50 | g6250t353n | CEC_gwh1 | 10 | 2002 | 4318.2088 | 2871.0466 | 0.56-0.599 EF | 50-59 Gallons | 50 | Age 2000 to 2005 | Gas | Storage | Gas | Primary System
102 | EG10257944 | 2000 - 2012 | 0.754 | -99 | 1 | 60 | 01 - Gas Storage | Dont Know |  | 7 |  | Yes, Unconditioned Space | Yes, Unconditioned Space | 01 - None |  |  | tank wrap | -99 | -99 | -100 | -99 | -99 | -99 |  |  |  |  | 7 | 2005 | 4318.2088 | 4734.3767 | Dont Know | 60-69 Gallons | 60 | Age 2000 to 2005 | Gas | Storage | Gas | Primary System
103 | DD16991969 | 1900 - 1969 | 0.615 | -99 | 1 | 40 | 01 - Gas Storage | ge | cg40t6xa | 4 |  | No, Unconditioned Space | No, Unconditioned Space | 01 - None |  |  |  | -99 | 34 | -100 | -99 | 6.7 | -99 |  |  | cg40t6xa |  | 4 | 2008 | 8518.1647 | 7534.3422 | Dont Know | 40-49 Gallons | 40 | Age 2006 to 2009 | Gas | Storage | Gas | Primary System
104 | DD17015954 | 1980 - 1989 | 0.6 | -0.033333 | 1 | 50 | 01 - Gas Storage | ge | SG50T12A | 4 |  | No, Unconditioned Space | No, Unconditioned Space | 02 - Continuous |  |  | unable to get close to nameplate | -99 | 40 | -100 | -99 | -99 | -99 | 0.62 | 50 | SG50T12A | CEC_gwh1 | 4 | 2008 | 4154.317 | 4821.0573 | 0.60-0.639 EF | 50-59 Gallons | 50 | Age 2006 to 2009 | Gas | Storage | Gas | Primary System
105 | DD17046094 | 1970 - 1979 | 0.615 | 0.04065 | 1 | 40 | 01 - Gas Storage | ge | gg40s06avj00 | 4 |  | No, Unconditioned Space | No, Unconditioned Space | 01 - None |  |  | n/a | -99 | 36 | -100 | -99 | -99 | -99 | 0.59 | 40 | gg40s06avj00 | CEC_2009 | 4 | 2008 | 3134.2812 | 1710.5268 | 0.56-0.599 EF | 40-49 Gallons | 40 | Age 2006 to 2009 | Gas | Storage | Gas | Primary System
106 | DD17054181 | 1970 - 1979 | 0.615 | -99 | 1 | 40 | 01 - Gas Storage | Dont Know |  | -99 |  | Yes, Unconditioned Space | No, Unconditioned Space | 01 - None |  |  | no access | -99 | 40 | -100 | -99 | -99 | -99 |  |  |  |  | -99 | -99 | 6233.67 | 4492.9267 | Dont Know | 40-49 Gallons | 40 | Dont Know | Gas | Storage | Gas | Primary System
107 | DD17093802 | 1900 - 1969 | 0.615 | 0.065041 | 1 | 40 | 01 - Gas Storage | reliance | 5 40 nort0 c | 14 |  | No, Unconditioned Space | Yes, Unconditioned Space | 01 - None |  |  | n/a | -99 | 32 | -100 | -99 | -99 | -99 | 0.575 | 40 | 540nort0c | CEC_gwh1 | 14 | 1998 | 5265.6511 | 2997.8999 | 0.56-0.599 EF | 40-49 Gallons | 40 | Age 1995 to 1999 | Gas | Storage | Gas | Primary System
108 | DD17181031 | 1990 - 1994 | 0.6 | 0.11667 | 1 | 50 | 01 - Gas Storage | whirlpool | fg2j5040t3nov | 6 |  | No, Unconditioned Space | No, Unconditioned Space | 01 - None |  |  | info plate | -99 | 40 | -100 | -99 | -99 | -99 | 0.53 | 50 | fg2j5040t3nov | CEC_gwh1 | 6 | 2006 | 4361.469 | 2483.1207 | 0.52-0.559 EF | 50-59 Gallons | 50 | Age 2006 to 2009 | Gas | Storage | Gas | Primary System
109 | DD17243634 | 1990 - 1994 | -99 | -99 | 1 | -99 | 01 - Gas Storage | Dont Know |  | 4 |  | Yes, Unconditioned Space | Yes, Unconditioned Space | 01 - None |  |  | completely wrapped up / no access to info plate | -99 | -99 | -100 | -99 | -99 | -99 |  |  |  |  | 4 | 2008 | 4361.469 | 2483.1207 | Dont Know | Dont Know | -99 | Age 2006 to 2009 | Gas | Storage | Gas | Primary System
110 | DD17265761 | 1970 - 1979 | 0.615 | 0.04065 | 1 | 40 | 01 - Gas Storage | bradford white | mi40t6fbn7 | 5 |  | No, Unconditioned Space | Yes, Unconditioned Space | 01 - None |  |  |  | -99 | 40 | -100 | 40 | -99 | -99 | 0.59 | 40 | mi40t6fbn7 | CEC_2009 | 5 | 2007 | 8518.1647 | 20356.3102 | 0.56-0.599 EF | 40-49 Gallons | 40 | Age 2006 to 2009 | Gas | Storage | Gas | Primary System
111 | DD17296793 | 2000 - 2012 | 0.6 | -99 | 1 | 50 | 01 - Gas Storage | ao smith | gcv 50 300 | 1 | 06/01/2012 | No, Unconditioned Space | Yes, Unconditioned Space | 01 - None |  |  | not on label | 2012 | 40 | -100 | -99 | -99 | 6 |  |  | gcv50300 |  | 0 | 2012 | 3671.759 | 2003.8542 | Dont Know | 50-59 Gallons | 50 | Age 2010 to 2012 | Gas | Storage | Gas | Primary System
112 | DD17323970 | 1900 - 1969 | 0.63 | 0.095238 | 1 | 30 | 01 - Gas Storage | GE | gg30t6xa | -99 |  | No, Unconditioned Space | No, Unconditioned Space | 01 - None |  |  | not available | -99 | 32 | -100 | -99 | 6.7 | -99 | 0.57 | 30 | gg30t6xa | CEC_gwh1 | -99 | -99 | 6233.67 | 11152.5568 | 0.56-0.599 EF | 30-39 Gallons | 30 | Dont Know | Gas | Storage | Gas | Primary System
113 | DD17332446 | 1990 - 1994 | 0.6 | 0.1 | 1 | 50 | 01 - Gas Storage | ao smith | fpsh5027oe | 5 |  | No, Unconditioned Space | Yes, Unconditioned Space | 03 - Temperature |  |  | name plate | -99 | 40 | -100 | -99 | -99 | -99 | 0.54 | 50 | fpsh5027oe | CEC_gwh1 | 5 | 2007 | 8518.1647 | 4843.0536 | 0.52-0.559 EF | 50-59 Gallons | 50 | Age 2006 to 2009 | Gas | Storage | Gas | Primary System
114 | DD17345470 | 1900 - 1969 | 0.615 | -0.0081301 | 1 | 40 | 01 - Gas Storage | ge | sg40t12xa | 10 | 04/01/1993 | No, Unconditioned Space | Yes, Unconditioned Space | 01 - None |  |  |  | 1993 | 40 | -100 | -99 | 19.2 | 4 | 0.62 | 40 | sg40t12xa | CEC_gwh1 | 19 | 1993 | 15522.7185 | 13729.8909 | 0.60-0.639 EF | 40-49 Gallons | 40 | Age 1990 to 1994 | Gas | Storage | Gas | Primary System
115 | EG10919616 | 1980 - 1989 | -99 | -99 | 1 | -99 | 01 - Gas Storage | rheem |  | 10 |  | Yes, Unconditioned Space | Yes, Unconditioned Space | 01 - None |  |  | nameplate not accessible | -99 | -99 | -100 | -99 | -99 | -99 |  |  |  |  | 10 | 2002 | 16358.3855 | 41979.2998 | Dont Know | Dont Know | -99 | Age 2000 to 2005 | Gas | Storage | Gas | Primary System
116 | PP21551241 | 1900 - 1969 | -99 | -99 | 1 | -99 | 01 - Gas Storage | rheem |  | 7 |  | Yes, Unconditioned Space | No, Unconditioned Space | 01 - None |  |  | wrap | -99 | -99 | -100 | -99 | -99 | -99 |  |  |  |  | 7 | 2005 | 7287.27 | 5691.919 | Dont Know | Dont Know | -99 | Age 2000 to 2005 | Gas | Storage | Gas | Primary System
117 | DD17411323 | 1995 - 1999 | 0.615 | -99 | 1 | 40 | 01 - Gas Storage | american | 40t34-3n | -99 |  | No, Unconditioned Space | Yes, Unconditioned Space | 01 - None |  |  | not available | -99 | 34 | -100 | -99 | -99 | -99 |  |  | 40t343n |  | -99 | -99 | 3335.44 | 5967.381 | Dont Know | 40-49 Gallons | 40 | Dont Know | Gas | Storage | Gas | Primary System
118 | DD17417227 | 1970 - 1979 | 0.6 | -99 | 1 | -100 | 04 - Gas Instantaneous | noritz | nr98-od | 2 | 01/01/2010 | Not Applicable | No, Unconditioned Space | 01 - None |  |  | not on label | 2010 | 199 | -100 | -99 | -100 | 1 |  |  | nr98od |  | 2 | 2010 | 2394 | 3249.3471 | Dont Know | Tankless | -100 | Age 2010 to 2012 | Gas | Instantaneous | Gas | Primary System
119 | DD17421494 | 1990 - 1994 | 0.6 | -99 | 1 | 50 | 01 - Gas Storage | american | g2f90533t | 3 | 01/01/2009 | No, Unconditioned Space | Yes, Unconditioned Space | 01 - None |  |  | dk | 2009 | 38 | -100 | -99 | -99 | 1 |  |  | g2f90533t |  | 3 | 2009 | 6640.1262 | 3623.8339 | Dont Know | 50-59 Gallons | 50 | Age 2006 to 2009 | Gas | Storage | Gas | Primary System
120 | DD17467797 | 1900 - 1969 | 0.6 | -99 | 1 | 50 | 01 - Gas Storage | Dont Know |  | 12 |  | Yes, Unconditioned Space | No, Unconditioned Space | 01 - None |  |  | no access to nameplate due to external wrap | -99 | -99 | -100 | -99 | -99 | -99 |  |  |  |  | 12 | 2000 | 3599.2109 | 1964.2612 | Dont Know | 50-59 Gallons | 50 | Age 2000 to 2005 | Gas | Storage | Gas | Primary System
121 | DD17499355 | 1970 - 1979 | 0.615 | 0.073171 | 1 | 40 | 01 - Gas Storage | bradfordwhite | mi40t6fbn | 2 |  | No, Unconditioned Space | Yes, Unconditioned Space | 01 - None |  |  | info plate | -99 | 40 | -100 | -99 | -99 | -99 | 0.57 | 40 | mi40t6fbn | CEC_gwh1 | 2 | 2010 | 7778.799 | 4661.0179 | 0.56-0.599 EF | 40-49 Gallons | 40 | Age 2010 to 2012 | Gas | Storage | Gas | Primary System
122 | DD17546331 | 1970 - 1979 | 0.615 | 0.04065 | 1 | 40 | 01 - Gas Storage | ge | gg40t06avg01 | 6 | 01/01/2006 | No, Unconditioned Space | No, Unconditioned Space | 01 - None |  |  | not on label | 2006 | 36 | -100 | -99 | -99 | 1 | 0.59 | 40 | gg40t06avg01 | CEC_2009 | 6 | 2006 | 3134.2812 | 2370.3467 | 0.56-0.599 EF | 40-49 Gallons | 40 | Age 2006 to 2009 | Gas | Storage | Gas | Primary System
123 | DD17657400 | 1970 - 1979 | 0.615 | -99 | 1 | 40 | 01 - Gas Storage | ge | sh40t12xa | 12 |  | No, Unconditioned Space | Yes, Unconditioned Space | 01 - None |  |  |  | -99 | 40 | -100 | -99 | 19.2 | -99 |  |  | sh40t12xa |  | 12 | 2000 | 7625.1023 | 4161.3825 | Dont Know | 40-49 Gallons | 40 | Age 2000 to 2005 | Gas | Storage | Gas | Primary System
124 | DD17739184 | 1995 - 1999 | 0.6 | -99 | 1 | 50 | 01 - Gas Storage | ge |  | 2 |  | No, Unconditioned Space | No, Unconditioned Space | 01 - None |  |  | EQ strap covers all of unit label | -99 | -99 | -100 | -99 | -99 | -99 |  |  |  |  | 2 | 2010 | 7778.799 | 4245.2621 | Dont Know | 50-59 Gallons | 50 | Age 2010 to 2012 | Gas | Storage | Gas | Primary System
125 | DD17749515 | 1980 - 1989 | 0.6 | 0.05 | 1 | 50 | 01 - Gas Storage | bradford and white | m45036fbn | 2 |  | No, Unconditioned Space | No, Unconditioned Space | 01 - None |  |  | n/a | -99 | 40 | -100 | -99 | -99 | -99 | 0.57 | 50 | m45036fbn | CEC_gwh1 | 2 | 2010 | 2601.8419 | 2736.4053 | 0.56-0.599 EF | 50-59 Gallons | 50 | Age 2010 to 2012 | Gas | Storage | Gas | Primary System
126 | DD17812759 | 1980 - 1989 | 0.6 | -99 | 1 | 50 | 01 - Gas Storage | rheem | 41*50N | 4 |  | No, Unconditioned Space | Yes, Unconditioned Space | 01 - None |  |  |  | -99 | 40 | -100 | -99 | 6.7 | -99 |  |  | 4150N |  | 4 | 2008 | 2786.3658 | 1879.1533 | Dont Know | 50-59 Gallons | 50 | Age 2006 to 2009 | Gas | Storage | Gas | Primary System
127 | DD22092206 | 2000 - 2012 | 0.6 | -99 | 2 | -100 | 04 - Gas Instantaneous | ranai |  | 8 |  | Not Applicable | No, Unconditioned Space | 01 - None |  |  | see notes | -99 | -99 | -100 | -99 | -100 | -99 |  |  |  |  | 8 | 2004 | 0 | 0 | Dont Know | Tankless | -100 | Age 2000 to 2005 | Gas | Instantaneous | Gas
128 | DD17862908 | 2000 - 2012 | 0.743 | 0.31359 | 1 | 75 | 01 - Gas Storage | bradford white | m2xr75s6bn | 1 |  | No, Unconditioned Space | Yes, Unconditioned Space | 04 - Timer/Temperature |  |  | info plate | -99 | 76 | -100 | -99 | -99 | -99 | 0.51 | 75 | m2xr75s6bn | CEC_gwh1 | 1 | 2011 | 2601.8419 | 2736.4053 | 0.48-0.519 EF | 70-79 Gallons | 75 | Age 2010 to 2012 | Gas | Storage | Gas | Primary System
129 | DD17866506 | 1980 - 1989 | 0.6 | 0.036667 | 1 | 50 | 01 - Gas Storage | ge | GG50T6A | 5 | 12/01/2009 | No, Unconditioned Space | Yes, Unconditioned Space | 03 - Timer |  |  |  | 2009 | 38 | -100 | -99 | -99 | 12 | 0.578 | 50 | GG50T6A | CEC_gwh1 | 3 | 2009 | 2220.9802 | 2335.846 | 0.56-0.599 EF | 50-59 Gallons | 50 | Age 2006 to 2009 | Gas | Storage | Gas | Primary System
130 | DD17896698 | 1970 - 1979 | -99 | -99 | 1 | -99 | 13 - Common Building | ao smith |  | -99 |  | Not Applicable | No, Unconditioned Space | 01 - None |  |  | see notes | -100 | -99 | -100 | -99 | -100 | -99 |  |  |  |  | -100 | -100 | 6233.67 | 4492.9267 | Dont Know | Dont Know | -99 | Dont Know | Unknown | Unknown | Not Applicable | Primary System
131 | DD17896698 | 1970 - 1979 | 0.754 | -99 | 2 | 60 | 01 - Gas Storage | ge | sg60t1yvkd0 | -99 |  | No, Unconditioned Space | No, Unconditioned Space | 01 - None |  |  | nameplate not available. dhw is common building | -99 | 60 | -100 | -99 | -99 | -99 |  |  | sg60t1yvkd0 |  | -99 | -99 | 0 | 0 | Dont Know | 60-69 Gallons | 60 | Dont Know | Gas | Storage | Gas
630 | EG05100887 | 1900 - 1969 | 0.6 | 0.033333 | 1 | 50 | 01 - Gas Storage | rheem | 22v50f1 | 2 | 03/01/2010 | No, Conditioned Space | Yes, conditioned space | 01 - None |  |  | info not on nameplate | 2010 | 38 | -100 | -99 | -99 | 3 | 0.58 | 50 | 22v50f1 | CEC_2009 | 2 | 2010 | 9517.0276 | 6769.1114 | 0.56-0.599 EF | 50-59 Gallons | 50 | Age 2010 to 2012 | Gas | Storage | Gas | Primary System
631 | EG05114750 | 1900 - 1969 | 0.615 | -0.0081301 | 1 | 40 | 01 - Gas Storage | American standard | g-40t2-3-6 | 1 | 04/01/2011 | No, Unconditioned Space | Yes, Unconditioned Space | 01 - None |  |  | what | 2011 | 40 | -100 | -99 | -99 | 4 | 0.62 | 40 | g40t236 | CEC_2009 | 1 | 2011 | 8776.7333 | 7767.6732 | 0.60-0.639 EF | 40-49 Gallons | 40 | Age 2010 to 2012 | Gas | Storage | Gas | Primary System
632 | EG05132716 | 1900 - 1969 | 0.6 | 0.05 | 1 | 50 | 01 - Gas Storage | bradford white | m45036fbn | 3 |  | No, Unconditioned Space | No, Unconditioned Space | 01 - None |  |  | info not on nameplate | -99 | 40 | -100 | -99 | -99 | -99 | 0.57 | 50 | m45036fbn | CEC_gwh1 | 3 | 2009 | 6716.725 | 4796.2114 | 0.56-0.599 EF | 50-59 Gallons | 50 | Age 2006 to 2009 | Gas | Storage | Gas | Primary System
633 | EG05134247 | Dont Know | 0.6 | 0.056944 | 1 | 50 | 01 - Gas Storage | state select | pr650nbrt | -99 |  | No, Unconditioned Space | No, Unconditioned Space | 01 - None |  |  |  | -99 | 40 | -100 | -100 | -99 | -99 | 0.56583 | 50 | pr650nbrt | CEC_gwh1 | -99 | -99 | 2434.48 | 1618.6122 | 0.56-0.599 EF | 50-59 Gallons | 50 | Dont Know | Gas | Storage | Gas | Primary System
634 | EG05135331 | 1900 - 1969 | 0.63 | 0.079365 | 1 | 30 | 01 - Gas Storage | Bradford white | mi30t6fbn | 7 |  | No, Conditioned Space | No, Conditioned Space | 01 - None |  |  |  | -99 | 32 | -100 | -100 | -99 | -99 | 0.58 | 30 | mi30t6fbn | CEC_gwh1 | 7 | 2005 | 16358.3855 | 7760.8774 | 0.56-0.599 EF | 30-39 Gallons | 30 | Age 2000 to 2005 | Gas | Storage | Gas | Primary System
635 | EG05140863 | 1980 - 1989 | 0.615 | -0.0081301 | 1 | 40 | 01 - Gas Storage | Bradford white | M440T6FBN5 | -99 |  | No, Unconditioned Space | No, Unconditioned Space | 01 - None |  |  | nameplate | -99 | 40 | -100 | -99 | -99 | -99 | 0.62 | 40 | M440T6FBN5 | CEC_2009 | -99 | -99 | 6498.33 | 10219.0879 | 0.60-0.639 EF | 40-49 Gallons | 40 | Dont Know | Gas | Storage | Gas | Primary System
636 | EG05141292 | 1900 - 1969 | -99 | -99 | 1 | -99 | 01 - Gas Storage | Dont Know |  | 19 |  | No, Conditioned Space | No, Conditioned Space | 01 - None |  |  |  | -99 | -99 | -100 | -100 | -99 | -99 |  |  |  |  | 19 | 1993 | 13652.6963 | 17645.0596 | Dont Know | Dont Know | -99 | Age 1990 to 1994 | Gas | Storage | Gas | Primary System
637 | EG05171144 | 1995 - 1999 | 0.6 | 0.045833 | 1 | 50 | 01 - Gas Storage | proline | G52-50T35-3N | 15 | 01/01/1994 | No, Unconditioned Space | Yes, Unconditioned Space | 01 - None |  |  | nameplate | 1994 | 35 | -100 | -99 | -99 | -99 | 0.5725 | 50 | G5250T353N | CEC_gwh1 | 18 | 1994 | 7287.2459 | 3825.6216 | 0.56-0.599 EF | 50-59 Gallons | 50 | Age 1990 to 1994 | Gas | Storage | Gas | Primary System
638 | EG05187140 | 1970 - 1979 | 0.615 | -0.0081301 | 1 | 40 | 01 - Gas Storage | Bradford white | u440t6frn | 8 |  | No, Conditioned Space | No, Conditioned Space | 01 - None |  |  | no data | -99 | 40 | -100 | -99 | -99 | -99 | 0.62 | 40 | u440t6frn | CEC_2009 | 8 | 2004 | 16358.3855 | 9228.7218 | 0.60-0.639 EF | 40-49 Gallons | 40 | Age 2000 to 2005 | Gas | Storage | Gas | Primary System
639 | EG05192304 | 1970 - 1979 | 0.6 | 0.056944 | 1 | 50 | 01 - Gas Storage | state select | pr650nbrt | 12 |  | Yes, Unconditioned Space | No, Unconditioned Space | 01 - None |  |  |  | -99 | 40 | -100 | 0.54 | -99 | -99 | 0.56583 | 50 | pr650nbrt | CEC_gwh1 | 12 | 2000 | 4630.96 | 3416.682 | 0.56-0.599 EF | 50-59 Gallons | 50 | Age 2000 to 2005 | Gas | Storage | Gas | Primary System
640 | EG05193321 | 1995 - 1999 | 0.6 | 0.11667 | 1 | 50 | 01 - Gas Storage | whirlpool | bfg2j5040t3nov | 5 |  | No, Unconditioned Space | Yes, Unconditioned Space | 01 - None |  |  | n/a | -99 | 40 | -100 | -99 | -99 | -99 | 0.53 | 50 | bfg2j5040t3nov | CEC_gwh1 | 5 | 2007 | 6716.725 | 5385.5356 | 0.52-0.559 EF | 50-59 Gallons | 50 | Age 2006 to 2009 | Gas | Storage | Gas | Primary System
641 | EG05207329 | 1995 - 1999 | 0.6 | -0.033333 | 1 | 50 | 01 - Gas Storage | Bradford white | m450s6sn12 | 14 |  | No, Unconditioned Space | Yes, Unconditioned Space | 01 - None |  |  | nameplate | -99 | 36 | -100 | -99 | -99 | -99 | 0.62 | 50 | m450s6sn12 | CEC_2009 | 14 | 1998 | 15968.5022 | 15390.3474 | 0.60-0.639 EF | 50-59 Gallons | 50 | Age 1995 to 1999 | Gas | Storage | Gas | Primary System
642 | EG05212194 | 1900 - 1969 | 0.6 | -99 | 1 | 50 | 01 - Gas Storage | bradford white | m15036fbn7 | 6 |  | No, Unconditioned Space | Yes, Unconditioned Space | 01 - None |  |  |  | -99 | 40 | -100 | -100 | -99 | -99 |  |  | m15036fbn7 |  | 6 | 2006 | 13226.4988 | 12747.6208 | Dont Know | 50-59 Gallons | 50 | Age 2006 to 2009 | Gas | Storage | Gas | Primary System
643 | EG05212698 | 1970 - 1979 | 0.615 | 0.04065 | 1 | 40 | 01 - Gas Storage | ge | pg40t09avh00 | 6 | 05/01/2005 | No, Unconditioned Space | No, Unconditioned Space | 01 - None |  |  |  | 2005 | 38 | -100 | -100 | -99 | 5 | 0.59 | 40 | pg40t09avh00 | CEC_2009 | 7 | 2005 | 15188.4774 | 12178.2692 | 0.56-0.599 EF | 40-49 Gallons | 40 | Age 2000 to 2005 | Gas | Storage | Gas | Primary System
644 | EG05263849 | 1980 - 1989 | 0.615 | -0.0054201 | 1 | 40 | 01 - Gas Storage | Bradford white | m440t6fbn | 7 | 07/01/2006 | No, Unconditioned Space | No, Unconditioned Space | 01 - None |  |  | no info | 2006 | 40 | -100 | -99 | -99 | 7 | 0.61833 | 40 | m440t6fbn | CEC_gwh1 | 6 | 2006 | 13226.4988 | 4056.1948 | 0.60-0.639 EF | 40-49 Gallons | 40 | Age 2006 to 2009 | Gas | Storage | Gas | Primary System
645 | EG05268125 | 1980 - 1989 | 0.6 | -0.375 | 1 | -100 | 04 - Gas Instantaneous | tagaki | t-k1s | 6 |  | Not Applicable | No, Conditioned Space | 01 - None |  |  |  | -99 | 190 | -100 | -99 | -100 | -99 | 0.825 | 0.1 | tk1s | CEC_gwh1 | 6 | 2006 | 8123.9101 | 6322.3919 | 0.80-0.839 EF | Tankless | -100 | Age 2006 to 2009 | Gas | Instantaneous | Gas | Primary System
646 | EG05293379 | 1980 - 1989 | 0.6 | -0.033333 | 1 | 50 | 01 - Gas Storage | ge | sg50t12avg00 | 5 | 08/01/2005 | No, Unconditioned Space | Yes, Unconditioned Space | 01 - None |  |  | not listed | 2005 | 40 | -100 | -99 | -99 | 8 | 0.62 | 50 | sg50t12avg00 | CEC_gwh1 | 7 | 2005 | 7713.0636 | 5507.6668 | 0.60-0.639 EF | 50-59 Gallons | 50 | Age 2000 to 2005 | Gas | Storage | Gas | Primary System
647 | EG05296530 | 1980 - 1989 | 0.615 | -99 | 1 | 40 | 01 - Gas Storage | rheem | 21*407 | 12 |  | No, Unconditioned Space | No, Unconditioned Space | 01 - None |  |  |  | -99 | 38 | -100 | -99 | 6.3 | -99 |  |  | 21407 |  | 12 | 2000 | 16358.3855 | 24280.7725 | Dont Know | 40-49 Gallons | 40 | Age 2000 to 2005 | Gas | Storage | Gas | Primary System
648 | EG05305737 | 1900 - 1969 | 0.615 | -0.0081301 | 1 | 40 | 01 - Gas Storage | ge | sg40t12aqj00 | 5 | 03/01/2007 | No, Conditioned Space | No, Conditioned Space | 01 - None |  |  |  | 2007 | 40 | -100 | -100 | -99 | 3 | 0.62 | 40 | sg40t12aqj00 | CEC_gwh1 | 5 | 2007 | 7491.9812 | 6630.6289 | 0.60-0.639 EF | 40-49 Gallons | 40 | Age 2006 to 2009 | Gas | Storage | Gas | Primary System
649 | EG05307280 | 1990 - 1994 | 0.6 | 0.05 | 1 | 50 | 01 - Gas Storage | Bradford white | m-4-503s5sn-b | 22 |  | No, Unconditioned Space | No, Unconditioned Space | 01 - None |  |  |  | -99 | 40 | -100 | -100 | -99 | -99 | 0.57 | 50 | m4503s5snb | CEC_gwh1 | 22 | 1990 | 12239.9407 | 8740.1737 | 0.56-0.599 EF | 50-59 Gallons | 50 | Age 1990 to 1994 | Gas | Storage | Gas | Primary System
650 | EG05325983 | 1995 - 1999 | 0.6 | -0.033333 | 1 | 50 | 01 - Gas Storage | bradford white | m450s6en12 | 14 |  | No, Unconditioned Space | Yes, Unconditioned Space | 01 - None |  |  | info not on nameplate | -99 | 36 | -100 | -99 | -99 | -99 | 0.62 | 50 | m450s6en12 | CEC_2009 | 14 | 1998 | 4539.9762 | 3018.493 | 0.60-0.639 EF | 50-59 Gallons | 50 | Age 1995 to 1999 | Gas | Storage | Gas | Primary System
651 | EG05329465 | 1900 - 1969 | #N/A | #N/A | 1 | 38 | 01 - Gas Storage | ge | gg38t06axk00 | -99 | 04/01/2012 | No, Unconditioned Space | No, Unconditioned Space | 01 - None |  |  | not listed on nameplate | 2012 | 38 | -100 | -99 | -99 | 4 | 0.6 | 40 | gg38t06axk00 | CEC_2009 | 0 | 2012 | 5059.4467 | 4458.971 | 0.60-0.639 EF | 30-39 Gallons | 38 | Age 2010 to 2012 | Gas | Storage | Gas | Primary System
652 | EG05349358 | 1980 - 1989 | 0.6 | -99 | 1 | 50 | 01 - Gas Storage | whirlpool | n50t61-403 | 10 |  | No, Unconditioned Space | Yes, Unconditioned Space | 01 - None |  |  | info not on nameplate | -99 | 40 | -100 | -99 | -99 | -99 |  |  | n50t61403 |  | 10 | 2002 | 4318.2088 | 2871.0466 | Dont Know | 50-59 Gallons | 50 | Age 2000 to 2005 | Gas | Storage | Gas | Primary System
653 | EG05354428 | 1970 - 1979 | #N/A | #N/A | 1 | 38 | 01 - Gas Storage | raheem manufacturing co | pg38t09axk00 | 5 | 12/01/2007 | No, Unconditioned Space | Yes, Unconditioned Space | 01 - None |  |  |  | 2007 | 38 | -100 | -99 | -99 | 12 | 0.6 | 40 | pg38t09axk00 | CEC_2009 | 5 | 2007 | 13226.4988 | 10605.1356 | 0.60-0.639 EF | 30-39 Gallons | 38 | Age 2006 to 2009 | Gas | Storage | Gas | Primary System
654 | EG05356473 | 1900 - 1969 | 0.63 | -99 | 1 | 30 | 01 - Gas Storage | sears |  | -99 |  | No, Conditioned Space | No, Conditioned Space | 01 - None |  |  | don't know | -99 | 33 | -100 | -99 | -99 | -99 |  |  |  |  | -99 | -99 | 8562.82 | 8252.795 | Dont Know | 30-39 Gallons | 30 | Dont Know | Gas | Storage | Gas | Primary System
655 | EG05363574 | 1980 - 1989 | 0.615 | 0.073171 | 1 | 40 | 01 - Gas Storage | bradford white | mi40t6en12 | 11 |  | No, Unconditioned Space | No, Unconditioned Space | 01 - None |  |  | info not on nameplate | -99 | 40 | -100 | -99 | -99 | -99 | 0.57 | 40 | mi40t6en12 | CEC_gwh1 | 11 | 2001 | 15188.4774 | 14638.5642 | 0.56-0.599 EF | 40-49 Gallons | 40 | Age 2000 to 2005 | Gas | Storage | Gas | Primary System
656 | EG05365214 | 1990 - 1994 | #N/A | #N/A | 1 | 48 | 01 - Gas Storage | ge | gg48t06axk00 | 2 | 01/01/2009 | No, Unconditioned Space | No, Unconditioned Space | 01 - None |  |  | nameplate | 2009 | 40 | -100 | -99 | -99 | 1 | 0.58 | 50 | gg48t06axk00 | CEC_2009 | 3 | 2009 | 13226.4988 | 30864.6461 | 0.56-0.599 EF | 40-49 Gallons | 48 | Age 2006 to 2009 | Gas | Storage | Gas | Primary System
657 | EG05370288 | 1900 - 1969 | 0.615 | -99 | 1 | 40 | 01 - Gas Storage | Dont Know |  | -99 |  | Yes, conditioned space | No, Conditioned Space | 01 - None |  |  | wrapped | -99 | -99 | -100 | -99 | -99 | -99 |  |  |  |  | -99 | -99 | 4348.4 | 3105.0617 | Dont Know | 40-49 Gallons | 40 | Dont Know | Gas | Storage | Gas | Primary System
658 | EG05376986 | 1980 - 1989 | -99 | -99 | 1 | -99 | 01 - Gas Storage | Dont Know |  | 18 |  | No, Unconditioned Space | No, Unconditioned Space | 01 - None |  |  | unable to unlock door | -99 | -99 | -100 | -99 | -99 | -99 |  |  |  |  | 18 | 1994 | 7870.2504 | 9621.2816 | Dont Know | Dont Know | -99 | Age 1990 to 1994 | Gas | Storage | Gas | Primary System
659 | EG05378841 | 1980 - 1989 | 0.6 | 0.05 | 1 | 50 | 01 - Gas Storage | Bradford white | m45036fbn | 6 |  | No, Unconditioned Space | No, Unconditioned Space | 01 - None |  |  | not on label | -99 | 40 | -100 | -99 | -99 | -99 | 0.57 | 50 | m45036fbn | CEC_gwh1 | 6 | 2006 | 14245.2834 | 12872.5523 | 0.56-0.599 EF | 50-59 Gallons | 50 | Age 2006 to 2009 | Gas | Storage | Gas | Primary System
660 | EG05401687 | 1995 - 1999 | 0.6 | -99 | 1 | -100 | 04 - Gas Instantaneous | noritz | N-0751M-OD | 2 | 06/01/2008 | Not Applicable | No, Unconditioned Space | 01 - None |  |  | info plate | 2008 | 199 | -100 | -99 | -100 | 6 |  |  | N0751MOD |  | 4 | 2008 | 3760.4021 | 2500.1778 | Dont Know | Tankless | -100 | Age 2006 to 2009 | Gas | Instantaneous | Gas | Primary System
661 | EG05425084 | 1900 - 1969 | 0.615 | -99 | 1 | 40 | 01 - Gas Storage | rheem | rh22v40f1 | 1 | 03/01/2011 | No, Conditioned Space | No, Conditioned Space | 01 - None |  |  |  | 2011 | 38 | -100 | -100 | -99 | 3 |  |  | rh22v40f1 |  | 1 | 2011 | 16688.1162 | 32098.2926 | Dont Know | 40-49 Gallons | 40 | Age 2010 to 2012 | Gas | Storage | Gas | Primary System
662 | EG05430547 | 1990 - 1994 | 0.6 | 0.033333 | 1 | 50 | 01 - Gas Storage | bradford white | u15036frn | 4 |  | No, Unconditioned Space | No, Unconditioned Space | 01 - None |  |  | info not on nameplate | -99 | 40 | -100 | -99 | -99 | -99 | 0.58 | 50 | u15036frn | CEC_2009 | 4 | 2008 | 3760.4021 | 2500.1778 | 0.56-0.599 EF | 50-59 Gallons | 50 | Age 2006 to 2009 | Gas | Storage | Gas | Primary System
663 | EG05449065 | 1900 - 1969 | -99 | -99 | 1 | -99 | 01 - Gas Storage | Dont Know |  | 3 |  | Yes, Unconditioned Space | No, Unconditioned Space | 01 - None |  |  | wrapped | -99 | -99 | -100 | -99 | -99 | -99 |  |  |  |  | 3 | 2009 | 4318.8369 | 3806.2598 | Dont Know | Dont Know | -99 | Age 2006 to 2009 | Gas | Storage | Gas | Primary System
664 | EG05456574 | 1995 - 1999 | 0.6 | -0.033333 | 1 | 50 | 01 - Gas Storage | Bradford white | m450s6en12 | -99 |  | No, Unconditioned Space | Yes, Unconditioned Space | 01 - None |  |  |  | -99 | 40 | -100 | -100 | -99 | -99 | 0.62 | 50 | m450s6en12 | CEC_2009 | -99 | -99 | 2796.01 | 2474.553 | 0.60-0.639 EF | 50-59 Gallons | 50 | Dont Know | Gas | Storage | Gas | Primary System
665 | EG05465495 | 1995 - 1999 | 0.615 | -99 | 1 | 40 | 01 - Gas Storage | Raheem | 41VRP40NT | 13 |  | No, Unconditioned Space | Yes, Unconditioned Space | 01 - None |  |  |  | -99 | 40 | -100 | -100 | 19.2 | -99 |  |  | 41VRP40NT |  | 13 | 1999 | 4539.9762 | 3018.493 | Dont Know | 40-49 Gallons | 40 | Age 1995 to 1999 | Gas | Storage | Gas | Primary System
666 | EG05484839 | 1980 - 1989 | 0.743 | -99 | 1 | 75 | 01 - Gas Storage | ge | gg75t6xd00 | 12 |  | No, Unconditioned Space | No, Unconditioned Space | 01 - None |  |  |  | -99 | 70 | -100 | -99 | 16.7 | -99 |  |  | gg75t6xd00 |  | 12 | 2000 | 4318.2088 | 2871.0466 | Dont Know | 70-79 Gallons | 75 | Age 2000 to 2005 | Gas | Storage | Gas | Primary System
667 | EG05494926 | 1980 - 1989 | 0.615 | 0.04065 | 1 | 40 | 01 - Gas Storage | Richmond | 5vr40t | 7 | 05/01/2005 | No, Unconditioned Space | No, Unconditioned Space | 01 - None |  |  |  | 2005 | 34 | -100 | -100 | -99 | 5 | 0.59 | 40 | 5vr40t | CEC_2009 | 7 | 2005 | 4592.0967 | 2597.2812 | 0.56-0.599 EF | 40-49 Gallons | 40 | Age 2000 to 2005 | Gas | Storage | Gas | Primary System
668 | EG05504771 | 2000 - 2012 | 0.743 | 0.31359 | 1 | 75 | 01 - Gas Storage | Bradford white | m475s6cn12 | 12 |  | No, Unconditioned Space | Yes, Unconditioned Space | 04 - Timer/Temperature |  |  | nameplate | -99 | 75 | -100 | -99 | -99 | -99 | 0.51 | 75 | m475s6cn12 | CEC_gwh1 | 12 | 2000 | 4592.0967 | 2410.7357 | 0.48-0.519 EF | 70-79 Gallons | 75 | Age 2000 to 2005 | Gas | Storage | Gas | Primary System
669 | EG05518660 | 1995 - 1999 | 0.6 | -99 | 1 | 50 | 01 - Gas Storage | rheem | 41*R50 | 13 | 01/01/1996 | No, Unconditioned Space | Yes, Unconditioned Space | 01 - None |  |  |  | 1996 | 40 | -100 | -99 | 19.2 | -99 |  |  | 41R50 |  | 16 | 1996 | 5214.1808 | 4595.3407 | Dont Know | 50-59 Gallons | 50 | Age 1995 to 1999 | Gas | Storage | Gas | Primary System
670 | EG05528051 | 1900 - 1969 | -99 | -99 | 1 | -99 | 01 - Gas Storage | Dont Know |  | 20 |  | Yes, conditioned space | No, Conditioned Space | 01 - None |  |  |  | -99 | -99 | -100 | -100 | -99 | -99 |  |  |  |  | 20 | 1992 | 24102.7526 | 23230.0896 | Dont Know | Dont Know | -99 | Age 1990 to 1994 | Gas | Storage | Gas | Primary System
671 | EG05536059 | 1980 - 1989 | 0.615 | -99 | 1 | 40 | 01 - Gas Storage | xcl | eg41 | 30 |  | No, Unconditioned Space | No, Unconditioned Space | 01 - None |  |  | nameplate | -99 | 33 | -100 | -99 | -99 | -99 |  |  | eg41 |  | 30 | 1982 | 50723.09 | 45835.2153 | Dont Know | 40-49 Gallons | 40 | Age 1980 to 1984 | Gas | Storage | Gas | Primary System
672 | EG07903426 | 1900 - 1969 | 0.615 | -99 | 1 | 40 | 01 - Gas Storage | Dont Know |  | 6 | 04/01/2006 | Yes, Unconditioned Space | No, Unconditioned Space | 01 - None |  |  | no access | 2006 | -99 | -100 | -99 | -99 | 4 |  |  |  |  | 6 | 2006 | 13226.4988 | 36966.701 | Dont Know | 40-49 Gallons | 40 | Age 2006 to 2009 | Gas | Storage | Gas | Primary System
673 | EG05546154 | 1900 - 1969 | -99 | -99 | 1 | -99 | 01 - Gas Storage | reliance | stay clean 805 | 15 |  | Yes, Unconditioned Space | No, Unconditioned Space | 01 - None |  |  | no access to nameplate | -99 | -99 | -100 | -99 | -99 | -99 |  |  | stayclean805 |  | 15 | 1997 | 9808.0889 | 6976.1325 | Dont Know | Dont Know | -99 | Age 1995 to 1999 | Gas | Storage | Gas | Primary System
674 | EG05549673 | 1995 - 1999 | 0.615 | -99 | 1 | 40 | 01 - Gas Storage | american | g52-40t34-3n | -99 |  | No, Unconditioned Space | No, Unconditioned Space | 01 - None |  |  | not listed on nameplate | -99 | 34 | -100 | -99 | -99 | -99 |  |  | g5240t343n |  | -99 | -99 | 2434.48 | 1618.6122 | Dont Know | 40-49 Gallons | 40 | Dont Know | Gas | Storage | Gas | Primary System
675 | EG05562744 | 1990 - 1994 | 0.6 | -0.033333 | 1 | 50 | 01 - Gas Storage | bradford white | m450s6en12 | 12 |  | No, Unconditioned Space | No, Unconditioned Space | 01 - None |  |  | info n/a | -99 | 40 | -100 | -99 | -99 | -99 | 0.62 | 50 | m450s6en12 | CEC_2009 | 12 | 2000 | 4318.2088 | 2871.0466 | 0.60-0.639 EF | 50-59 Gallons | 50 | Age 2000 to 2005 | Gas | Storage | Gas | Primary System
676 | EG05569660 | 1980 - 1989 | 0.615 | 0.10569 | 1 | 40 | 01 - Gas Storage | rheem | 21vr40t | 7 | 08/01/2004 | No, Unconditioned Space | No, Unconditioned Space | 01 - None |  |  | info not on nameplate | 2004 | 34 | -100 | -99 | -99 | 8 | 0.55 | 40 | 21vr40t | CEC_gwh1 | 8 | 2004 | 9328.9863 | 6635.3645 | 0.52-0.559 EF | 40-49 Gallons | 40 | Age 2000 to 2005 | Gas | Storage | Gas | Primary System
677 | EG05586325 | 1900 - 1969 | 0.615 | -99 | 1 | 40 | 01 - Gas Storage | ge |  | 1 |  | No, Unconditioned Space | No, Unconditioned Space | 01 - None |  |  |  | -99 | -99 | -100 | -100 | -99 | -99 |  |  |  |  | 1 | 2011 | 0 | 0 | Dont Know | 40-49 Gallons | 40 | Age 2010 to 2012 | Gas | Storage | Gas
678 | EG05586325 | 1900 - 1969 | 0.615 | 0.073171 | 2 | 40 | 01 - Gas Storage | hotpoint | HG40T1A | 5 | 07/01/2006 | No, Unconditioned Space | No, Unconditioned Space | 01 - None |  |  |  | 2006 | 34 | -100 | -100 | -99 | 7 | 0.57 | 40 | HG40T1A | CEC_gwh1 | 6 | 2006 | 7491.9812 | 6630.6289 | 0.56-0.599 EF | 40-49 Gallons | 40 | Age 2006 to 2009 | Gas | Storage | Gas | Primary System
679 | EG05591123 | 2000 - 2012 | 0.6 | -99 | 1 | 50 | 01 - Gas Storage | whirlpool | n50t61-403 | 1 |  | No, Unconditioned Space | Yes, Unconditioned Space | 01 - None |  |  | info not on nameplate | -99 | 40 | -100 | -99 | -99 | -99 |  |  | n50t61403 |  | 1 | 2011 | 4405.2495 | 2928.9173 | Dont Know | 50-59 Gallons | 50 | Age 2010 to 2012 | Gas | Storage | Gas | Primary System
680 | EG05596605 | 1980 - 1989 | 0.6 | 0.033333 | 1 | 50 | 01 - Gas Storage | bradfordvwhite | u15036frn | 4 |  | No, Unconditioned Space | No, Unconditioned Space | 01 - None |  |  |  | -99 | 40 | -100 | -100 | -99 | -99 | 0.58 | 50 | u15036frn | CEC_2009 | 4 | 2008 | 4032.7536 | 2868.3491 | 0.56-0.599 EF | 50-59 Gallons | 50 | Age 2006 to 2009 | Gas | Storage | Gas | Primary System
681 | EG05600856 | 1980 - 1989 | 0.615 | -0.0054201 | 1 | 40 | 01 - Gas Storage | Bradford white | m440t6fbn | 5 |  | No, Unconditioned Space | No, Unconditioned Space | 01 - None |  |  | missing info | -99 | 40 | -100 | -99 | -99 | -99 | 0.61833 | 40 | m440t6fbn | CEC_gwh1 | 5 | 2007 | 13226.4988 | 4472.459 | 0.60-0.639 EF | 40-49 Gallons | 40 | Age 2006 to 2009 | Gas | Storage | Gas | Primary System
682 | EG05607891 | 1900 - 1969 | 0.6 | -0.35 | 1 | -100 | 04 - Gas Instantaneous | noritz | n-069m-0d | 6 | 09/01/2006 | Not Applicable | No, Unconditioned Space | 01 - None |  |  |  | 2006 | 190 | -100 | -99 | -100 | 9 | 0.81 | 0.2 | n069m0d | CEC_2009 | 6 | 2006 | 8123.9101 | 5778.2382 | 0.80-0.839 EF | Tankless | -100 | Age 2006 to 2009 | Gas | Instantaneous | Gas | Primary System
683 | EG05622522 | 1980 - 1989 | #N/A | #N/A | 1 | 100 | 01 - Gas Storage | Bradford white | mi100t6bn | 1 |  | No, Unconditioned Space | No, Unconditioned Space | 01 - None |  |  |  | -99 | 85 | -100 | -100 | -99 | -99 |  |  | mi100t6bn |  | 1 | 2011 | 4405.2495 | 2928.9173 | Dont Know | 90+ Gallons | 100 | Age 2010 to 2012 | Gas | Storage | Gas | Primary System
684 | EG05634966 | 1970 - 1979 | 0.615 | -0.0081301 | 1 | 40 | 01 - Gas Storage | Bradford white | U440T6FRN | 1 |  | No, Unconditioned Space | No, Unconditioned Space | 01 - None |  |  | nameplate | -99 | 40 | -100 | -99 | -99 | -99 | 0.62 | 40 | U440T6FRN | CEC_2009 | 1 | 2011 | 15494.6267 | 11064.2472 | 0.60-0.639 EF | 40-49 Gallons | 40 | Age 2010 to 2012 | Gas | Storage | Gas | Primary System
685 | EG05636299 | 1900 - 1969 | 0.6 | -0.36667 | 1 | -100 | 04 - Gas Instantaneous | rheem | rtg-66xn | 2 |  | Not Applicable | No, Unconditioned Space | 01 - None |  |  | customer showed me receipt for the dhw and it just had the model # on it. | -99 | -99 | -100 | -99 | -100 | -99 | 0.82 | 0.2 | rtg66xn | CEC_2009 | 2 | 2010 | 15494.6267 | 11064.2472 | 0.80-0.839 EF | Tankless | -100 | Age 2010 to 2012 | Gas | Instantaneous | Gas | Primary System
686 | EG05651300 | 1900 - 1969 | -99 | -99 | 1 | -99 | 01 - Gas Storage | reliance water heater co |  | 20 |  | Yes, Unconditioned Space | No, Unconditioned Space | 01 - None |  |  | no access to nameplate, unable to remove tank insulation wrap | -99 | -99 | -100 | -99 | -99 | -99 |  |  |  |  | 20 | 1992 | 24102.7526 | 17211.0512 | Dont Know | Dont Know | -99 | Age 1990 to 1994 | Gas | Storage | Gas | Primary System
687 | EG05657602 | 2000 - 2012 | 0.6 | 0.033333 | 1 | 50 | 01 - Gas Storage | bradford white | u15036frn | 0 |  | No, Unconditioned Space | No, Unconditioned Space | 01 - None |  |  | info not on nameplate | -99 | 40 | -100 | -99 | -99 | -99 | 0.58 | 50 | u15036frn | CEC_2009 | 0 | 2012 | 4724.3048 | 3485.5509 | 0.56-0.599 EF | 50-59 Gallons | 50 | Age 2010 to 2012 | Gas | Storage | Gas | Primary System
688 | EG05657744 | 1970 - 1979 | 0.615 | 0.04065 | 1 | 40 | 01 - Gas Storage | american water heater co. | fg6140t403no | 7 | 07/01/2004 | No, Unconditioned Space | No, Unconditioned Space | 01 - None |  |  | not listed | 2004 | 40 | -100 | -99 | -99 | 7 | 0.59 | 40 | fg6140t403no | CEC_2009 | 8 | 2004 | 4318.2088 | 2871.0466 | 0.56-0.599 EF | 40-49 Gallons | 40 | Age 2000 to 2005 | Gas | Storage | Gas | Primary System
689 | EG05677218 | 1995 - 1999 | 0.615 | -99 | 1 | 40 | 01 - Gas Storage | american water heater co. | g62-40t34-3n | 14 | 07/01/1998 | No, Unconditioned Space | Yes, conditioned space | 01 - None |  |  |  | 1998 | 34 | -100 | -100 | -99 | 7 |  |  | g6240t343n |  | 14 | 1998 | 9045.1541 | 8005.2336 | Dont Know | 40-49 Gallons | 40 | Age 1995 to 1999 | Gas | Storage | Gas | Primary System
690 | EG05679814 | 2000 - 2012 | 0.6 | -99 | 1 | 50 | 01 - Gas Storage | ao smith | for 50 242 | 10 |  | No, Unconditioned Space | Yes, Unconditioned Space | 01 - None |  |  |  | -99 | 38 | -100 | -99 | 16 | -99 |  |  | for50242 |  | 10 | 2002 | 4318.2088 | 2871.0466 | Dont Know | 50-59 Gallons | 50 | Age 2000 to 2005 | Gas | Storage | Gas | Primary System
691 | EG05686708 | 1980 - 1989 | 0.615 | -0.0081301 | 1 | 40 | 01 - Gas Storage | bradford white | m440t6fbn5 | 8 |  | No, Unconditioned Space | No, Unconditioned Space | 01 - None |  |  | not on nameplate | -99 | 40 | -100 | -99 | -99 | -99 | 0.62 | 40 | m440t6fbn5 | CEC_2009 | 8 | 2004 | 4959.48 | 3220.7821 | 0.60-0.639 EF | 40-49 Gallons | 40 | Age 2000 to 2005 | Gas | Storage | Gas | Primary System
692 | EG05689209 | 2000 - 2012 | 0.6 | -99 | 1 | 50 | 01 - Gas Storage | american water heater co. | *G6250T504N | 11 | 01/01/2001 | No, Unconditioned Space | Yes, Unconditioned Space | 01 - None |  |  | info not on nameplate | 2001 | 50 | -100 | -99 | -99 | 1 |  |  | G6250T504N |  | 11 | 2001 | 15188.4774 | 10845.6352 | Dont Know | 50-59 Gallons | 50 | Age 2000 to 2005 | Gas | Storage | Gas | Primary System
693 | EG05690251 | 1980 - 1989 | 0.6 | 0.11667 | 1 | 50 | 01 - Gas Storage | rheem | 42vr50-40f | 7 | 02/01/2005 | No, Unconditioned Space | No, Unconditioned Space | 03 - Timer |  |  | not on nameplate | 2005 | 40 | -100 | -99 | -99 | 2 | 0.53 | 50 | 42vr5040f | CEC_gwh1 | 7 | 2005 | 4318.2088 | 2871.0466 | 0.52-0.559 EF | 50-59 Gallons | 50 | Age 2000 to 2005 | Gas | Storage | Gas | Primary System
694 | EG05693601 | 1990 - 1994 | -99 | -99 | 1 | -99 | 01 - Gas Storage | Dont Know |  | 5 |  | No, Unconditioned Space | No, Unconditioned Space | 01 - None |  |  | could not access water heater. see photo. | -99 | -99 | -100 | -99 | -99 | -99 |  |  |  |  | 5 | 2007 | 14245.2834 | 21144.2923 | Dont Know | Dont Know | -99 | Age 2006 to 2009 | Gas | Storage | Gas | Primary System
695 | EG05694011 | 1900 - 1969 | 0.6 | -99 | 1 | -100 | 04 - Gas Instantaneous | rheem | rug-84dvn | 2 |  | Not Applicable | Yes, Unconditioned Space | 01 - None |  |  |  | -99 | 180 | -100 | -100 | -100 | -99 |  |  | rug84dvn |  | 2 | 2010 | 4405.2495 | 2928.9173 | Dont Know | Tankless | -100 | Age 2010 to 2012 | Gas | Instantaneous | Gas | Primary System
696 | EG05694672 | 2000 - 2012 | 0.6 | 0 | 1 | 50 | 01 - Gas Storage | A.O. SMITH | GNR 50 100 | 2 |  | No, Unconditioned Space | No, Unconditioned Space | 01 - None |  |  | nameplate | -99 | 40 | -100 | -99 | -99 | -99 | 0.6 | 50 | GNR50100 | CEC_2009 | 2 | 2010 | 7868.5333 | 5618.6831 | 0.60-0.639 EF | 50-59 Gallons | 50 | Age 2010 to 2012 | Gas | Storage | Gas | Primary System
697 | EG05697378 | 1900 - 1969 | 0.6 | -0.033333 | 1 | 50 | 01 - Gas Storage | Bradford white | m450s6sn12 | 10 | 11/01/1997 | No, Unconditioned Space | No, Unconditioned Space | 01 - None |  |  | not listed | 1997 | 36 | -100 | -99 | -99 | 11 | 0.62 | 50 | m450s6sn12 | CEC_2009 | 15 | 1997 | 9808.0889 | 6976.1325 | 0.60-0.639 EF | 50-59 Gallons | 50 | Age 1995 to 1999 | Gas | Storage | Gas | Primary System
698 | EG05704433 | 2000 - 2012 | #N/A | #N/A | 1 | 36 | 01 - Gas Storage | ge | gg50t6xa | 10 |  | No, Unconditioned Space | No, Unconditioned Space | 01 - None |  |  |  | -99 | 50 | -100 | -99 | 6.7 | -99 | 0.578 | 50 | gg50t6xa | CEC_gwh1 | 10 | 2002 | 18514.2084 | 10741.4253 | 0.56-0.599 EF | 30-39 Gallons | 36 | Age 2000 to 2005 | Gas | Storage | Gas | Primary System
699 | EG05708854 | 2000 - 2012 | 0.6 | -99 | 1 | 50 | 01 - Gas Storage | rheem | 41*R50 | 10 |  | No, Unconditioned Space | Yes, Unconditioned Space | 01 - None |  |  |  | -99 | 40 | -100 | -99 | 19.2 | -99 |  |  | 41R50 |  | 10 | 2002 | 4318.2088 | 3083.5031 | Dont Know | 50-59 Gallons | 50 | Age 2000 to 2005 | Gas | Storage | Gas | Primary System
700 | EG05711946 | 1995 - 1999 | #N/A | #N/A | 1 | 38 | 01 - Gas Storage | rheem | 22v50f1 | 1 | 10/01/2011 | No, Unconditioned Space | No, Unconditioned Space | 01 - None |  |  | info not on nameplate | 2011 | 50 | -100 | -99 | -99 | 10 | 0.58 | 50 | 22v50f1 | CEC_2009 | 1 | 2011 | 9517.0276 | 8610.5061 | 0.56-0.599 EF | 30-39 Gallons | 38 | Age 2010 to 2012 | Gas | Storage | Gas | Primary System
701 | EG05715521 | 1900 - 1969 | 0.615 | -99 | 1 | 40 | 01 - Gas Storage | rheem |  | -99 |  | No, Unconditioned Space | No, Unconditioned Space | 01 - None |  |  |  | -99 | 38 | -100 | -100 | -99 | -99 |  |  |  |  | -99 | -99 | 4348.4 | 3105.0617 | Dont Know | 40-49 Gallons | 40 | Dont Know | Gas | Storage | Gas | Primary System
702 | EG05731657 | 1900 - 1969 | 0.6 | 0.1 | 1 | 50 | 01 - Gas Storage | ao smith | fsgh 50 242e | 7 | 01/01/1996 | No, Unconditioned Space | No, Unconditioned Space | 01 - None |  |  |  | 1996 | 38 | -100 | 0.53 | 8 | -99 | 0.54 | 50 | fsgh50242e | CEC_gwh1 | 16 | 1996 | 4868.7892 | 3592.1503 | 0.52-0.559 EF | 50-59 Gallons | 50 | Age 1995 to 1999 | Gas | Storage | Gas | Primary System
703 | EG05738758 | 2000 - 2012 | 0.6 | -99 | 1 | 50 | 01 - Gas Storage | rheem | 41*R50 | 11 |  | No, Unconditioned Space | Yes, Unconditioned Space | 01 - None |  |  |  | -99 | 40 | -100 | -99 | 19.2 | -99 |  |  | 41R50 |  | 11 | 2001 | 7713.0636 | 5507.6668 | Dont Know | 50-59 Gallons | 50 | Age 2000 to 2005 | Gas | Storage | Gas | Primary System
704 | EG05740866 | 2000 - 2012 | 0.6 | -99 | 1 | 50 | 01 - Gas Storage | rheem | 41*R50 | 10 |  | No, Unconditioned Space | Yes, Unconditioned Space | 01 - None |  |  |  | -99 | 40 | -100 | -99 | 19.2 | -99 |  |  | 41R50 |  | 10 | 2002 | 7713.0636 | 5507.6668 | Dont Know | 50-59 Gallons | 50 | Age 2000 to 2005 | Gas | Storage | Gas | Primary System
705 | EG05744901 | 1900 - 1969 | 0.6 | -99 | 1 | -100 | 04 - Gas Instantaneous | aqua star | aq240fx | 8 |  | Not Applicable | No, Unconditioned Space | 01 - None |  |  |  | -99 | 165 | -100 | -100 | -100 | -99 |  |  | aq240fx |  | 8 | 2004 | 13276.4593 | 24959.7789 | Dont Know | Tankless | -100 | Age 2000 to 2005 | Gas | Instantaneous | Gas | Primary System
706 | EG05754656 | 1995 - 1999 | #N/A | #N/A | 1 | 74 | 01 - Gas Storage | ao smith | fcg 75 300 | 1 | 12/01/2011 | No, Unconditioned Space | No, Unconditioned Space | 03 - Timer |  |  | no data | 2011 | 75.1 | -100 | -99 | -99 | 12 |  |  | fcg75300 |  | 1 | 2011 | 4724.3048 | 3485.5509 | Dont Know | 70-79 Gallons | 74 | Age 2010 to 2012 | Gas | Storage | Gas | Primary System
707 | EG05766771 | 2000 - 2012 | 0.6 | 0.033333 | 1 | 50 | 01 - Gas Storage | american water heater co. | bfg6150t403n0 | 6 | 05/01/2006 | No, Unconditioned Space | No, Unconditioned Space | 01 - None |  |  | info not on nameplate | 2006 | 40 | -100 | -99 | -99 | 5 | 0.58 | 50 | bfg6150t403n0 | CEC_2009 | 6 | 2006 | 13226.4988 | 9444.6452 | 0.56-0.599 EF | 50-59 Gallons | 50 | Age 2006 to 2009 | Gas | Storage | Gas | Primary System
708 | EG05767657 | 1980 - 1989 | 0.615 | -99 | 1 | 40 | 01 - Gas Storage | richmond | 7K40N | 7 |  | No, Conditioned Space | No, Conditioned Space | 01 - None |  |  |  | -99 | 40 | -100 | -99 | 6.7 | -99 |  |  | 7K40N |  | 7 | 2005 | 4630.96 | 3416.682 | Dont Know | 40-49 Gallons | 40 | Age 2000 to 2005 | Gas | Storage | Gas | Primary System
709 | EG05774472 | 1900 - 1969 | 0.615 | 0.065041 | 1 | 40 | 01 - Gas Storage | reliance | 540norto0 | -99 | 01/01/1995 | No, Unconditioned Space | No, Unconditioned Space | 01 - None |  |  |  | 1995 | 32 | -100 | -100 | -99 | -99 | 0.575 | 40 | 540norto0 | CEC_gwh1 | 17 | 1995 | 9045.1541 | 8005.2336 | 0.56-0.599 EF | 40-49 Gallons | 40 | Age 1995 to 1999 | Gas | Storage | Gas | Primary System
710 | EG05790075 | 1990 - 1994 | 0.6 | -99 | 1 | 50 | 01 - Gas Storage | reliance |  | 5 |  | No, Unconditioned Space | Yes, Unconditioned Space | 01 - None |  |  | label plate | -99 | 32 | -100 | -99 | -99 | -99 |  |  |  |  | 5 | 2007 | 6716.725 | 4796.2114 | Dont Know | 50-59 Gallons | 50 | Age 2006 to 2009 | Gas | Storage | Gas | Primary System
711 | EG05792819 | 2000 - 2012 | 0.6 | 0 | 1 | 50 | 01 - Gas Storage | a.o. smith | GNR-50-100 | 3 | 05/01/2009 | No, Unconditioned Space | No, Unconditioned Space | 01 - None |  |  | info not on nameplate | 2009 | 40 | -100 | -99 | -99 | 5 | 0.6 | 50 | GNR50100 | CEC_2009 | 3 | 2009 | 6716.725 | 4796.2114 | 0.60-0.639 EF | 50-59 Gallons | 50 | Age 2006 to 2009 | Gas | Storage | Gas | Primary System
712 | EG05801144 | 2000 - 2012 | -99 | -99 | 1 | -99 | 01 - Gas Storage | rheem | 4vr50n | 4 |  | No, Unconditioned Space | Yes, Unconditioned Space | 01 - None |  |  |  | -99 | 40 | -100 | -100 | -99 | -99 |  |  | 4vr50n |  | 4 | 2008 | 6716.725 | 4796.2114 | Dont Know | Dont Know | -99 | Age 2006 to 2009 | Gas | Storage | Gas | Primary System
713 | EG05802788 | 1900 - 1969 | 0.615 | 0.056911 | 1 | 40 | 01 - Gas Storage | GE | GG40T6TA | 11 |  | No, Unconditioned Space | No, Unconditioned Space | 01 - None |  |  |  | -99 | 40 | -100 | -99 | 19.2 | -99 | 0.58 | 40 | GG40T6TA | CEC_gwh1 | 11 | 2001 | 4959.48 | 4389.2891 | 0.56-0.599 EF | 40-49 Gallons | 40 | Age 2000 to 2005 | Gas | Storage | Gas | Primary System
714 | EG05803129 | 1900 - 1969 | 0.6 | -99 | 1 | -100 | 04 - Gas Instantaneous | bosh | aq125b | 6 |  | Not Applicable | No, Unconditioned Space | 01 - None |  |  |  | -99 | -99 | -100 | -100 | -100 | -99 |  |  | aq125b |  | 6 | 2006 | 3760.4021 | 2500.1778 | Dont Know | Tankless | -100 | Age 2006 to 2009 | Gas | Instantaneous | Gas | Primary System
715 | EG05804519 | 1900 - 1969 | 0.615 | -99 | 1 | 40 | 01 - Gas Storage | craftsmaster water heater | crgvf84331 | -99 | 01/01/1984 | Yes, Unconditioned Space | Yes, Unconditioned Space | 01 - None |  |  | not listed | 1984 | 34 | -100 | -99 | 7.3 | -99 |  |  | crgvf84331 |  | 28 | 1984 | 14359.4 | 10594.2403 | Dont Know | 40-49 Gallons | 40 | Age 1980 to 1984 | Gas | Storage | Gas | Primary System
716 | EG05812428 | 1970 - 1979 | 0.6 | -99 | 1 | 50 | 01 - Gas Storage | rheem |  | 12 |  | No, Conditioned Space | No, Conditioned Space | 01 - None |  |  | no nameplate | -99 | -99 | -100 | -99 | -99 | -99 |  |  |  |  | 12 | 2000 | 4959.48 | 4370.8688 | Dont Know | 50-59 Gallons | 50 | Age 2000 to 2005 | Gas | Storage | Gas | Primary System
717 | EG05812919 | 1900 - 1969 | 0.615 | -99 | 1 | 40 | 01 - Gas Storage | Dont Know |  | 12 |  | Yes, Unconditioned Space | No, Unconditioned Space | 01 - None |  |  | no access | -99 | -99 | -100 | -99 | -99 | -99 |  |  |  |  | 12 | 2000 | 7713.0636 | 5507.6668 | Dont Know | 40-49 Gallons | 40 | Age 2000 to 2005 | Gas | Storage | Gas | Primary System
718 | EG05822621 | Dont Know | 0.615 | 0.065041 | 1 | 40 | 01 - Gas Storage | reliance | 5 40 nort6 | -99 |  | No, Conditioned Space | No, Conditioned Space | 01 - None |  |  | not listed on nameplate | -99 | 32 | -100 | -99 | -99 | -99 | 0.575 | 40 | 540nort6 | CEC_gwh1 | -99 | -99 | 2796.01 | 2474.553 | 0.56-0.599 EF | 40-49 Gallons | 40 | Dont Know | Gas | Storage | Gas | Primary System
719 | EG05828351 | 1900 - 1969 | 0.63 | 0.095238 | 1 | 30 | 01 - Gas Storage | ge | gg30t6xa | 10 |  | Yes, Unconditioned Space | No, Unconditioned Space | 01 - None |  |  |  | -99 | 32 | -100 | -99 | 6.7 | -99 | 0.57 | 30 | gg30t6xa | CEC_gwh1 | 10 | 2002 | 18514.2084 | 20622.4076 | 0.56-0.599 EF | 30-39 Gallons | 30 | Age 2000 to 2005 | Gas | Storage | Gas | Primary System
720 | EG05839416 | 2000 - 2012 | 0.615 | -99 | 1 | 40 | 01 - Gas Storage | kenmore | 153.33028 | 2 |  | No, Unconditioned Space | Yes, Unconditioned Space | 01 - None |  |  | info plate | -99 | 40 | -100 | -99 | -99 | -99 |  |  | 15333028 |  | 2 | 2010 | 9517.0276 | 7406.5786 | Dont Know | 40-49 Gallons | 40 | Age 2010 to 2012 | Gas | Storage | Gas | Primary System
721 | EG05861599 | 1970 - 1979 | -99 | -99 | 1 | -99 | 01 - Gas Storage | Dont Know |  | 9 |  | No, Unconditioned Space | No, Unconditioned Space | 01 - None |  |  | see note | -99 | -99 | -100 | -99 | -99 | -99 |  |  |  |  | 9 | 2003 | 7713.0636 | 5507.6668 | Dont Know | Dont Know | -99 | Age 2000 to 2005 | Gas | Storage | Gas | Primary System
722 | EG05871116 | 1900 - 1969 | 0.6 | -99 | 1 | -100 | 04 - Gas Instantaneous | rinnai | r75lsi | 1 | 01/01/2012 | Not Applicable | No, Unconditioned Space | 01 - None |  |  |  | 2012 | 180 | -100 | 0.82 | -100 | 1 |  |  | r75lsi |  | 0 | 2012 | 7868.5333 | 5618.6831 | Dont Know | Tankless | -100 | Age 2010 to 2012 | Gas | Instantaneous | Gas | Primary System
723 | EG05873051 | 1900 - 1969 | 0.615 | -99 | 1 | 40 | 01 - Gas Storage | premier plus | g62-40t34-3n | 9 | 03/01/2003 | No, Conditioned Space | No, Conditioned Space | 01 - None |  |  |  | 2003 | 34 | -100 | -100 | -99 | 3 |  |  | g6240t343n |  | 9 | 2003 | 16358.3855 | 24280.7725 | Dont Know | 40-49 Gallons | 40 | Age 2000 to 2005 | Gas | Storage | Gas | Primary System
724 | EG05877480 | 1990 - 1994 | 0.743 | -99 | 1 | 75 | 01 - Gas Storage | a.o smith | fcg75300 | 2 | 04/01/2009 | No, Unconditioned Space | Yes, Unconditioned Space | 01 - None |  |  |  | 2009 | 75 | -100 | -100 | -99 | 4 |  |  | fcg75300 |  | 3 | 2009 | 6716.725 | 4796.2114 | Dont Know | 70-79 Gallons | 75 | Age 2006 to 2009 | Gas | Storage | Gas | Primary System
725 | EG05877944 | 2000 - 2012 | 0.743 | -99 | 1 | 75 | 01 - Gas Storage | rheem | 22vr750-70n | 7 | 07/01/2005 | No, Unconditioned Space | No, Unconditioned Space | 01 - None |  |  |  | 2005 | 70 | -100 | -100 | -99 | 7 |  |  | 22vr75070n |  | 7 | 2005 | 7713.0636 | 5507.6668 | Dont Know | 70-79 Gallons | 75 | Age 2000 to 2005 | Gas | Storage | Gas | Primary System
726 | EG05896392 | 1970 - 1979 | 0.615 | -0.0081301 | 1 | 40 | 01 - Gas Storage | Bradford white | m440t6fbn5 | 8 |  | No, Conditioned Space | Yes, conditioned space | 01 - None |  |  | no data | -99 | 40 | -100 | -99 | -99 | -99 | 0.62 | 40 | m440t6fbn5 | CEC_2009 | 8 | 2004 | 8603.319 | 7614.1963 | 0.60-0.639 EF | 40-49 Gallons | 40 | Age 2000 to 2005 | Gas | Storage | Gas | Primary System
727 | EG05898624 | 1900 - 1969 | 0.63 | 0.095238 | 1 | 30 | 01 - Gas Storage | ge | gg30t6xa | 10 |  | No, Unconditioned Space | No, Unconditioned Space | 01 - None |  |  |  | -99 | 32 | -100 | -100 | 6.7 | -99 | 0.57 | 30 | gg30t6xa | CEC_gwh1 | 10 | 2002 | 16358.3855 | 24280.7725 | 0.56-0.599 EF | 30-39 Gallons | 30 | Age 2000 to 2005 | Gas | Storage | Gas | Primary System
728 | EG05907945 | 1980 - 1989 | 0.615 | 0.056911 | 1 | 40 | 01 - Gas Storage | ge | gg40t6xa | 9 | 01/01/2003 | No, Unconditioned Space | No, Unconditioned Space | 01 - None |  |  |  | 2003 | 34 | -100 | -100 | -99 | -99 | 0.58 | 40 | gg40t6xa | CEC_gwh1 | 9 | 2003 | 7713.0636 | 7332.2787 | 0.56-0.599 EF | 40-49 Gallons | 40 | Age 2000 to 2005 | Gas | Storage | Gas | Primary System
729 | EG05918697 | 1980 - 1989 | 0.615 | -99 | 1 | 40 | 01 - Gas Storage | Dont Know |  | 15 |  | Yes, Unconditioned Space | No, Unconditioned Space | 01 - None |  |  | tank wrap | -99 | -99 | -100 | -99 | -99 | -99 |  |  |  |  | 15 | 1997 | 8109.1784 | 5790.5205 | Dont Know | 40-49 Gallons | 40 | Age 1995 to 1999 | Gas | Storage | Gas | Primary System
730 | EG05924904 | 1900 - 1969 | 0.615 | -99 | 1 | 40 | 01 - Gas Storage | galaxie | gfcvf-90433t | 22 |  | No, Unconditioned Space | No, Unconditioned Space | 01 - None |  |  |  | -99 | 34 | -100 | -100 | -99 | -99 |  |  | gfcvf90433t |  | 22 | 1990 | 13652.6963 | 12083.0472 | Dont Know | 40-49 Gallons | 40 | Age 1990 to 1994 | Gas | Storage | Gas | Primary System
731 | EG05928801 | 1900 - 1969 | 0.6 | -0.033333 | 1 | 50 | 01 - Gas Storage | Bradford white | m450s6en12 | 4 |  | No, Unconditioned Space | Yes, Unconditioned Space | 01 - None |  |  | nameplate | -99 | 40 | -100 | -99 | -99 | -99 | 0.62 | 50 | m450s6en12 | CEC_2009 | 4 | 2008 | 2277.5759 | 3350.6163 | 0.60-0.639 EF | 50-59 Gallons | 50 | Age 2006 to 2009 | Gas | Storage | Gas | Primary System
732 | EG05928801 | 1900 - 1969 | 0.6 | -99 | 2 | -100 | 04 - Gas Instantaneous | bosch | aq 125 bnc | 9 |  | Not Applicable | No, Unconditioned Space | 01 - None |  |  | nameplate | -99 | 117 | -100 | -99 | -100 | -99 |  |  | aq125bnc |  | 9 | 2003 | 0 | 0 | Dont Know | Tankless | -100 | Age 2000 to 2005 | Gas | Instantaneous | Gas
733 | EG05945180 | 1900 - 1969 | 0.6 | 0.1 | 1 | 50 | 01 - Gas Storage | rheem | 41*50 | 12 |  | No, Unconditioned Space | No, Unconditioned Space | 01 - None |  |  |  | -99 | 40 | -100 | -99 | 6.7 | -99 | 0.54 | 50 | 4150 | CEC_gwh1 | 12 | 2000 | 4318.2088 | 2871.0466 | 0.52-0.559 EF | 50-59 Gallons | 50 | Age 2000 to 2005 | Gas | Storage | Gas | Primary System
734 | EG05973762 | 2000 - 2012 | 0.6 | -0.033333 | 1 | 50 | 01 - Gas Storage | a.o. smith | gvr 50 100 | 5 | 09/01/2007 | No, Unconditioned Space | Yes, Unconditioned Space | 01 - None |  |  | info not on nameplate | 2007 | 40 | -100 | -99 | -99 | 9 | 0.62 | 50 | gvr50100 | CEC_2009 | 5 | 2007 | 9247.2671 | 13569.7201 | 0.60-0.639 EF | 50-59 Gallons | 50 | Age 2006 to 2009 | Gas | Storage | Gas | Primary System
735 | EG05978918 | 1980 - 1989 | 0.615 | 0.073171 | 1 | 40 | 01 - Gas Storage | Bradford white | mi40t6en12 | 9 |  | No, Conditioned Space | No, Conditioned Space | 01 - None |  |  |  | -99 | 40 | -100 | -100 | -99 | -99 | 0.57 | 40 | mi40t6en12 | CEC_gwh1 | 9 | 2003 | 18514.2084 | 7168.5661 | 0.56-0.599 EF | 40-49 Gallons | 40 | Age 2000 to 2005 | Gas | Storage | Gas | Primary System
736 | EG05980694 | 1900 - 1969 | 0.615 | -99 | 1 | 40 | 01 - Gas Storage | reliance | 840nkrt971 | -99 |  | No, Conditioned Space | No, Conditioned Space | 01 - None |  |  |  | -99 | 35 | -100 | -100 | -99 | -99 |  |  | 840nkrt971 |  | -99 | -99 | 8562.82 | 8252.795 | Dont Know | 40-49 Gallons | 40 | Dont Know | Gas | Storage | Gas | Primary System
737 | EG05984477 | 2000 - 2012 | 0.6 | -99 | 1 | -100 | 04 - Gas Instantaneous | takagi | t-m1 | 8 |  | Not Applicable | No, Unconditioned Space | 01 - None |  |  |  | -99 | 235 | -100 | -100 | -100 | -99 |  |  | tm1 |  | 8 | 2004 | 4318.2088 | 2871.0466 | Dont Know | Tankless | -100 | Age 2000 to 2005 | Gas | Instantaneous | Gas | Primary System
738 | EG05989561 | 1970 - 1979 | 0.615 | 0.04065 | 1 | 40 | 01 - Gas Storage | bradford white | mi40t6fbn4 | 2 |  | No, Unconditioned Space | No, Unconditioned Space | 01 - None |  |  | not listed | -99 | 40 | -100 | -99 | -99 | -99 | 0.59 | 40 | mi40t6fbn4 | CEC_2009 | 2 | 2010 | 7868.5333 | 5618.6831 | 0.56-0.599 EF | 40-49 Gallons | 40 | Age 2010 to 2012 | Gas | Storage | Gas | Primary System
739 | EG05994489 | 1900 - 1969 | 0.6 | -99 | 1 | 50 | 01 - Gas Storage | american | esg51 | 12 |  | No, Unconditioned Space | No, Unconditioned Space | 01 - None |  |  |  | -99 | 44 | -100 | -100 | -99 | -99 |  |  | esg51 |  | 12 | 2000 | 4318.2088 | 2871.0466 | Dont Know | 50-59 Gallons | 50 | Age 2000 to 2005 | Gas | Storage | Gas | Primary System
740 | EG05995097 | 1900 - 1969 | 0.6 | -0.05 | 1 | -99 | 01 - Gas Storage | bradford white | m45036fbn7 | 7 |  | No, Unconditioned Space | No, Unconditioned Space | 01 - None |  |  | no info | -99 | 40 | -100 | -99 | -99 | -99 | 0.63 | 50 | m45036fbn7 | CEC_2009 | 7 | 2005 | 4318.2088 | 2871.0466 | 0.60-0.639 EF | 50-59 Gallons | 50 | Age 2000 to 2005 | Gas | Storage | Gas | Primary System
741 | EG06001916 | 2000 - 2012 | 0.6 | 0.002381 | 1 | 50 | 01 - Gas Storage | a.o. smith | fgr 50 248 | 10 | 09/01/2002 | No, Unconditioned Space | Yes, Unconditioned Space | 01 - None |  |  |  | 2002 | 38 | -100 | -99 | 16 | 9 | 0.59857 | 50 | fgr50248 | CEC_gwh1 | 10 | 2002 | 15188.4774 | 14638.5642 | 0.56-0.599 EF | 50-59 Gallons | 50 | Age 2000 to 2005 | Gas | Storage | Gas | Primary System
742 | EG06009970 | 1900 - 1969 | 0.6 | -99 | 1 | 50 | 01 - Gas Storage | ge | geln0103104775 | 9 | 01/01/2003 | No, Unconditioned Space | No, Unconditioned Space | 01 - None |  |  |  | 2003 | 40 | -100 | -100 | -99 | 1 |  |  | geln0103104775 |  | 9 | 2003 | 4318.2088 | 2871.0466 | Dont Know | 50-59 Gallons | 50 | Age 2000 to 2005 | Gas | Storage | Gas | Primary System
743 | EG06014998 | 1970 - 1979 | 0.6 | -0.033333 | 1 | 50 | 01 - Gas Storage | ge | sg50t12xa01 | -99 |  | No, Unconditioned Space | No, Unconditioned Space | 01 - None |  |  |  | -99 | 40 | -100 | -100 | 19.6 | -99 | 0.62 | 50 | sg50t12xa01 | CEC_gwh1 | -99 | -99 | 2796.01 | 2474.553 | 0.60-0.639 EF | 50-59 Gallons | 50 | Dont Know | Gas | Storage | Gas | Primary System
744 | EG06021937 | 1900 - 1969 | 0.6 | 0.033333 | 1 | 50 | 01 - Gas Storage | kenmore | 153.336566 | 5 | 12/01/2007 | No, Unconditioned Space | No, Unconditioned Space | 01 - None |  |  | info not on nameplate | 2007 | 35.5 | -100 | -99 | -99 | 12 | 0.58 | 50 | 153336566 | CEC_2009 | 5 | 2007 | 4032.7536 | 2868.3491 | 0.56-0.599 EF | 50-59 Gallons | 50 | Age 2006 to 2009 | Gas | Storage | Gas | Primary System
745 | EG06030375 | 1995 - 1999 | 0.6 | -99 | 1 | 50 | 01 - Gas Storage | ao smith | for 50 240 | 15 |  | No, Unconditioned Space | Yes, Unconditioned Space | 01 - None |  |  |  | -99 | 38 | -100 | -99 | 16 | -99 |  |  | for50240 |  | 15 | 1997 | 17198.4924 | 25527.7443 | Dont Know | 50-59 Gallons | 50 | Age 1995 to 1999 | Gas | Storage | Gas | Primary System
746 | EG06032011 | 1900 - 1969 | #N/A | #N/A | 1 | 28 | 01 - Gas Storage | ge | gg28t06axk00 | 1 | 02/01/2012 | No, Unconditioned Space | Yes, Unconditioned Space | 01 - None |  |  |  | 2012 | 30 | -100 | -100 | -99 | 2 | 0.62 | 30 | gg28t06axk00 | CEC_2009 | 0 | 2012 | 8776.7333 | 7767.6732 | 0.60-0.639 EF | 01-29 Gallons | 28 | Age 2010 to 2012 | Gas | Storage | Gas | Primary System
747 | EG06045553 | 2000 - 2012 | 0.6 | -99 | 1 | 50 | 01 - Gas Storage | rheem | Rhonda 1102v09605 | 10 |  | No, Unconditioned Space | Yes, Unconditioned Space | 01 - None |  |  |  | -99 | 40 | -100 | -99 | 19.2 | -99 |  |  | Rhonda1102v09605 |  | 10 | 2002 | 4318.2088 | 2871.0466 | Dont Know | 50-59 Gallons | 50 | Age 2000 to 2005 | Gas | Storage | Gas | Primary System
748 | EG06058746 | 1900 - 1969 | 0.6 | -0.033333 | 1 | 50 | 01 - Gas Storage | ge | sg50t12avh00 | 6 | 03/01/2006 | No, Unconditioned Space | No, Unconditioned Space | 01 - None |  |  | info not on nameplate | 2006 | 40 | -100 | -99 | -99 | 3 | 0.62 | 50 | sg50t12avh00 | CEC_gwh1 | 6 | 2006 | 6716.725 | 4796.2114 | 0.60-0.639 EF | 50-59 Gallons | 50 | Age 2006 to 2009 | Gas | Storage | Gas | Primary System
749 | EG06078057 | 1995 - 1999 | 0.615 | -0.00271 | 1 | 40 | 01 - Gas Storage | a.o. smith | fgr 40 236 | 17 |  | No, Conditioned Space | Yes, conditioned space | 01 - None |  |  |  | -99 | 38 | -100 | -99 | 16 | -99 | 0.61667 | 40 | fgr40236 | CEC_gwh1 | 17 | 1995 | 15968.5022 | 8226.509 | 0.60-0.639 EF | 40-49 Gallons | 40 | Age 1995 to 1999 | Gas | Storage | Gas | Primary System
750 | EG06083172 | 2000 - 2012 | #N/A | #N/A | 1 | 74 | 01 - Gas Storage | ao smith | fgr75 250e | 9 |  | Yes, Unconditioned Space | Yes, Unconditioned Space | 01 - None |  |  |  | -99 | 76 | -100 | -99 | 16 | -99 | 0.48 | 74 | fgr75250e | CEC_gwh1 | 9 | 2003 | 4318.2088 | 2871.0466 | 0.48-0.519 EF | 70-79 Gallons | 74 | Age 2000 to 2005 | Gas | Storage | Gas | Primary System
751 | EG06127981 | 1990 - 1994 | #N/A | #N/A | 1 | 55 | 01 - Gas Storage | bradford & white | hh15428767 | 1 |  | No, Unconditioned Space | Yes, Unconditioned Space | 01 - None |  |  | n/a | -99 | 80 | -100 | -99 | -99 | -99 |  |  | hh15428767 |  | 1 | 2011 | 4405.2495 | 2928.9173 | Dont Know | 50-59 Gallons | 55 | Age 2010 to 2012 | Gas | Storage | Gas | Primary System
752 | EG06142054 | 1980 - 1989 | 0.63 | -99 | 1 | 30 | 01 - Gas Storage | Dont Know |  | -99 |  | Yes, Unconditioned Space | No, Unconditioned Space | 01 - None |  |  | wrapped | -99 | -99 | -100 | -99 | -99 | -99 |  |  |  |  | -99 | -99 | 9222.38 | 5202.8838 | Dont Know | 30-39 Gallons | 30 | Dont Know | Gas | Storage | Gas | Primary System
753 | EG06142277 | 1970 - 1979 | 0.6 | 0.045833 | 1 | 50 | 01 - Gas Storage | american water heater co. | g62-50t35-3n | 12 | 05/01/2000 | No, Unconditioned Space | No, Unconditioned Space | 01 - None |  |  | info not on nameplate | 2000 | 35 | -100 | -99 | -99 | 5 | 0.5725 | 50 | g6250t353n | CEC_gwh1 | 12 | 2000 | 9328.9863 | 6635.3645 | 0.56-0.599 EF | 50-59 Gallons | 50 | Age 2000 to 2005 | Gas | Storage | Gas | Primary System
754 | EG06144524 | 1995 - 1999 | 0.6 | 0.096296 | 1 | 50 | 01 - Gas Storage | state | sr8 50 nqrto c | 14 |  | No, Unconditioned Space | No, Unconditioned Space | 03 - Timer |  |  | no data | -99 | 52 | -100 | -99 | -99 | -99 | 0.54222 | 50 | sr850nqrtoc | CEC_gwh1 | 14 | 1998 | 2353.0492 | 1235.2919 | 0.52-0.559 EF | 50-59 Gallons | 50 | Age 1995 to 1999 | Gas | Storage | Gas | Primary System
755 | EG06144855 | 1900 - 1969 | 0.615 | -99 | 1 | 40 | 01 - Gas Storage | rheem | 21v410-7n | 19 |  | No, Conditioned Space | No, Conditioned Space | 01 - None |  |  |  | -99 | 34 | -100 | -100 | -99 | -99 |  |  | 21v4107n |  | 19 | 1993 | 24102.7526 | 23230.0896 | Dont Know | 40-49 Gallons | 40 | Age 1990 to 1994 | Gas | Storage | Gas | Primary System
756 | EG06167089 | 1900 - 1969 | 0.63 | -99 | 1 | 30 | 01 - Gas Storage | kenmore | 153.337363 | 12 |  | No, Unconditioned Space | No, Unconditioned Space | 01 - None |  |  |  | -99 | 40 | -100 | 0.59 | -99 | -99 |  |  | 153337363 |  | 12 | 2000 | 4630.96 | 3293.8313 | Dont Know | 30-39 Gallons | 30 | Age 2000 to 2005 | Gas | Storage | Gas | Primary System
757 | EG06167180 | Dont Know | 0.63 | -99 | 1 | 30 | 01 - Gas Storage | Bradford White | M130T6SN10 | 12 |  | No, Unconditioned Space | No, Unconditioned Space | 01 - None |  |  | nameplate | -99 | 32 | -100 | -99 | -99 | -99 |  |  | M130T6SN10 |  | 12 | 2000 | 8603.319 | 11979.5386 | Dont Know | 30-39 Gallons | 30 | Age 2000 to 2005 | Gas | Storage | Gas | Primary System
758 | EG06173491 | 1900 - 1969 | 0.615 | -0.0081301 | 1 | 40 | 01 - Gas Storage | kenmore | 153.331472 | -99 |  | No, Unconditioned Space | No, Unconditioned Space | 01 - None |  |  |  | -99 | 35.5 | -100 | -100 | -99 | -99 | 0.62 | 40 | 153331472 | CEC_2009 | -99 | -99 | 9222.38 | 13688.7904 | 0.60-0.639 EF | 40-49 Gallons | 40 | Dont Know | Gas | Storage | Gas | Primary System
759 | EG06196672 | 2000 - 2012 | 0.615 | -99 | 1 | 40 | 01 - Gas Storage | a.o.smith | fvr40100 | 9 | 06/01/2003 | No, Unconditioned Space | Yes, Unconditioned Space | 01 - None |  |  |  | 2003 | 40 | -100 | -100 | -99 | 6 |  |  | fvr40100 |  | 9 | 2003 | 4959.48 | 4711.1266 | Dont Know | 40-49 Gallons | 40 | Age 2000 to 2005 | Gas | Storage | Gas | Primary System
760 | EG06198233 | 2000 - 2012 | 0.743 | -99 | 1 | 75 | 01 - Gas Storage | rheem | 21vr75n | 9 |  | No, Unconditioned Space | Yes, Unconditioned Space | 01 - None |  |  |  | -99 | 70 | -100 | -99 | 16.7 | -99 |  | 74.9 | 21vr75n | CEC_gwh1 | 9 | 2003 | 7713.0636 | 5507.6668 | Dont Know | 70-79 Gallons | 75 | Age 2000 to 2005 | Gas | Storage | Gas | Primary System
761 | EG06208893 | 1900 - 1969 | 0.6 | -99 | 1 | 50 | 01 - Gas Storage | Bradford white | m15036fbn7 | 7 |  | No, Unconditioned Space | No, Unconditioned Space | 01 - None |  |  |  | -99 | 40 | -100 | -100 | -99 | -99 |  |  | m15036fbn7 |  | 7 | 2005 | 7713.0636 | 5507.6668 | Dont Know | 50-59 Gallons | 50 | Age 2000 to 2005 | Gas | Storage | Gas | Primary System
1403 | PP14783954 | 1995 - 1999 | 0.615 | -99 | 1 | 40 | 01 - Gas Storage | rheem | 21v40-38n | 7 |  | No, Unconditioned Space | Yes, Unconditioned Space | 01 - None |  |  |  | -99 | 38 | -100 | -100 | 6.7 | -99 |  |  | 21v4038n |  | 7 | 2005 | 4372.5394 | 3039.2647 | Dont Know | 40-49 Gallons | 40 | Age 2000 to 2005 | Gas | Storage | Gas | Primary System
1404 | PP14813857 | 1980 - 1989 | 0.615 | -99 | 1 | 40 | 01 - Gas Storage | American water heater company | g81-40t40-3nx | 2 | 02/01/2007 | No, Unconditioned Space | No, Unconditioned Space | 01 - None |  |  | limited nameplate info | 2007 | 40 | -100 | -99 | -99 | 2 |  |  | g8140t403nx |  | 5 | 2007 | 3807.7146 | 2955.8584 | Dont Know | 40-49 Gallons | 40 | Age 2006 to 2009 | Gas | Storage | Gas | Primary System
1405 | PP14829673 | 1970 - 1979 | 0.615 | -99 | 1 | 40 | 01 - Gas Storage | whirlpool | nu40t61-403 | 1 |  | No, Unconditioned Space | No, Unconditioned Space | 01 - None |  |  | info not on nameplate | -99 | 40 | -100 | -99 | -99 | -99 |  |  | nu40t61403 |  | 1 | 2011 | 3864.9257 | 4551.1822 | Dont Know | 40-49 Gallons | 40 | Age 2010 to 2012 | Gas | Storage | Gas | Primary System
1406 | PP14830414 | 1980 - 1989 | 0.6 | 0.016667 | 1 | 50 | 01 - Gas Storage | kenmore | 153.339562 | 2 | 01/01/2008 | No, Unconditioned Space | No, Unconditioned Space | 01 - None |  |  |  | 2008 | 40 | -100 | -99 | -99 | 1 | 0.59 | 50 | 153339562 | CEC_2009 | 4 | 2008 | 3807.7146 | 2646.6663 | 0.56-0.599 EF | 50-59 Gallons | 50 | Age 2006 to 2009 | Gas | Storage | Gas | Primary System
1407 | PP14836825 | 1900 - 1969 | 0.615 | -0.0081301 | 1 | 40 | 01 - Gas Storage | ao smith | gvr 40 100 | 5 | 07/01/2007 | No, Unconditioned Space | No, Unconditioned Space | 01 - None |  |  |  | 2007 | 40 | -100 | -99 | -99 | 7 | 0.62 | 40 | gvr40100 | CEC_2009 | 5 | 2007 | 17616.6054 | 13150.1271 | 0.60-0.639 EF | 40-49 Gallons | 40 | Age 2006 to 2009 | Gas | Storage | Gas | Primary System
1408 | PP14853632 | 1980 - 1989 | 0.615 | -99 | 1 | 40 | 01 - Gas Storage | a.o. smith | fvr 40 100 | 5 |  | No, Conditioned Space | No, Conditioned Space | 01 - None |  |  | limited nameplate info | -99 | 40 | -100 | -99 | -99 | -99 |  |  | fvr40100 |  | 5 | 2007 | 17616.6054 | 39024.3534 | Dont Know | 40-49 Gallons | 40 | Age 2006 to 2009 | Gas | Storage | Gas | Primary System
1409 | PP14933242 | 1980 - 1989 | 0.6 | -0.033333 | 1 | 50 | 01 - Gas Storage | ge | sg50t12avh00 | 7 | 02/01/2007 | No, Unconditioned Space | No, Unconditioned Space | 01 - None |  |  | limited nameplate info | 2007 | 40 | -100 | -99 | -99 | 2 | 0.62 | 50 | sg50t12avh00 | CEC_gwh1 | 5 | 2007 | 12545.6974 | 9799.1559 | 0.60-0.639 EF | 50-59 Gallons | 50 | Age 2006 to 2009 | Gas | Storage | Gas | Primary System
1410 | PP14934969 | 1980 - 1989 | 0.615 | -99 | 1 | 40 | 01 - Gas Storage | bradford white |  | 1 |  | No, Unconditioned Space | No, Unconditioned Space | 01 - None |  |  | please see picture | -99 | 40 | -100 | -99 | -99 | -99 |  |  |  |  | 1 | 2011 | 7434.1571 | 5806.6492 | Dont Know | 40-49 Gallons | 40 | Age 2010 to 2012 | Gas | Storage | Gas | Primary System
1411 | PP14940390 | 1900 - 1969 | 0.615 | 0.04065 | 1 | 40 | 01 - Gas Storage | ge | pg40t09avh00 | 8 | 02/01/2006 | No, Unconditioned Space | No, Unconditioned Space | 01 - None |  |  | see nameplate | 2006 | 38 | -100 | -99 | -99 | 2 | 0.59 | 40 | pg40t09avh00 | CEC_2009 | 6 | 2006 | 4282.9548 | 3182.6104 | 0.56-0.599 EF | 40-49 Gallons | 40 | Age 2006 to 2009 | Gas | Storage | Gas | Primary System
1412 | PP14959950 | 1900 - 1969 | 0.6 | -99 | 1 | 50 | 01 - Gas Storage | rudd | *HR50N | 10 |  | No, Unconditioned Space | Yes, Unconditioned Space | 01 - None |  |  | no EF or or mfg date | -99 | 40 | -100 | -99 | -99 | -99 |  |  | HR50N |  | 10 | 2002 | 21145.4905 | 21161.2224 | Dont Know | 50-59 Gallons | 50 | Age 2000 to 2005 | Gas | Storage | Gas | Primary System
1413 | PP14965242 | 1900 - 1969 | 0.615 | 0.065041 | 1 | 40 | 01 - Gas Storage | reliance | 5 40 nort6 f | 18 |  | No, Conditioned Space | No, Conditioned Space | 01 - None |  |  | info not on nameplate | -99 | 32 | -100 | -99 | -99 | -99 | 0.575 | 40 | 540nort6f | CEC_gwh1 | 18 | 1994 | 6012.1067 | 7079.6167 | 0.56-0.599 EF | 40-49 Gallons | 40 | Age 1990 to 1994 | Gas | Storage | Gas | Primary System
1414 | PP14979206 | 1900 - 1969 | 0.6 | -0.375 | 1 | -100 | 04 - Gas Instantaneous | takagi | tk1 | 5 |  | Not Applicable | No, Unconditioned Space | 01 - None |  |  | couldnt get close to it, took pic | -99 | -99 | -100 | -99 | -100 | -99 | 0.825 | 0.1 | tk1 | CEC_gwh1 | 5 | 2007 | 3807.7146 | 2646.6663 | 0.80-0.839 EF | Tankless | -100 | Age 2006 to 2009 | Gas | Instantaneous | Gas | Primary System
1415 | PP14989238 | 2000 - 2012 | 0.6 | -0.0083333 | 1 | 50 | 01 - Gas Storage | state | pr650noct32w | 12 |  | No, Unconditioned Space | No, Unconditioned Space | 01 - None |  |  |  | -99 | 36 | -100 | -99 | -99 | -99 | 0.605 | 50 | pr650noct32w | CEC_gwh1 | 12 | 2000 | 21145.4905 | 21161.2224 | 0.60-0.639 EF | 50-59 Gallons | 50 | Age 2000 to 2005 | Gas | Storage | Gas | Primary System
1416 | PP14992227 | 1970 - 1979 | 0.615 | -0.0081301 | 1 | 40 | 01 - Gas Storage | ge | GG40T06TVG00 | 6 | 03/01/2006 | No, Unconditioned Space | No, Unconditioned Space | 01 - None |  |  | info n/a | 2006 | 40 | -100 | -99 | -99 | 3 | 0.62 | 40 | GG40T06TVG00 | CEC_2009 | 6 | 2006 | 6207.9505 | 7076.8642 | 0.60-0.639 EF | 40-49 Gallons | 40 | Age 2006 to 2009 | Gas | Storage | Gas | Primary System
1417 | PP15002135 | 1980 - 1989 | 0.63 | 0 | 1 | 30 | 01 - Gas Storage | ao smith | gvr 30 100 | 5 | 05/01/2004 | No, Unconditioned Space | Yes, Unconditioned Space | 01 - None |  |  | no Ef r value | 2004 | 40 | -100 | -99 | -99 | 5 | 0.63 | 30 | gvr30100 | CEC_2009 | 8 | 2004 | 0 | 0 | 0.60-0.639 EF | 30-39 Gallons | 30 | Age 2000 to 2005 | Gas | Storage | Gas
1418 | PP15002135 | 1980 - 1989 | 0.743 | -99 | 2 | 75 | 01 - Gas Storage | state | prv 75 nrrt6 2fa | 5 |  | Yes, Unconditioned Space | Yes, Unconditioned Space | 01 - None |  |  |  | -99 | 75 | -100 | -99 | -99 | -99 |  | 75 | prv75nrrt62fa | CEC_gwh1 | 5 | 2007 | 3807.7146 | 2646.6663 | Dont Know | 70-79 Gallons | 75 | Age 2006 to 2009 | Gas | Storage | Gas | Primary System
1419 | PP15018565 | 1970 - 1979 | -99 | -99 | 1 | -99 | 01 - Gas Storage | Dont Know |  | 8 |  | Yes, Unconditioned Space | No, Unconditioned Space | 01 - None |  |  | wrap covering | -99 | -99 | -100 | -99 | -99 | -99 |  |  |  |  | 8 | 2004 | 13228.1595 | 15444.6823 | Dont Know | Dont Know | -99 | Age 2000 to 2005 | Gas | Storage | Gas | Primary System
1420 | PP15077247 | 1970 - 1979 | -99 | -99 | 1 | -99 | 01 - Gas Storage | Dont Know |  | 20 |  | Yes, Unconditioned Space | No, Unconditioned Space | 01 - None |  |  | blanket | -99 | -99 | -100 | -99 | -99 | -99 |  |  |  |  | 20 | 1992 | 7804.8622 | 24683.4385 | Dont Know | Dont Know | -99 | Age 1990 to 1994 | Gas | Storage | Gas | Primary System
1421 | PP15115550 | 1970 - 1979 | -99 | -99 | 1 | -99 | 01 - Gas Storage | Dont Know |  | -99 |  | Yes, Unconditioned Space | No, Unconditioned Space | 01 - None |  |  | wrapped | -99 | -99 | -100 | -99 | -99 | -99 |  |  |  |  | -99 | -99 | 2465.11 | 1713.4487 | Dont Know | Dont Know | -99 | Dont Know | Gas | Storage | Gas | Primary System
1422 | PP15128443 | 1900 - 1969 | -99 | -99 | 1 | 75 | 11 - Common Boiler | ge | gg75t0anf00 | 5 | 12/01/2004 | Not Applicable | No, Unconditioned Space | 01 - None |  |  | see nameplate | -100 | 70 | -100 | -99 | -100 | 12 |  |  | gg75t0anf00 |  | -100 | -100 | 7457.65 | 3821.8231 | Dont Know | Dont Know | -99 | Dont Know | Unknown | Unknown | Not Applicable | Primary System
1423 | PP15129180 | 1900 - 1969 | 0.6 | -99 | 1 | -100 | 04 - Gas Instantaneous | noritz | N-0631S | 2 | 12/01/2006 | Not Applicable | No, Conditioned Space | 01 - None |  |  | limited nameplate info | 2006 | 180 | -100 | -99 | -100 | 12 |  |  | N0631S |  | 6 | 2006 | 8601.6372 | 7301.1655 | Dont Know | Tankless | -100 | Age 2006 to 2009 | Gas | Instantaneous | Gas | Primary System
1424 | PP15150240 | 1900 - 1969 | 0.948 | -99 | 1 | 40 | 03 - Electric Storage | rheem | rhepr040-2 | 8 |  | No, Unconditioned Space | Yes, Unconditioned Space | 01 - None |  |  |  | -99 | -100 | 4.5 | -99 | 19.2 | -99 |  |  | rhepr0402 |  | 8 | 2004 | 9299.5239 | 9726.6603 | Dont Know | 40-49 Gallons | 40 | Age 2000 to 2005 | Electric | Storage | Electric | Primary System
1425 | PP15169340 | 1970 - 1979 | -99 | -99 | 1 | -99 | 01 - Gas Storage | Dont Know |  | -99 |  | Yes, conditioned space | Yes, conditioned space | 01 - None |  |  | nameplate is covered by external tank wrap | -99 | -99 | -100 | -99 | -99 | -99 |  |  |  |  | -99 | -99 | 11921.21 | 16810.7718 | Dont Know | Dont Know | -99 | Dont Know | Gas | Storage | Gas | Primary System
1426 | PP15191946 | 1990 - 1994 | 0.6 | -99 | 1 | 50 | 01 - Gas Storage | rheem | 41VRP40NT | 19 |  | No, Unconditioned Space | Yes, Unconditioned Space | 01 - None |  |  |  | -99 | 40 | -100 | -100 | 19.2 | -99 |  |  | 41VRP40NT |  | 19 | 1993 | 11564.2444 | 9032.5654 | Dont Know | 50-59 Gallons | 50 | Age 1990 to 1994 | Gas | Storage | Gas | Primary System
1427 | PP15240455 | 1900 - 1969 | #N/A | #N/A | 1 | 19 | 03 - Electric Storage | whirlpool | e1f20us015v | 2 | 06/01/2002 | No, Conditioned Space | No, Conditioned Space | 01 - None |  |  | limited nameplate info | 2002 | -100 | 1.5 | -99 | -99 | 6 |  |  | e1f20us015v |  | 10 | 2002 | 13228.1595 | 6779.037 | Dont Know | 01-29 Gallons | 19 | Age 2000 to 2005 | Electric | Storage | Electric | Primary System
1428 | PP15251769 | 1900 - 1969 | 0.615 | 0.10569 | 1 | 40 | 01 - Gas Storage | state select | PR6 40 NOMT2 | 10 |  | No, Unconditioned Space | No, Unconditioned Space | 01 - None |  |  | Information not on name plate. | -99 | 38 | -100 | -99 | -99 | -99 | 0.55 | 40 | PR640NOMT2 | CEC_gwh1 | 10 | 2002 | 14406.6881 | 12847.9013 | 0.52-0.559 EF | 40-49 Gallons | 40 | Age 2000 to 2005 | Gas | Storage | Gas | Primary System
1429 | PP15265771 | 1980 - 1989 | 0.63 | -99 | 1 | 30 | 01 - Gas Storage | hoyt |  | 11 |  | Yes, Unconditioned Space | Yes, Unconditioned Space | 01 - None |  |  | blanket | -99 | -99 | -100 | -99 | -99 | -99 |  |  |  |  | 11 | 2001 | 14406.6881 | 11252.733 | Dont Know | 30-39 Gallons | 30 | Age 2000 to 2005 | Gas | Storage | Gas | Primary System
1430 | PP15278958 | 1900 - 1969 | 0.615 | 0.04065 | 1 | 40 | 01 - Gas Storage | ge | pg40t09avh00 | 4 | 06/01/2008 | No, Conditioned Space | No, Conditioned Space | 01 - None |  |  | no Ef r value | 2008 | 38 | -100 | -99 | -99 | 6 | 0.59 | 40 | pg40t09avh00 | CEC_2009 | 4 | 2008 | 11519.4058 | 6726.424 | 0.56-0.599 EF | 40-49 Gallons | 40 | Age 2006 to 2009 | Gas | Storage | Gas | Primary System
1431 | PP15306381 | 1900 - 1969 | -99 | -99 | 1 | -99 | 01 - Gas Storage | state select |  | 11 |  | Yes, Unconditioned Space | Yes, Unconditioned Space | 01 - None |  |  | wrap | -99 | -99 | -100 | -99 | -99 | -99 |  |  |  |  | 11 | 2001 | 4372.5394 | 3039.2647 | Dont Know | Dont Know | -99 | Age 2000 to 2005 | Gas | Storage | Gas | Primary System
1432 | PP15306381 | 1900 - 1969 | 0.6 | -99 | 2 | -100 | 04 - Gas Instantaneous | aquastar | aq 125-bng | 10 |  | Not Applicable | Yes, Unconditioned Space | 01 - None |  |  | no Ef or r value | -99 | 117 | -100 | -99 | -100 | -99 |  |  | aq125bng |  | 10 | 2002 | 0 | 0 | Dont Know | Tankless | -100 | Age 2000 to 2005 | Gas | Instantaneous | Gas
1433 | PP15313905 | 1900 - 1969 | 0.615 | 0.056911 | 1 | 40 | 01 - Gas Storage | ge | gg40t6xa | 10 |  | No, Unconditioned Space | No, Unconditioned Space | 01 - None |  |  |  | -99 | 34 | -100 | -99 | 6.7 | -99 | 0.58 | 40 | gg40t6xa | CEC_gwh1 | 10 | 2002 | 4372.5394 | 3039.2647 | 0.56-0.599 EF | 40-49 Gallons | 40 | Age 2000 to 2005 | Gas | Storage | Gas | Primary System
1434 | PP15339490 | 1980 - 1989 | 0.6 | -99 | 1 | 50 | 01 - Gas Storage | hoyt | 50 ffhmev | 24 |  | No, Unconditioned Space | Yes, Unconditioned Space | 01 - None |  |  | see nameplate | -99 | 37 | -100 | -99 | -99 | -99 |  |  | 50ffhmev |  | 24 | 1988 | 39737.3667 | 16885.5733 | Dont Know | 50-59 Gallons | 50 | Age 1985 to 1989 | Gas | Storage | Gas | Primary System
1435 | PP15361155 | 1980 - 1989 | 0.6 | -99 | 1 | 50 | 01 - Gas Storage | bradford white |  | -99 |  | No, Unconditioned Space | No, Unconditioned Space | 01 - None |  |  | no access | -99 | -99 | -100 | -99 | -99 | -99 |  |  |  |  | -99 | -99 | 4019.02 | 4632.3809 | Dont Know | 50-59 Gallons | 50 | Dont Know | Gas | Storage | Gas | Primary System
1436 | PP15391697 | 1900 - 1969 | #N/A | #N/A | 1 | 29 | 01 - Gas Storage | ge | gg30t06avj00 | 1 | 07/01/2010 | No, Unconditioned Space | Yes, Unconditioned Space | 01 - None |  |  | limited nameplate info | 2010 | 32 | -100 | -99 | -99 | 7 | 0.62 | 30 | gg30t06avj00 | CEC_2009 | 2 | 2010 | 13494.7952 | 14906.3429 | 0.60-0.639 EF | 01-29 Gallons | 29 | Age 2010 to 2012 | Gas | Storage | Gas | Primary System
1437 | PP15393052 | 2000 - 2012 | 0.615 | -99 | 1 | 40 | 01 - Gas Storage | rheem | 41*R40 | 12 | 12/01/2002 | No, Unconditioned Space | Yes, Unconditioned Space | 01 - None |  |  | no internal insul listed | 2002 | 40 | -100 | -99 | -99 | 12 |  |  | 41R40 |  | 10 | 2002 | 3788.5609 | 4461.2581 | Dont Know | 40-49 Gallons | 40 | Age 2000 to 2005 | Gas | Storage | Gas | Primary System
1438 | PP15399281 | 2000 - 2012 | -99 | -99 | 1 | -99 | 01 - Gas Storage | Dont Know |  | 11 |  | Yes, Unconditioned Space | Yes, Unconditioned Space | 01 - None |  |  | blanket | -99 | -99 | -100 | -99 | -99 | -99 |  |  |  |  | 11 | 2001 | 4372.5394 | 3039.2647 | Dont Know | Dont Know | -99 | Age 2000 to 2005 | Gas | Storage | Gas | Primary System
1439 | PP15399281 | 2000 - 2012 | -99 | -99 | 2 | -99 | 01 - Gas Storage | Dont Know |  | 11 |  | Yes, Unconditioned Space | No, Unconditioned Space | 01 - None |  |  | blanket | -99 | -99 | -100 | -99 | -99 | -99 |  |  |  |  | 11 | 2001 | 0 | 0 | Dont Know | Dont Know | -99 | Age 2000 to 2005 | Gas | Storage | Gas
1440 | PP15435914 | 1900 - 1969 | 0.6 | -99 | 1 | -100 | 04 - Gas Instantaneous | takagi | t-m32 | 3 |  | Not Applicable | Yes, Unconditioned Space | 01 - None |  |  | Information not on name plate. | -99 | 240 | -100 | -99 | -100 | -99 |  |  | tm32 |  | 3 | 2009 | 4282.9548 | 3182.6104 | Dont Know | Tankless | -100 | Age 2006 to 2009 | Gas | Instantaneous | Gas | Primary System
1441 | PP15439618 | 1995 - 1999 | 0.6 | -99 | 1 | -100 | 04 - Gas Instantaneous | noritz | nrc111-sv | 2 |  | Not Applicable | No, Unconditioned Space | 01 - None |  |  |  | -99 | 199.9 | -100 | -99 | -100 | -99 |  |  | nrc111sv |  | 2 | 2010 | 14697.079 | 11479.5506 | Dont Know | Tankless | -100 | Age 2010 to 2012 | Gas | Instantaneous | Gas | Primary System
1442 | PP15443659 | 1900 - 1969 | 0.615 | -99 | 1 | 40 | 01 - Gas Storage | rheem | 21*407 | 9 |  | No, Unconditioned Space | Yes, Unconditioned Space | 01 - None |  |  |  | -99 | 34 | -100 | -99 | 6.3 | -99 |  |  | 21407 |  | 9 | 2003 | 9877.578 | 8384.1982 | Dont Know | 40-49 Gallons | 40 | Age 2000 to 2005 | Gas | Storage | Gas | Primary System
1443 | PP15476988 | 1900 - 1969 | 0.63 | 0.079365 | 1 | 30 | 01 - Gas Storage | state | pr630n0rt2 | 10 |  | No, Conditioned Space | No, Conditioned Space | 01 - None |  |  |  | -99 | 33.5 | -100 | 0.59 | -99 | -99 | 0.58 | 30 | pr630n0rt2 | CEC_gwh1 | 10 | 2002 | 21145.4905 | 19119.296 | 0.56-0.599 EF | 30-39 Gallons | 30 | Age 2000 to 2005 | Gas | Storage | Gas | Primary System
1444 | PP15480691 | 1900 - 1969 | 0.615 | 0.073171 | 1 | 40 | 01 - Gas Storage | Bradford white | mi40t5ln8 | 15 |  | No, Conditioned Space | No, Conditioned Space | 01 - None |  |  | limited nameplate info. | -99 | 34 | -100 | -99 | -99 | -99 | 0.57 | 40 | mi40t5ln8 | CEC_gwh1 | 15 | 1997 | 22231.4457 | 22247.9855 | 0.56-0.599 EF | 40-49 Gallons | 40 | Age 1995 to 1999 | Gas | Storage | Gas | Primary System
1445 | PP15497625 | 1900 - 1969 | 0.63 | 0.031746 | 1 | 30 | 01 - Gas Storage | Bradford white | u130t6frn | 1 |  | No, Conditioned Space | No, Conditioned Space | 01 - None |  |  | limited nameplate info | -99 | 32 | -100 | -99 | -99 | -99 | 0.61 | 30 | u130t6frn | CEC_2009 | 1 | 2011 | 3410.6448 | 3567.299 | 0.60-0.639 EF | 30-39 Gallons | 30 | Age 2010 to 2012 | Gas | Storage | Gas | Primary System
1446 | PP15556191 | 2000 - 2012 | 0.6 | -0.033333 | 1 | 50 | 01 - Gas Storage | state select | gs650yoctgtc0 | 4 | 05/01/2008 | No, Unconditioned Space | Yes, Unconditioned Space | 01 - None |  |  |  | 2008 | 40 | -100 | -99 | -99 | 5 | 0.62 | 50 | gs650yoctgtc0 | CEC_2009 | 4 | 2008 | 12545.6974 | 11188.2676 | 0.60-0.639 EF | 50-59 Gallons | 50 | Age 2006 to 2009 | Gas | Storage | Gas | Primary System
1447 | PP15563110 | 1900 - 1969 | -99 | -99 | 1 | -99 | 01 - Gas Storage | Dont Know |  | 30 |  | Yes, conditioned space | No, Conditioned Space | 01 - None |  |  | nameplate covered by external tank wrap | -99 | -99 | -100 | -99 | -99 | -99 |  |  |  |  | 30 | 1982 | 30627.795 | 25997.2136 | Dont Know | Dont Know | -99 | Age 1980 to 1984 | Gas | Storage | Gas | Primary System
1448 | PP15576828 | 1970 - 1979 | #N/A | #N/A | 1 | 48 | 01 - Gas Storage | rheem | 42v50-65f | 1 | 01/01/2011 | No, Unconditioned Space | Yes, Unconditioned Space | 01 - None |  |  |  | 2011 | 65 | -100 | -99 | -99 | 1 | 0.58 | 50 | 42v5065f | CEC_2009 | 1 | 2011 | 7434.1571 | 5806.6492 | 0.56-0.599 EF | 40-49 Gallons | 48 | Age 2010 to 2012 | Gas | Storage | Gas | Primary System
1449 | PP15617013 | 1900 - 1969 | -99 | -99 | 1 | -99 | 01 - Gas Storage | kenmore |  | -99 |  | Yes, Unconditioned Space | No, Unconditioned Space | 01 - None |  |  | couldnt access nameplate due to wrap | -99 | -99 | -100 | -99 | -99 | -99 |  |  |  |  | -99 | -99 | 4019.02 | 2361.8847 | Dont Know | Dont Know | -99 | Dont Know | Gas | Storage | Gas | Primary System
1450 | PP17116116 | 1970 - 1979 | -99 | -99 | 1 | -99 | 01 - Gas Storage | Dont Know |  | -99 |  | Yes, Unconditioned Space | No, Unconditioned Space | 01 - None |  |  | wrap covering nameplate | -99 | -99 | -100 | -99 | -99 | -99 |  |  |  |  | -99 | -99 | 4019.02 | 4732.6376 | Dont Know | Dont Know | -99 | Dont Know | Gas | Storage | Gas | Primary System
1451 | PP15618408 | 1900 - 1969 | 0.615 | 0.04065 | 1 | 40 | 01 - Gas Storage | ge | pg40t09avg00 | -99 | 05/01/2005 | No, Unconditioned Space | Yes, Unconditioned Space | 01 - None |  |  | limited nameplate info | 2005 | 40 | -100 | -99 | -99 | 5 | 0.59 | 40 | pg40t09avg00 | CEC_2009 | 7 | 2005 | 9877.578 | 7339.9054 | 0.56-0.599 EF | 40-49 Gallons | 40 | Age 2000 to 2005 | Gas | Storage | Gas | Primary System
1452 | PP15643383 | 1900 - 1969 | 0.6 | -99 | 1 | -100 | 04 - Gas Instantaneous | rinnai | r94-lse | -99 | 08/01/2008 | Not Applicable | No, Unconditioned Space | 01 - None |  |  | limited nameplate info/particpant dk for age. | 2008 | 199 | -100 | -99 | -100 | 8 |  |  | r94lse |  | 4 | 2008 | 8601.6372 | 7301.1655 | Dont Know | Tankless | -100 | Age 2006 to 2009 | Gas | Instantaneous | Gas | Primary System
1453 | PP15652126 | 1980 - 1989 | 0.6 | 0.083333 | 1 | 50 | 01 - Gas Storage | american | g51-50t40-3n | 18 | 01/01/1994 | No, Conditioned Space | No, Conditioned Space | 01 - None |  |  | limited nameplate info | 1994 | 40 | -100 | -99 | -99 | 1 | 0.55 | 50 | g5150t403n | CEC_gwh1 | 18 | 1994 | 15674.8311 | 11867.8242 | 0.52-0.559 EF | 50-59 Gallons | 50 | Age 1990 to 1994 | Gas | Storage | Gas | Primary System
1454 | PP15690353 | 2000 - 2012 | 0.6 | -0.033333 | 1 | 50 | 01 - Gas Storage | bradford white | m450s6en12 | 12 |  | No, Unconditioned Space | No, Unconditioned Space | 01 - None |  |  | not present on plate | -99 | 40 | -100 | -99 | -99 | -99 | 0.62 | 50 | m450s6en12 | CEC_2009 | 12 | 2000 | 4918.2753 | 3654.7092 | 0.60-0.639 EF | 50-59 Gallons | 50 | Age 2000 to 2005 | Gas | Storage | Gas | Primary System
1455 | PP15692377 | 1900 - 1969 | -99 | -99 | 1 | -99 | 01 - Gas Storage | kenmore | power miser 6 | 8 |  | No, Unconditioned Space | No, Unconditioned Space | 01 - None |  |  |  | -99 | -99 | -100 | -99 | -99 | -99 |  |  | powermiser6 |  | 8 | 2004 | 9877.578 | 8384.1982 | Dont Know | Dont Know | -99 | Age 2000 to 2005 | Gas | Storage | Gas | Primary System
1456 | PP15712237 | 1970 - 1979 | 0.6 | -0.033333 | 1 | 50 | 01 - Gas Storage | ge | sg50t12avh00 | 15 | 02/01/2006 | No, Unconditioned Space | No, Unconditioned Space | 01 - None |  |  |  | 2006 | 40 | -100 | -99 | -99 | 2 | 0.62 | 50 | sg50t12avh00 | CEC_gwh1 | 6 | 2006 | 4282.9548 | 3182.6104 | 0.60-0.639 EF | 50-59 Gallons | 50 | Age 2006 to 2009 | Gas | Storage | Gas | Primary System
1457 | PP15712433 | 2000 - 2012 | 0.615 | -0.0081301 | 1 | 40 | 01 - Gas Storage | state select | gs640yoctgtco | 4 | 11/01/2007 | No, Unconditioned Space | No, Unconditioned Space | 01 - None |  |  |  | 2007 | 40 | -100 | -100 | -99 | 11 | 0.62 | 40 | gs640yoctgtco | CEC_2009 | 5 | 2007 | 12545.6974 | 9575.1285 | 0.60-0.639 EF | 40-49 Gallons | 40 | Age 2006 to 2009 | Gas | Storage | Gas | Primary System
1458 | PP15718240 | 1990 - 1994 | 0.6 | -99 | 1 | 50 | 01 - Gas Storage | whirlpool | nu50t121-403 | 2 |  | No, Unconditioned Space | Yes, Unconditioned Space | 01 - None |  |  | no Ef or r value | -99 | 40 | -100 | -99 | -99 | -99 |  |  | nu50t121403 |  | 2 | 2010 | 7434.1571 | 5806.6492 | Dont Know | 50-59 Gallons | 50 | Age 2010 to 2012 | Gas | Storage | Gas | Primary System
1459 | PP15718240 | 1990 - 1994 | 0.6 | -99 | 2 | 50 | 01 - Gas Storage | whirlpool | nu50t121-403 | 2 |  | No, Unconditioned Space | Yes, Unconditioned Space | 01 - None |  |  |  | -99 | 40 | -100 | -99 | -99 | -99 |  |  | nu50t121403 |  | 2 | 2010 | 0 | 0 | Dont Know | 50-59 Gallons | 50 | Age 2010 to 2012 | Gas | Storage | Gas
1460 | PP15751746 | 1900 - 1969 | 0.6 | -99 | 1 | 50 | 01 - Gas Storage | kenmore | 153.333545> | -99 | 09/01/2003 | No, Unconditioned Space | No, Unconditioned Space | 01 - None |  |  | no r value | 2003 | 32 | -100 | 0.58 | -99 | 9 |  |  | 153333545> |  | 9 | 2003 | 4918.2753 | 4174.6868 | Dont Know | 50-59 Gallons | 50 | Age 2000 to 2005 | Gas | Storage | Gas | Primary System
1461 | PP15751746 | 1900 - 1969 | -99 | -99 | 2 | -99 | 01 - Gas Storage | Dont Know |  | -99 |  | No, Unconditioned Space | No, Unconditioned Space | 01 - None |  |  | 2nd water heater for second unit, could not access. was able to access rest of 2nd unit though | -99 | -99 | -100 | -99 | -99 | -99 |  |  |  |  | -99 | -99 | 0 | 0 | Dont Know | Dont Know | -99 | Dont Know | Gas | Storage | Gas
1462 | PP15782631 | 1900 - 1969 | 0.615 | -0.02439 | 1 | 40 | 01 - Gas Storage | whirlpool | bfg2f4040t3n0v | 2 |  | No, Unconditioned Space | No, Unconditioned Space | 01 - None |  |  | limited nameplate info | -99 | 40 | -100 | -99 | -99 | -99 | 0.63 | 40 | bfg2f4040t3n0v | CEC_2009 | 2 | 2010 | 14697.079 | 25407.5278 | 0.60-0.639 EF | 40-49 Gallons | 40 | Age 2010 to 2012 | Gas | Storage | Gas | Primary System
1463 | PP15782912 | 1900 - 1969 | 0.6 | -99 | 1 | 50 | 01 - Gas Storage | kenmore | 153.337563 | 3 |  | No, Unconditioned Space | No, Unconditioned Space | 01 - None |  |  |  | -99 | 40 | -100 | 0.54 | -99 | -99 |  |  | 153337563 |  | 3 | 2009 | 8601.6372 | 7301.1655 | Dont Know | 50-59 Gallons | 50 | Age 2006 to 2009 | Gas | Storage | Gas | Primary System
1464 | PP15809083 | 1900 - 1969 | 0.6 | 0.11667 | 1 | 50 | 01 - Gas Storage | rheem | 42vr50-40f | 1 | 11/01/2007 | No, Unconditioned Space | No, Unconditioned Space | 01 - None |  |  | no ef | 2007 | 40 | -100 | -99 | -99 | 11 | 0.53 | 50 | 42vr5040f | CEC_gwh1 | 5 | 2007 | 8601.6372 | 7301.1655 | 0.52-0.559 EF | 50-59 Gallons | 50 | Age 2006 to 2009 | Gas | Storage | Gas | Primary System
1465 | PP15814154 | 2000 - 2012 | 0.615 | -99 | 1 | 40 | 01 - Gas Storage | ge | geln0508v13465 | 4 | 05/01/2008 | No, Unconditioned Space | Yes, Unconditioned Space | 01 - None |  |  |  | 2008 | 36 | -100 | -99 | -99 | 5 |  |  | geln0508v13465 |  | 4 | 2008 | 6345.9335 | 4956.6627 | Dont Know | 40-49 Gallons | 40 | Age 2006 to 2009 | Gas | Storage | Gas | Primary System
1466 | PP15820799 | 1990 - 1994 | 0.615 | -99 | 1 | 40 | 01 - Gas Storage | sash | g52-40134-3n | -99 |  | No, Unconditioned Space | No, Unconditioned Space | 01 - None |  |  | not listed on nameplate | -99 | 34 | -100 | -99 | -99 | -99 |  |  | g52401343n |  | -99 | -99 | 7457.65 | 8595.7958 | Dont Know | 40-49 Gallons | 40 | Dont Know | Gas | Storage | Gas | Primary System
1467 | PP15826312 | 1900 - 1969 | 0.615 | -0.0081301 | 1 | 40 | 01 - Gas Storage | ao smith | gvr 50 100 | 5 | 10/01/2006 | No, Unconditioned Space | No, Unconditioned Space | 01 - None |  |  | not listed on nameplate | 2006 | 40 | -100 | -99 | -99 | 10 | 0.62 | 50 | gvr50100 | CEC_2009 | 6 | 2006 | 6207.9505 | 7155.3741 | 0.60-0.639 EF | 40-49 Gallons | 40 | Age 2006 to 2009 | Gas | Storage | Gas | Primary System
1468 | PP15830834 | Dont Know | 0.615 | -99 | 1 | 40 | 01 - Gas Storage | american | gv2f433tn | -99 |  | No, Unconditioned Space | No, Unconditioned Space | 01 - None |  |  | not listed on nameplate | -99 | 33 | -100 | -99 | -99 | -99 |  |  | gv2f433tn |  | -99 | -99 | 8122.07 | 37897.6024 | Dont Know | 40-49 Gallons | 40 | Dont Know | Gas | Storage | Gas | Primary System
1469 | PP15858884 | 1995 - 1999 | 0.615 | -0.0081301 | 1 | 40 | 01 - Gas Storage | Dont Know | prv 40 noct0 52c | 12 |  | Yes, conditioned space | No, Conditioned Space | 01 - None |  |  | limited nameplate info. | -99 | 35 | -100 | -99 | -99 | -99 | 0.62 | 40 | prv40noct052c | CEC_gwh1 | 12 | 2000 | 7287.27 | 5691.919 | 0.60-0.639 EF | 40-49 Gallons | 40 | Age 2000 to 2005 | Gas | Storage | Gas | Primary System
1470 | PP15893168 | 1900 - 1969 | -99 | -99 | 1 | -99 | 01 - Gas Storage | ao smith |  | 12 |  | Yes, Unconditioned Space | No, Unconditioned Space | 01 - None |  |  | wrap covered nameplate | -99 | -99 | -100 | -99 | -99 | -99 |  |  |  |  | 12 | 2000 | 3788.5609 | 2226.4493 | Dont Know | Dont Know | -99 | Age 2000 to 2005 | Gas | Storage | Gas | Primary System
1471 | PP15917176 | 1970 - 1979 | -99 | -99 | 1 | -99 | 01 - Gas Storage | Dont Know |  | 5 |  | Yes, Unconditioned Space | Yes, Unconditioned Space | 01 - None |  |  | couldn't access nameplate | -99 | -99 | -100 | -99 | -99 | -99 |  |  |  |  | 5 | 2007 | 4282.9548 | 3182.6104 | Dont Know | Dont Know | -99 | Age 2006 to 2009 | Gas | Storage | Gas | Primary System
1472 | PP15929037 | 2000 - 2012 | 0.6 | 0.05 | 1 | 50 | 01 - Gas Storage | bradford white | m45036fbn | 5 |  | No, Unconditioned Space | No, Unconditioned Space | 01 - None |  |  |  | -99 | 40 | -100 | -99 | -99 | -99 | 0.57 | 50 | m45036fbn | CEC_gwh1 | 5 | 2007 | 3807.7146 | 2646.6663 | 0.56-0.599 EF | 50-59 Gallons | 50 | Age 2006 to 2009 | Gas | Storage | Gas | Primary System
1473 | PP15939092 | 1970 - 1979 | -99 | -99 | 1 | -99 | 01 - Gas Storage | kenmore |  | 10 | 11/01/2002 | No, Unconditioned Space | No, Unconditioned Space | 01 - None |  |  |  | 2002 | 35.5 | -100 | -100 | -99 | 11 |  |  |  |  | 10 | 2002 | 4918.2753 | 3654.7092 | Dont Know | Dont Know | -99 | Age 2000 to 2005 | Gas | Storage | Gas | Primary System
1474 | PP15941149 | 1900 - 1969 | -99 | -99 | 1 | -99 | 01 - Gas Storage | Dont Know |  | 10 |  | Yes, Unconditioned Space | No, Unconditioned Space | 01 - None |  |  | blanket | -99 | -99 | -100 | -99 | -99 | -99 |  |  |  |  | 10 | 2002 | 14406.6881 | 25233.3906 | Dont Know | Dont Know | -99 | Age 2000 to 2005 | Gas | Storage | Gas | Primary System
1475 | PP15986855 | 1980 - 1989 | 0.945 | -99 | 1 | 50 | 03 - Electric Storage | ao smith | ees 52 917 | 5 |  | No, Conditioned Space | No, Conditioned Space | 01 - None |  |  |  | -99 | -100 | 4.5 | -99 | 16 | -99 |  |  | ees52917 |  | 5 | 2007 | 3807.7146 | 2646.6663 | Dont Know | 50-59 Gallons | 50 | Age 2006 to 2009 | Electric | Storage | Electric | Primary System
1476 | PP15988346 | 1970 - 1979 | 0.615 | -99 | 1 | 40 | 01 - Gas Storage | stare |  | -99 |  | No, Conditioned Space | No, Conditioned Space | 01 - None |  |  | nameplate covered by strap | -99 | 40 | -100 | -99 | -99 | -99 |  |  |  |  | -99 | -99 | 4019.02 | 4581.5537 | Dont Know | 40-49 Gallons | 40 | Dont Know | Gas | Storage | Gas | Primary System
1477 | PP15990959 | Dont Know | 0.615 | -99 | 1 | 40 | 01 - Gas Storage | hoyt | 40 ffhmev | -99 |  | No, Unconditioned Space | Yes, conditioned space | 01 - None |  |  | limited nameplate info | -99 | 34 | -100 | -99 | 16 | -99 |  |  | 40ffhmev |  | -99 | -99 | 7457.65 | 8595.7958 | Dont Know | 40-49 Gallons | 40 | Dont Know | Gas | Storage | Gas | Primary System
1478 | PP16007264 | 1900 - 1969 | 0.615 | -0.02439 | 1 | 40 | 01 - Gas Storage | bradford white | m4403t6en12 | -99 |  | No, Unconditioned Space | No, Unconditioned Space | 01 - None |  |  |  | -99 | 36 | -100 | -99 | -99 | -99 | 0.63 | 40 | m4403t6en12 | CEC_2009 | -99 | -99 | 5568.69 | 4138.0243 | 0.60-0.639 EF | 40-49 Gallons | 40 | Dont Know | Gas | Storage | Gas | Primary System
1479 | PP16017546 | 1995 - 1999 | 0.6 | 0.1 | 1 | 50 | 01 - Gas Storage | state | pr650p0ct32w | 14 |  | No, Unconditioned Space | No, Unconditioned Space | 01 - None |  |  |  | -99 | 36 | -100 | 0.6 | -99 | -99 | 0.54 | 50 | pr650p0ct32w | CEC_gwh1 | 14 | 1998 | 4597.097 | 3195.3503 | 0.52-0.559 EF | 50-59 Gallons | 50 | Age 1995 to 1999 | Gas | Storage | Gas | Primary System
1480 | PP16022434 | 1900 - 1969 | -99 | -99 | 1 | -99 | 01 - Gas Storage | Dont Know |  | -99 |  | Yes, Unconditioned Space | No, Unconditioned Space | 01 - None |  |  | wrap | -99 | -99 | -100 | -99 | -99 | -99 |  |  |  |  | -99 | -99 | 11404.97 | 8513.3771 | Dont Know | Dont Know | -99 | Dont Know | Gas | Storage | Gas | Primary System
1481 | PP16040511 | 1900 - 1969 | 0.6 | -0.033333 | 1 | 50 | 01 - Gas Storage | Bradford white | u45036frn | 2 |  | No, Unconditioned Space | No, Unconditioned Space | 01 - None |  |  | no Ef r value | -99 | 40 | -100 | -99 | -99 | -99 | 0.62 | 50 | u45036frn | CEC_2009 | 2 | 2010 | 5017.4114 | 3728.376 | 0.60-0.639 EF | 50-59 Gallons | 50 | Age 2010 to 2012 | Gas | Storage | Gas | Primary System
1482 | PP16084179 | Dont Know | 0.615 | 0.065041 | 1 | 40 | 01 - Gas Storage | reliance | 5 40 nort6 f | -99 |  | No, Unconditioned Space | No, Unconditioned Space | 01 - None |  |  | no Ef r value | -99 | 32 | -100 | -99 | -99 | -99 | 0.575 | 40 | 540nort6f | CEC_gwh1 | -99 | -99 | 8122.07 | 14225.8487 | 0.56-0.599 EF | 40-49 Gallons | 40 | Dont Know | Gas | Storage | Gas | Primary System
1483 | PP16085219 | 1900 - 1969 | 0.615 | 0.02439 | 1 | 40 | 01 - Gas Storage | reliance | 5 40 nqrt971 | -99 |  | No, Conditioned Space | No, Conditioned Space | 01 - None |  |  | don't know | -99 | 32 | -100 | -99 | -99 | -99 | 0.6 | 40 | 540nqrt971 | CEC_gwh1 | -99 | -99 | 7457.65 | 9386.2557 | 0.60-0.639 EF | 40-49 Gallons | 40 | Dont Know | Gas | Storage | Gas | Primary System
1484 | PP16087777 | 1900 - 1969 | 0.63 | 0.079365 | 2 | 30 | 01 - Gas Storage | state | prv 30 nort8 2f | -99 |  | No, Unconditioned Space | No, Conditioned Space | 01 - None |  |  | no mfg date | -99 | 33.5 | -100 | -99 | -99 | -99 | 0.58 | 30 | prv30nort82f | CEC_gwh1 | -99 | -99 | 0 | 0 | 0.56-0.599 EF | 30-39 Gallons | 30 | Dont Know | Gas | Storage | Gas
1485 | PP16087777 | 1900 - 1969 | 0.615 | -99 | 3 | 40 | 01 - Gas Storage | day & night | 40jsf-3 | -99 |  | No, Unconditioned Space | No, Unconditioned Space | 01 - None |  |  | info not on name plate | -99 | 36 | -100 | -99 | -99 | -99 |  |  | 40jsf3 |  | -99 | -99 | 8122.07 | 6343.9622 | Dont Know | 40-49 Gallons | 40 | Dont Know | Gas | Storage | Gas | Primary System
1486 | PP16092895 | 1900 - 1969 | 0.615 | -99 | 1 | 40 | 01 - Gas Storage | richmond | 7K40N | -99 |  | No, Conditioned Space | No, Conditioned Space | 01 - None |  |  |  | -99 | 40 | -100 | -99 | 6.7 | -99 |  |  | 7K40N |  | -99 | -99 | 7457.65 | 9386.2557 | Dont Know | 40-49 Gallons | 40 | Dont Know | Gas | Storage | Gas | Primary System
1487 | PP16102130 | 1980 - 1989 | 0.615 | -99 | 1 | 40 | 01 - Gas Storage | kenmore | 153.338461 | -99 |  | No, Unconditioned Space | No, Unconditioned Space | 01 - None |  |  | limited nameplate info | -99 | 40 | -100 | -99 | -99 | -99 |  |  | 153338461 |  | -99 | -99 | 4108.35 | 2855.632 | Dont Know | 40-49 Gallons | 40 | Dont Know | Gas | Storage | Gas | Primary System
1488 | PP16128822 | 1980 - 1989 | 0.6 | -99 | 1 | 50 | 01 - Gas Storage | state | gs650y0ctg | -99 | 10/01/2004 | No, Unconditioned Space | No, Unconditioned Space | 01 - None |  |  | don't know | 2004 | 40 | -100 | -99 | -99 | 10 |  |  | gs650y0ctg |  | 8 | 2004 | 3788.5609 | 4461.2581 | Dont Know | 50-59 Gallons | 50 | Age 2000 to 2005 | Gas | Storage | Gas | Primary System
1489 | PP16139913 | 2000 - 2012 | 0.6 | -99 | 1 | 50 | 01 - Gas Storage | Dont Know |  | 10 |  | Yes, Unconditioned Space | Yes, Unconditioned Space | 01 - None |  |  | nameplate covered by wrap | -99 | -99 | -100 | -99 | -99 | -99 |  |  |  |  | 10 | 2002 | 4372.5394 | 3039.2647 | Dont Know | 50-59 Gallons | 50 | Age 2000 to 2005 | Gas | Storage | Gas | Primary System
1490 | PP16153601 | 1970 - 1979 | 0.6 | -99 | 1 | -100 | 04 - Gas Instantaneous | takagi | t-k4-in | 0 |  | Not Applicable | No, Unconditioned Space | 01 - None |  |  |  | -99 | 190 | -100 | -100 | -100 | -99 |  |  | tk4in |  | 0 | 2012 | 3410.6448 | 3262.8112 | Dont Know | Tankless | -100 | Age 2010 to 2012 | Gas | Instantaneous | Gas | Primary System
1491 | PP16153601 | 1970 - 1979 | #N/A | #N/A | 2 | 2.5 | 03 - Electric Storage | ariston | gl2.5ti | 0 |  | No, Unconditioned Space | Yes, Unconditioned Space | 01 - None |  |  |  | -99 | -100 | 1.5 | -99 | -99 | -99 | 0.95 | 2.5 | gl25ti | CEC_2009 | 0 | 2012 | 0 | 0 | 0.92-0.959 EF | 01-29 Gallons | 2.5 | Age 2010 to 2012 | Electric | Storage | Electric
1492 | PP16153908 | 1900 - 1969 | 0.615 | -0.0054201 | 1 | 40 | 01 - Gas Storage | Bradford white | m440t6fbn | 4 |  | No, Unconditioned Space | Yes, Unconditioned Space | 01 - None |  |  | no Ef r value | -99 | 40 | -100 | -99 | -99 | -99 | 0.61833 | 40 | m440t6fbn | CEC_gwh1 | 4 | 2008 | 18414.0119 | 18427.7116 | 0.60-0.639 EF | 40-49 Gallons | 40 | Age 2006 to 2009 | Gas | Storage | Gas | Primary System
1493 | PP16159981 | 1970 - 1979 | 0.615 | 0.04065 | 1 | 40 | 01 - Gas Storage | ge | pg40t09avh00 | 2 | 12/01/2008 | No, Unconditioned Space | No, Unconditioned Space | 01 - None |  |  |  | 2008 | 38 | -100 | -99 | -99 | 12 | 0.59 | 40 | pg40t09avh00 | CEC_2009 | 4 | 2008 | 8601.6372 | 7301.1655 | 0.56-0.599 EF | 40-49 Gallons | 40 | Age 2006 to 2009 | Gas | Storage | Gas | Primary System
1494 | PP16179841 | 2000 - 2012 | -99 | -99 | 1 | -99 | 01 - Gas Storage | state select |  | 10 |  | No, Unconditioned Space | No, Unconditioned Space | 01 - None |  |  | inaccessible and plate covered by band | -99 | -99 | -100 | -99 | -99 | -99 |  |  |  |  | 10 | 2002 | 9299.5239 | 9574.1939 | Dont Know | Dont Know | -99 | Age 2000 to 2005 | Gas | Storage | Gas | Primary System
1495 | PP16208300 | 1900 - 1969 | 0.63 | -99 | 1 | 30 | 01 - Gas Storage | rheem | 21*306 | -99 |  | No, Conditioned Space | No, Conditioned Space | 01 - None |  |  | no ef | -99 | 32 | -100 | -99 | 9.4 | -99 |  |  | 21306 |  | -99 | -99 | 5242.8 | 4466.5359 | Dont Know | 30-39 Gallons | 30 | Dont Know | Gas | Storage | Gas | Primary System
1496 | PP16218753 | 1900 - 1969 | 0.615 | -99 | 1 | 40 | 01 - Gas Storage | kenmore |  | 15 |  | No, Unconditioned Space | No, Unconditioned Space | 01 - None |  |  | nameplate covered | -99 | -99 | -100 | -99 | -99 | -99 |  |  |  |  | 15 | 1997 | 7494.9292 | 8543.9785 | Dont Know | 40-49 Gallons | 40 | Age 1995 to 1999 | Gas | Storage | Gas | Primary System
1497 | PP16229143 | 1900 - 1969 | 0.6 | -0.033333 | 1 | 50 | 01 - Gas Storage | ge | sg50t12avgoo | 7 | 05/01/2004 | No, Unconditioned Space | No, Unconditioned Space | 01 - None |  |  |  | 2004 | 40 | -100 | -99 | -99 | 5 | 0.62 | 50 | sg50t12avgoo | CEC_gwh1 | 8 | 2004 | 9299.5239 | 9574.1939 | 0.60-0.639 EF | 50-59 Gallons | 50 | Age 2000 to 2005 | Gas | Storage | Gas | Primary System
1498 | PP16229143 | 1900 - 1969 | #N/A | #N/A | 2 | 38 | 01 - Gas Storage | ge | pg38s09axk00 | 2 | 10/01/2010 | No, Unconditioned Space | Yes, Unconditioned Space | 01 - None |  |  |  | 2010 | 36 | -100 | -99 | -99 | 10 | 0.6 | 40 | pg38s09axk00 | CEC_2009 | 2 | 2010 | 0 | 0 | 0.60-0.639 EF | 30-39 Gallons | 38 | Age 2010 to 2012 | Gas | Storage | Gas
1499 | PP16237277 | 1900 - 1969 | 0.615 | -99 | 1 | 40 | 01 - Gas Storage | reliance | 124cnart | -99 |  | No, Unconditioned Space | Yes, Unconditioned Space | 01 - None |  |  |  | -99 | 40 | -100 | -100 | -99 | -99 |  |  | 124cnart |  | -99 | -99 | 8122.07 | 14041.0022 | Dont Know | 40-49 Gallons | 40 | Dont Know | Gas | Storage | Gas | Primary System
1500 | PP16258146 | 1900 - 1969 | #N/A | #N/A | 1 | -99 | 01 - Gas Storage | a.o. smith | fgr 75 232 | 15 |  | No, Unconditioned Space | Yes, Unconditioned Space | 01 - None |  |  |  | -99 | 75 | -100 | -99 | 16 | -99 | 0.48 | 74 | fgr75232 | CEC_gwh1 | 15 | 1997 | 3514.9532 | 3481.5475 | 0.48-0.519 EF | 70-79 Gallons | 74 | Age 1995 to 1999 | Gas | Storage | Gas | Primary System
1501 | PP16266822 | 1900 - 1969 | 0.615 | 0.04065 | 1 | -99 | 01 - Gas Storage | smart shield | GG40S06AVG00 | 9 |  | Yes, Unconditioned Space | No, Unconditioned Space | 01 - None |  |  | metal brace coveredname plate | -99 | -99 | -100 | -99 | -99 | -99 | 0.59 | 40 | GG40S06AVG00 | CEC_2009 | 9 | 2003 | 9877.578 | 8384.1982 | 0.56-0.599 EF | 40-49 Gallons | 40 | Age 2000 to 2005 | Gas | Storage | Gas | Primary System
1502 | PP16285869 | 1980 - 1989 | 0.615 | -99 | 1 | 40 | 01 - Gas Storage | montgomery ward | srm 3383 | 24 | 03/01/1988 | No, Unconditioned Space | No, Unconditioned Space | 01 - None |  |  | not listed | 1988 | 40 | -100 | -99 | -99 | 3 |  |  | srm3383 |  | 24 | 1988 | 6282.7667 | 6223.056 | Dont Know | 40-49 Gallons | 40 | Age 1985 to 1989 | Gas | Storage | Gas | Primary System
1503 | PP16287558 | Dont Know | -99 | -99 | 1 | -99 | 13 - Common Building | Dont Know |  | -99 |  | Not Applicable | No, Unconditioned Space | 01 - None | shared gas storage |  |  | -100 | -99 | -100 | -99 | -100 | -99 |  |  |  |  | -100 | -100 | 8122.07 | 49816.8453 | Dont Know | Dont Know | -99 | Dont Know | Unknown | Unknown | Not Applicable | Primary System
1504 | PP16298147 | 1980 - 1989 | 0.6 | 0.11667 | 1 | 50 | 01 - Gas Storage | whirlpool | bfg1j5040t3nov | 3 |  | No, Unconditioned Space | No, Unconditioned Space | 01 - None |  |  |  | -99 | 40 | -100 | -99 | -99 | -99 | 0.53 | 50 | bfg1j5040t3nov | CEC_gwh1 | 3 | 2009 | 6207.9505 | 7155.3741 | 0.52-0.559 EF | 50-59 Gallons | 50 | Age 2006 to 2009 | Gas | Storage | Gas | Primary System
1505 | PP16311379 | 1900 - 1969 | 0.615 | 0.053039 | 1 | 40 | 01 - Gas Storage | state | prv 40 norto c | -99 |  | No, Unconditioned Space | No, Unconditioned Space | 01 - None |  |  | not listed on nameplate | -99 | 35.5 | -100 | -99 | -99 | -99 | 0.58238 | 39.9683 | prv40nortoc | CEC_gwh1 | -99 | -99 | 2465.11 | 1913.6193 | 0.56-0.599 EF | 40-49 Gallons | 40 | Dont Know | Gas | Storage | Gas | Primary System
1506 | PP16335206 | 1900 - 1969 | 0.6 | -99 | 1 | 50 | 01 - Gas Storage | ao smith | gvr 50 2c0 | 3 | 11/01/2009 | No, Unconditioned Space | No, Unconditioned Space | 01 - None |  |  | no Ef or r value | 2009 | 40 | -100 | -99 | -99 | 11 |  |  | gvr502c0 |  | 3 | 2009 | 4282.9548 | 3635.4197 | Dont Know | 50-59 Gallons | 50 | Age 2006 to 2009 | Gas | Storage | Gas | Primary System
1507 | PP16336132 | 1980 - 1989 | 0.6 | -99 | 1 | 50 | 01 - Gas Storage | us/craftmaster | nu50t61-403 | 1 |  | No, Unconditioned Space | No, Unconditioned Space | 01 - None |  |  | not all info on nameplate | -99 | 40 | -100 | -99 | -99 | -99 |  |  | nu50t61403 |  | 1 | 2011 | 10076.6771 | 8553.1958 | Dont Know | 50-59 Gallons | 50 | Age 2010 to 2012 | Gas | Storage | Gas | Primary System
1508 | PP16405490 | 1900 - 1969 | 0.6 | -99 | 1 | 50 | 01 - Gas Storage | rheem | 41*50N | 5 |  | No, Unconditioned Space | No, Unconditioned Space | 01 - None |  |  |  | -99 | 40 | -100 | -99 | 6.7 | -99 |  |  | 4150N |  | 5 | 2007 | 18414.0119 | 18427.7116 | Dont Know | 50-59 Gallons | 50 | Age 2006 to 2009 | Gas | Storage | Gas | Primary System
1509 | PP16415851 | 1970 - 1979 | 0.6 | -99 | 1 | 50 | 01 - Gas Storage | kenmore | 153.33655 | 12 |  | No, Unconditioned Space | Yes, conditioned space | 01 - None |  |  |  | -99 | 35.5 | -100 | -99 | -99 | -99 |  |  | 15333655 |  | 12 | 2000 | 7287.27 | 5691.919 | Dont Know | 50-59 Gallons | 50 | Age 2000 to 2005 | Gas | Storage | Gas | Primary System
1510 | PP16420928 | 1970 - 1979 | 0.615 | 0.04065 | 1 | 40 | 01 - Gas Storage | ge | gg40t06avg01 | 2 | 02/01/2008 | No, Unconditioned Space | No, Unconditioned Space | 01 - None |  |  |  | 2008 | 36 | -100 | -99 | -99 | 2 | 0.59 | 40 | gg40t06avg01 | CEC_2009 | 4 | 2008 | 8601.6372 | 7301.1655 | 0.56-0.599 EF | 40-49 Gallons | 40 | Age 2006 to 2009 | Gas | Storage | Gas | Primary System
1511 | PP16433753 | 1900 - 1969 | -99 | -99 | 1 | -99 | 01 - Gas Storage | state |  | -99 |  | No, Conditioned Space | No, Conditioned Space | 01 - None |  |  | no visible nameplate, 510e | -99 | -99 | -100 | -99 | -99 | -99 |  |  |  |  | -99 | -99 | 8122.07 | 14225.8487 | Dont Know | Dont Know | -99 | Dont Know | Gas | Storage | Gas | Primary System
1512 | PP16477762 | 1970 - 1979 | 0.6 | 0.11667 | 1 | 50 | 01 - Gas Storage | whirlpool | bfg2j5040t3nov | 5 |  | No, Unconditioned Space | No, Unconditioned Space | 01 - None |  |  | limited nameplate info. | -99 | 40 | -100 | -99 | -99 | -99 | 0.53 | 50 | bfg2j5040t3nov | CEC_gwh1 | 5 | 2007 | 4282.9548 | 3182.6104 | 0.52-0.559 EF | 50-59 Gallons | 50 | Age 2006 to 2009 | Gas | Storage | Gas | Primary System
1513 | PP16524603 | 1990 - 1994 | 0.6 | -99 | 1 | 50 | 01 - Gas Storage | whirlpool | nu50t61-403 | 1 | 08/01/2011 | No, Unconditioned Space | Yes, Unconditioned Space | 01 - None |  |  | Information not on name plate. | 2011 | 40 | -100 | -99 | -99 | 8 |  |  | nu50t61403 |  | 1 | 2011 | 10076.6771 | 15838.843 | Dont Know | 50-59 Gallons | 50 | Age 2010 to 2012 | Gas | Storage | Gas | Primary System
1514 | PP16524727 | 1900 - 1969 | -99 | -99 | 1 | 80 | 13 - Common Building | bradford white | a0073100 | -99 |  | Not Applicable | No, Unconditioned Space | 02 - Continuous | 2 80 gall tanks shared between 24 apts |  |  | -100 | -99 | -100 | -99 | -100 | -99 |  |  | a0073100 |  | -100 | -100 | 11921.21 | 10778.9007 | Dont Know | Dont Know | -99 | Dont Know | Unknown | Unknown | Not Applicable | Primary System
1515 | PP16526279 | 1900 - 1969 | 0.615 | 0.065041 | 1 | 40 | 01 - Gas Storage | reliance | 5 40 norto | 15 |  | No, Conditioned Space | No, Conditioned Space | 01 - None |  |  | not listed on nameplate | -99 | 32 | -100 | -99 | -99 | -99 | 0.575 | 40 | 540norto | CEC_gwh1 | 15 | 1997 | 13907.5095 | 17504.0985 | 0.56-0.599 EF | 40-49 Gallons | 40 | Age 1995 to 1999 | Gas | Storage | Gas | Primary System
1516 | PP16544219 | Dont Know | 0.615 | -0.00271 | 1 | 40 | 01 - Gas Storage | ao smith | fgr 30 224 | -99 |  | No, Unconditioned Space | Yes, Unconditioned Space | 01 - None |  |  |  | -99 | 38 | -100 | 62 | 16 | -99 | 0.61667 | 30 | fgr30224 | CEC_gwh1 | -99 | -99 | 11404.97 | 9402.5711 | 0.60-0.639 EF | 40-49 Gallons | 40 | Dont Know | Gas | Storage | Gas | Primary System
1517 | PP16558122 | Dont Know | 0.615 | -99 | 1 | 40 | 01 - Gas Storage | ge | geun0210u07546 | -99 | 02/01/2010 | No, Unconditioned Space | No, Unconditioned Space | 01 - None |  |  |  | 2010 | 40 | -100 | -99 | -99 | 2 |  |  | geun0210u07546 |  | 2 | 2010 | 13494.7952 | 6915.6799 | Dont Know | 40-49 Gallons | 40 | Age 2010 to 2012 | Gas | Storage | Gas | Primary System
1518 | PP16575565 | 1990 - 1994 | 0.615 | -0.00271 | 1 | 40 | 01 - Gas Storage | ao smith | fgr 40 214e | 30 |  | No, Unconditioned Space | No, Unconditioned Space | 01 - None |  |  | don't know | -99 | 33 | -100 | -99 | -99 | -99 | 0.61667 | 40 | fgr40214e | CEC_gwh1 | 30 | 1982 | 11747.34 | 13833.1985 | 0.60-0.639 EF | 40-49 Gallons | 40 | Age 1980 to 1984 | Gas | Storage | Gas | Primary System
1519 | PP16576583 | 1900 - 1969 | 0.615 | -0.0081301 | 1 | 40 | 01 - Gas Storage | ge | sg40t12avg00 | 8 | 02/01/2004 | No, Unconditioned Space | No, Unconditioned Space | 01 - None |  |  |  | 2004 | 40 | -100 | -99 | -99 | 2 | 0.62 | 40 | sg40t12avg00 | CEC_gwh1 | 8 | 2004 | 9877.578 | 9884.9267 | 0.60-0.639 EF | 40-49 Gallons | 40 | Age 2000 to 2005 | Gas | Storage | Gas | Primary System
1520 | PP16591019 | 2000 - 2012 | 0.6 | -0.4 | 1 | -100 | 04 - Gas Instantaneous | takagi | t-k2 | 6 |  | Not Applicable | No, Unconditioned Space | 01 - None |  |  |  | -99 | 185 | -100 | -99 | -100 | -99 | 0.84 | 0.1 | tk2 | CEC_2009 | 6 | 2006 | 6345.9335 | 4410.9316 | 0.84-0.879 EF | Tankless | -100 | Age 2006 to 2009 | Gas | Instantaneous | Gas | Primary System
1521 | PP17746225 | 1995 - 1999 | -99 | -99 | 1 | -99 | 01 - Gas Storage | Dont Know |  | 17 |  | Yes, Unconditioned Space | Yes, Unconditioned Space | 01 - None |  |  | blanket | -99 | -99 | -100 | -99 | -99 | -99 |  |  |  |  | 17 | 1995 | 7661.5176 | 5984.2352 | Dont Know | Dont Know | -99 | Age 1995 to 1999 | Gas | Storage | Gas | Primary System
1522 | PP16606092 | 1900 - 1969 | 0.615 | -99 | 1 | 40 | 01 - Gas Storage | richmond | 5v40-36tf | 10 | 07/01/2003 | No, Conditioned Space | Yes, conditioned space | 01 - None |  |  |  | 2003 | 36 | -100 | -99 | 6.7 | 7 |  |  | 5v4036tf |  | 9 | 2003 | 4918.2753 | 3654.7092 | Dont Know | 40-49 Gallons | 40 | Age 2000 to 2005 | Gas | Storage | Gas | Primary System
1523 | PP16606092 | 1900 - 1969 | 0.6 | -99 | 2 | -100 | 04 - Gas Instantaneous | rinnai | r75ls | 4 |  | Not Applicable | No, Unconditioned Space | 01 - None |  |  | no full nameplate | -99 | 100 | -100 | -99 | -100 | -99 |  |  | r75ls |  | 4 | 2008 | 0 | 0 | Dont Know | Tankless | -100 | Age 2006 to 2009 | Gas | Instantaneous | Gas
132 | DD17970106 | 1980 - 1989 | 0.63 | -99 | 1 | 30 | 01 - Gas Storage | american | g6130t333n | -99 |  | No, Conditioned Space | No, Conditioned Space | 01 - None |  |  | n/a | -99 | 33 | -100 | -99 | -99 | -99 |  |  | g6130t333n |  | -99 | -99 | 6233.67 | 5798.2314 | Dont Know | 30-39 Gallons | 30 | Dont Know | Gas | Storage | Gas | Primary System
133 | DD17979182 | 1900 - 1969 | 0.615 | -99 | 1 | 40 | 01 - Gas Storage | Dont Know |  | 6 |  | Yes, Unconditioned Space | No, Unconditioned Space | 01 - None |  |  | see notes | -99 | -99 | -100 | -99 | -99 | -99 |  |  |  |  | 6 | 2006 | 9628.7938 | 14268.483 | Dont Know | 40-49 Gallons | 40 | Age 2006 to 2009 | Gas | Storage | Gas | Primary System
134 | DD17989744 | 1980 - 1989 | 0.6 | -0.35 | 1 | -100 | 04 - Gas Instantaneous | takagi | t-kjr | 7 |  | Not Applicable | Yes, Unconditioned Space | 01 - None |  |  | not listed | -99 | -99 | 57.13 | -99 | -100 | -99 | 0.81 | 0.2 | tkjr | CEC_2009 | 7 | 2005 | 5008.4361 | 8001.36 | 0.80-0.839 EF | Tankless | -100 | Age 2000 to 2005 | Gas | Instantaneous | Gas | Primary System
135 | DD18072296 | 1900 - 1969 | 0.6 | -99 | 1 | -100 | 04 - Gas Instantaneous | noritz | N-0631S | 5 | 04/01/2007 | Not Applicable | No, Unconditioned Space | 02 - Continuous |  |  | dk | 2007 | 180 | -100 | -99 | -100 | 4 |  |  | N0631S |  | 5 | 2007 | 2220.9802 | 1264.4735 | Dont Know | Tankless | -100 | Age 2006 to 2009 | Gas | Instantaneous | Gas | Primary System
136 | DD18077176 | 1900 - 1969 | 0.63 | 0.015873 | 1 | 30 | 01 - Gas Storage | ge | GG30T06AVG00 | 6 |  | No, Unconditioned Space | No, Unconditioned Space | 01 - None |  |  | n/a | -99 | 30 | -100 | -99 | -99 | -99 | 0.62 | 30 | GG30T06AVG00 | CEC_2009 | 6 | 2006 | 8518.1647 | 7534.3422 | 0.60-0.639 EF | 30-39 Gallons | 30 | Age 2006 to 2009 | Gas | Storage | Gas | Primary System
137 | DD18180923 | 1970 - 1979 | 0.6 | 0.033333 | 1 | 50 | 01 - Gas Storage | rheem | 22v50f1 | 4 | 01/01/2008 | No, Unconditioned Space | No, Unconditioned Space | 01 - None |  |  | n/a | 2008 | 38 | -100 | -99 | -99 | 1 | 0.58 | 50 | 22v50f1 | CEC_2009 | 4 | 2008 | 2220.9802 | 1264.4735 | 0.56-0.599 EF | 50-59 Gallons | 50 | Age 2006 to 2009 | Gas | Storage | Gas | Primary System
138 | DD18198007 | 2000 - 2012 | 0.6 | -0.033333 | 1 | 50 | 01 - Gas Storage | ge | sg50t12avg00 | 2 | 02/01/2010 | No, Unconditioned Space | Yes, Unconditioned Space | 01 - None |  |  | no on label | 2010 | 40 | -100 | -99 | -99 | 2 | 0.62 | 50 | sg50t12avg00 | CEC_gwh1 | 2 | 2010 | 7778.799 | 13957.254 | 0.60-0.639 EF | 50-59 Gallons | 50 | Age 2010 to 2012 | Gas | Storage | Gas | Primary System
139 | DD18259038 | 1980 - 1989 | 0.6 | 0.033333 | 1 | 50 | 01 - Gas Storage | ge | gg50t06avh00 | -99 | 03/01/2007 | No, Unconditioned Space | Yes, Unconditioned Space | 01 - None |  |  | nameplate | 2007 | 38 | -100 | -99 | -99 | 3 | 0.58 | 50 | gg50t06avh00 | CEC_2009 | 5 | 2007 | 3134.2812 | 1710.5268 | 0.56-0.599 EF | 50-59 Gallons | 50 | Age 2006 to 2009 | Gas | Storage | Gas | Primary System
140 | DD18288568 | 1980 - 1989 | 0.615 | 0.056911 | 1 | 40 | 01 - Gas Storage | ge | gg40t6xa | 8 | 01/01/2003 | No, Unconditioned Space | No, Unconditioned Space | 01 - None |  |  |  | 2003 | 34 | -100 | -99 | 6.7 | 1 | 0.58 | 40 | gg40t6xa | CEC_gwh1 | 9 | 2003 | 8777.3259 | 8825.9813 | 0.56-0.599 EF | 40-49 Gallons | 40 | Age 2000 to 2005 | Gas | Storage | Gas | Primary System
141 | DD18311896 | 2000 - 2012 | 0.743 | -99 | 1 | 75 | 01 - Gas Storage | rheem | 21vr75n | 9 | 08/01/2003 | No, Unconditioned Space | Yes, Unconditioned Space | 01 - None |  |  |  | 2003 | 70 | -100 | -99 | 16.7 | 8 |  | 74.9 | 21vr75n | CEC_gwh1 | 9 | 2003 | 3599.2109 | 1964.2612 | Dont Know | 70-79 Gallons | 75 | Age 2000 to 2005 | Gas | Storage | Gas | Primary System
142 | DD18365860 | 1980 - 1989 | 0.6 | -99 | 1 | 50 | 01 - Gas Storage | Dont Know |  | 20 |  | Yes, Unconditioned Space | Yes, Unconditioned Space | 01 - None |  |  | nameplate covered | -99 | -99 | -100 | -99 | -99 | -99 |  |  |  |  | 20 | 1992 | 7947.9393 | 4525.0104 | Dont Know | 50-59 Gallons | 50 | Age 1990 to 1994 | Gas | Storage | Gas | Primary System
143 | DD22146683 | 1900 - 1969 | 0.6 | -99 | 1 | -100 | 04 - Gas Instantaneous | rinnai | r85i-1 | 5 | 03/01/2007 | Not Applicable | No, Unconditioned Space | 01 - None |  |  |  | 2007 | 180 | -100 | 0.82 | -100 | 3 |  |  | r85i1 |  | 5 | 2007 | 8518.1647 | 7534.3422 | Dont Know | Tankless | -100 | Age 2006 to 2009 | Gas | Instantaneous | Gas | Primary System
144 | DD18423741 | 1970 - 1979 | 0.6 | 0.11667 | 1 | 50 | 01 - Gas Storage | whirlpool | bfg1f5040t3nov | 2 |  | No, Unconditioned Space | No, Unconditioned Space | 01 - None |  |  | name plate | -99 | 40 | -100 | -99 | -99 | -99 | 0.53 | 50 | bfg1f5040t3nov | CEC_gwh1 | 2 | 2010 | 9978.8905 | 8826.3584 | 0.52-0.559 EF | 50-59 Gallons | 50 | Age 2010 to 2012 | Gas | Storage | Gas | Primary System
145 | DD18441429 | 1980 - 1989 | 0.615 | -0.0081301 | 1 | 40 | 01 - Gas Storage | bradford white | u440t6frn | -99 |  | No, Unconditioned Space | No, Unconditioned Space | 01 - None |  |  | name plate | -99 | 40 | -100 | -99 | -99 | -99 | 0.62 | 40 | u440t6frn | CEC_2009 | -99 | -99 | 2823.61 | 4894.6041 | 0.60-0.639 EF | 40-49 Gallons | 40 | Dont Know | Gas | Storage | Gas | Primary System
146 | DD18491073 | 2000 - 2012 | 0.6 | -99 | 1 | 50 | 01 - Gas Storage | rheem | 41*R50 | 11 |  | No, Unconditioned Space | Yes, Unconditioned Space | 01 - None |  |  | name plate | -99 | 40 | -100 | -99 | -99 | -99 |  |  | 41R50 |  | 11 | 2001 | 2550.4336 | 2322.2084 | Dont Know | 50-59 Gallons | 50 | Age 2000 to 2005 | Gas | Storage | Gas | Primary System
147 | DD18513157 | 1970 - 1979 | 0.6 | 0.066667 | 1 | 50 | 01 - Gas Storage | reliance | 5 50 nort6 cf | 13 |  | No, Unconditioned Space | No, Unconditioned Space | 01 - None |  |  | n/a | -99 | 32 | -100 | -99 | -99 | -99 | 0.56 | 50 | 550nort6cf | CEC_gwh1 | 13 | 1999 | 2681.4146 | 2820.0934 | 0.56-0.599 EF | 50-59 Gallons | 50 | Age 1995 to 1999 | Gas | Storage | Gas | Primary System
148 | DD18555579 | 1980 - 1989 | 0.615 | 0.056911 | 1 | 40 | 01 - Gas Storage | ge | gg40t6xa | 10 | 06/01/2003 | No, Unconditioned Space | No, Unconditioned Space | 01 - None |  |  | info plate | 2003 | 34 | -100 | -99 | -99 | 6 | 0.58 | 40 | gg40t6xa | CEC_gwh1 | 9 | 2003 | 3599.2109 | 1964.2612 | 0.56-0.599 EF | 40-49 Gallons | 40 | Age 2000 to 2005 | Gas | Storage | Gas | Primary System
149 | DD18563921 | 1980 - 1989 | 0.6 | -99 | 1 | 50 | 01 - Gas Storage | rheem |  | 15 |  | No, Unconditioned Space | No, Unconditioned Space | 01 - None |  |  | no visable info plate | -99 | -99 | -100 | -99 | -99 | -99 |  |  |  |  | 15 | 1997 | 8016.6997 | 4375.0959 | Dont Know | 50-59 Gallons | 50 | Age 1995 to 1999 | Gas | Storage | Gas | Primary System
150 | DD18567062 | 1990 - 1994 | 0.615 | -99 | 1 | 40 | 01 - Gas Storage | ruud | P2-40F1 | -99 | 05/01/2012 | No, Unconditioned Space | Yes, Unconditioned Space | 01 - None |  |  | nameplate | 2012 | 38 | -100 | -99 | -99 | 5 |  |  | P240F1 |  | 0 | 2012 | 8954.2476 | 5860.6341 | Dont Know | 40-49 Gallons | 40 | Age 2010 to 2012 | Gas | Storage | Gas | Primary System
151 | DD18590017 | 1900 - 1969 | 0.6 | -99 | 1 | -100 | 04 - Gas Instantaneous | rinnai | reu2532w | 4 |  | Not Applicable | No, Unconditioned Space | 01 - None |  |  | n/a | -99 | 199 | -100 | -99 | -100 | -99 |  |  | reu2532w |  | 4 | 2008 | 2786.3658 | 1879.1533 | Dont Know | Tankless | -100 | Age 2006 to 2009 | Gas | Instantaneous | Gas | Primary System
152 | DD18610238 | 1970 - 1979 | 0.6 | 0.083333 | 1 | 50 | 01 - Gas Storage | american water heater | g51-50t40-3n | -99 | 03/01/2007 | No, Unconditioned Space | No, Unconditioned Space | 01 - None |  |  | nl | 2007 | 40 | -100 | -100 | -99 | 3 | 0.55 | 50 | g5150t403n | CEC_gwh1 | 5 | 2007 | 8518.1647 | 5571.7024 | 0.52-0.559 EF | 50-59 Gallons | 50 | Age 2006 to 2009 | Gas | Storage | Gas | Primary System
153 | DD18709466 | 1970 - 1979 | 0.615 | -0.0081301 | 1 | 40 | 01 - Gas Storage | bradford white | m440t6fbn5 | 6 |  | No, Unconditioned Space | No, Unconditioned Space | 01 - None |  |  | n/a | -99 | 40 | -100 | -99 | -99 | -99 | 0.62 | 40 | m440t6fbn5 | CEC_2009 | 6 | 2006 | 8518.1647 | 7534.3422 | 0.60-0.639 EF | 40-49 Gallons | 40 | Age 2006 to 2009 | Gas | Storage | Gas | Primary System
154 | DD18727046 | Dont Know | 0.615 | 0.053039 | 1 | 40 | 01 - Gas Storage | state | prv 40 ncr16 2 | -99 |  | No, Unconditioned Space | No, Unconditioned Space | 01 - None |  |  | no on label | -99 | 35 | -100 | -99 | -99 | -99 | 0.58238 | 39.9683 | prv40ncr162 | CEC_gwh1 | -99 | -99 | 4298.81 | 12498.2553 | 0.56-0.599 EF | 40-49 Gallons | 40 | Dont Know | Gas | Storage | Gas | Primary System
155 | DD18742630 | 1900 - 1969 | 0.615 | -99 | 1 | 40 | 01 - Gas Storage | ruud | p240f1 | 1 | 11/01/2011 | No, Unconditioned Space | Yes, Unconditioned Space | 01 - None |  |  | n/a | 2011 | 38 | -100 | -99 | -99 | 11 |  |  | p240f1 |  | 1 | 2011 | 2601.8419 | 1481.31 | Dont Know | 40-49 Gallons | 40 | Age 2010 to 2012 | Gas | Storage | Gas | Primary System
156 | DD18764138 | 1970 - 1979 | 0.6 | -0.033333 | 1 | 50 | 01 - Gas Storage | ge | sg50t12avg00 | 1 | 01/01/2012 | No, Unconditioned Space | No, Unconditioned Space | 01 - None |  |  | n/a | 2012 | 40 | -100 | -99 | -99 | 1 | 0.62 | 50 | sg50t12avg00 | CEC_gwh1 | 0 | 2012 | 2601.8419 | 1481.31 | 0.60-0.639 EF | 50-59 Gallons | 50 | Age 2010 to 2012 | Gas | Storage | Gas | Primary System
157 | DD18764590 | 1970 - 1979 | 0.615 | -0.0081301 | 1 | 40 | 01 - Gas Storage | ao smith | gvr40200 | 2 |  | No, Unconditioned Space | No, Unconditioned Space | 01 - None |  |  | n/a | -99 | 40 | -100 | -99 | -99 | -99 | 0.62 | 40 | gvr40200 | CEC_2009 | 2 | 2010 | 5109.3895 | 8856.9027 | 0.60-0.639 EF | 40-49 Gallons | 40 | Age 2010 to 2012 | Gas | Storage | Gas | Primary System
158 | DD18814995 | 1980 - 1989 | 0.615 | -99 | 1 | 40 | 01 - Gas Storage | Dont Know |  | 10 |  | Yes, Unconditioned Space | Yes, Unconditioned Space | 01 - None |  |  | notes | -99 | -99 | -100 | -99 | -99 | -99 |  |  |  |  | 10 | 2002 | 7625.1023 | 4161.3825 | Dont Know | 40-49 Gallons | 40 | Age 2000 to 2005 | Gas | Storage | Gas | Primary System
159 | DD18853852 | 1900 - 1969 | 0.615 | 0.04065 | 1 | 40 | 01 - Gas Storage | ge | gg40t06avg01 | -99 |  | No, Unconditioned Space | No, Unconditioned Space | 01 - None |  |  | n/a | -99 | 36 | -100 | -99 | -99 | -99 | 0.59 | 40 | gg40t06avg01 | CEC_2009 | -99 | -99 | 6233.67 | 9237.3994 | 0.56-0.599 EF | 40-49 Gallons | 40 | Dont Know | Gas | Storage | Gas | Primary System
160 | DD18886878 | 1980 - 1989 | 0.6 | -0.033333 | 1 | 50 | 01 - Gas Storage | ge | sg50t12avh00 | -99 |  | No, Unconditioned Space | Yes, Unconditioned Space | 01 - None |  |  | info plate | -99 | 40 | -100 | -99 | -99 | -99 | 0.62 | 50 | sg50t12avh00 | CEC_gwh1 | -99 | -99 | 2029.13 | 1107.3931 | 0.60-0.639 EF | 50-59 Gallons | 50 | Dont Know | Gas | Storage | Gas | Primary System
161 | DD18956425 | 1900 - 1969 | 0.63 | 0.015873 | 1 | 30 | 01 - Gas Storage | ge | gg30t06avj00 | 1 | 05/01/2011 | No, Conditioned Space | No, Conditioned Space | 01 - None |  |  | no data supplied on nameplate | 2011 | 32 | -100 | -99 | -99 | 5 | 0.62 | 30 | gg30t06avj00 | CEC_2009 | 1 | 2011 | 9978.8905 | 10422.0543 | 0.60-0.639 EF | 30-39 Gallons | 30 | Age 2010 to 2012 | Gas | Storage | Gas | Primary System
162 | DD18997735 | Dont Know | 0.615 | 0.056911 | 1 | 40 | 01 - Gas Storage | ge | gg40t6xa | -99 |  | No, Unconditioned Space | No, Unconditioned Space | 03 - Timer |  |  | dk | -99 | 34 | -100 | -99 | -99 | -99 | 0.58 | 40 | gg40t6xa | CEC_gwh1 | -99 | -99 | 4298.81 | 9964.2969 | 0.56-0.599 EF | 40-49 Gallons | 40 | Dont Know | Gas | Storage | Gas | Primary System
163 | DD19159772 | 1900 - 1969 | 0.63 | 0.068783 | 1 | 30 | 01 - Gas Storage | reliance | 930nort 6 | -99 |  | No, Unconditioned Space | No, Unconditioned Space | 01 - None |  |  | n/a | -99 | 30 | -100 | -99 | -99 | -99 | 0.58667 | 30 | 930nort6 | CEC_gwh1 | -99 | -99 | 1803.89 | 1216.5617 | 0.56-0.599 EF | 30-39 Gallons | 30 | Dont Know | Gas | Storage | Gas | Primary System
164 | DD19186497 | 1990 - 1994 | 0.743 | -99 | 1 | 75 | 01 - Gas Storage | rheem | 42v75f | 2 | 01/01/2010 | No, Unconditioned Space | No, Unconditioned Space | 03 - Timer |  |  | not on label | 2010 | 75 | -100 | -99 | -99 | 1 |  |  | 42v75f |  | 2 | 2010 | 2601.8419 | 2736.4053 | Dont Know | 70-79 Gallons | 75 | Age 2010 to 2012 | Gas | Storage | Gas | Primary System
165 | DD19198120 | 2000 - 2012 | 0.6 | -0.05 | 1 | 50 | 01 - Gas Storage | bradford white | m45036fbn7 | 10 |  | No, Unconditioned Space | Yes, Unconditioned Space | 01 - None |  |  | not listed | -99 | 40 | -100 | -99 | -99 | -99 | 0.63 | 50 | m45036fbn7 | CEC_2009 | 10 | 2002 | 2205.2579 | 2426.4136 | 0.60-0.639 EF | 50-59 Gallons | 50 | Age 2000 to 2005 | Gas | Storage | Gas | Primary System
166 | DD19203116 | 1970 - 1979 | 0.63 | 0.015873 | 1 | 30 | 01 - Gas Storage | richmond | 6g30-30f | -99 | 04/01/2006 | No, Unconditioned Space | No, Unconditioned Space | 01 - None |  |  | not available | 2006 | 30 | -100 | -99 | -99 | 4 | 0.62 | 30 | 6g3030f | CEC_2009 | 6 | 2006 | 4361.469 | 10208.9954 | 0.60-0.639 EF | 30-39 Gallons | 30 | Age 2006 to 2009 | Gas | Storage | Gas | Primary System
167 | DD19210081 | 1980 - 1989 | 0.6 | -0.033333 | 1 | 50 | 01 - Gas Storage | ge | gg50t06tv600 | 10 | 02/01/2004 | No, Unconditioned Space | No, Unconditioned Space | 01 - None |  |  | not available | 2004 | 40 | -100 | -99 | -99 | 2 | 0.62 | 50 | gg50t06tv600 | CEC_2009 | 8 | 2004 | 5008.4361 | 2851.4593 | 0.60-0.639 EF | 50-59 Gallons | 50 | Age 2000 to 2005 | Gas | Storage | Gas | Primary System
168 | DD19214836 | 1900 - 1969 | 0.6 | -99 | 1 | -100 | 04 - Gas Instantaneous | rinnai | v53e | 1 |  | Not Applicable | Yes, Unconditioned Space | 01 - None |  |  | not available | -99 | 120 | -100 | -99 | -100 | -99 |  |  | v53e |  | 1 | 2011 | 5109.3895 | 2908.9353 | Dont Know | Tankless | -100 | Age 2010 to 2012 | Gas | Instantaneous | Gas | Primary System
169 | DD19250179 | 1900 - 1969 | 0.615 | 0.073171 | 1 | 40 | 01 - Gas Storage | ge | gg40s6xc00 | 10 |  | No, Unconditioned Space | No, Unconditioned Space | 01 - None |  |  |  | -99 | 32 | -100 | -99 | 6.7 | -99 | 0.57 | 40 | gg40s6xc00 | CEC_gwh1 | 10 | 2002 | 5008.4361 | 1936.063 | 0.56-0.599 EF | 40-49 Gallons | 40 | Age 2000 to 2005 | Gas | Storage | Gas | Primary System
170 | DD19419120 | 1900 - 1969 | 0.6 | -99 | 1 | -100 | 04 - Gas Instantaneous | rinnai | r75 lse | 3 |  | Not Applicable | No, Unconditioned Space | 01 - None |  |  |  | -99 | 180 | -100 | -99 | -100 | -99 |  |  | r75lse |  | 3 | 2009 | 3134.2812 | 1710.5268 | Dont Know | Tankless | -100 | Age 2006 to 2009 | Gas | Instantaneous | Gas | Primary System
171 | DD19452906 | 1980 - 1989 | 0.6 | 0.083333 | 1 | 50 | 01 - Gas Storage | americian | g121-50t40-3n | -99 |  | No, Conditioned Space | No, Conditioned Space | 01 - None |  |  | name plate | -99 | 40 | -100 | -99 | -99 | -99 | 0.55 | 50 | g12150t403n | CEC_gwh1 | -99 | -99 | 1437.86 | 1512.224 | 0.52-0.559 EF | 50-59 Gallons | 50 | Dont Know | Gas | Storage | Gas | Primary System
172 | DD19493581 | 1980 - 1989 | -99 | -99 | 1 | 100 | 13 - Common Building | Bradford white | d100l270e3n | -99 |  | Not Applicable | Yes, Unconditioned Space | 01 - None | large storage system for 8 units |  |  | -100 | -99 | 270 | -99 | -100 | -99 |  |  | d100l270e3n |  | -100 | -100 | 5514.65 | 2131.7453 | Dont Know | Dont Know | -99 | Dont Know | Unknown | Unknown | Not Applicable | Primary System
173 | DD19500398 | 1980 - 1989 | 0.6 | 0.05 | 1 | 50 | 01 - Gas Storage | bradford white | m45036fbn | 6 |  | No, Unconditioned Space | No, Unconditioned Space | 04 - Timer/Temperature |  |  | info plate | -99 | 40 | -100 | -99 | -99 | -99 | 0.57 | 50 | m45036fbn | CEC_gwh1 | 6 | 2006 | 1920.3927 | 1150.6897 | 0.56-0.599 EF | 50-59 Gallons | 50 | Age 2006 to 2009 | Gas | Storage | Gas | Primary System
174 | DD19518039 | 1900 - 1969 | 0.63 | 0.068783 | 1 | 30 | 01 - Gas Storage | reliance | 5 30 nort971 | 15 | 01/01/1996 | No, Unconditioned Space | No, Unconditioned Space | 01 - None |  |  |  | 1996 | 30 | -100 | 0.57 | -99 | -99 | 0.58667 | 30 | 530nort971 | CEC_gwh1 | 16 | 1996 | 10284.077 | 24576.4045 | 0.56-0.599 EF | 30-39 Gallons | 30 | Age 1995 to 1999 | Gas | Storage | Gas | Primary System
175 | DD19528088 | 1995 - 1999 | 0.6 | -99 | 1 | 50 | 01 - Gas Storage | rheem | rhlnm171217041 | 1 |  | No, Unconditioned Space | No, Unconditioned Space | 01 - None |  |  | not available | -99 | 40 | -100 | -99 | -99 | -99 |  |  | rhlnm171217041 |  | 1 | 2011 | 2394 | 3249.3471 | Dont Know | 50-59 Gallons | 50 | Age 2010 to 2012 | Gas | Storage | Gas | Primary System
176 | DD19565700 | 1900 - 1969 | 0.6 | -99 | 1 | -100 | 04 - Gas Instantaneous | noritz | nr98-dvc | 2 |  | Not Applicable | Yes, Unconditioned Space | 01 - None |  |  |  | -99 | 199.9 | -100 | -100 | -100 | -99 |  |  | nr98dvc |  | 2 | 2010 | 5109.3895 | 2908.9353 | Dont Know | Tankless | -100 | Age 2010 to 2012 | Gas | Instantaneous | Gas | Primary System
177 | DD19604394 | 1900 - 1969 | 0.615 | 0.04065 | 1 | 40 | 01 - Gas Storage | american | fg6140tt403n0 | 7 |  | No, Conditioned Space | No, Conditioned Space | 01 - None |  |  | na | -99 | 40 | -100 | -99 | -99 | -99 | 0.59 | 40 | fg6140tt403n0 | CEC_2009 | 7 | 2005 | 2550.4336 | 1452.0417 | 0.56-0.599 EF | 40-49 Gallons | 40 | Age 2000 to 2005 | Gas | Storage | Gas | Primary System
178 | DD19604394 | 1900 - 1969 | 0.615 | 0.04065 | 2 | 40 | 01 - Gas Storage | american | fg6140tt403n0 | 7 |  | No, Unconditioned Space | No, Unconditioned Space | 01 - None |  |  | na | -99 | 40 | -100 | -99 | -99 | -99 | 0.59 | 40 | fg6140tt403n0 | CEC_2009 | 7 | 2005 | 0 | 0 | 0.56-0.599 EF | 40-49 Gallons | 40 | Age 2000 to 2005 | Gas | Storage | Gas
179 | DD19674129 | 2000 - 2012 | 0.615 | 0.04065 | 1 | 40 | 01 - Gas Storage | ge | gg40s06avj00 | 1 | 01/01/2012 | No, Unconditioned Space | Yes, Unconditioned Space | 01 - None |  |  | n/a | 2012 | 36 | -100 | -99 | -99 | 1 | 0.59 | 40 | gg40s06avj00 | CEC_2009 | 0 | 2012 | 9978.8905 | 3857.4439 | 0.56-0.599 EF | 40-49 Gallons | 40 | Age 2010 to 2012 | Gas | Storage | Gas | Primary System
180 | DD19760097 | 1980 - 1989 | 0.6 | -99 | 1 | 50 | 01 - Gas Storage | ge | sq50t12avf00 | -99 | 11/01/2004 | No, Unconditioned Space | No, Unconditioned Space | 01 - None |  |  | n/a | 2004 | 40 | -100 | -99 | -99 | 11 |  |  | sq50t12avf00 |  | 8 | 2004 | 5008.4361 | 2851.4593 | Dont Know | 50-59 Gallons | 50 | Age 2000 to 2005 | Gas | Storage | Gas | Primary System
181 | DD19791268 | 1980 - 1989 | 0.6 | 0.083333 | 1 | 50 | 01 - Gas Storage | bradford white | mi5036sn10 | 10 | 07/01/1986 | No, Unconditioned Space | No, Unconditioned Space | 01 - None |  |  | dk | 1986 | 40 | -100 | -99 | -99 | 7 | 0.55 | 50 | mi5036sn10 | CEC_gwh1 | 26 | 1986 | 14329.3667 | 20719.1907 | 0.52-0.559 EF | 50-59 Gallons | 50 | Age 1985 to 1989 | Gas | Storage | Gas | Primary System
182 | DD19796981 | 1970 - 1979 | 0.6 | 0.11667 | 1 | 50 | 01 - Gas Storage | rheem | 42vr5040f | 5 | 08/01/2006 | No, Unconditioned Space | No, Unconditioned Space | 01 - None |  |  | n/a | 2006 | 40 | -100 | -99 | -99 | 8 | 0.53 | 50 | 42vr5040f | CEC_gwh1 | 6 | 2006 | 2220.9802 | 1264.4735 | 0.52-0.559 EF | 50-59 Gallons | 50 | Age 2006 to 2009 | Gas | Storage | Gas | Primary System
183 | DD19829373 | Dont Know | -99 | -99 | 1 | -99 | 13 - Common Building | Dont Know |  | -99 |  | Not Applicable | No, Unconditioned Space | Dont Know | common building | dk |  | -100 | -99 | -100 | -99 | -100 | -99 |  |  |  |  | -100 | -100 | 5514.65 | 5759.5563 | Dont Know | Dont Know | -99 | Dont Know | Unknown | Unknown | Not Applicable | Primary System
184 | DD19901144 | 1980 - 1989 | 0.6 | 0.1 | 1 | 50 | 01 - Gas Storage | ge | pg50t9xa | 7 |  | No, Unconditioned Space | Yes, Unconditioned Space | 01 - None |  |  |  | -99 | 40 | -100 | -99 | 6.7 | -99 | 0.54 | 50 | pg50t9xa | CEC_gwh1 | 7 | 2005 | 3599.2109 | 1964.2612 | 0.52-0.559 EF | 50-59 Gallons | 50 | Age 2000 to 2005 | Gas | Storage | Gas | Primary System
185 | DD19907684 | 1980 - 1989 | 0.615 | -0.0081301 | 1 | 40 | 01 - Gas Storage | ge | sg40t12avg00 | 2 | 06/01/2011 | No, Unconditioned Space | Yes, Unconditioned Space | 01 - None |  |  | info plate | 2011 | 40 | -100 | -99 | -99 | 6 | 0.62 | 40 | sg40t12avg00 | CEC_gwh1 | 1 | 2011 | 7778.799 | 8558.9009 | 0.60-0.639 EF | 40-49 Gallons | 40 | Age 2010 to 2012 | Gas | Storage | Gas | Primary System
186 | DD20001334 | 1900 - 1969 | 0.615 | -0.0081301 | 1 | 40 | 01 - Gas Storage | ge | sg40t12avg00 | -99 |  | No, Unconditioned Space | No, Unconditioned Space | 01 - None |  |  | info plate covered with earthquake straps | -99 | 40 | -100 | -99 | -99 | -99 | 0.62 | 40 | sg40t12avg00 | CEC_gwh1 | -99 | -99 | 2029.13 | 4029.8802 | 0.60-0.639 EF | 40-49 Gallons | 40 | Dont Know | Gas | Storage | Gas | Primary System
187 | DD20026338 | Dont Know | #N/A | #N/A | 1 | 29 | 01 - Gas Storage | ge | gg30t06avj00 | 1 | 08/01/2011 | No, Unconditioned Space | No, Unconditioned Space | 01 - None |  |  | info plate | 2011 | 32 | -100 | -99 | -99 | 8 | 0.62 | 30 | gg30t06avj00 | CEC_2009 | 1 | 2011 | 8954.2476 | 5860.6341 | 0.60-0.639 EF | 01-29 Gallons | 29 | Age 2010 to 2012 | Gas | Storage | Gas | Primary System
188 | DD20074336 | Dont Know | 0.754 | 0.24403 | 1 | 60 | 01 - Gas Storage | ge | sg60t12yvk00 | 4 | 12/01/2008 | No, Unconditioned Space | Yes, Unconditioned Space | 01 - None |  |  | n/a | 2008 | 50 | -100 | -99 | -99 | 12 | 0.57 | 60 | sg60t12yvk00 | CEC_2009 | 4 | 2008 | 6640.1262 | 3978.7308 | 0.56-0.599 EF | 60-69 Gallons | 60 | Age 2006 to 2009 | Gas | Storage | Gas | Primary System
189 | DD20090998 | 1900 - 1969 | 0.615 | -99 | 1 | 40 | 01 - Gas Storage | reliance |  | 17 |  | Yes, Unconditioned Space | No, Unconditioned Space | 01 - None |  |  | no access to nameplate data | -99 | -99 | -100 | -99 | -99 | -99 |  |  |  |  | 17 | 1995 | 5265.6511 | 2997.8999 | Dont Know | 40-49 Gallons | 40 | Age 1995 to 1999 | Gas | Storage | Gas | Primary System
190 | DD20101417 | 1970 - 1979 | 0.615 | 0.04065 | 1 | 40 | 01 - Gas Storage | ge | gg40t06avg01 | 1 | 01/01/2012 | No, Unconditioned Space | Yes, Unconditioned Space | 01 - None |  |  | name plate | 2012 | 36 | -100 | -99 | -99 | 1 | 0.59 | 40 | gg40t06avg01 | CEC_2009 | 0 | 2012 | 7778.799 | 6214.746 | 0.56-0.599 EF | 40-49 Gallons | 40 | Age 2010 to 2012 | Gas | Storage | Gas | Primary System
191 | DD20156388 | 1980 - 1989 | 0.6 | -99 | 1 | 50 | 01 - Gas Storage | ruud | ruln0307z07833 | 5 |  | No, Unconditioned Space | No, Unconditioned Space | 01 - None |  |  | info plate | -99 | 38 | -100 | -99 | -99 | -99 |  |  | ruln0307z07833 |  | 5 | 2007 | 1920.3927 | 1150.6897 | Dont Know | 50-59 Gallons | 50 | Age 2006 to 2009 | Gas | Storage | Gas | Primary System
192 | DD20169500 | 1970 - 1979 | 0.615 | 0.0081301 | 1 | 40 | 01 - Gas Storage | americian | fg6240t403no | 10 |  | No, Unconditioned Space | No, Unconditioned Space | 01 - None |  |  | info plate | -99 | 40 | -100 | -99 | -99 | -99 | 0.61 | 40 | fg6240t403no | CEC_2009 | 10 | 2002 | 2550.4336 | 1452.0417 | 0.60-0.639 EF | 40-49 Gallons | 40 | Age 2000 to 2005 | Gas | Storage | Gas | Primary System
193 | DD20224474 | 1980 - 1989 | 0.615 | -99 | 1 | 40 | 01 - Gas Storage | ruud | m407n | -99 |  | No, Unconditioned Space | Yes, Unconditioned Space | 01 - None |  |  | n/a | -99 | 34 | -100 | -99 | -99 | -99 |  |  | m407n |  | -99 | -99 | 2823.61 | 4337.4219 | Dont Know | 40-49 Gallons | 40 | Dont Know | Gas | Storage | Gas | Primary System
194 | DD20257327 | 1995 - 1999 | 0.615 | 0.073171 | 1 | 40 | 01 - Gas Storage | bradford white | mi40t6fbn | 1 |  | No, Unconditioned Space | Yes, Unconditioned Space | 01 - None |  |  | n/a | -99 | 40 | -100 | -99 | -99 | -99 | 0.57 | 40 | mi40t6fbn | CEC_gwh1 | 1 | 2011 | 6035.5581 | 3603.116 | 0.56-0.599 EF | 40-49 Gallons | 40 | Age 2010 to 2012 | Gas | Storage | Gas | Primary System
195 | DD20267070 | 1990 - 1994 | 0.6 | 0.033333 | 1 | 50 | 01 - Gas Storage | rheem | 22v50f1sq | 5 |  | No, Unconditioned Space | Yes, Unconditioned Space | 01 - None |  |  | n/a | -99 | 38 | -100 | -99 | -99 | -99 | 0.58 | 50 | 22v50f1sq | CEC_2009 | 5 | 2007 | 3134.2812 | 1710.5268 | 0.56-0.599 EF | 50-59 Gallons | 50 | Age 2006 to 2009 | Gas | Storage | Gas | Primary System
196 | DD20267676 | 1900 - 1969 | 0.6 | -0.36667 | 1 | -100 | 04 - Gas Instantaneous | poloma | rtg-74xn-2 | 2 |  | Not Applicable | Yes, Unconditioned Space | 01 - None |  |  | n/a | -99 | 199.9 | -100 | -99 | -100 | -99 | 0.82 |  | rtg74xn2 | CEC_2009 | 2 | 2010 | 5109.3895 | 8856.9027 | 0.80-0.839 EF | Tankless | -100 | Age 2010 to 2012 | Gas | Instantaneous | Gas | Primary System
197 | DD20339003 | 1900 - 1969 | 0.615 | -99 | 1 | 40 | 01 - Gas Storage | american | g101-40t40-3nx | 5 | 12/01/2007 | No, Conditioned Space | No, Conditioned Space | 01 - None |  |  | n/a | 2007 | 40 | -100 | -99 | -99 | 12 |  |  | g10140t403nx |  | 5 | 2007 | 2220.9802 | 1264.4735 | Dont Know | 40-49 Gallons | 40 | Age 2006 to 2009 | Gas | Storage | Gas | Primary System
198 | DD20375569 | 1900 - 1969 | 0.6 | -99 | 1 | 50 | 01 - Gas Storage | ruud | ruln0606v16111 | 6 | 06/01/2006 | No, Unconditioned Space | No, Unconditioned Space | 02 - Continuous |  |  | not on label | 2006 | 40 | -100 | -99 | -99 | 6 |  |  | ruln0606v16111 |  | 6 | 2006 | 2220.9802 | 2335.846 | Dont Know | 50-59 Gallons | 50 | Age 2006 to 2009 | Gas | Storage | Gas | Primary System
199 | DD20375569 | 1900 - 1969 | 0.615 | -99 | 2 | 40 | 01 - Gas Storage | ruud |  | 6 | 01/01/2006 | No, Unconditioned Space | No, Unconditioned Space | 01 - None |  |  | access limited | 2006 | -99 | -100 | -99 | -99 | -99 |  |  |  |  | 6 | 2006 | 0 | 0 | Dont Know | 40-49 Gallons | 40 | Age 2006 to 2009 | Gas | Storage | Gas
200 | DD20407688 | 1970 - 1979 | 0.6 | 0.083333 | 1 | 50 | 01 - Gas Storage | bradford white | mi5036en10 | -99 |  | No, Unconditioned Space | No, Unconditioned Space | 01 - None |  |  | info plate | -99 | 40 | -100 | -99 | -99 | -99 | 0.55 | 50 | mi5036en10 | CEC_gwh1 | -99 | -99 | 1437.86 | 818.6187 | 0.52-0.559 EF | 50-59 Gallons | 50 | Dont Know | Gas | Storage | Gas | Primary System
201 | DD20422148 | 2000 - 2012 | 0.6 | -0.05 | 1 | 50 | 01 - Gas Storage | bradford white | m45036fbn5 | 8 |  | No, Unconditioned Space | Yes, Unconditioned Space | 01 - None |  |  | not on label | -99 | 40 | -100 | -99 | -99 | -99 | 0.63 | 50 | m45036fbn5 | CEC_2009 | 8 | 2004 | 2550.4336 | 2682.3383 | 0.60-0.639 EF | 50-59 Gallons | 50 | Age 2000 to 2005 | Gas | Storage | Gas | Primary System
202 | DD20433694 | 1980 - 1989 | 0.615 | -99 | 1 | 40 | 01 - Gas Storage | rheem | 4vr40n | 10 | 02/01/2002 | No, Unconditioned Space | Yes, Unconditioned Space | 01 - None |  |  |  | 2002 | 40 | -100 | -99 | 19.2 | 2 |  |  | 4vr40n |  | 10 | 2002 | 9781.7234 | 3781.2269 | Dont Know | 40-49 Gallons | 40 | Age 2000 to 2005 | Gas | Storage | Gas | Primary System
203 | DD20437635 | 1900 - 1969 | 0.615 | 0.04065 | 1 | 40 | 01 - Gas Storage | g | gg40t06avg01 | 8 | 12/01/2004 | No, Unconditioned Space | No, Unconditioned Space | 01 - None |  |  | not on label | 2004 | 36 | -100 | -99 | -99 | 12 | 0.59 | 40 | gg40t06avg01 | CEC_2009 | 8 | 2004 | 2550.4336 | 1452.0417 | 0.56-0.599 EF | 40-49 Gallons | 40 | Age 2000 to 2005 | Gas | Storage | Gas | Primary System
204 | DD20536140 | 1995 - 1999 | 0.6 | -99 | 1 | 50 | 01 - Gas Storage | rheem | 41*R50 | 13 |  | No, Unconditioned Space | Yes, Unconditioned Space | 01 - None |  |  |  | -99 | 40 | -100 | -99 | 19.2 | -99 |  |  | 41R50 |  | 13 | 1999 | 5265.6511 | 2997.8999 | Dont Know | 50-59 Gallons | 50 | Age 1995 to 1999 | Gas | Storage | Gas | Primary System
205 | DD20549940 | 1900 - 1969 | 0.948 | -99 | 1 | 40 | 03 - Electric Storage | ge | GE40T06AAG01 | -99 | 07/01/2009 | No, Unconditioned Space | No, Unconditioned Space | 01 - None |  |  | n/a | 2009 | -100 | 4.5 | -99 | -99 | 7 |  |  | GE40T06AAG01 |  | 3 | 2009 | 2786.3658 | 1879.1533 | Dont Know | 40-49 Gallons | 40 | Age 2006 to 2009 | Electric | Storage | Electric | Primary System
206 | DD20665570 | 1900 - 1969 | 0.615 | -99 | 1 | 40 | 01 - Gas Storage | Dont Know |  | 4 |  | Yes, Unconditioned Space | No, Unconditioned Space | 01 - None |  |  | see notes | -99 | -99 | -100 | -99 | -99 | -99 |  |  |  |  | 4 | 2008 | 4361.469 | 7560.4153 | Dont Know | 40-49 Gallons | 40 | Age 2006 to 2009 | Gas | Storage | Gas | Primary System
207 | DD20685515 | 1970 - 1979 | #N/A | #N/A | 1 | 98 | 01 - Gas Storage | ao smith | bt 100 300 | -99 |  | No, Unconditioned Space | No, Unconditioned Space | 01 - None |  |  | not available | -99 | 75 | -100 | -99 | -99 | -99 |  |  | bt100300 |  | -99 | -99 | 5514.65 | 15288.0804 | Dont Know | 90+ Gallons | 98 | Dont Know | Gas | Storage | Gas | Primary System
208 | DD20765638 | 1970 - 1979 | -99 | -99 | 1 | -99 | 01 - Gas Storage | reliance |  | -99 |  | Yes, Unconditioned Space | No, Unconditioned Space | 01 - None |  |  | tank wrapped | -99 | -99 | -100 | -99 | -99 | -99 |  |  |  |  | -99 | -99 | 4298.81 | 8537.4961 | Dont Know | Dont Know | -99 | Dont Know | Gas | Storage | Gas | Primary System
209 | DD20766767 | 1970 - 1979 | 0.615 | 0.04065 | 1 | 40 | 01 - Gas Storage | ge | gg40t06avg01 | -99 | 06/01/2007 | Yes, Unconditioned Space | No, Unconditioned Space | 01 - None |  |  | info plate | 2007 | 36 | -100 | -99 | -99 | 6 | 0.59 | 40 | gg40t06avg01 | CEC_2009 | 5 | 2007 | 6640.1262 | 7859.2714 | 0.56-0.599 EF | 40-49 Gallons | 40 | Age 2006 to 2009 | Gas | Storage | Gas | Primary System
210 | DD20796807 | 1980 - 1989 | 0.6 | 0.033333 | 1 | 50 | 01 - Gas Storage | american | BFG6150T403P | 4 |  | No, Unconditioned Space | Yes, Unconditioned Space | 01 - None |  |  | nameplate | -99 | 40 | -100 | -99 | -99 | -99 | 0.58 | 50 | BFG6150T403P | CEC_2009 | 4 | 2008 | 2786.3658 | 1879.1533 | 0.56-0.599 EF | 50-59 Gallons | 50 | Age 2006 to 2009 | Gas | Storage | Gas | Primary System
211 | DD20808591 | 1980 - 1989 | 0.6 | -0.05 | 1 | 50 | 01 - Gas Storage | bradford white | m45036fbn7 | 5 |  | No, Unconditioned Space | Yes, Unconditioned Space | 01 - None |  |  | not on label | -99 | 40 | -100 | -99 | -99 | -99 | 0.63 | 50 | m45036fbn7 | CEC_2009 | 5 | 2007 | 4361.469 | 2483.1207 | 0.60-0.639 EF | 50-59 Gallons | 50 | Age 2006 to 2009 | Gas | Storage | Gas | Primary System
212 | DD20817611 | 1970 - 1979 | 0.615 | 0.073171 | 1 | 40 | 01 - Gas Storage | bradford and white | mi40t6fbn | 1 |  | No, Unconditioned Space | Yes, Unconditioned Space | 01 - None |  |  | n/a | -99 | 40 | -100 | -99 | -99 | -99 | 0.57 | 40 | mi40t6fbn | CEC_gwh1 | 1 | 2011 | 6035.5581 | 4070.4417 | 0.56-0.599 EF | 40-49 Gallons | 40 | Age 2010 to 2012 | Gas | Storage | Gas | Primary System
213 | DD20856823 | 1980 - 1989 | 0.615 | 0.089431 | 1 | 40 | 01 - Gas Storage | ge | pg40t9xa | 10 |  | No, Unconditioned Space | Yes, Unconditioned Space | 01 - None |  |  | n/a | -99 | 40 | -100 | -99 | -99 | -99 | 0.56 | 40 | pg40t9xa | CEC_gwh1 | 10 | 2002 | 5008.4361 | 2851.4593 | 0.56-0.599 EF | 40-49 Gallons | 40 | Age 2000 to 2005 | Gas | Storage | Gas | Primary System
214 | DD20880540 | 1970 - 1979 | 0.615 | 0.089431 | 1 | 40 | 01 - Gas Storage | ao smith | fsgh 40 248e | 10 |  | No, Conditioned Space | No, Conditioned Space | 01 - None |  |  |  | -99 | 38 | -100 | -99 | 7 | -99 | 0.56 | 40 | fsgh40248e | CEC_gwh1 | 10 | 2002 | 5008.4361 | 3850.3883 | 0.56-0.599 EF | 40-49 Gallons | 40 | Age 2000 to 2005 | Gas | Storage | Gas | Primary System
215 | DD20992050 | 1970 - 1979 | -99 | -99 | 1 | 100 | 13 - Common Building | americian | g62-100t77-4nov | 7 |  | Not Applicable | No, Unconditioned Space | 02 - Continuous |  |  | name plate | -100 | 77 | -100 | -99 | -100 | -99 |  |  | g62100t774nov |  | -100 | -100 | 6233.67 | 8432.2935 | Dont Know | Dont Know | -99 | Dont Know | Unknown | Unknown | Not Applicable | Primary System
216 | DD21029086 | 1980 - 1989 | 0.6 | -99 | 1 | 50 | 01 - Gas Storage | rheem | 41*50N | 6 |  | No, Unconditioned Space | No, Unconditioned Space | 01 - None |  |  |  | -99 | 40 | -100 | -99 | 6.7 | -99 |  |  | 4150N |  | 6 | 2006 | 8518.1647 | 7534.3422 | Dont Know | 50-59 Gallons | 50 | Age 2006 to 2009 | Gas | Storage | Gas | Primary System
217 | DD21039264 | 1995 - 1999 | 0.6 | 0.033333 | 1 | 50 | 01 - Gas Storage | ruud | p2-50f1 | 1 | 12/01/2011 | No, Unconditioned Space | No, Unconditioned Space | 01 - None |  |  | info plate | 2011 | 38 | -100 | -99 | -99 | 12 | 0.58 | 50 | p250f1 | CEC_2009 | 1 | 2011 | 2601.8419 | 2736.4053 | 0.56-0.599 EF | 50-59 Gallons | 50 | Age 2010 to 2012 | Gas | Storage | Gas | Primary System
218 | DD21042096 | 1995 - 1999 | 0.6 | 0.05 | 1 | 50 | 01 - Gas Storage | bradford white | m45036fbn | 3 |  | No, Unconditioned Space | Yes, Unconditioned Space | 01 - None |  |  | info plate | -99 | 40 | -100 | -99 | -99 | -99 | 0.57 | 50 | m45036fbn | CEC_gwh1 | 3 | 2009 | 2220.9802 | 2335.846 | 0.56-0.599 EF | 50-59 Gallons | 50 | Age 2006 to 2009 | Gas | Storage | Gas | Primary System
219 | DD21050803 | 1970 - 1979 | 0.615 | -0.0054201 | 1 | 40 | 01 - Gas Storage | bradford white | m440t6fbn | 3 |  | No, Unconditioned Space | No, Unconditioned Space | 01 - None |  |  | info plate | -99 | 40 | -100 | -99 | -99 | -99 | 0.61833 | 40 | m440t6fbn | CEC_gwh1 | 3 | 2009 | 7643.5107 | 13566.1547 | 0.60-0.639 EF | 40-49 Gallons | 40 | Age 2006 to 2009 | Gas | Storage | Gas | Primary System
220 | DD21074628 | 2000 - 2012 | #N/A | #N/A | 1 | 74 | 01 - Gas Storage | ao smith | fcg 75 300 | 4 | 08/01/2008 | No, Unconditioned Space | Yes, Unconditioned Space | 01 - None |  |  | info plate | 2008 | 75.1 | -100 | -99 | -99 | 8 |  |  | fcg75300 |  | 4 | 2008 | 3134.2812 | 1710.5268 | Dont Know | 70-79 Gallons | 74 | Age 2006 to 2009 | Gas | Storage | Gas | Primary System
221 | DD21110345 | 1900 - 1969 | #N/A | #N/A | 1 | 29 | 01 - Gas Storage | ge | g30t06avj00 | -99 | 01/01/2006 | No, Conditioned Space | No, Conditioned Space | 01 - None |  |  | n/a | 2006 | 32 | -100 | -99 | -99 | 1 |  |  | g30t06avj00 |  | 6 | 2006 | 8518.1647 | 20356.3102 | Dont Know | 01-29 Gallons | 29 | Age 2006 to 2009 | Gas | Storage | Gas | Primary System
222 | DD21129389 | 1900 - 1969 | 0.615 | -0.0081301 | 1 | 40 | 01 - Gas Storage | rheem | 42vr40-40f | -99 | 12/01/2004 | No, Unconditioned Space | No, Unconditioned Space | 01 - None |  |  | name plate | 2004 | 40 | -100 | -99 | -99 | 12 | 0.62 | 40 | 42vr4040f | CEC_2009 | 8 | 2004 | 11057.0999 | 16385.0265 | 0.60-0.639 EF | 40-49 Gallons | 40 | Age 2000 to 2005 | Gas | Storage | Gas | Primary System
223 | DD21149931 | 1980 - 1989 | 0.615 | -0.0081301 | 1 | 40 | 01 - Gas Storage | ge | sg40t12xa01 | 7 | 03/01/2003 | No, Unconditioned Space | Yes, Unconditioned Space | 01 - None |  |  |  | 2003 | 40 | -100 | -99 | 19.2 | 3 | 0.62 | 40 | sg40t12xa01 | CEC_gwh1 | 9 | 2003 | 7625.1023 | 13681.4808 | 0.60-0.639 EF | 40-49 Gallons | 40 | Age 2000 to 2005 | Gas | Storage | Gas | Primary System
224 | DD21156743 | 1900 - 1969 | #N/A | #N/A | 1 | 40 | 02 - Propane Storage | rheem | p240f1 | 5 | 10/01/2007 | No, Unconditioned Space | No, Unconditioned Space | 01 - None |  |  | not on label | 2007 | 38 | -100 | -99 | -99 | 10 |  |  | p240f1 |  | 5 | 2007 | 4361.469 | 6967.7806 | Dont Know | 40-49 Gallons | 40 | Age 2006 to 2009 | Propane | Storage | Propane | Primary System
225 | DD21173303 | 1900 - 1969 | 0.615 | 0.04065 | 1 | 40 | 01 - Gas Storage | ge | gg40t06avg01 | 3 | 10/01/2008 | No, Unconditioned Space | No, Unconditioned Space | 01 - None |  |  | n/a | 2008 | 36 | -100 | -99 | -99 | 10 | 0.59 | 40 | gg40t06avg01 | CEC_2009 | 4 | 2008 | 1920.3927 | 2112.9804 | 0.56-0.599 EF | 40-49 Gallons | 40 | Age 2006 to 2009 | Gas | Storage | Gas | Primary System
226 | DD21223195 | 1900 - 1969 | 0.615 | 0.065041 | 1 | 40 | 01 - Gas Storage | reliance | 5 40 nort6 f | 12 |  | No, Unconditioned Space | No, Unconditioned Space | 01 - None |  |  | not available | -99 | 32 | -100 | -99 | -99 | -99 | 0.575 | 40 | 540nort6f | CEC_gwh1 | 12 | 2000 | 9781.7234 | 8651.9636 | 0.56-0.599 EF | 40-49 Gallons | 40 | Age 2000 to 2005 | Gas | Storage | Gas | Primary System
227 | DD21223195 | 1900 - 1969 | 0.63 | 0.079365 | 2 | 30 | 01 - Gas Storage | craftmaster | g1f3033t3nv | 20 |  | No, Unconditioned Space | No, Unconditioned Space | 01 - None |  |  | not available | -99 | 33 | -100 | -99 | -99 | -99 | 0.58 | 30 | g1f3033t3nv | CEC_gwh1 | 20 | 1992 | 0 | 0 | 0.56-0.599 EF | 30-39 Gallons | 30 | Age 1990 to 1994 | Gas | Storage | Gas
228 | DD21240062 | Dont Know | 0.615 | -99 | 1 | 40 | 01 - Gas Storage | Dont Know |  | 15 |  | Yes, conditioned space | No, Conditioned Space | 01 - None |  |  | wrap covers all | -99 | -99 | -100 | -99 | -99 | -99 |  |  |  |  | 15 | 1997 | 2681.4146 | 1526.6133 | Dont Know | 40-49 Gallons | 40 | Age 1995 to 1999 | Gas | Storage | Gas | Primary System
229 | DD21240662 | 1900 - 1969 | 0.615 | 0.065041 | 1 | -99 | 01 - Gas Storage | reliance | 5 40 nort6 | 15 |  | No, Unconditioned Space | No, Unconditioned Space | 01 - None |  |  | label faded | -99 | 32 | -100 | -99 | -99 | -99 | 0.575 | 40 | 540nort6 | CEC_gwh1 | 15 | 1997 | 5265.6511 | 2997.8999 | 0.56-0.599 EF | 40-49 Gallons | 40 | Age 1995 to 1999 | Gas | Storage | Gas | Primary System
230 | DD21284767 | 1980 - 1989 | 0.615 | -99 | 1 | 40 | 01 - Gas Storage | ge |  | 10 |  | Yes, Unconditioned Space | Yes, Unconditioned Space | 01 - None |  |  | wrap covers label | -99 | -99 | -100 | -99 | -99 | -99 |  |  |  |  | 10 | 2002 | 7625.1023 | 13681.4808 | Dont Know | 40-49 Gallons | 40 | Age 2000 to 2005 | Gas | Storage | Gas | Primary System
231 | DD21436260 | 1970 - 1979 | 0.743 | 0.31359 | 1 | 75 | 01 - Gas Storage | badford white | m2xr75s6bn | -99 |  | No, Unconditioned Space | No, Unconditioned Space | 02 - Continuous |  |  | name plate | -99 | 76 | -100 | -99 | -99 | -99 | 0.51 | 75 | m2xr75s6bn | CEC_gwh1 | -99 | -99 | 1243.26 | 744.9552 | 0.48-0.519 EF | 70-79 Gallons | 75 | Dont Know | Gas | Storage | Gas | Primary System
232 | DD21450027 | 1970 - 1979 | 0.6 | 0.033333 | 1 | 50 | 01 - Gas Storage | ge | pg50t09avhoo | 1 | 10/01/2009 | No, Unconditioned Space | No, Unconditioned Space | 01 - None |  |  | info plate | 2009 | 38 | -100 | -99 | -99 | 10 | 0.58 | 50 | pg50t09avhoo | CEC_2009 | 3 | 2009 | 4361.469 | 2483.1207 | 0.56-0.599 EF | 50-59 Gallons | 50 | Age 2006 to 2009 | Gas | Storage | Gas | Primary System
233 | DD21478778 | 1900 - 1969 | -99 | -99 | 1 | -99 | 01 - Gas Storage | hoyt |  | 15 |  | Yes, Unconditioned Space | No, Unconditioned Space | 01 - None |  |  | tank wrapped covered info plate | -99 | -99 | -100 | -99 | -99 | -99 |  |  |  |  | 15 | 1997 | 3784.0532 | 4163.5394 | Dont Know | Dont Know | -99 | Age 1995 to 1999 | Gas | Storage | Gas | Primary System
234 | DD21531979 | 2000 - 2012 | 0.743 | 0.35397 | 1 | 75 | 01 - Gas Storage | ao smith | fgr 75 250e | 6 |  | No, Conditioned Space | Yes, conditioned space | 01 - None |  |  | not available | -99 | 76 | -100 | -99 | -99 | -99 | 0.48 | 74 | fgr75250e | CEC_gwh1 | 6 | 2006 | 6640.1262 | 3978.7308 | 0.48-0.519 EF | 70-79 Gallons | 75 | Age 2006 to 2009 | Gas | Storage | Gas | Primary System
235 | DD21532723 | 1970 - 1979 | 0.6 | 0.05 | 1 | 50 | 01 - Gas Storage | bradford white | m45036fbn | 1 |  | No, Unconditioned Space | No, Unconditioned Space | 01 - None |  |  | info plate | -99 | 40 | -100 | -99 | -99 | -99 | 0.57 | 50 | m45036fbn | CEC_gwh1 | 1 | 2011 | 2601.8419 | 8412.9047 | 0.56-0.599 EF | 50-59 Gallons | 50 | Age 2010 to 2012 | Gas | Storage | Gas | Primary System
236 | DD21554101 | 1900 - 1969 | 0.615 | 0.04065 | 1 | 40 | 01 - Gas Storage | ge | GG40T06AVG00 | -99 | 08/01/2003 | No, Conditioned Space | No, Conditioned Space | 01 - None |  |  | info plate | 2003 | 36 | -100 | -99 | 6.7 | 8 | 0.59 | 40 | GG40T06AVG00 | CEC_2009 | 9 | 2003 | 5008.4361 | 5267.4649 | 0.56-0.599 EF | 40-49 Gallons | 40 | Age 2000 to 2005 | Gas | Storage | Gas | Primary System
237 | DD21611044 | 2000 - 2012 | 0.615 | -0.0054201 | 1 | 40 | 01 - Gas Storage | bradford white | m440t6fbn | -99 |  | No, Unconditioned Space | Yes, Unconditioned Space | 01 - None |  |  | info plate | -99 | 40 | -100 | -99 | -99 | -99 | 0.61833 | 40 | m440t6fbn | CEC_gwh1 | -99 | -99 | 4298.81 | 5088.0832 | 0.60-0.639 EF | 40-49 Gallons | 40 | Dont Know | Gas | Storage | Gas | Primary System
238 | DD21620811 | 1900 - 1969 | 0.615 | 0.089431 | 1 | 40 | 01 - Gas Storage | ruud | p407n | -99 |  | No, Unconditioned Space | No, Unconditioned Space | 01 - None |  |  | n/a | -99 | 34 | -100 | -99 | -99 | -99 | 0.56 | 40 | p407n | CEC_gwh1 | -99 | -99 | 5514.65 | 4877.7244 | 0.56-0.599 EF | 40-49 Gallons | 40 | Dont Know | Gas | Storage | Gas | Primary System
239 | DD21671090 | 1900 - 1969 | -99 | -99 | 1 | -99 | 01 - Gas Storage | Dont Know |  | 7 |  | No, Unconditioned Space | No, Unconditioned Space | 01 - None |  |  | see notes | -99 | -99 | -100 | -99 | -99 | -99 |  |  |  |  | 7 | 2005 | 3199.6869 | 5914.4603 | Dont Know | Dont Know | -99 | Age 2000 to 2005 | Gas | Storage | Gas | Primary System
240 | DD21715673 | 1900 - 1969 | 0.6 | 0.033333 | 1 | 50 | 01 - Gas Storage | GE | pg50t09avf00 | 4 | 11/01/2003 | No, Unconditioned Space | Yes, Unconditioned Space | 01 - None |  |  |  | 2003 | 40 | -100 | -99 | 6.7 | 11 | 0.58 | 50 | pg50t09avf00 | CEC_2009 | 9 | 2003 | 5008.4361 | 4429.9767 | 0.56-0.599 EF | 50-59 Gallons | 50 | Age 2000 to 2005 | Gas | Storage | Gas | Primary System
241 | DD21769452 | 1970 - 1979 | 0.615 | 0.089431 | 1 | 40 | 01 - Gas Storage | whirlpool | bfg1h4040t3nov | 3 |  | No, Unconditioned Space | No, Unconditioned Space | 01 - None |  |  | n/a | -99 | 40 | -100 | -99 | -99 | -99 | 0.56 | 40 | bfg1h4040t3nov | CEC_gwh1 | 3 | 2009 | 4361.469 | 2483.1207 | 0.56-0.599 EF | 40-49 Gallons | 40 | Age 2006 to 2009 | Gas | Storage | Gas | Primary System
242 | DD21790896 | 1980 - 1989 | #N/A | #N/A | 1 | 70 | 01 - Gas Storage | american | bcg370t1205n118 | 1 | 08/01/2010 | No, Unconditioned Space | No, Unconditioned Space | 01 - None |  |  | n/a | 2010 | 120 | -100 | -99 | -99 | 8 |  |  | bcg370t1205n118 |  | 2 | 2010 | 11279.9743 | 8130.0578 | Dont Know | 70-79 Gallons | 70 | Age 2010 to 2012 | Gas | Storage | Gas | Primary System
243 | DD21820727 | 1970 - 1979 | #N/A | #N/A | 1 | 75 | 07 - Solar w/Gas Storage | Dont Know |  | 20 |  | No, Unconditioned Space | No, Unconditioned Space | 01 - None |  |  | no access to dhw | -99 | -99 | -100 | -99 | -99 | -99 |  |  |  |  | 20 | 1992 | 7947.9393 | 4525.0104 | Dont Know | 70-79 Gallons | 75 | Age 1990 to 1994 | Solar | Storage | Solar w/Gas | Primary System
244 | DD21824085 | 1900 - 1969 | 0.615 | 0.04065 | 1 | 40 | 01 - Gas Storage | kenmore | 153.339473 | 2 | 09/01/2010 | No, Unconditioned Space | No, Unconditioned Space | 01 - None |  |  | info plate | 2010 | 40 | -100 | -99 | -99 | 9 | 0.59 | 40 | 153339473 | CEC_2009 | 2 | 2010 | 2601.8419 | 2736.4053 | 0.56-0.599 EF | 40-49 Gallons | 40 | Age 2010 to 2012 | Gas | Storage | Gas | Primary System
245 | DD21824085 | 1900 - 1969 | 0.615 | 0.04065 | 2 | 40 | 01 - Gas Storage | kenmore | 153.339473 | 2 | 09/01/2010 | No, Unconditioned Space | No, Unconditioned Space | 01 - None |  |  | info plate | 2010 | 40 | -100 | -99 | -99 | 9 | 0.59 | 40 | 153339473 | CEC_2009 | 2 | 2010 | 0 | 0 | 0.56-0.599 EF | 40-49 Gallons | 40 | Age 2010 to 2012 | Gas | Storage | Gas
246 | DD21834427 | 1980 - 1989 | 0.6 | -0.033333 | 1 | 50 | 01 - Gas Storage | ge | sg50t12xa01 | -99 |  | No, Unconditioned Space | No, Unconditioned Space | 01 - None |  |  | n/a | -99 | 40 | -100 | -99 | 19.2 | -99 | 0.62 | 50 | sg50t12xa01 | CEC_gwh1 | -99 | -99 | 2689.5 | 3215.8013 | 0.60-0.639 EF | 50-59 Gallons | 50 | Dont Know | Gas | Storage | Gas | Primary System
247 | DD21881350 | 1900 - 1969 | 0.615 | 0.04065 | 1 | 40 | 01 - Gas Storage | ge | gg40t06avg00 | 8 | 04/01/2004 | No, Unconditioned Space | No, Unconditioned Space | 01 - None |  |  | info plate | 2004 | 36 | -100 | -99 | -99 | 4 | 0.59 | 40 | gg40t06avg00 | CEC_2009 | 8 | 2004 | 9781.7234 | 8651.9636 | 0.56-0.599 EF | 40-49 Gallons | 40 | Age 2000 to 2005 | Gas | Storage | Gas | Primary System
248 | DD21895444 | 1990 - 1994 | 0.615 | -0.0081301 | 1 | 40 | 01 - Gas Storage | ge | sg40t12xa01 | 2 | 03/01/2003 | No, Unconditioned Space | No, Unconditioned Space | 01 - None |  |  |  | 2003 | 40 | -100 | -99 | -99 | 3 | 0.62 | 40 | sg40t12xa01 | CEC_gwh1 | 9 | 2003 | 4770.5557 | 7540.7801 | 0.60-0.639 EF | 40-49 Gallons | 40 | Age 2000 to 2005 | Gas | Storage | Gas | Primary System
249 | DD21966749 | 1970 - 1979 | 0.6 | -0.05 | 1 | 50 | 01 - Gas Storage | bradford white | m45036fbn5 | 5 |  | No, Unconditioned Space | No, Unconditioned Space | 01 - None |  |  | n/a | -99 | 40 | -100 | -99 | -99 | -99 | 0.63 | 50 | m45036fbn5 | CEC_2009 | 5 | 2007 | 2220.9802 | 1264.4735 | 0.60-0.639 EF | 50-59 Gallons | 50 | Age 2006 to 2009 | Gas | Storage | Gas | Primary System
255 | DD22151180 | 1970 - 1979 | 0.63 | -99 | 3 | 30 | 01 - Gas Storage | american | g6130t333nv | -99 |  | No, Unconditioned Space | No, Unconditioned Space | 01 - None |  |  | n/a | -99 | 33 | -100 | -99 | -99 | -99 |  |  | g6130t333nv |  | -99 | -99 | 0 | 0 | Dont Know | 30-39 Gallons | 30 | Dont Know | Gas | Storage | Gas
256 | DD22184783 | 1980 - 1989 | 0.615 | 0.04065 | 1 | 40 | 01 - Gas Storage | ao smith | gdvs 40 100 | 7 | 08/01/2005 | No, Unconditioned Space | Yes, Unconditioned Space | 01 - None |  |  | name plate | 2005 | 36 | -100 | -99 | -99 | 8 | 0.59 | 40 | gdvs40100 | CEC_2009 | 7 | 2005 | 5008.4361 | 4560.257 | 0.56-0.599 EF | 40-49 Gallons | 40 | Age 2000 to 2005 | Gas | Storage | Gas | Primary System
257 | DD22201692 | 1900 - 1969 | 0.63 | 0.015873 | 1 | 30 | 01 - Gas Storage | GE | gg30t06avj00 | 2 | 03/01/2009 | No, Conditioned Space | No, Conditioned Space | 01 - None |  |  | no available | 2009 | 32 | -100 | -99 | -99 | 3 | 0.62 | 30 | gg30t06avj00 | CEC_2009 | 3 | 2009 | 9628.7938 | 8956.1967 | 0.60-0.639 EF | 30-39 Gallons | 30 | Age 2006 to 2009 | Gas | Storage | Gas | Primary System
258 | DD22270905 | 1970 - 1979 | 0.6 | -0.033333 | 1 | 50 | 01 - Gas Storage | kenmore | 153.331572 | 2 | 07/01/2010 | No, Unconditioned Space | No, Unconditioned Space | 01 - None |  |  | info plate | 2010 | 40 | -100 | -99 | -99 | 7 | 0.62 | 50 | 153331572 | CEC_2009 | 2 | 2010 | 3671.759 | 2003.8542 | 0.60-0.639 EF | 50-59 Gallons | 50 | Age 2010 to 2012 | Gas | Storage | Gas | Primary System
259 | DD22403531 | 1900 - 1969 | 0.6 | 0.11667 | 1 | 50 | 01 - Gas Storage | whirlpool | bfg2j5040t3nov | 11 | 11/01/2003 | No, Unconditioned Space | No, Unconditioned Space | 01 - None |  |  |  | 2003 | 40 | -100 | 33.9 | -99 | 11 | 0.53 | 50 | bfg2j5040t3nov | CEC_gwh1 | 9 | 2003 | 3199.6869 | 5914.4603 | 0.52-0.559 EF | 50-59 Gallons | 50 | Age 2000 to 2005 | Gas | Storage | Gas | Primary System
260 | DD22404196 | 1900 - 1969 | 0.615 | -99 | 1 | 40 | 01 - Gas Storage | ao smith |  | 31 |  | No, Unconditioned Space | No, Unconditioned Space | 01 - None |  |  | label obstructed | -99 | 40 | -100 | -99 | -99 | -99 |  |  |  |  | 31 | 1981 | 9921.395 | 6691.0894 | Dont Know | 40-49 Gallons | 40 | Age 1980 to 1984 | Gas | Storage | Gas | Primary System
261 | DD22665488 | 1970 - 1979 | 0.6 | 0.066667 | 1 | 50 | 01 - Gas Storage | reliance | 5 50 nkrt6 fj | 8 |  | No, Unconditioned Space | Yes, Unconditioned Space | 01 - None |  |  | not on label | -99 | 36 | -100 | -99 | -99 | -99 | 0.56 | 50 | 550nkrt6fj | CEC_gwh1 | 8 | 2004 | 3599.2109 | 1964.2612 | 0.56-0.599 EF | 50-59 Gallons | 50 | Age 2000 to 2005 | Gas | Storage | Gas | Primary System
262 | DD22680776 | 1900 - 1969 | 0.615 | -99 | 1 | 40 | 01 - Gas Storage | ruud | p40-38n | 11 |  | No, Unconditioned Space | No, Unconditioned Space | 01 - None |  |  | n/a | -99 | 38 | -100 | -99 | -99 | -99 |  |  | p4038n |  | 11 | 2001 | 3199.6869 | 2935.9618 | Dont Know | 40-49 Gallons | 40 | Age 2000 to 2005 | Gas | Storage | Gas | Primary System
263 | DD22684768 | 1970 - 1979 | 0.63 | -99 | 1 | 30 | 01 - Gas Storage | ao smith | gcv 30 300 | 2 | 08/01/2011 | No, Unconditioned Space | No, Unconditioned Space | 01 - None |  |  | name plate | 2011 | 35.5 | -100 | -99 | -99 | 8 |  |  | gcv30300 |  | 1 | 2011 | 11279.9743 | 20180.8171 | Dont Know | 30-39 Gallons | 30 | Age 2010 to 2012 | Gas | Storage | Gas | Primary System
264 | DD22743169 | 1900 - 1969 | -99 | -99 | 1 | -99 | 01 - Gas Storage | american | g5140t343nv | -99 |  | No, Unconditioned Space | No, Unconditioned Space | 01 - None |  |  | n/a | -99 | 34 | -100 | -99 | -99 | -99 |  |  | g5140t343nv |  | -99 | -99 | 3335.44 | 2249.4546 | Dont Know | Dont Know | -99 | Dont Know | Gas | Storage | Gas | Primary System
265 | DD22753854 | 1900 - 1969 | 0.615 | 0.065041 | 1 | 40 | 01 - Gas Storage | reliance | 540 norto c | 16 |  | No, Unconditioned Space | No, Unconditioned Space | 01 - None |  |  | n/a | -99 | 32 | -100 | -99 | -99 | -99 | 0.575 | 40 | 540nortoc | CEC_gwh1 | 16 | 1996 | 10284.077 | 9096.2969 | 0.56-0.599 EF | 40-49 Gallons | 40 | Age 1995 to 1999 | Gas | Storage | Gas | Primary System
266 | DD22768316 | 1900 - 1969 | 0.6 | -0.375 | 1 | -100 | 04 - Gas Instantaneous | takagi | t-k1s | 4 |  | Not Applicable | No, Unconditioned Space | 01 - None |  |  |  | -99 | 190 | -100 | -99 | -100 | -99 | 0.825 | 0.1 | tk1s | CEC_gwh1 | 4 | 2008 | 4361.469 | 2483.1207 | 0.80-0.839 EF | Tankless | -100 | Age 2006 to 2009 | Gas | Instantaneous | Gas | Primary System
267 | DD22841904 | 1900 - 1969 | 0.743 | -99 | 1 | 75 | 01 - Gas Storage | ruud | ph2-75f | -99 | 01/01/2011 | No, Unconditioned Space | No, Unconditioned Space | 01 - None |  |  | not on label | 2011 | 75.1 | -100 | 80 | -99 | 1 |  |  | ph275f |  | 1 | 2011 | 9978.8905 | 10422.0543 | Dont Know | 70-79 Gallons | 75 | Age 2010 to 2012 | Gas | Storage | Gas | Primary System
268 | DX13510638 | 2000 - 2012 | #N/A | #N/A | 1 | 50 | 02 - Propane Storage | Dont Know |  | 10 |  | Yes, Unconditioned Space | Yes, Unconditioned Space | 01 - None |  |  | wrap covers all labels | -99 | -99 | -100 | -99 | -99 | 12 |  |  |  |  | 10 | 2002 | 7625.1023 | 4161.3825 | Dont Know | 50-59 Gallons | 50 | Age 2000 to 2005 | Propane | Storage | Propane | Primary System
269 | DD22851088 | 1900 - 1969 | 0.6 | -99 | 1 | -100 | 04 - Gas Instantaneous | aqua star | 240 fx | 8 |  | Not Applicable | No, Unconditioned Space | 01 - None |  |  |  | -99 | 165 | -100 | -99 | -100 | -99 |  |  | 240fx |  | 8 | 2004 | 5008.4361 | 2851.4593 | Dont Know | Tankless | -100 | Age 2000 to 2005 | Gas | Instantaneous | Gas | Primary System
270 | DD22865454 | 1900 - 1969 | 0.6 | -99 | 1 | -100 | 04 - Gas Instantaneous | aqua star | 240 FX | 8 |  | Not Applicable | No, Unconditioned Space | 01 - None |  |  |  | -99 | 165 | -100 | -99 | -100 | -99 |  |  | 240FX |  | 8 | 2004 | 9781.7234 | 10216.131 | Dont Know | Tankless | -100 | Age 2000 to 2005 | Gas | Instantaneous | Gas | Primary System
271 | DD22911728 | 1970 - 1979 | 0.6 | -99 | 1 | 50 | 01 - Gas Storage | envirotemp | g1f4050t3nv | 9 |  | No, Unconditioned Space | No, Unconditioned Space | 01 - None |  |  | n/a | -99 | 40 | -100 | -99 | -99 | -99 |  |  | g1f4050t3nv |  | 9 | 2003 | 2550.4336 | 1452.0417 | Dont Know | 50-59 Gallons | 50 | Age 2000 to 2005 | Gas | Storage | Gas | Primary System
272 | DD22919784 | 1970 - 1979 | 0.615 | -0.0081301 | 1 | 40 | 01 - Gas Storage | ge | sg40t12avh00 | 6 | 10/01/2006 | No, Unconditioned Space | Yes, Unconditioned Space | 01 - None |  |  | not on label | 2006 | 40 | -100 | -99 | -99 | 10 | 0.62 | 40 | sg40t12avh00 | CEC_gwh1 | 6 | 2006 | 4361.469 | 10208.9954 | 0.60-0.639 EF | 40-49 Gallons | 40 | Age 2006 to 2009 | Gas | Storage | Gas | Primary System
273 | DD23070538 | 1970 - 1979 | 0.6 | 0.1 | 1 | 50 | 01 - Gas Storage | ao smith | GPDH-50-100 | 6 | 04/01/2006 | No, Unconditioned Space | Yes, Unconditioned Space | 03 - Timer |  |  | not on label | 2006 | 40 | -100 | -99 | -99 | 4 | 0.54 | 50 | GPDH50100 | CEC_gwh1 | 6 | 2006 | 5152.0636 | 3474.604 | 0.52-0.559 EF | 50-59 Gallons | 50 | Age 2006 to 2009 | Gas | Storage | Gas | Primary System
274 | DD23078284 | 1980 - 1989 | 0.615 | 0.10569 | 1 | 40 | 01 - Gas Storage | american | g51-50t40-3nv | 15 | 02/01/1997 | No, Unconditioned Space | No, Unconditioned Space | 03 - Timer |  |  | bad label | 1997 | 32 | -100 | -99 | -99 | 2 | 0.55 | 50 | g5150t403nv | CEC_gwh1 | 15 | 1997 | 3784.0532 | 2065.1385 | 0.52-0.559 EF | 40-49 Gallons | 40 | Age 1995 to 1999 | Gas | Storage | Gas | Primary System
275 | DD23094569 | 1970 - 1979 | 0.6 | -99 | 1 | -100 | 04 - Gas Instantaneous | rinnai r85 | r85i-1 | 3 | 05/01/2007 | Not Applicable | No, Unconditioned Space | 01 - None |  |  |  | 2007 | 180 | -100 | -99 | -100 | 5 |  |  | r85i1 |  | 5 | 2007 | 2786.3658 | 5150.4571 | Dont Know | Tankless | -100 | Age 2006 to 2009 | Gas | Instantaneous | Gas | Primary System
276 | DD23133485 | 1970 - 1979 | 0.615 | -0.0081301 | 1 | 40 | 01 - Gas Storage | aosmith | gvr40 100 | 5 | 01/01/2008 | No, Unconditioned Space | Yes, Unconditioned Space | 01 - None |  |  | label partially obstructed | 2008 | 40 | -100 | -99 | -99 | 1 | 0.62 | 40 | gvr40100 | CEC_2009 | 4 | 2008 | 4154.317 | 7839.7749 | 0.60-0.639 EF | 40-49 Gallons | 40 | Age 2006 to 2009 | Gas | Storage | Gas | Primary System
277 | DD23155939 | 1980 - 1989 | 0.6 | 0.11667 | 1 | 50 | 01 - Gas Storage | ricmond | 9G50-40F | 6 | 01/01/2006 | No, Unconditioned Space | No, Unconditioned Space | 01 - None |  |  | n/a | 2006 | 38 | -100 | -99 | -99 | 1 | 0.53 | 50 | 9G5040F | CEC_gwh1 | 6 | 2006 | 2220.9802 | 2335.846 | 0.52-0.559 EF | 50-59 Gallons | 50 | Age 2006 to 2009 | Gas | Storage | Gas | Primary System
278 | DD23164501 | 1980 - 1989 | 0.615 | 0.04065 | 1 | 40 | 01 - Gas Storage | whirlpool | bfg1f4034t3nov | 1 |  | No, Unconditioned Space | Yes, Unconditioned Space | 01 - None |  |  | n/a | -99 | 34 | -100 | -99 | -99 | -99 | 0.59 | 40 | bfg1f4034t3nov | CEC_2009 | 1 | 2011 | 9978.8905 | 8826.3584 | 0.56-0.599 EF | 40-49 Gallons | 40 | Age 2010 to 2012 | Gas | Storage | Gas | Primary System
279 | DD23251473 | 2000 - 2012 | 0.615 | -99 | 1 | 40 | 01 - Gas Storage | everkleen | 42vbao-40e | 7 | 01/01/2005 | No, Unconditioned Space | Yes, Unconditioned Space | 01 - None |  |  | label covered by strap | 2005 | -99 | -100 | -99 | -99 | 1 |  |  | 42vbao40e |  | 7 | 2005 | 9781.7234 | 3781.2269 | Dont Know | 40-49 Gallons | 40 | Age 2000 to 2005 | Gas | Storage | Gas | Primary System
280 | DD23261353 | 1900 - 1969 | 0.6 | 0.083333 | 1 | 50 | 01 - Gas Storage | sabh us water heater | g5150t403n | 5 |  | No, Conditioned Space | No, Conditioned Space | 01 - None |  |  | n/a | -99 | 40 | -100 | -99 | -99 | -99 | 0.55 | 50 | g5150t403n | CEC_gwh1 | 5 | 2007 | 8518.1647 | 20356.3102 | 0.52-0.559 EF | 50-59 Gallons | 50 | Age 2006 to 2009 | Gas | Storage | Gas | Primary System
281 | DD23283845 | 1990 - 1994 | 0.615 | 0.051491 | 1 | 40 | 01 - Gas Storage | enviro temp | g2f4034t3nv | 13 |  | No, Unconditioned Space | No, Unconditioned Space | 01 - None |  |  | n/a | -99 | 34 | -100 | -99 | -99 | -99 | 0.58333 | 40 | g2f4034t3nv | CEC_gwh1 | 13 | 1999 | 10284.077 | 3975.4169 | 0.56-0.599 EF | 40-49 Gallons | 40 | Age 1995 to 1999 | Gas | Storage | Gas | Primary System
282 | DD23310995 | 1900 - 1969 | -99 | -99 | 1 | -99 | 01 - Gas Storage | Dont Know |  | -99 |  | No, Unconditioned Space | No, Unconditioned Space | 01 - None |  |  | no access | -99 | -99 | -100 | -99 | -99 | -99 |  |  |  |  | -99 | -99 | 3335.44 | 4511.854 | Dont Know | Dont Know | -99 | Dont Know | Gas | Storage | Gas | Primary System
283 | DG13975125 | 1995 - 1999 | 0.615 | -99 | 1 | 40 | 01 - Gas Storage | ao smith | gnr 40 200 | 1 |  | No, Unconditioned Space | No, Unconditioned Space | 01 - None |  |  | info plate | -99 | 40 | -100 | -99 | -99 | -99 |  |  | gnr40200 |  | 1 | 2011 | 7778.799 | 9207.0077 | Dont Know | 40-49 Gallons | 40 | Age 2010 to 2012 | Gas | Storage | Gas | Primary System
284 | DG13999833 | 2000 - 2012 | 0.6 | -99 | 1 | 50 | 01 - Gas Storage | rheem | 41vr50-40tf | 8 | 10/01/2003 | No, Unconditioned Space | Yes, Unconditioned Space | 01 - None |  |  | info plate | 2003 | 40 | -100 | -99 | -99 | 10 |  |  | 41vr5040tf |  | 9 | 2003 | 2550.4336 | 1452.0417 | Dont Know | 50-59 Gallons | 50 | Age 2000 to 2005 | Gas | Storage | Gas | Primary System
285 | DG14904357 | 1980 - 1989 | #N/A | #N/A | 1 | 100 | 01 - Gas Storage | bradford white | mi100t6cn10 | 11 |  | No, Unconditioned Space | No, Unconditioned Space | 01 - None |  |  | info plate | -99 | 88 | -100 | -99 | -99 | -99 |  |  | mi100t6cn10 |  | 11 | 2001 | 2550.4336 | 2682.3383 | Dont Know | 90+ Gallons | 100 | Age 2000 to 2005 | Gas | Storage | Gas | Primary System
286 | DG15127285 | 1970 - 1979 | 0.6 | 0.033333 | 1 | 50 | 01 - Gas Storage | ge | pg50t09avg00 | 8 | 11/01/2004 | No, Unconditioned Space | No, Unconditioned Space | 01 - None |  |  | info plate | 2004 | 40 | -100 | -99 | -99 | 11 | 0.58 | 50 | pg50t09avg00 | CEC_2009 | 8 | 2004 | 2205.2579 | 1321.3796 | 0.56-0.599 EF | 50-59 Gallons | 50 | Age 2000 to 2005 | Gas | Storage | Gas | Primary System
287 | DG15361595 | 1900 - 1969 | 0.6 | 0.083333 | 1 | 50 | 01 - Gas Storage | Bradford white | mi50310fbn | 6 | 12/01/2006 | No, Conditioned Space | No, Conditioned Space | 03 - Timer |  |  | info not avail | 2006 | 40 | -100 | -99 | -99 | 12 | 0.55 | 50 | mi50310fbn | CEC_gwh1 | 6 | 2006 | 3134.2812 | 1710.5268 | 0.52-0.559 EF | 50-59 Gallons | 50 | Age 2006 to 2009 | Gas | Storage | Gas | Primary System
288 | DG16121942 | 1900 - 1969 | 0.63 | -99 | 1 | 30 | 01 - Gas Storage | ao smith | f5gh 20 242e | 10 |  | No, Unconditioned Space | No, Unconditioned Space | 01 - None |  |  |  | -99 | 38 | -100 | -99 | 7 | -99 |  |  | f5gh20242e |  | 10 | 2002 | 9781.7234 | 5561.4575 | Dont Know | 30-39 Gallons | 30 | Age 2000 to 2005 | Gas | Storage | Gas | Primary System
289 | DG16460502 | Dont Know | 0.615 | 0.04065 | 1 | 40 | 01 - Gas Storage | ge | gg40t06avg00 | -99 | 01/01/2004 | No, Unconditioned Space | No, Unconditioned Space | 01 - None |  |  | info plate | 2004 | 36 | -100 | -99 | -99 | 1 | 0.59 | 40 | gg40t06avg00 | CEC_2009 | 8 | 2004 | 9781.7234 | 5561.4575 | 0.56-0.599 EF | 40-49 Gallons | 40 | Age 2000 to 2005 | Gas | Storage | Gas | Primary System
290 | DG17065450 | 1980 - 1989 | 0.615 | -0.0081301 | 1 | 40 | 01 - Gas Storage | bradford white | u440t6frn | 2 |  | No, Unconditioned Space | No, Unconditioned Space | 01 - None |  |  | info plate | -99 | 40 | -100 | -99 | -99 | -99 | 0.62 | 40 | u440t6frn | CEC_2009 | 2 | 2010 | 5109.3895 | 2908.9353 | 0.60-0.639 EF | 40-49 Gallons | 40 | Age 2010 to 2012 | Gas | Storage | Gas | Primary System
291 | DG17065794 | 1990 - 1994 | 0.743 | -99 | 1 | 75 | 01 - Gas Storage | american water heaters | g62-75t75-4nv | 4 |  | No, Unconditioned Space | Yes, Unconditioned Space | 01 - None |  |  |  | -99 | 75 | -100 | -100 | -99 | -99 |  |  | g6275t754nv |  | 4 | 2008 | 4361.469 | 2483.1207 | Dont Know | 70-79 Gallons | 75 | Age 2006 to 2009 | Gas | Storage | Gas | Primary System
292 | DG17187383 | 1995 - 1999 | -99 | -99 | 1 | -99 | 01 - Gas Storage | Dont Know |  | 2 |  | No, Unconditioned Space | No, Unconditioned Space | 01 - None |  |  | see notes | -99 | -99 | -100 | -99 | -99 | -99 |  |  |  |  | 2 | 2010 | 2601.8419 | 1481.31 | Dont Know | Dont Know | -99 | Age 2010 to 2012 | Gas | Storage | Gas | Primary System
293 | DG17187664 | 1980 - 1989 | 0.615 | -0.0081301 | 1 | 40 | 01 - Gas Storage | bradford white | u440t6frn | 3 |  | No, Unconditioned Space | No, Unconditioned Space | 01 - None |  |  | info plate | -99 | 40 | -100 | -99 | -99 | -99 | 0.62 | 40 | u440t6frn | CEC_2009 | 3 | 2009 | 8518.1647 | 7534.3422 | 0.60-0.639 EF | 40-49 Gallons | 40 | Age 2006 to 2009 | Gas | Storage | Gas | Primary System
294 | DG17366449 | 1970 - 1979 | 0.615 | 0.073171 | 1 | 40 | 01 - Gas Storage | bradford white | mi40t6en12 | 6 |  | No, Unconditioned Space | No, Unconditioned Space | 01 - None |  |  | not listed | -99 | 40 | -100 | -99 | -99 | -99 | 0.57 | 40 | mi40t6en12 | CEC_gwh1 | 6 | 2006 | 8518.1647 | 3292.7852 | 0.56-0.599 EF | 40-49 Gallons | 40 | Age 2006 to 2009 | Gas | Storage | Gas | Primary System
295 | DG17588899 | 1970 - 1979 | 0.6 | -0.033333 | 1 | 50 | 01 - Gas Storage | Bradford white | u45036frn | 5 | 05/01/2009 | No, Unconditioned Space | No, Unconditioned Space | 01 - None |  |  | info missing | 2009 | 40 | -100 | -99 | -99 | 5 | 0.62 | 50 | u45036frn | CEC_2009 | 3 | 2009 | 3134.2812 | 1710.5268 | 0.60-0.639 EF | 50-59 Gallons | 50 | Age 2006 to 2009 | Gas | Storage | Gas | Primary System
296 | DG18199391 | 1980 - 1989 | 0.6 | 0.11667 | 1 | 50 | 01 - Gas Storage | whirlpool | fg1j5040t3nov | -99 |  | No, Unconditioned Space | Yes, Unconditioned Space | 01 - None |  |  | n/a | -99 | 40 | -100 | -99 | -99 | -99 | 0.53 | 50 | fg1j5040t3nov | CEC_gwh1 | -99 | -99 | 1437.86 | 1512.224 | 0.52-0.559 EF | 50-59 Gallons | 50 | Dont Know | Gas | Storage | Gas | Primary System
297 | DG18448544 | 1970 - 1979 | 0.6 | -99 | 1 | 50 | 01 - Gas Storage | kenmore | 153.339561 | 6 |  | No, Unconditioned Space | No, Unconditioned Space | 01 - None |  |  | info plate | -99 | 40 | -100 | -99 | -99 | -99 |  |  | 153339561 |  | 6 | 2006 | 2786.3658 | 1879.1533 | Dont Know | 50-59 Gallons | 50 | Age 2006 to 2009 | Gas | Storage | Gas | Primary System
298 | DG18620880 | 1970 - 1979 | 0.6 | -99 | 1 | -100 | 04 - Gas Instantaneous | rheem | esln0310j04716 | 2 | 01/01/2004 | Not Applicable | No, Unconditioned Space | 01 - None |  |  | info not avail | 2004 | 18 | -100 | -99 | -100 | -99 |  |  | esln0310j04716 |  | 8 | 2004 | 2205.2579 | 1321.3796 | Dont Know | Tankless | -100 | Age 2000 to 2005 | Gas | Instantaneous | Gas | Primary System
299 | DG18772882 | 1900 - 1969 | 0.6 | -0.033333 | 1 | 50 | 01 - Gas Storage | ge | sg50t12xa01 | -99 |  | No, Unconditioned Space | No, Unconditioned Space | 01 - None |  |  | not listed | -99 | 40 | -100 | -99 | 19.2 | -99 | 0.62 | 50 | sg50t12xa01 | CEC_gwh1 | -99 | -99 | 2029.13 | 1215.8446 | 0.60-0.639 EF | 50-59 Gallons | 50 | Dont Know | Gas | Storage | Gas | Primary System
300 | DG19104847 | 1980 - 1989 | 0.615 | 0.04065 | 1 | 40 | 01 - Gas Storage | rheem | GG40T06AVG00 | 3 |  | No, Unconditioned Space | No, Unconditioned Space | 01 - None |  |  | n/a | -99 | 40 | -100 | -99 | -99 | -99 | 0.59 | 40 | GG40T06AVG00 | CEC_2009 | 3 | 2009 | 2220.9802 | 3588.7148 | 0.56-0.599 EF | 40-49 Gallons | 40 | Age 2006 to 2009 | Gas | Storage | Gas | Primary System
301 | DG19198087 | 1980 - 1989 | 0.6 | -99 | 1 | -100 | 04 - Gas Instantaneous | noritz | nr98sv | 3 |  | Not Applicable | No, Unconditioned Space | 01 - None |  |  | n/a | -99 | 199 | -100 | -99 | -100 | -99 |  |  | nr98sv |  | 3 | 2009 | 4361.469 | 3353.0126 | Dont Know | Tankless | -100 | Age 2006 to 2009 | Gas | Instantaneous | Gas | Primary System
302 | DG19229876 | 1980 - 1989 | 0.615 | 0.21951 | 1 | 40 | 01 - Gas Storage | aosmith | gnr40100100 | 5 | 11/01/2007 | No, Unconditioned Space | No, Unconditioned Space | 01 - None |  |  | info plate | 2007 | 40 | -100 | -99 | -99 | 11 | 0.48 | 100 | gnr40100100 | CEC_gwh1 | 5 | 2007 | 4361.469 | 7560.4153 | 0.48-0.519 EF | 40-49 Gallons | 40 | Age 2006 to 2009 | Gas | Storage | Gas | Primary System
303 | DG19327046 | 1970 - 1979 | 0.615 | -0.0081301 | 1 | 40 | 01 - Gas Storage | ge | sg40t12xa01 | 5 |  | No, Unconditioned Space | No, Unconditioned Space | 01 - None |  |  |  | -99 | 40 | -100 | -99 | 19.2 | -99 | 0.62 | 40 | sg40t12xa01 | CEC_gwh1 | 5 | 2007 | 2220.9802 | 2335.846 | 0.60-0.639 EF | 40-49 Gallons | 40 | Age 2006 to 2009 | Gas | Storage | Gas | Primary System
304 | DG19327046 | 1970 - 1979 | 0.615 | -0.0081301 | 2 | 40 | 01 - Gas Storage | ge | sg40t12xa01 | 5 |  | No, Unconditioned Space | No, Unconditioned Space | 01 - None |  |  |  | -99 | 40 | -100 | -99 | 19.2 | -99 | 0.62 | 40 | sg40t12xa01 | CEC_gwh1 | 5 | 2007 | 0 | 0 | 0.60-0.639 EF | 40-49 Gallons | 40 | Age 2006 to 2009 | Gas | Storage | Gas
305 | DG19377159 | Dont Know | 0.615 | 0.0081301 | 1 | 40 | 01 - Gas Storage | american water company | fg6240t403no | -99 | 01/01/2005 | No, Unconditioned Space | Yes, Unconditioned Space | 01 - None |  |  | info plate | 2005 | 40 | -100 | -99 | -99 | -99 | 0.61 | 40 | fg6240t403no | CEC_2009 | 7 | 2005 | 2550.4336 | 2682.3383 | 0.60-0.639 EF | 40-49 Gallons | 40 | Age 2000 to 2005 | Gas | Storage | Gas | Primary System
306 | DG19377159 | Dont Know | 0.615 | 0.0081301 | 2 | 40 | 01 - Gas Storage | american water heater company | fg6240t403no | -99 | 01/01/2005 | No, Unconditioned Space | Yes, Unconditioned Space | 01 - None |  |  | info plate | 2005 | 40 | -100 | -99 | -99 | -99 | 0.61 | 40 | fg6240t403no | CEC_2009 | 7 | 2005 | 0 | 0 | 0.60-0.639 EF | 40-49 Gallons | 40 | Age 2000 to 2005 | Gas | Storage | Gas
307 | DG19377297 | 1900 - 1969 | #N/A | #N/A | 1 | 38 | 01 - Gas Storage | ge | gg38t06axk00 | 1 | 09/01/2011 | No, Unconditioned Space | Yes, Unconditioned Space | 01 - None |  |  | missing info | 2011 | 38 | -100 | -99 | -99 | 9 | 0.6 | 40 | gg38t06axk00 | CEC_2009 | 1 | 2011 | 3264.1819 | 2201.3974 | 0.60-0.639 EF | 30-39 Gallons | 38 | Age 2010 to 2012 | Gas | Storage | Gas | Primary System
308 | EG06479440 | 1970 - 1979 | -99 | -99 | 1 | -99 | 01 - Gas Storage | Dont Know |  | -99 |  | Yes, Unconditioned Space | No, Unconditioned Space | 01 - None |  |  |  | -99 | 10 | -100 | -100 | -99 | -99 |  |  |  |  | -99 | -99 | 4348.4 | 3105.0617 | Dont Know | Dont Know | -99 | Dont Know | Gas | Storage | Gas | Primary System
309 | DG19618715 | 1970 - 1979 | 0.6 | -0.033333 | 1 | 50 | 01 - Gas Storage | kenmore | 153.330551 | -99 | 01/01/1996 | No, Conditioned Space | Yes, conditioned space | 01 - None |  |  | info plate covered by earthquake strap | 1996 | 40 | -100 | -99 | -99 | -99 | 0.62 | 50 | 153330551 | CEC_2009 | 16 | 1996 | 6220.1449 | 8777.7889 | 0.60-0.639 EF | 50-59 Gallons | 50 | Age 1995 to 1999 | Gas | Storage | Gas | Primary System
310 | DG19895626 | 1970 - 1979 | 0.6 | -0.38333 | 1 | -100 | 04 - Gas Instantaneous | noritz | n0751m | 5 | 05/01/2007 | Not Applicable | Yes, Unconditioned Space | 01 - None |  |  | n/a | 2007 | 199.9 | -100 | -99 | -100 | 5 | 0.83 | 0.2 | n0751m | CEC_2009 | 5 | 2007 | 3134.2812 | 1710.5268 | 0.80-0.839 EF | Tankless | -100 | Age 2006 to 2009 | Gas | Instantaneous | Gas | Primary System
311 | DG20009736 | 1995 - 1999 | 0.6 | 0.11667 | 1 | 50 | 01 - Gas Storage | whirlpool | fj2j5040t3nov | 1 |  | No, Unconditioned Space | No, Unconditioned Space | 01 - None |  |  | n/a | -99 | 40 | -100 | -99 | -99 | -99 | 0.53 | 50 | fj2j5040t3nov | CEC_gwh1 | 1 | 2011 | 2394 | 3249.3471 | 0.52-0.559 EF | 50-59 Gallons | 50 | Age 2010 to 2012 | Gas | Storage | Gas | Primary System
312 | DG20011518 | 1995 - 1999 | 0.743 | -99 | 1 | 75 | 01 - Gas Storage | rheem | 42v75f | 6 |  | No, Unconditioned Space | No, Unconditioned Space | 04 - Timer/Temperature |  |  | info plate | -99 | 75.1 | -100 | -99 | -99 | -99 |  |  | 42v75f |  | 6 | 2006 | 1920.3927 | 1150.6897 | Dont Know | 70-79 Gallons | 75 | Age 2006 to 2009 | Gas | Storage | Gas | Primary System
313 | DG20125920 | 1980 - 1989 | #N/A | #N/A | 1 | 100 | 01 - Gas Storage | rheem | 21v100n | -99 | 01/01/2005 | No, Unconditioned Space | Yes, Unconditioned Space | 01 - None |  |  | no data | 2005 | 73 | -100 | -99 | -99 | 1 | 0.48 | 100 | 21v100n | CEC_2009 | 7 | 2005 | 2205.2579 | 1321.3796 | 0.48-0.519 EF | 90+ Gallons | 100 | Age 2000 to 2005 | Gas | Storage | Gas | Primary System
314 | DG20137328 | 2000 - 2012 | 0.743 | 0.28668 | 1 | 75 | 01 - Gas Storage | rheem | 22vr7570n | 8 | 10/01/2004 | No, Unconditioned Space | Yes, Unconditioned Space | 03 - Temperature |  |  | n/a | 2004 | 70 | -100 | -99 | -99 | 10 | 0.53 | 75 | 22vr7570n | CEC_2009 | 8 | 2004 | 2550.4336 | 2682.3383 | 0.52-0.559 EF | 70-79 Gallons | 75 | Age 2000 to 2005 | Gas | Storage | Gas | Primary System
315 | DG20175313 | 2000 - 2012 | 0.6 | -99 | 1 | 50 | 01 - Gas Storage | a.o. smith | frg 50 248 | 9 | 05/01/2002 | No, Unconditioned Space | No, Unconditioned Space | 01 - None |  |  |  | 2002 | 38 | -100 | -99 | 16 | 5 |  |  | frg50248 |  | 10 | 2002 | 2550.4336 | 2682.3383 | Dont Know | 50-59 Gallons | 50 | Age 2000 to 2005 | Gas | Storage | Gas | Primary System
316 | DG20292712 | 1995 - 1999 | 0.743 | -99 | 1 | 75 | 01 - Gas Storage | state | prv72nrrt62fa | -99 |  | No, Unconditioned Space | Yes, Unconditioned Space | 01 - None |  |  | n/a | -99 | 75 | -100 | -99 | -99 | -99 |  |  | prv72nrrt62fa |  | -99 | -99 | 1437.86 | 1512.224 | Dont Know | 70-79 Gallons | 75 | Dont Know | Gas | Storage | Gas | Primary System
317 | DG20294754 | 1980 - 1989 | 0.6 | -0.033333 | 1 | 50 | 01 - Gas Storage | bradford white | m450s10en12 | 7 |  | No, Unconditioned Space | No, Unconditioned Space | 01 - None |  |  | info plate | -99 | 36 | -100 | -99 | -99 | -99 | 0.62 | 50 | m450s10en12 | CEC_2009 | 7 | 2005 | 2550.4336 | 1452.0417 | 0.60-0.639 EF | 50-59 Gallons | 50 | Age 2000 to 2005 | Gas | Storage | Gas | Primary System
318 | DG20565845 | 1980 - 1989 | 0.615 | 0.086179 | 1 | 40 | 01 - Gas Storage | envirotemp | g1f4034t3nv | -99 | 03/01/2003 | No, Unconditioned Space | No, Unconditioned Space | 01 - None |  |  | info plate | 2003 | 34 | -100 | -99 | -99 | 3 | 0.562 | 40 | g1f4034t3nv | CEC_gwh1 | 9 | 2003 | 2550.4336 | 1452.0417 | 0.56-0.599 EF | 40-49 Gallons | 40 | Age 2000 to 2005 | Gas | Storage | Gas | Primary System
319 | DG21249265 | 1970 - 1979 | 0.6 | -0.0083333 | 1 | 50 | 01 - Gas Storage | reliance | 550nocto320w | -99 |  | No, Unconditioned Space | No, Unconditioned Space | 01 - None |  |  | n/a | -99 | 36 | -100 | -99 | -99 | -99 | 0.605 | 50 | 550nocto320w | CEC_gwh1 | -99 | -99 | 1437.86 | 1512.224 | 0.60-0.639 EF | 50-59 Gallons | 50 | Dont Know | Gas | Storage | Gas | Primary System
320 | DG21251246 | 1990 - 1994 | 0.743 | -99 | 1 | 75 | 01 - Gas Storage | state | prv75nrrto | 18 |  | No, Unconditioned Space | Yes, Unconditioned Space | 01 - None |  |  | info plate | -99 | 75.1 | -100 | -99 | -99 | -99 |  | 75 | prv75nrrto | CEC_gwh1 | 18 | 1994 | 4047.3096 | 4256.6305 | Dont Know | 70-79 Gallons | 75 | Age 1990 to 1994 | Gas | Storage | Gas | Primary System
321 | DG21633035 | 1970 - 1979 | 0.6 | -0.033333 | 1 | 50 | 01 - Gas Storage | bradford and white | u45036frn | 3 |  | No, Unconditioned Space | No, Unconditioned Space | 01 - None |  |  | n/a | -99 | 40 | -100 | -99 | -99 | -99 | 0.62 | 50 | u45036frn | CEC_2009 | 3 | 2009 | 2220.9802 | 2335.846 | 0.60-0.639 EF | 50-59 Gallons | 50 | Age 2006 to 2009 | Gas | Storage | Gas | Primary System
322 | EG06983423 | 1900 - 1969 | -99 | -99 | 1 | -99 | 01 - Gas Storage | reliance |  | 15 |  | No, Unconditioned Space | No, Unconditioned Space | 01 - None |  |  | no nameplate | -99 | -99 | -100 | -99 | -99 | -99 |  |  |  |  | 15 | 1997 | 17198.4924 | 33079.9615 | Dont Know | Dont Know | -99 | Age 1995 to 1999 | Gas | Storage | Gas | Primary System
323 | EG07017308 | 1900 - 1969 | 0.63 | 0.031746 | 1 | 30 | 01 - Gas Storage | Bradford white | u130t6frn | 5 |  | No, Unconditioned Space | No, Unconditioned Space | 01 - None |  |  | no info | -99 | 32 | -100 | -99 | -99 | -99 | 0.61 | 30 | u130t6frn | CEC_2009 | 5 | 2007 | 7491.9812 | 8479.8791 | 0.60-0.639 EF | 30-39 Gallons | 30 | Age 2006 to 2009 | Gas | Storage | Gas | Primary System
324 | DG21983399 | 1970 - 1979 | 0.6 | -99 | 1 | -100 | 04 - Gas Instantaneous | noritz | nr98-sv | 1 | 03/01/2011 | Not Applicable | No, Unconditioned Space | 01 - None |  |  | info plate | 2011 | 199.9 | -100 | -99 | -100 | 3 |  |  | nr98sv |  | 1 | 2011 | 3264.1819 | 6033.6762 | Dont Know | Tankless | -100 | Age 2010 to 2012 | Gas | Instantaneous | Gas | Primary System
325 | DG21983399 | 1970 - 1979 | 0.6 | -99 | 2 | -100 | 04 - Gas Instantaneous | noritz | nr98-sv | 1 | 03/01/2011 | Not Applicable | No, Unconditioned Space | 01 - None |  |  | info plate | 2011 | 199.9 | -100 | -99 | -100 | 3 |  |  | nr98sv |  | 1 | 2011 | 0 | 0 | Dont Know | Tankless | -100 | Age 2010 to 2012 | Gas | Instantaneous | Gas
326 | DG22223328 | 1980 - 1989 | 0.6 | -99 | 1 | 50 | 01 - Gas Storage | state industries | pr650n0ct32w | 10 | 01/01/1998 | No, Unconditioned Space | Yes, Unconditioned Space | 01 - None |  |  |  | 1998 | 36 | -100 | 0.6 | -99 | -99 |  |  | pr650n0ct32w |  | 14 | 1998 | 3784.0532 | 2065.1385 | Dont Know | 50-59 Gallons | 50 | Age 1995 to 1999 | Gas | Storage | Gas | Primary System
327 | DG22357087 | 2000 - 2012 | 0.6 | -99 | 1 | 50 | 01 - Gas Storage | rheem | 41vr5040f | 10 |  | No, Unconditioned Space | Yes, Unconditioned Space | 01 - None |  |  |  | -99 | 40 | -100 | -99 | 19.2 | -99 |  |  | 41vr5040f |  | 10 | 2002 | 2550.4336 | 1452.0417 | Dont Know | 50-59 Gallons | 50 | Age 2000 to 2005 | Gas | Storage | Gas | Primary System
328 | DG22727310 | 1970 - 1979 | 0.6 | -0.05 | 1 | 50 | 01 - Gas Storage | bradford white | m45036fbn7 | 15 |  | No, Unconditioned Space | No, Unconditioned Space | 01 - None |  |  | n/a | -99 | 40 | -100 | -99 | -99 | -99 | 0.63 | 50 | m45036fbn7 | CEC_2009 | 15 | 1997 | 2681.4146 | 2820.0934 | 0.60-0.639 EF | 50-59 Gallons | 50 | Age 1995 to 1999 | Gas | Storage | Gas | Primary System
329 | DX13106139 | 1980 - 1989 | #N/A | #N/A | 1 | 40 | 02 - Propane Storage | reliance | 640l0rt 301 | 1 | 06/01/2012 | No, Unconditioned Space | Yes, Unconditioned Space | 01 - None |  |  | info plate | 2012 | 35.5 | -100 | -99 | -99 | 6 |  |  | 640l0rt301 |  | 0 | 2012 | 3671.759 | 2776.8223 | Dont Know | 40-49 Gallons | 40 | Age 2010 to 2012 | Propane | Storage | Propane | Primary System
330 | DX13235222 | 1980 - 1989 | -99 | -99 | 1 | -99 | 13 - Common Building | Dont Know |  | -99 |  | Not Applicable | No, Unconditioned Space | 01 - None | apartment complex no access in closet |  |  | -100 | -99 | -100 | -99 | -100 | -99 |  |  |  |  | -100 | -100 | 4298.81 | 12498.2553 | Dont Know | Dont Know | -99 | Dont Know | Unknown | Unknown | Not Applicable | Primary System
331 | DX13389362 | 1980 - 1989 | #N/A | #N/A | 1 | 30 | 02 - Propane Storage | GE | GP30T6A | 2 | 01/01/2010 | No, Unconditioned Space | Yes, Unconditioned Space | 01 - None |  |  | nameplate | 2010 | 30 | -100 | -99 | -99 | 1 | 0.59 | 30 | GP30T6A | CEC_gwh1 | 2 | 2010 | 7778.799 | 8558.9009 | 0.56-0.599 EF | 30-39 Gallons | 30 | Age 2010 to 2012 | Propane | Storage | Propane | Primary System
332 | DX13531795 | 1995 - 1999 | 0.615 | -0.00271 | 1 | 40 | 01 - Gas Storage | ao smith | fgr 40 248e | -99 | 03/01/2003 | No, Unconditioned Space | Yes, Unconditioned Space | 01 - None |  |  | n/a | 2003 | 38 | -100 | -99 | -99 | 3 | 0.61667 | 40 | fgr40248e | CEC_gwh1 | 9 | 2003 | 9781.7234 | 17286.6553 | 0.60-0.639 EF | 40-49 Gallons | 40 | Age 2000 to 2005 | Gas | Storage | Gas | Primary System
333 | DX13888890 | 1970 - 1979 | #N/A | #N/A | 1 | 100 | 01 - Gas Storage | american standard | 100 83 as | -99 |  | No, Unconditioned Space | No, Unconditioned Space | 01 - None |  |  | n/a | -99 | 83 | -100 | -99 | -99 | -99 |  | 95 | 10083as | CEC_gwh1 | -99 | -99 | 3335.44 | 2404.0232 | Dont Know | 90+ Gallons | 100 | Dont Know | Gas | Storage | Gas | Primary System
334 | DX13968994 | 1970 - 1979 | #N/A | #N/A | 1 | 40 | 02 - Propane Storage | ge | gp40t06avr10 | 2 | 12/01/2010 | No, Unconditioned Space | No, Unconditioned Space | 01 - None |  |  | info plate | 2010 | 32 | -100 | -99 | -99 | 12 | 0.59 | 40 | gp40t06avr10 | CEC_2009 | 2 | 2010 | 2601.8419 | 4204.1206 | 0.56-0.599 EF | 40-49 Gallons | 40 | Age 2010 to 2012 | Propane | Storage | Propane | Primary System
335 | DX13968994 | 1970 - 1979 | #N/A | #N/A | 2 | 40 | 02 - Propane Storage | reliance | 5 40 porto | -99 | 01/01/1991 | No, Unconditioned Space | No, Unconditioned Space | 01 - None |  |  | info plate | 1991 | 32 | -100 | -99 | -99 | -99 |  |  | 540porto |  | 21 | 1991 | 0 | 0 | Dont Know | 40-49 Gallons | 40 | Age 1990 to 1994 | Propane | Storage | Propane
336 | DX14108555 | 2000 - 2012 | #N/A | #N/A | 1 | 40 | 02 - Propane Storage | ruud | *HR40P | 11 | 01/01/1998 | No, Unconditioned Space | No, Unconditioned Space | 01 - None |  |  | info plate | 1998 | 40 | -100 | -99 | -99 | -99 |  |  | HR40P |  | 14 | 1998 | 5015.5541 | 3687.8671 | Dont Know | 40-49 Gallons | 40 | Age 1995 to 1999 | Propane | Storage | Propane | Primary System
337 | DX14252321 | 1980 - 1989 | -99 | -99 | 1 | -99 | 13 - Common Building | Dont Know |  | -99 |  | Not Applicable | No, Unconditioned Space | 02 - Continuous | boiler |  |  | -100 | -99 | -100 | -99 | -100 | -99 |  |  |  |  | -100 | -100 | 2823.61 | 2570.9397 | Dont Know | Dont Know | -99 | Dont Know | Unknown | Unknown | Not Applicable | Primary System
338 | DX14294462 | 1970 - 1979 | -99 | -99 | 1 | -99 | 03 - Electric Storage | Dont Know |  | 10 |  | Yes, Unconditioned Space | No, Unconditioned Space | 01 - None |  |  | no access covered | -99 | -100 | -99 | -99 | -99 | -99 |  |  |  |  | 10 | 2002 | 5008.4361 | 3850.3883 | Dont Know | Dont Know | -99 | Age 2000 to 2005 | Electric | Storage | Electric | Primary System
339 | DX14302576 | 1980 - 1989 | -99 | -99 | 1 | -99 | 13 - Common Building | Dont Know |  | -99 |  | Not Applicable | No, Unconditioned Space | 01 - None | no water heater in apartment - no access |  |  | -100 | -99 | -100 | -99 | -100 | -99 |  |  |  |  | -100 | -100 | 6233.67 | 4492.9267 | Dont Know | Dont Know | -99 | Dont Know | Unknown | Unknown | Not Applicable | Primary System
340 | DX14345647 | 2000 - 2012 | #N/A | #N/A | 1 | 50 | 02 - Propane Storage | reliance | 650lort 201 | 3 | 11/01/2009 | No, Unconditioned Space | No, Unconditioned Space | 01 - None |  |  |  | 2009 | 35 | -100 | -99 | -99 | 11 | 0.58 | 50 | 650lort201 | CEC_2009 | 3 | 2009 | 1920.3927 | 1150.6897 | 0.56-0.599 EF | 50-59 Gallons | 50 | Age 2006 to 2009 | Propane | Storage | Propane | Primary System
341 | DX14394902 | 1980 - 1989 | 0.6 | -99 | 1 | 50 | 01 - Gas Storage | kenmore |  | 4 | 01/01/2008 | No, Unconditioned Space | No, Unconditioned Space | 01 - None |  |  | limited access | 2008 | 40 | -100 | -99 | -99 | 1 |  |  |  |  | 4 | 2008 | 3134.2812 | 1710.5268 | Dont Know | 50-59 Gallons | 50 | Age 2006 to 2009 | Gas | Storage | Gas | Primary System
342 | DX14622606 | 1970 - 1979 | 0.948 | 0.018987 | 1 | 40 | 03 - Electric Storage | ge | pe40m09aah | -99 | 05/01/2008 | No, Conditioned Space | Yes, conditioned space | 01 - None |  |  | n/a | 2008 | -100 | 45 | -99 | -99 | 5 | 0.93 | 40 | pe40m09aah | CEC_2009 | 4 | 2008 | 2220.9802 | 6157.1492 | 0.92-0.959 EF | 40-49 Gallons | 40 | Age 2006 to 2009 | Electric | Storage | Electric | Primary System
343 | DX14637479 | 1970 - 1979 | 0.948 | -99 | 1 | 40 | 03 - Electric Storage | reliance | 4020rs0 | -99 |  | No, Unconditioned Space | No, Unconditioned Space | 01 - None |  |  | n/a | -99 | -100 | 45 | -99 | -99 | -99 |  |  | 4020rs0 |  | -99 | -99 | 2029.13 | 1107.3931 | Dont Know | 40-49 Gallons | 40 | Dont Know | Electric | Storage | Electric | Primary System
344 | DX14674265 | 1970 - 1979 | 0.948 | -99 | 1 | 40 | 03 - Electric Storage | ruud | pe 40 2 c | 25 |  | Yes, Unconditioned Space | Yes, Unconditioned Space | 01 - None |  |  | not available | -99 | -100 | 45 | -99 | -99 | -99 |  |  | pe402c |  | 25 | 1987 | 4410 | 5985.6393 | Dont Know | 40-49 Gallons | 40 | Age 1985 to 1989 | Electric | Storage | Electric | Primary System
345 | DX14722428 | 2000 - 2012 | -99 | -99 | 1 | -99 | 11 - Common Boiler | Dont Know |  | -99 |  | Not Applicable | Yes, Unconditioned Space | 02 - Continuous |  |  | see notes | -100 | -99 | -100 | -99 | -100 | -99 |  |  |  |  | -100 | -100 | 5514.65 | 2131.7453 | Dont Know | Dont Know | -99 | Dont Know | Unknown | Unknown | Not Applicable | Primary System
346 | DX14989075 | Dont Know | -99 | -99 | 1 | -99 | 13 - Common Building | Dont Know |  | -99 |  | Not Applicable | No, Unconditioned Space | Dont Know | common bldg | dk |  | -100 | -99 | -100 | -99 | -100 | -99 |  |  |  |  | -100 | -100 | 3335.44 | 2404.0232 | Dont Know | Dont Know | -99 | Dont Know | Unknown | Unknown | Not Applicable | Primary System
347 | DX15064754 | 1900 - 1969 | -99 | -99 | 1 | -99 | 13 - Common Building | Dont Know |  | -99 |  | Not Applicable | No, Unconditioned Space | 01 - None | apartment shares with other tennants |  |  | -100 | -99 | -100 | -99 | -100 | 12 |  |  |  |  | -100 | -100 | 2689.5 | 4339.5522 | Dont Know | Dont Know | -99 | Dont Know | Unknown | Unknown | Not Applicable | Primary System
348 | DX15117527 | 1970 - 1979 | #N/A | #N/A | 1 | 120 | 08 - Solar w/Elec Storage | rheem | 81vr 120 tc-1 | 7 |  | No, Unconditioned Space | No, Unconditioned Space | 02 - Continuous |  |  |  | -99 | -100 |  | -99 | 18.7 | -99 | 0.83 | 119 | 81vr120tc1 | CEC_ewh1 | 7 | 2005 | 7625.1023 | 13681.4808 | 0.80-0.839 EF | 90+ Gallons | 120 | Age 2000 to 2005 | Solar | Storage | Solar w/Elec | Primary System
349 | DX15195818 | 1900 - 1969 | 0.945 | 0.047619 | 1 | 50 | 03 - Electric Storage | whirlpool | e1f50rd045v | 6 |  | No, Conditioned Space | No, Unconditioned Space | 01 - None |  |  | info plate | -99 | -100 | 3.38 | -99 | -99 | -99 | 0.9 | 50 | e1f50rd045v | CEC_2009 | 6 | 2006 | 6640.1262 | 3978.7308 | 0.88-0.919 EF | 50-59 Gallons | 50 | Age 2006 to 2009 | Electric | Storage | Electric | Primary System
350 | DX15231885 | 1900 - 1969 | -99 | -99 | 1 | -99 | 13 - Common Building | Dont Know |  | 1 |  | Not Applicable | No, Unconditioned Space | 01 - None | 4 units share |  |  | -100 | -99 | -100 | -99 | -100 | -99 |  |  |  |  | -100 | -100 | 4298.81 | 2575.8257 | Dont Know | Dont Know | -99 | Dont Know | Unknown | Unknown | Not Applicable | Primary System
351 | DX15478660 | 1970 - 1979 | 0.743 | -99 | 1 | 75 | 01 - Gas Storage | american | g122-75t75-4nomv | -99 | 06/01/2007 | No, Unconditioned Space | No, Unconditioned Space | 01 - None |  |  | common unit for complex label partially obstructed | 2007 | 75 | -100 | -99 | -99 | 6 |  |  | g12275t754nomv |  | 5 | 2007 | 6640.1262 | 15391.28 | Dont Know | 70-79 Gallons | 75 | Age 2006 to 2009 | Gas | Storage | Gas | Primary System
352 | DX15492960 | 1900 - 1969 | -99 | -99 | 1 | -99 | 03 - Electric Storage | Dont Know |  | 11 |  | No, Unconditioned Space | Yes, Unconditioned Space | 03 - Timer |  |  |  | -99 | -100 | -99 | -100 | -99 | -99 |  |  |  |  | 11 | 2001 | 2205.2579 | 1321.3796 | Dont Know | Dont Know | -99 | Age 2000 to 2005 | Electric | Storage | Electric | Primary System
353 | DX15618829 | 2000 - 2012 | 0.6 | -99 | 1 | -100 | 04 - Gas Instantaneous | noritz | N-0631S | 2 | 02/01/2008 | Not Applicable | No, Unconditioned Space | 01 - None |  |  | dk | 2008 | 180 | -100 | -99 | -100 | 2 |  |  | N0631S |  | 4 | 2008 | 6640.1262 | 3623.8339 | Dont Know | Tankless | -100 | Age 2006 to 2009 | Gas | Instantaneous | Gas | Primary System
354 | DX15621770 | 2000 - 2012 | -99 | -99 | 1 | -99 | 13 - Common Building | Dont Know |  | -99 |  | Not Applicable | No, Unconditioned Space | 01 - None | condo/apt multi complex |  |  | -100 | -99 | -100 | -99 | -100 | -99 |  |  |  |  | -100 | -100 | 5514.65 | 2131.7453 | Dont Know | Dont Know | -99 | Dont Know | Unknown | Unknown | Not Applicable | Primary System
355 | DX15681694 | 1900 - 1969 | -99 | -99 | 1 | 76 | 13 - Common Building | rheem | g76-180 | -99 |  | Not Applicable | No, Unconditioned Space | 01 - None | common to all nine tennants |  | not available | -100 | 180 | -100 | -99 | -100 | -99 |  | 73.6 | g76180 | CEC_gwh1 | -100 | -100 | 6233.67 | 8432.2935 | Dont Know | Dont Know | -99 | Dont Know | Unknown | Unknown | Not Applicable | Primary System
356 | DX15821802 | 1970 - 1979 | 0.6 | -99 | 1 | -100 | 04 - Gas Instantaneous | ge | GP94ENSRSA | 2 |  | Not Applicable | No, Unconditioned Space | 01 - None | propane tankless |  |  | -99 | 199 | -100 | -99 | -100 | -99 |  |  | GP94ENSRSA |  | 2 | 2010 | 2249.7086 | 1348.0142 | Dont Know | Tankless | -100 | Age 2010 to 2012 | Gas | Instantaneous | Gas | Primary System
357 | DX15879617 | 1980 - 1989 | #N/A | #N/A | 1 | 50 | 02 - Propane Storage | whirlpool | BFG1F5040T3PV | 4 |  | No, Unconditioned Space | Yes, Unconditioned Space | 01 - None |  |  | nameplate | -99 | 40 | -100 | -99 | -99 | -99 | 0.58 | 50 | BFG1F5040T3PV | CEC_2009 | 4 | 2008 | 3134.2812 | 1878.0457 | 0.56-0.599 EF | 50-59 Gallons | 50 | Age 2006 to 2009 | Propane | Storage | Propane | Primary System
358 | DX15879884 | 1970 - 1979 | #N/A | #N/A | 1 | 50 | 02 - Propane Storage | Dont Know |  | 2 |  | Yes, Unconditioned Space | No, Unconditioned Space | 01 - None |  |  | nameplate | -99 | -99 | -100 | -99 | -99 | -99 |  |  |  |  | 2 | 2010 | 2249.7086 | 1348.0142 | Dont Know | 50-59 Gallons | 50 | Age 2010 to 2012 | Propane | Storage | Propane | Primary System
359 | DX16322352 | 1900 - 1969 | 0.743 | 0.28668 | 1 | 75 | 01 - Gas Storage | richmond | g75-75n-1 | -99 | 06/01/2007 | No, Unconditioned Space | No, Unconditioned Space | 03 - Temperature |  |  | n/a | 2007 | 70 | -100 | -99 | -99 | 6 | 0.53 | 75 | g7575n1 | CEC_2009 | 5 | 2007 | 2220.9802 | 6157.1492 | 0.52-0.559 EF | 70-79 Gallons | 75 | Age 2006 to 2009 | Gas | Storage | Gas | Primary System
360 | DX16336208 | 1990 - 1994 | 0.948 | -99 | 1 | 40 | 03 - Electric Storage | Dont Know |  | -99 |  | No, Conditioned Space | No, Conditioned Space | 01 - None |  |  | unit label was so old the type was gone | -99 | -100 | -99 | -99 | -99 | -99 |  |  |  |  | -99 | -99 | 1243.26 | 1367.9411 | Dont Know | 40-49 Gallons | 40 | Dont Know | Electric | Storage | Electric | Primary System
361 | DX16453017 | 1970 - 1979 | #N/A | #N/A | 1 | 75 | 02 - Propane Storage | rheem | 22vr75-60p | 5 | 03/01/2007 | No, Unconditioned Space | Yes, Unconditioned Space | 04 - Timer/Temperature |  |  | info plate | 2007 | 69 | -100 | -99 | -99 | 3 |  |  | 22vr7560p |  | 5 | 2007 | 2220.9802 | 2335.846 | Dont Know | 70-79 Gallons | 75 | Age 2006 to 2009 | Propane | Storage | Propane | Primary System
362 | EG04552342 | 1990 - 1994 | 0.6 | -99 | 1 | 50 | 01 - Gas Storage | Bradford white |  | 21 |  | No, Unconditioned Space | Yes, Unconditioned Space | 01 - None |  |  |  | -99 | 36 | -100 | -100 | -99 | -99 |  |  |  |  | 21 | 1991 | 13652.6963 | 12083.0472 | Dont Know | 50-59 Gallons | 50 | Age 1990 to 1994 | Gas | Storage | Gas | Primary System
363 | DX16453017 | 1970 - 1979 | #N/A | #N/A | 2 | 74 | 02 - Propane Storage | ao smith | fcg 75 301 | 4 | 08/01/2007 | No, Unconditioned Space | Yes, Unconditioned Space | 01 - None |  |  | info plate | 2007 | 75.1 | -100 | -99 | -99 | 8 |  |  | fcg75301 |  | 5 | 2007 | 0 | 0 | Dont Know | 70-79 Gallons | 74 | Age 2006 to 2009 | Propane | Storage | Propane
364 | DX16494920 | 1900 - 1969 | #N/A | #N/A | 1 | 50 | 02 - Propane Storage | ge | gp50t6a | 6 | 12/01/2002 | Yes, Unconditioned Space | No, Unconditioned Space | 01 - None |  |  | n/a | 2002 | 36 | -100 | -99 | -99 | 12 | 0.56 | 50 | gp50t6a | CEC_gwh1 | 10 | 2002 | 2205.2579 | 2426.4136 | 0.56-0.599 EF | 50-59 Gallons | 50 | Age 2000 to 2005 | Propane | Storage | Propane | Primary System
365 | DX16511348 | 1980 - 1989 | -99 | -99 | 1 | -99 | 11 - Common Boiler | Dont Know |  | -99 |  | Not Applicable | No, Unconditioned Space | 01 - None |  |  | common boiler locked up / no access | -100 | -99 | -100 | -99 | -100 | -99 |  |  |  |  | -100 | -100 | 5514.65 | 3135.3873 | Dont Know | Dont Know | -99 | Dont Know | Unknown | Unknown | Not Applicable | Primary System
366 | DX16795366 | 1970 - 1979 | 0.945 | 0.015873 | 1 | 50 | 03 - Electric Storage | ge | se50t12aa01 | 5 |  | No, Conditioned Space | No, Conditioned Space | 01 - None |  |  |  | -99 | -100 | 5.5 | -99 | 19.2 | -99 | 0.93 | 50 | se50t12aa01 | CEC_ewh1 | 5 | 2007 | 2220.9802 | 2335.846 | 0.92-0.959 EF | 50-59 Gallons | 50 | Age 2006 to 2009 | Electric | Storage | Electric | Primary System
367 | DX17051072 | 1900 - 1969 | 0.951 | 0.064143 | 1 | 30 | 03 - Electric Storage | ge | ge30t6a | 6 |  | Yes, Unconditioned Space | No, Unconditioned Space | 01 - None |  |  |  | -99 | -100 | 45 | -99 | 11.5 | -99 | 0.89 | 30 | ge30t6a | CEC_ewh1 | 6 | 2006 | 4154.317 | 7839.7749 | 0.88-0.919 EF | 30-39 Gallons | 30 | Age 2006 to 2009 | Electric | Storage | Electric | Primary System
368 | DX17118482 | 2000 - 2012 | 0.6 | -0.0083333 | 1 | 50 | 01 - Gas Storage | american water heater | pvg62-50t63-3nhv | 10 | 04/01/2002 | No, Unconditioned Space | Yes, Unconditioned Space | 01 - None |  |  | not listed | 2002 | 63.5 | -100 | -99 | -99 | 4 | 0.605 | 45 | pvg6250t633nhv | CEC_gwh1 | 10 | 2002 | 9781.7234 | 3781.2269 | 0.60-0.639 EF | 50-59 Gallons | 50 | Age 2000 to 2005 | Gas | Storage | Gas | Primary System
369 | DX17384827 | 1900 - 1969 | 0.945 | 0.037037 | 1 | 50 | 03 - Electric Storage | ge | pe50t9a | 7 |  | No, Unconditioned Space | Yes, Unconditioned Space | 01 - None |  |  | n/a | -99 | -100 | 48 | -99 | -99 | -99 | 0.91 | 50 | pe50t9a | CEC_ewh1 | 7 | 2005 | 3599.2109 | 2156.6293 | 0.88-0.919 EF | 50-59 Gallons | 50 | Age 2000 to 2005 | Electric | Storage | Electric | Primary System
370 | DX17519160 | 1970 - 1979 | #N/A | #N/A | 1 | 80 | 08 - Solar w/Elec Storage | bradford white | msbor68811 | 7 |  | No, Unconditioned Space | Yes, Unconditioned Space | 03 - Temperature |  |  | n/a | -99 | -100 | 45 | -99 | -99 | -99 |  |  | msbor68811 |  | 7 | 2005 | 2205.2579 | 1321.3796 | Dont Know | 80-89 Gallons | 80 | Age 2000 to 2005 | Solar | Storage | Solar w/Elec | Primary System
371 | DX17520476 | 1900 - 1969 | 0.948 | -99 | 1 | 40 | 03 - Electric Storage | Dont Know |  | 2 |  | Yes, Unconditioned Space | Yes, Unconditioned Space | 01 - None |  |  | see notes | -99 | -100 | -99 | -99 | -99 | -99 |  |  |  |  | 2 | 2010 | 2249.7086 | 1348.0142 | Dont Know | 40-49 Gallons | 40 | Age 2010 to 2012 | Electric | Storage | Electric | Primary System
372 | DX17529022 | 1970 - 1979 | 0.945 | 0.047619 | 1 | 50 | 03 - Electric Storage | american | E61-50R-045D | 10 |  | No, Conditioned Space | Yes, conditioned space | 01 - None |  |  | nameplate | -99 | -100 | -99 | -99 | -99 | -99 | 0.9 | 50 | E6150R045D | CEC_2009 | 10 | 2002 | 0 | 0 | 0.88-0.919 EF | 50-59 Gallons | 50 | Age 2000 to 2005 | Electric | Storage | Electric
373 | DX17529022 | 1970 - 1979 | 0.945 | -99 | 2 | 50 | 03 - Electric Storage | everkleen | 82V52 | 12 | 03/01/2008 | No, Unconditioned Space | Yes, Unconditioned Space | 01 - None |  |  | nameplate | 2008 | -100 | -99 | -99 | -99 | 3 |  |  | 82V52 |  | 4 | 2008 |  |  | Dont Know | 50-59 Gallons | 50 | Age 2006 to 2009 | Electric | Storage | Electric | Primary System
374 | DX17575549 | 1900 - 1969 | 0.948 | -99 | 1 | 40 | 03 - Electric Storage | ge | pe40mo9aah | 3 | 08/01/2009 | No, Conditioned Space | No, Conditioned Space | 01 - None |  |  | not on label | 2009 | -100 | 4.5 | -99 | -99 | 8 |  |  | pe40mo9aah |  | 3 | 2009 |  |  | Dont Know | 40-49 Gallons | 40 | Age 2006 to 2009 | Electric | Storage | Electric | Primary System
375 | DX17628560 | Dont Know | -99 | -99 | 1 | -99 | 01 - Gas Storage | Dont Know |  | -99 |  | No, Unconditioned Space | No, Unconditioned Space | 01 - None |  |  | no access to mech room customer said individual unit per unit | -99 | -99 | -100 | -99 | -99 | -99 |  |  |  |  | -99 | -99 |  |  | Dont Know | Dont Know | -99 | Dont Know | Gas | Storage | Gas | Primary System
376 | DX17650144 | Dont Know | -99 | -99 | 1 | -99 | 13 - Common Building | Dont Know |  | -99 |  | Not Applicable | No, Unconditioned Space | Dont Know | apt complex common no access | common unit no access |  | -100 | -99 | -100 | -99 | -100 | -99 |  |  |  |  | -100 | -100 |  |  | Dont Know | Dont Know | -99 | Dont Know | Unknown | Unknown | Not Applicable | Primary System
377 | DX17676612 | 1900 - 1969 | 0.948 | 0.018987 | 1 | 40 | 03 - Electric Storage | ge | pe40m09aah | 3 | 07/01/2009 | No, Unconditioned Space | No, Unconditioned Space | 01 - None |  |  | n/a | 2009 | -100 | 45 | -99 | -99 | 7 | 0.93 | 40 | pe40m09aah | CEC_2009 | 3 | 2009 | 7643.5107 | 9401.3358 | 0.92-0.959 EF | 40-49 Gallons | 40 | Age 2006 to 2009 | Electric | Storage | Electric | Primary System
378 | EG04806604 | 1980 - 1989 | 0.615 | -99 | 1 | 40 | 01 - Gas Storage | hoyt | n 40 ffhmev | 24 |  | No, Unconditioned Space | Yes, Unconditioned Space | 01 - None |  |  |  | -99 | 32 | -100 | -99 | 16.67 | -99 |  |  | n40ffhmev |  | 24 | 1988 |  |  | Dont Know | 40-49 Gallons | 40 | Age 1985 to 1989 | Gas | Storage | Gas | Primary System
379 | DX17752801 | Dont Know | -99 | -99 | 1 | 100 | 13 - Common Building | a.o. smith | bt 100 300 | -99 |  | Not Applicable | No, Unconditioned Space | Dont Know | service all 6 units | dk |  | -100 | -99 | 75.1 | -99 | -100 | -99 |  |  | bt100300 |  | -100 | -100 |  |  | Dont Know | Dont Know | -99 | Dont Know | Unknown | Unknown | Not Applicable | Primary System
380 | DX17887499 | 1980 - 1989 | #N/A | #N/A | 1 | -99 | 08 - Solar w/Elec Storage | mor-flo american | e61-50r-045d | 12 | 06/01/2008 | No, Unconditioned Space | Yes, Unconditioned Space | 03 - Timer |  |  | dk | 2008 | -100 | 4.5 | -99 | -99 | 6 | 0.9 | 50 | e6150r045d | CEC_2009 | 4 | 2008 | 1920.3927 | 1150.6897 | 0.88-0.919 EF | 50-59 Gallons | 50 | Age 2006 to 2009 | Solar | Storage | Solar w/Elec | Primary System
381 | DX18151200 | 1970 - 1979 | -99 | -99 | 1 | -99 | 03 - Electric Storage | Dont Know |  | 20 |  | No, Unconditioned Space | No, Unconditioned Space | 01 - None |  |  | can not get to | -99 | -100 | -99 | -99 | -99 | -99 |  |  |  |  | 20 | 1992 |  |  | Dont Know | Dont Know | -99 | Age 1990 to 1994 | Electric | Storage | Electric
382 | DX18151200 | 1970 - 1979 | 0.948 | -99 | 2 | 40 | 03 - Electric Storage | Dont Know |  | -99 |  | Yes, Unconditioned Space | Yes, Unconditioned Space | 01 - None |  |  | nameplate | -99 | -100 | -99 | -99 | -99 | -99 |  |  |  |  | -99 | -99 |  |  | Dont Know | 40-49 Gallons | 40 | Dont Know | Electric | Storage | Electric | Primary System
383 | DX18154176 | 1980 - 1989 | #N/A | #N/A | 1 | 50 | 08 - Solar w/Elec Storage | whirlpool | e1f50rd045v | -99 |  | No, Unconditioned Space | Yes, Unconditioned Space | 03 - Temperature |  |  | see info plate | -99 | -100 | 3.38 | -99 | -99 | -99 | 0.9 | 50 | e1f50rd045v | CEC_2009 | -99 | -99 | 4298.81 | 2575.8257 | 0.88-0.919 EF | 50-59 Gallons | 50 | Dont Know | Solar | Storage | Solar w/Elec | Primary System
384 | DX18229252 | 1900 - 1969 | #N/A | #N/A | 1 | 38 | 03 - Electric Storage | rheem | 82sv40-2 | 8 | 01/01/2005 | No, Conditioned Space | Yes, conditioned space | 01 - None |  |  | n/a | 2005 | -100 | 30 | -99 | -99 | 1 | 0.88 | 40 | 82sv402 | CEC_ewh1 | 7 | 2005 | 9781.7234 | 27117.5459 | 0.88-0.919 EF | 30-39 Gallons | 38 | Age 2000 to 2005 | Electric | Storage | Electric | Primary System
385 | EG05651022 | 2000 - 2012 | 0.6 | -99 | 1 | 50 | 01 - Gas Storage | Bradford white |  | 3 |  | Yes, Unconditioned Space | Yes, Unconditioned Space | 01 - None |  |  | nameplate | -99 | -99 | -100 | -99 | -99 | -99 |  |  |  |  | 3 | 2009 |  |  | Dont Know | 50-59 Gallons | 50 | Age 2006 to 2009 | Gas | Storage | Gas | Primary System
386 | DX18523044 | 1980 - 1989 | 0.948 | -99 | 1 | 40 | 03 - Electric Storage | ao smith | ess40 913 | 15 |  | No, Conditioned Space | No, Conditioned Space | 01 - None |  |  |  | -99 | -100 | 4.5 | 0.89 | -99 | -99 |  |  | ess40913 |  | 15 | 1997 |  |  | Dont Know | 40-49 Gallons | 40 | Age 1995 to 1999 | Electric | Storage | Electric | Primary System
387 | DX18533942 | 1970 - 1979 | 0.948 | 0.029536 | 1 | 40 | 03 - Electric Storage | reliance | 640dors | 6 |  | No, Unconditioned Space | Yes, Unconditioned Space | 01 - None |  |  | not on label | -99 | -100 | 4.5 | -99 | -99 | -99 | 0.92 | 40 | 640dors | CEC_2009 | 6 | 2006 | 2043.5625 | 2027.6826 | 0.92-0.959 EF | 40-49 Gallons | 40 | Age 2006 to 2009 | Electric | Storage | Electric | Primary System
388 | EG05238256 | 1900 - 1969 | 0.615 | -99 | 1 | 40 | 01 - Gas Storage | reliance |  | -99 |  | Yes, conditioned space | No, Conditioned Space | 01 - None |  |  |  | -99 | 33 | -100 | -100 | -99 | -99 |  |  |  |  | -99 | -99 |  |  | Dont Know | 40-49 Gallons | 40 | Dont Know | Gas | Storage | Gas | Primary System
389 | DX18864247 | 1900 - 1969 | 0.6 | -0.35 | 1 | -100 | 04 - Gas Instantaneous | noritz | n-069m-0d | 4 |  | Not Applicable | No, Unconditioned Space | 01 - None |  |  | n/a | -99 | 190 | -100 | -99 | -100 | -99 | 0.81 | 0.2 | n069m0d | CEC_2009 | 4 | 2008 | 2043.5625 | 2773.7025 | 0.80-0.839 EF | Tankless | -100 | Age 2006 to 2009 | Gas | Instantaneous | Gas | Primary System
390 | DX18864247 | 1900 - 1969 | #N/A | #N/A | 2 | 40 | 02 - Propane Storage | rheem | 42v4034pf | 8 | 08/01/2004 | No, Unconditioned Space | No, Unconditioned Space | 01 - None |  |  |  | 2004 | 38 | -100 | -100 | -99 | 8 | 0.59 | 40 | 42v4034pf | CEC_2009 | 8 | 2004 | 0 | 0 | 0.56-0.599 EF | 40-49 Gallons | 40 | Age 2000 to 2005 | Propane | Storage | Propane
391 | DX18867911 | 1970 - 1979 | 0.948 | 0.058017 | 1 | 40 | 03 - Electric Storage | state | pv402rt1h | -99 |  | No, Unconditioned Space | No, Unconditioned Space | 01 - None |  |  | n/a | -99 | -100 | 45 | -99 | -99 | -99 | 0.893 | 40 | pv402rt1h | CEC_ewh1 | -99 | -99 | 2689.5 | 3121.1469 | 0.88-0.919 EF | 40-49 Gallons | 40 | Dont Know | Electric | Storage | Electric | Primary System
392 | DX19303890 | 1970 - 1979 | -99 | -99 | 1 | 74 | 13 - Common Building | ao smith | fcg 75 300 | -99 | 03/01/2010 | Not Applicable | No, Unconditioned Space | 02 - Continuous | serves all units |  | n/a | -100 | 100 | -100 | -99 | -100 | 3 |  |  | fcg75300 |  | -100 | -100 |  |  | Dont Know | Dont Know | -99 | Dont Know | Unknown | Unknown | Not Applicable | Primary System
393 | DX19303890 | 1970 - 1979 | 0.743 | -99 | 2 | 75 | 01 - Gas Storage | american | g62 75t754nov | -99 |  | No, Unconditioned Space | No, Unconditioned Space | 01 - None |  |  | n/a | -99 | 75 | -100 | -99 | -99 | -99 |  |  | g6275t754nov |  | -99 | -99 |  |  | Dont Know | 70-79 Gallons | 75 | Dont Know | Gas | Storage | Gas
394 | DX19352575 | 1970 - 1979 | -99 | -99 | 1 | -99 | 13 - Common Building | Dont Know |  | -99 |  | Not Applicable | No, Unconditioned Space | Dont Know | common wh locked in room | dont know |  | -100 | -99 | -100 | -99 | -100 | -99 |  |  |  |  | -100 | -100 |  |  | Dont Know | Dont Know | -99 | Dont Know | Unknown | Unknown | Not Applicable | Primary System
395 | DX19945474 | 1900 - 1969 | 0.948 | -99 | 1 | 40 | 03 - Electric Storage | ge | ge40t5a | 6 | 02/01/2006 | No, Unconditioned Space | No, Unconditioned Space | 01 - None |  |  |  | 2006 | -100 | 4.5 | -99 | 11.5 | 2 |  |  | ge40t5a |  | 6 | 2006 |  |  | Dont Know | 40-49 Gallons | 40 | Age 2006 to 2009 | Electric | Storage | Electric | Primary System
396 | EG04876884 | 1900 - 1969 | 0.63 | -99 | 1 | 30 | 01 - Gas Storage | ge |  | 9 |  | Yes, Unconditioned Space | No, Unconditioned Space | 01 - None |  |  |  | -99 | -99 | -100 | -100 | -99 | -99 |  |  |  |  | 9 | 2003 |  |  | Dont Know | 30-39 Gallons | 30 | Age 2000 to 2005 | Gas | Storage | Gas | Primary System
397 | DX20050692 | 1900 - 1969 | 0.945 | 0.037037 | 1 | 50 | 03 - Electric Storage | ge | pe 50t9a | 9 |  | No, Unconditioned Space | No, Unconditioned Space | 01 - None |  |  | n/a | -99 | -100 | 45 | -99 | -99 | -99 | 0.91 | 50 | pe50t9a | CEC_ewh1 | 9 | 2003 | 3599.2109 | 1964.2612 | 0.88-0.919 EF | 50-59 Gallons | 50 | Age 2000 to 2005 | Electric | Storage | Electric | Primary System
398 | DX20072708 | 1970 - 1979 | -99 | -99 | 1 | -99 | 08 - Solar w/Elec Storage | Dont Know |  | 5 |  | Yes, Unconditioned Space | Yes, conditioned space | 03 - Temperature |  |  | wh completely wraped up / no info plate access | -99 | -100 | -99 | -99 | -99 | -99 |  |  |  |  | 5 | 2007 |  |  | Dont Know | Dont Know | -99 | Age 2006 to 2009 | Solar | Storage | Solar w/Elec | Primary System
399 | DX20072984 | 1980 - 1989 | #N/A | #N/A | 1 | 82 | 08 - Solar w/Elec Storage | solarstream | ssta82exv | 30 |  | No, Unconditioned Space | No, Unconditioned Space | 01 - None |  |  |  | -99 | -100 | 3.4 | -99 | 20.8 | -99 |  |  | ssta82exv |  | 30 | 1982 |  |  | Dont Know | 80-89 Gallons | 82 | Age 1980 to 1984 | Solar | Storage | Solar w/Elec | Primary System
400 | DX20072984 | 1980 - 1989 | 0.951 | 0.064143 | 2 | 30 | 03 - Electric Storage | hotpoint | he30t1a | 30 |  | No, Conditioned Space | Yes, conditioned space | 01 - None |  |  |  | -99 | -100 | 3.8 | -99 | 11.5 | -99 | 0.89 | 30 | he30t1a | CEC_ewh1 | 30 | 1982 | 0 | 0 | 0.88-0.919 EF | 30-39 Gallons | 30 | Age 1980 to 1984 | Electric | Storage | Electric
401 | DX20220836 | 1900 - 1969 | -99 | -99 | 1 | -99 | 13 - Common Building | Dont Know |  | -99 |  | Not Applicable | No, Unconditioned Space | 02 - Continuous | apartment bldg. 5+ building |  |  | -100 | -99 | -100 | -99 | -100 | -99 |  |  |  |  | -100 | -100 |  |  | Dont Know | Dont Know | -99 | Dont Know | Unknown | Unknown | Not Applicable | Primary System
402 | DX20310349 | 1970 - 1979 | #N/A | #N/A | 1 | 76 | 02 - Propane Storage | rheem ruud | g76-200 | -99 |  | No, Unconditioned Space | No, Unconditioned Space | 02 - Continuous |  |  | name plate | -99 | 199 | -100 | -99 | -99 | -99 |  |  | g76200 |  | -99 | -99 |  |  | Dont Know | 70-79 Gallons | 76 | Dont Know | Propane | Storage | Propane | Primary System
403 | DX20434741 | 1970 - 1979 | 0.945 | 0.015873 | 1 | 50 | 03 - Electric Storage | ge | pe50t09aah | 3 | 07/01/2009 | No, Unconditioned Space | Yes, Unconditioned Space | 01 - None |  |  | n/a | 2009 | -100 | 45 | -99 | -99 | 7 | 0.93 | 50 | pe50t09aah | CEC_2009 | 3 | 2009 | 4361.469 | 3353.0126 | 0.92-0.959 EF | 50-59 Gallons | 50 | Age 2006 to 2009 | Electric | Storage | Electric | Primary System
404 | DX20453408 | 2000 - 2012 | -99 | -99 | 1 | -99 | 13 - Common Building | Dont Know |  | 9 |  | Not Applicable | No, Unconditioned Space | 04 - Timer/Temperature | common for four story complex |  |  | -100 | -99 | -100 | -99 | -100 | -99 |  |  |  |  | -100 | -100 |  |  | Dont Know | Dont Know | -99 | Dont Know | Unknown | Unknown | Not Applicable | Primary System
405 | DX20696975 | 2000 - 2012 | #N/A | #N/A | 1 | 40 | 02 - Propane Storage | rheem | 21l40t | 10 |  | No, Unconditioned Space | No, Unconditioned Space | 01 - None |  |  | n/a | -99 | 34 | -100 | -99 | -99 | -99 | 0.55 | 40 | 21l40t | CEC_gwh1 | 10 | 2002 | 4770.5557 | 3507.7232 | 0.52-0.559 EF | 40-49 Gallons | 40 | Age 2000 to 2005 | Propane | Storage | Propane | Primary System
406 | DX20741982 | 1980 - 1989 | 0.615 | -99 | 1 | 40 | 01 - Gas Storage | select | pr64gnort | -99 |  | No, Unconditioned Space | No, Unconditioned Space | 01 - None |  |  | n/a | -99 | 38 | -100 | -99 | -99 | -99 |  |  | pr64gnort |  | -99 | -99 |  |  | Dont Know | 40-49 Gallons | 40 | Dont Know | Gas | Storage | Gas | Primary System
407 | DX20804553 | 1970 - 1979 | -99 | -99 | 1 | -99 | 03 - Electric Storage | whirlpool |  | 10 |  | Yes, Unconditioned Space | No, Unconditioned Space | 01 - None |  |  | see notes | -99 | -100 | -99 | -99 | -99 | -99 |  |  |  |  | 10 | 2002 |  |  | Dont Know | Dont Know | -99 | Age 2000 to 2005 | Electric | Storage | Electric | Primary System
408 | DX20876356 | 1970 - 1979 | -99 | -99 | 1 | -99 | 13 - Common Building | Dont Know |  | -99 |  | Not Applicable | No, Unconditioned Space | 02 - Continuous | common DHW for condos |  |  | -100 | -99 | -100 | -99 | -100 | -99 |  |  |  |  | -100 | -100 |  |  | Dont Know | Dont Know | -99 | Dont Know | Unknown | Unknown | Not Applicable | Primary System
409 | DX21100179 | 1900 - 1969 | 0.948 | -99 | 1 | 40 | 03 - Electric Storage | ge | ge40t08aag | 7 | 06/01/2004 | Yes, Unconditioned Space | No, Unconditioned Space | 01 - None |  |  | not available | 2004 | -100 | 45 | -99 | -99 | 6 |  |  | ge40t08aag |  | 8 | 2004 |  |  | Dont Know | 40-49 Gallons | 40 | Age 2000 to 2005 | Electric | Storage | Electric | Primary System
410 | DX21348629 | 1995 - 1999 | #N/A | #N/A | 1 | 50 | 02 - Propane Storage | ao smith | fsgh 50 243 | 13 |  | No, Unconditioned Space | No, Unconditioned Space | 04 - Timer/Temperature |  |  | info plate | -99 | 37 | -100 | -99 | -99 | -99 | 0.53462 | 50 | fsgh50243 | CEC_gwh1 | 13 | 1999 | 3784.0532 | 2065.1385 | 0.52-0.559 EF | 50-59 Gallons | 50 | Age 1995 to 1999 | Propane | Storage | Propane | Primary System
411 | DX21490926 | 1980 - 1989 | #N/A | #N/A | 1 | 50 | 02 - Propane Storage | bradfordwhite | M4503*FCX(A | 12 |  | No, Unconditioned Space | No, Unconditioned Space | 01 - None |  |  | info plate | -99 | 36 | -100 | -99 | -99 | -99 | 0.62 | 50 | M4503FCXA | CEC_2009 | 12 | 2000 | 2205.2579 | 1321.3796 | 0.60-0.639 EF | 50-59 Gallons | 50 | Age 2000 to 2005 | Propane | Storage | Propane | Primary System
412 | DX21698905 | 1980 - 1989 | #N/A | #N/A | 1 | 50 | 02 - Propane Storage | aosmith | gcv50201 | 1 | 12/01/2010 | No, Unconditioned Space | Yes, Unconditioned Space | 01 - None |  |  | info plate | 2010 | 37 | -100 | -99 | -99 | 12 | 0.58 | 50 | gcv50201 | CEC_2009 | 2 | 2010 | 2249.7086 | 1348.0142 | 0.56-0.599 EF | 50-59 Gallons | 50 | Age 2010 to 2012 | Propane | Storage | Propane | Primary System
413 | DX22194202 | 1900 - 1969 | #N/A | #N/A | 1 | 100 | 01 - Gas Storage | rheem | g100-75 | 9 | 07/01/2003 | No, Unconditioned Space | No, Unconditioned Space | 01 - None |  |  | n/a | 2003 | 75 | -100 | -99 | -99 | 7 | 0.48 | 100 | g10075 | CEC_2009 | 9 | 2003 | 9781.7234 | 17286.6553 | 0.48-0.519 EF | 90+ Gallons | 100 | Age 2000 to 2005 | Gas | Storage | Gas | Primary System
414 | DX22269962 | 1970 - 1979 | 0.945 | 0.079365 | 1 | 50 | 03 - Electric Storage | american | e5250r045dv | -99 |  | No, Unconditioned Space | No, Unconditioned Space | 01 - None |  |  | n/a | -99 | -100 | 33 | -99 | -99 | -99 | 0.87 | 50 | e5250r045dv | CEC_ewh1 | -99 | -99 | 1243.26 | 1367.9411 | 0.84-0.879 EF | 50-59 Gallons | 50 | Dont Know | Electric | Storage | Electric | Primary System
415 | DX22429951 | 1980 - 1989 | -99 | -99 | 1 | -99 | 11 - Common Boiler | Dont Know |  | -99 |  | Not Applicable | No, Unconditioned Space | 01 - None |  |  | common boiler locked up / no access | -100 | -99 | -100 | -99 | -100 | -99 |  |  |  |  | -100 | -100 |  |  | Dont Know | Dont Know | -99 | Dont Know | Unknown | Unknown | Not Applicable | Primary System
416 | DX22673204 | 1980 - 1989 | -99 | -99 | 1 | -99 | 13 - Common Building | Dont Know |  | -99 |  | Not Applicable | No, Unconditioned Space | 01 - None | no water heater in unit |  |  | -100 | -99 | -100 | -99 | -100 | -99 |  |  |  |  | -100 | -100 |  |  | Dont Know | Dont Know | -99 | Dont Know | Unknown | Unknown | Not Applicable | Primary System
417 | DX22886125 | 1900 - 1969 | 0.945 | 0.031746 | 1 | 50 | 03 - Electric Storage | american | E123-50H-045DCM | -99 |  | No, Unconditioned Space | No, Unconditioned Space | 01 - None |  |  | nameplate | -99 | -100 | -99 | -99 | -99 | -99 | 0.915 | 50 | E12350H045DCM | CEC_ewh1 | -99 | -99 | 2029.13 | 1107.3931 | 0.88-0.919 EF | 50-59 Gallons | 50 | Dont Know | Electric | Storage | Electric | Primary System
418 | DX22886125 | 1900 - 1969 | 0.945 | 0.031746 | 2 | 50 | 03 - Electric Storage | american | E123-50H-045DCM | -99 |  | No, Conditioned Space | Yes, conditioned space | 01 - None |  |  | nameplate | -99 | -100 | -99 | -99 | -99 | -99 | 0.915 | 50 | E12350H045DCM | CEC_ewh1 | -99 | -99 | 0 | 0 | 0.88-0.919 EF | 50-59 Gallons | 50 | Dont Know | Electric | Storage | Electric
419 | DX22887737 | 1980 - 1989 | 0.948 | -99 | 1 | 40 | 03 - Electric Storage | bradford white | m240s6ds-1ncww | 1 |  | No, Unconditioned Space | No, Unconditioned Space | 03 - Temperature |  |  | name plate | -99 | -100 | 4.5 | -99 | -99 | -99 |  |  | m240s6ds1ncww |  | 1 | 2011 |  |  | Dont Know | 40-49 Gallons | 40 | Age 2010 to 2012 | Electric | Storage | Electric | Primary System
420 | DX22895847 | 1980 - 1989 | -99 | -99 | 1 | -99 | 13 - Common Building | Dont Know |  | -99 |  | Not Applicable | No, Unconditioned Space | Dont Know | large apt/condo complex | dk |  | -100 | -99 | -100 | -99 | -100 | -99 |  |  |  |  | -100 | -100 |  |  | Dont Know | Dont Know | -99 | Dont Know | Unknown | Unknown | Not Applicable | Primary System
421 | DX22930806 | 1970 - 1979 | 0.945 | 0.037037 | 1 | 50 | 03 - Electric Storage | AO SMITH | ECT 52 210 | 2 |  | No, Unconditioned Space | No, Unconditioned Space | 01 - None |  |  | nameplate | -99 | -100 | 45 | -99 | -99 | -99 | 0.91 | 50 | ECT52210 | CEC_2009 | 2 | 2010 | 2249.7086 | 1348.0142 | 0.88-0.919 EF | 50-59 Gallons | 50 | Age 2010 to 2012 | Electric | Storage | Electric | Primary System
422 | DX22930806 | 1970 - 1979 | 0.945 | 0.037037 | 2 | 50 | 03 - Electric Storage | AO SMITH | ECT 52 210 | 2 |  | No, Unconditioned Space | No, Unconditioned Space | 01 - None |  |  | nameplate | -99 | -100 | -99 | -99 | -99 | -99 | 0.91 | 50 | ECT52210 | CEC_2009 | 2 | 2010 | 0 | 0 | 0.88-0.919 EF | 50-59 Gallons | 50 | Age 2010 to 2012 | Electric | Storage | Electric
423 | DX23005436 | 2000 - 2012 | #N/A | #N/A | 1 | 50 | 02 - Propane Storage | GE | gp50t06avr10 | 1 | 03/01/2011 | No, Unconditioned Space | No, Unconditioned Space | 01 - None |  |  | not available | 2011 | 36 | -100 | -99 | -99 | 3 | 0.58 | 50 | gp50t06avr10 | CEC_2009 | 1 | 2011 | 2394 | 3249.3471 | 0.56-0.599 EF | 50-59 Gallons | 50 | Age 2010 to 2012 | Propane | Storage | Propane | Primary System
424 | DX23053442 | 1970 - 1979 | #N/A | #N/A | 1 | 65 | 03 - Electric Storage | rheem | 82V66-2 | 3 | 05/01/2007 | No, Unconditioned Space | Yes, Unconditioned Space | 01 - None |  |  | nameplate | 2007 | -100 | 45 | -99 | -99 | 5 | 0.89 | 65 | 82V662 | CEC_2009 | 5 | 2007 | 2043.5625 | 2773.7025 | 0.88-0.919 EF | 60-69 Gallons | 65 | Age 2006 to 2009 | Electric | Storage | Electric | Primary System
425 | DX23243199 | 1970 - 1979 | -99 | -99 | 1 | 100 | 13 - Common Building | ao smith |  | -99 |  | Not Applicable | No, Unconditioned Space | 02 - Continuous | common bldg |  |  | -100 | -99 | -100 | -99 | -100 | -99 |  |  |  |  | -100 | -100 |  |  | Dont Know | Dont Know | -99 | Dont Know | Unknown | Unknown | Not Applicable | Primary System
426 | EG03836677 | 1990 - 1994 | 0.6 | 0.066667 | 1 | 50 | 01 - Gas Storage | state | prv50nort62c | 20 |  | No, Unconditioned Space | Yes, Unconditioned Space | 01 - None |  |  |  | -99 | 36 | -100 | -100 | -99 | -99 | 0.56 | 50 | prv50nort62c | CEC_gwh1 | 20 | 1992 | 12239.9407 | 8740.1737 | 0.56-0.599 EF | 50-59 Gallons | 50 | Age 1990 to 1994 | Gas | Storage | Gas | Primary System
427 | EG03845114 | 1900 - 1969 | 0.6 | -99 | 1 | 50 | 01 - Gas Storage | ge |  | 2 |  | Yes, Unconditioned Space | No, Unconditioned Space | 01 - None |  |  |  | -99 | -99 | -100 | -100 | -99 | -99 |  |  |  |  | 2 | 2010 |  |  | Dont Know | 50-59 Gallons | 50 | Age 2010 to 2012 | Gas | Storage | Gas | Primary System
428 | EG03850546 | 1900 - 1969 | 0.615 | 0.04065 | 1 | 40 | 01 - Gas Storage | ge | 153.33642 | 7 | 01/01/1998 | No, Unconditioned Space | No, Conditioned Space | 01 - None |  |  |  | 1998 | 35 | -100 | -100 | -99 | 1 | 0.59 | 40 | 15333642 | CEC_2009 | 14 | 1998 | 8109.1784 | 5790.5205 | 0.56-0.599 EF | 40-49 Gallons | 40 | Age 1995 to 1999 | Gas | Storage | Gas | Primary System
429 | EG03850918 | 1900 - 1969 | 0.6 | -99 | 1 | 50 | 01 - Gas Storage | a.o. smith | fight 50 202 | 21 |  | No, Conditioned Space | No, Conditioned Space | 01 - None |  |  | not on label | -99 | 50 | -100 | -99 | -99 | -99 |  |  | fight50202 |  | 21 | 1991 |  |  | Dont Know | 50-59 Gallons | 50 | Age 1990 to 1994 | Gas | Storage | Gas
430 | EG03850918 | 1900 - 1969 | 0.6 | 0.1 | 2 | 50 | 01 - Gas Storage | a.o. smith | fsgh 50 242e | 15 |  | No, Conditioned Space | Yes, conditioned space | 01 - None |  |  |  | -99 | 38 | -100 | -99 | 8 | -99 | 0.54 | 50 | fsgh50242e | CEC_gwh1 | 15 | 1997 | 4539.9762 | 3018.493 | 0.52-0.559 EF | 50-59 Gallons | 50 | Age 1995 to 1999 | Gas | Storage | Gas | Primary System
431 | EG03855746 | 1900 - 1969 | 0.6 | -99 | 1 | -100 | 04 - Gas Instantaneous | noritz | N-0751M-OD | 4 | 07/01/2008 | Not Applicable | No, Unconditioned Space | 01 - None |  |  |  | 2008 | 199 | -100 | -100 | -100 | 7 |  |  | N0751MOD |  | 4 | 2008 |  |  | Dont Know | Tankless | -100 | Age 2006 to 2009 | Gas | Instantaneous | Gas | Primary System
432 | EG03856805 | 1900 - 1969 | 0.615 | -99 | 1 | 40 | 01 - Gas Storage | american standard | g-40t1-3-6nat | 1 | 10/01/2011 | No, Unconditioned Space | No, Unconditioned Space | 01 - None |  |  |  | 2011 | 40 | -100 | -100 | -99 | 10 |  |  | g40t136nat |  | 1 | 2011 |  |  | Dont Know | 40-49 Gallons | 40 | Age 2010 to 2012 | Gas | Storage | Gas | Primary System
433 | EG03870634 | 1900 - 1969 | 0.615 | -0.004878 | 1 | 40 | 01 - Gas Storage | bradford white | m4403t6fbn2 | 3 | 04/01/2002 | No, Conditioned Space | No, Conditioned Space | 01 - None |  |  | not listed | 2002 | 40 | -100 | -99 | -99 | 4 | 0.618 | 39.2 | m4403t6fbn2 | CEC_gwh1 | 10 | 2002 | 15188.4774 | 14638.5642 | 0.60-0.639 EF | 40-49 Gallons | 40 | Age 2000 to 2005 | Gas | Storage | Gas | Primary System
434 | EG03870893 | 1900 - 1969 | 0.6 | 0.066667 | 1 | 50 | 01 - Gas Storage | reliance | 5 50 nkrt0 c | 10 |  | No, Conditioned Space | No, Conditioned Space | 01 - None |  |  | not listed | -99 | 36 | -100 | -99 | -99 | -99 | 0.56 | 50 | 550nkrt0c | CEC_gwh1 | 10 | 2002 | 7713.0636 | 5507.6668 | 0.56-0.599 EF | 50-59 Gallons | 50 | Age 2000 to 2005 | Gas | Storage | Gas | Primary System
435 | EG03884388 | 1980 - 1989 | 0.6 | -99 | 1 | 50 | 01 - Gas Storage | kenmore | 153.336552 | 12 |  | No, Unconditioned Space | Yes, Unconditioned Space | 01 - None |  |  |  | -99 | 35 | -100 | -100 | -99 | -99 |  |  | 153336552 |  | 12 | 2000 |  |  | Dont Know | 50-59 Gallons | 50 | Age 2000 to 2005 | Gas | Storage | Gas | Primary System
436 | EG03884388 | 1980 - 1989 | -99 | -99 | 2 | -99 | 07 - Solar w/Gas Storage | facco 444 |  | 27 |  | No, Unconditioned Space | No, Unconditioned Space | 01 - None |  |  |  | -99 | -99 | -100 | -100 | -99 | -99 |  |  |  |  | 27 | 1985 |  |  | Dont Know | Dont Know | -99 | Age 1985 to 1989 | Solar | Storage | Solar w/Gas
437 | EG03891955 | 1900 - 1969 | 0.6 | 0.036667 | 1 | 50 | 01 - Gas Storage | GE | GG50T6XA | -99 | 01/01/1998 | No, Unconditioned Space | Yes, Unconditioned Space | 01 - None |  |  | nameplate | 1998 | 36 | -100 | -99 | 6.7 | -99 | 0.578 | 50 | GG50T6XA | CEC_gwh1 | 14 | 1998 | 13958.2897 | 12594.2528 | 0.56-0.599 EF | 50-59 Gallons | 50 | Age 1995 to 1999 | Gas | Storage | Gas | Primary System
438 | EG03894535 | 1995 - 1999 | 0.6 | 0.083333 | 1 | 50 | 01 - Gas Storage | american | g61-50t40-3n | 5 |  | No, Unconditioned Space | No, Unconditioned Space | 02 - Continuous |  |  |  | -99 | 40 | -100 | -100 | -99 | -99 | 0.55 | 50 | g6150t403n | CEC_gwh1 | 5 | 2007 | 3760.4021 | 2500.1778 | 0.52-0.559 EF | 50-59 Gallons | 50 | Age 2006 to 2009 | Gas | Storage | Gas | Primary System
439 | EG03894535 | 1995 - 1999 | 0.615 | 0.089431 | 2 | 40 | 01 - Gas Storage | ao smith | gcnh40200 | 4 |  | No, Conditioned Space | No, Conditioned Space | 01 - None |  |  |  | -99 | 40 | -100 | -100 | -99 | -99 | 0.56 | 40 | gcnh40200 | CEC_gwh1 | 4 | 2008 | 0 | 0 | 0.56-0.599 EF | 40-49 Gallons | 40 | Age 2006 to 2009 | Gas | Storage | Gas
440 | EG03914817 | 1900 - 1969 | 0.615 | -99 | 1 | 40 | 01 - Gas Storage | whirlpool |  | 6 | 01/01/2006 | No, Unconditioned Space | No, Unconditioned Space | 01 - None |  |  |  | 2006 | 40 | -100 | -100 | -99 | -99 |  |  |  |  | 6 | 2006 |  |  | Dont Know | 40-49 Gallons | 40 | Age 2006 to 2009 | Gas | Storage | Gas | Primary System
441 | EG03916221 | 1900 - 1969 | 0.615 | 0.04065 | 1 | 40 | 01 - Gas Storage | ge | GG40T06AVG00 | 6 | 12/01/2003 | No, Unconditioned Space | No, Unconditioned Space | 01 - None |  |  |  | 2003 | 36 | -100 | -100 | -99 | 12 | 0.59 | 40 | GG40T06AVG00 | CEC_2009 | 9 | 2003 | 8603.319 | 11119.1279 | 0.56-0.599 EF | 40-49 Gallons | 40 | Age 2000 to 2005 | Gas | Storage | Gas | Primary System
442 | EG03916435 | 1900 - 1969 | 0.6 | 0.11667 | 1 | 50 | 01 - Gas Storage | whirlpool | ug2j5040t3nv | 4 |  | No, Unconditioned Space | No, Unconditioned Space | 01 - None |  |  | info not on nameplate | -99 | 40 | -100 | -99 | -99 | -99 | 0.53 | 50 | ug2j5040t3nv | CEC_gwh1 | 4 | 2008 | 6716.725 | 4796.2114 | 0.52-0.559 EF | 50-59 Gallons | 50 | Age 2006 to 2009 | Gas | Storage | Gas | Primary System
443 | EG03931107 | 1900 - 1969 | 0.63 | 0.068783 | 1 | 30 | 01 - Gas Storage | reliance | 5 30 nort6 ch | 10 | 01/01/1985 | No, Conditioned Space | No, Conditioned Space | 01 - None |  |  | no data | 1985 | 30 | -100 | -99 | -99 | -99 | 0.58667 | 30 | 530nort6ch | CEC_gwh1 | 27 | 1985 | 9320.0333 | 8248.51 | 0.56-0.599 EF | 30-39 Gallons | 30 | Age 1985 to 1989 | Gas | Storage | Gas | Primary System
444 | EG03934719 | 1900 - 1969 | 0.615 | -0.0081301 | 1 | 40 | 01 - Gas Storage | ge | sg40t12aqj00 | 15 | 10/01/2006 | No, Unconditioned Space | Yes, Unconditioned Space | 01 - None |  |  | not listef | 2006 | 40 | -100 | -99 | -99 | 10 | 0.62 | 40 | sg40t12aqj00 | CEC_gwh1 | 6 | 2006 | 6716.725 | 4796.2114 | 0.60-0.639 EF | 40-49 Gallons | 40 | Age 2006 to 2009 | Gas | Storage | Gas | Primary System
445 | EG03935120 | 1900 - 1969 | 0.615 | -99 | 1 | 40 | 01 - Gas Storage | Dont Know |  | 3 |  | No, Unconditioned Space | No, Unconditioned Space | 01 - None |  |  |  | -99 | -99 | -100 | -100 | -99 | -99 |  |  |  |  | 3 | 2009 |  |  | Dont Know | 40-49 Gallons | 40 | Age 2006 to 2009 | Gas | Storage | Gas | Primary System
446 | EG03938954 | 1980 - 1989 | 0.615 | 0.073171 | 1 | 40 | 01 - Gas Storage | Bradford white | mi40t6fbn | -99 |  | No, Unconditioned Space | No, Unconditioned Space | 01 - None |  |  |  | -99 | 40 | -100 | -100 | -99 | -99 | 0.57 | 40 | mi40t6fbn | CEC_gwh1 | -99 | -99 | 2434.48 | 1618.6122 | 0.56-0.599 EF | 40-49 Gallons | 40 | Dont Know | Gas | Storage | Gas | Primary System
447 | EG03941449 | 1995 - 1999 | 0.6 | -0.033333 | 1 | 50 | 01 - Gas Storage | Bradford white | m450s6en12 | 15 |  | No, Unconditioned Space | No, Unconditioned Space | 01 - None |  |  | nameplate | -99 | 40 | -100 | -99 | -99 | -99 | 0.62 | 50 | m450s6en12 | CEC_2009 | 15 | 1997 | 2353.0492 | 1235.2919 | 0.60-0.639 EF | 50-59 Gallons | 50 | Age 1995 to 1999 | Gas | Storage | Gas | Primary System
448 | EG03947602 | 1900 - 1969 | #N/A | #N/A | 1 | 48 | 01 - Gas Storage | ge | pg48t09axk00 | 2 | 03/01/2010 | No, Unconditioned Space | Yes, Unconditioned Space | 01 - None |  |  |  | 2010 | 40 | -100 | 0.58 | -99 | 3 | 0.58 | 50 | pg48t09axk00 | CEC_2009 | 2 | 2010 | 7868.5333 | 5618.6831 | 0.56-0.599 EF | 40-49 Gallons | 48 | Age 2010 to 2012 | Gas | Storage | Gas | Primary System
449 | EG03958363 | 1980 - 1989 | 0.615 | -99 | 1 | 40 | 01 - Gas Storage | ao smith | for 40 242 | 10 |  | Yes, Unconditioned Space | Yes, Unconditioned Space | 01 - None |  |  |  | -99 | 38 | -100 | -99 | 16 | -99 |  |  | for40242 |  | 10 | 2002 |  |  | Dont Know | 40-49 Gallons | 40 | Age 2000 to 2005 | Gas | Storage | Gas | Primary System
450 | EG03959242 | 1980 - 1989 | 0.6 | 0.083333 | 1 | 50 | 01 - Gas Storage | Bradford white | mi5036sn10 | 14 |  | No, Conditioned Space | No, Conditioned Space | 01 - None |  |  | no info | -99 | 40 | -100 | -99 | -99 | -99 | 0.55 | 50 | mi5036sn10 | CEC_gwh1 | 14 | 1998 | 8109.1784 | 5790.5205 | 0.52-0.559 EF | 50-59 Gallons | 50 | Age 1995 to 1999 | Gas | Storage | Gas | Primary System
451 | EG03963375 | 1900 - 1969 | 0.615 | -99 | 1 | 40 | 01 - Gas Storage | Dont Know |  | 1 |  | Yes, Unconditioned Space | No, Unconditioned Space | 01 - None |  |  |  | -99 | -99 | -100 | -100 | -99 | -99 |  |  |  |  | 1 | 2011 |  |  | Dont Know | 40-49 Gallons | 40 | Age 2010 to 2012 | Gas | Storage | Gas | Primary System
452 | EG03964940 | 1980 - 1989 | 0.6 | 0.11667 | 1 | 50 | 01 - Gas Storage | whirlpool | fg2j5040t3nov | 7 |  | No, Unconditioned Space | No, Unconditioned Space | 01 - None |  |  | no data | -99 | 40 | -100 | -99 | -99 | -99 | 0.53 | 50 | fg2j5040t3nov | CEC_gwh1 | 7 | 2005 | 7713.0636 | 5507.6668 | 0.52-0.559 EF | 50-59 Gallons | 50 | Age 2000 to 2005 | Gas | Storage | Gas | Primary System
453 | EG03976394 | 1900 - 1969 | 0.615 | 0.056911 | 1 | 40 | 01 - Gas Storage | ge | gg40t6xa | 9 | 02/01/2004 | No, Unconditioned Space | No, Unconditioned Space | 01 - None |  |  |  | 2004 | 34 | -100 | -100 | -99 | 2 | 0.58 | 40 | gg40t6xa | CEC_gwh1 | 8 | 2004 | 4318.2088 | 4734.3767 | 0.56-0.599 EF | 40-49 Gallons | 40 | Age 2000 to 2005 | Gas | Storage | Gas | Primary System
454 | EG03978276 | 1980 - 1989 | 0.615 | -99 | 1 | 40 | 01 - Gas Storage | whirlpool | nu40t121-403 | 1 |  | No, Unconditioned Space | No, Unconditioned Space | 01 - None |  |  | no info | -99 | 40 | -100 | -99 | -99 | -99 |  |  | nu40t121403 |  | 1 | 2011 |  |  | Dont Know | 40-49 Gallons | 40 | Age 2010 to 2012 | Gas | Storage | Gas | Primary System
455 | EG03994551 | 1900 - 1969 | 0.951 | 0.022082 | 1 | 30 | 03 - Electric Storage | rheem | 82v30-2 | 8 | 10/01/2004 | No, Conditioned Space | No, Conditioned Space | 01 - None |  |  | not listed | 2004 | -100 | 4.5 | -99 | -99 | 10 | 0.93 | 30 | 82v302 | CEC_2009 | 8 | 2004 | 0 | 0 | 0.92-0.959 EF | 30-39 Gallons | 30 | Age 2000 to 2005 | Electric | Storage | Electric
456 | EG03994551 | 1900 - 1969 | #N/A | #N/A | 2 | -100 | 05 - Elec. Instantaneous | eemax | ex144t2 | 2 | 05/01/2011 | Not Applicable | No, Conditioned Space | 01 - None |  |  | not listed | 2011 | -100 | 15 | -99 | -99 | 5 |  |  | ex144t2 |  | 1 | 2011 |  |  | Dont Know | Tankless | -100 | Age 2010 to 2012 | Electric | Instantaneous | Electric | Primary System
457 | EG03996155 | 1900 - 1969 | 0.615 | 0.089431 | 1 | 40 | 01 - Gas Storage | whirlpool | ug2h4040t3nv | 3 |  | No, Conditioned Space | Yes, conditioned space | 01 - None |  |  |  | -99 | 40 | -100 | -100 | -99 | -99 | 0.56 | 40 | ug2h4040t3nv | CEC_gwh1 | 3 | 2009 | 6716.725 | 4796.2114 | 0.56-0.599 EF | 40-49 Gallons | 40 | Age 2006 to 2009 | Gas | Storage | Gas | Primary System
458 | EG04000254 | 1980 - 1989 | -99 | -99 | 1 | -99 | 01 - Gas Storage | Dont Know |  | 9 |  | No, Unconditioned Space | No, Unconditioned Space | 01 - None |  |  | cannot get to it | -99 | -99 | -100 | -99 | -99 | -99 |  |  |  |  | 9 | 2003 |  |  | Dont Know | Dont Know | -99 | Age 2000 to 2005 | Gas | Storage | Gas | Primary System
459 | EG04007778 | 1900 - 1969 | 0.63 | 0.068783 | 1 | 30 | 01 - Gas Storage | reliance 501 | 5 30 norto c | -99 |  | No, Unconditioned Space | No, Unconditioned Space | 01 - None |  |  | not on label | -99 | 30 | -100 | -99 | -99 | -99 | 0.58667 | 30 | 530nortoc | CEC_gwh1 | -99 | -99 | 11527 | 5876.4308 | 0.56-0.599 EF | 30-39 Gallons | 30 | Dont Know | Gas | Storage | Gas | Primary System
460 | EG04008992 | 1900 - 1969 | 0.615 | -0.0081301 | 1 | 40 | 01 - Gas Storage | rheem | 42vr40-40f | 7 | 04/01/2005 | No, Unconditioned Space | No, Unconditioned Space | 01 - None |  |  | info n/a | 2005 | 40 | -100 | -99 | -99 | 4 | 0.62 | 40 | 42vr4040f | CEC_2009 | 7 | 2005 | 16358.3855 | 24280.7725 | 0.60-0.639 EF | 40-49 Gallons | 40 | Age 2000 to 2005 | Gas | Storage | Gas | Primary System
461 | EG04010160 | 1980 - 1989 | 0.63 | 0.087302 | 1 | 30 | 01 - Gas Storage | ao smith | fsg30203d | -99 |  | No, Unconditioned Space | No, Unconditioned Space | 01 - None |  |  |  | -99 | 30 | -100 | -100 | -99 | -99 | 0.575 | 30 | fsg30203d | CEC_gwh1 | -99 | -99 | 2796.01 | 2474.553 | 0.56-0.599 EF | 30-39 Gallons | 30 | Dont Know | Gas | Storage | Gas | Primary System
462 | EG04020669 | 1990 - 1994 | 0.615 | -0.0054201 | 1 | 40 | 01 - Gas Storage | bradford white | m-4-40t5ln-8 | 21 |  | No, Unconditioned Space | Yes, Unconditioned Space | 01 - None |  |  | not listed | -99 | 34 | -100 | -99 | -99 | -99 | 0.61833 | 40 | m440t5ln8 | CEC_gwh1 | 21 | 1991 | 12239.9407 | 8740.1737 | 0.60-0.639 EF | 40-49 Gallons | 40 | Age 1990 to 1994 | Gas | Storage | Gas | Primary System
463 | EG04025906 | 1900 - 1969 | 0.615 | 0.065041 | 1 | 40 | 01 - Gas Storage | reliance | 540nortocf | -99 |  | No, Unconditioned Space | No, Unconditioned Space | 01 - None |  |  |  | -99 | 32 | -100 | -100 | -99 | -99 | 0.575 | 40 | 540nortocf | CEC_gwh1 | -99 | -99 | 2796.01 | 2464.1682 | 0.56-0.599 EF | 40-49 Gallons | 40 | Dont Know | Gas | Storage | Gas | Primary System
464 | EG04028065 | 1900 - 1969 | 0.6 | -99 | 1 | 50 | 01 - Gas Storage | reliance | 65onort | 22 | 01/01/2000 | No, Unconditioned Space | No, Unconditioned Space | 01 - None |  |  |  | 2000 | 32 | -100 | -100 | -99 | -99 |  |  | 65onort |  | 12 | 2000 |  |  | Dont Know | 50-59 Gallons | 50 | Age 2000 to 2005 | Gas | Storage | Gas | Primary System
465 | EG04036887 | 1900 - 1969 | #N/A | #N/A | 1 | 48 | 01 - Gas Storage | ge | pg48t09axk00 | 3 | 04/01/2009 | No, Unconditioned Space | Yes, Unconditioned Space | 01 - None |  |  | no | 2009 | 40 | -100 | -99 | -99 | 4 | 0.58 | 50 | pg48t09axk00 | CEC_2009 | 3 | 2009 | 3760.4021 | 2500.1778 | 0.56-0.599 EF | 40-49 Gallons | 48 | Age 2006 to 2009 | Gas | Storage | Gas | Primary System
466 | EG04043272 | 1900 - 1969 | 0.615 | 0.089431 | 1 | 40 | 01 - Gas Storage | ge | pg40t9xa | 9 |  | No, Conditioned Space | No, Conditioned Space | 01 - None |  |  |  | -99 | 40 | -100 | -100 | 6.7 | -99 | 0.56 | 40 | pg40t9xa | CEC_gwh1 | 9 | 2003 | 7713.0636 | 5507.6668 | 0.56-0.599 EF | 40-49 Gallons | 40 | Age 2000 to 2005 | Gas | Storage | Gas | Primary System
467 | EG04047779 | 1900 - 1969 | #N/A | #N/A | 1 | 28 | 01 - Gas Storage | ge | gg28t06axk00 | 3 | 06/01/2009 | No, Unconditioned Space | No, Unconditioned Space | 01 - None |  |  |  | 2009 | 30 | -100 | -100 | -99 | 6 | 0.62 | 30 | gg28t06axk00 | CEC_2009 | 3 | 2009 | 7491.9812 | 6630.6289 | 0.60-0.639 EF | 01-29 Gallons | 28 | Age 2006 to 2009 | Gas | Storage | Gas | Primary System
468 | EG04050699 | 1970 - 1979 | 0.6 | -99 | 1 | 50 | 01 - Gas Storage | ge |  | 3 |  | No, Unconditioned Space | Yes, Unconditioned Space | 01 - None |  |  | nameplate is concealed | -99 | -99 | -100 | -99 | -99 | -99 |  |  |  |  | 3 | 2009 |  |  | Dont Know | 50-59 Gallons | 50 | Age 2006 to 2009 | Gas | Storage | Gas | Primary System
469 | EG04057946 | 1970 - 1979 | 0.615 | 0.073171 | 1 | 40 | 01 - Gas Storage | Bradford white | mi40t6fbn | 1 |  | No, Unconditioned Space | No, Unconditioned Space | 01 - None |  |  | no data | -99 | 40 | -100 | -99 | -99 | -99 | 0.57 | 40 | mi40t6fbn | CEC_gwh1 | 1 | 2011 | 13544.0686 | 8851.167 | 0.56-0.599 EF | 40-49 Gallons | 40 | Age 2010 to 2012 | Gas | Storage | Gas | Primary System
470 | EG04059205 | 1970 - 1979 | 0.6 | -0.4 | 1 | -100 | 04 - Gas Instantaneous | takagi | t-k2 | 5 |  | Not Applicable | Yes, Unconditioned Space | Dont Know |  | tankless |  | -99 | 185 | -100 | -100 | -100 | -99 | 0.84 | 0.1 | tk2 | CEC_2009 | 5 | 2007 | 3760.4021 | 2500.1778 | 0.84-0.879 EF | Tankless | -100 | Age 2006 to 2009 | Gas | Instantaneous | Gas | Primary System
471 | EG04065214 | 1900 - 1969 | 0.6 | 0.083333 | 1 | 50 | 01 - Gas Storage | bradford white | mi50310en10 | 10 |  | No, Unconditioned Space | No, Unconditioned Space | 01 - None |  |  | info not on nameplate | -99 | 40 | -100 | -99 | -99 | -99 | 0.55 | 50 | mi50310en10 | CEC_gwh1 | 10 | 2002 | 4630.96 | 3416.682 | 0.52-0.559 EF | 50-59 Gallons | 50 | Age 2000 to 2005 | Gas | Storage | Gas | Primary System
472 | EG04067553 | 1970 - 1979 | 0.6 | -0.033333 | 1 | 50 | 01 - Gas Storage | ge | sg50t12txk00 | 10 | 07/01/2008 | No, Unconditioned Space | Yes, Unconditioned Space | 01 - None |  |  | not listed | 2008 | 36 | -100 | -99 | -99 | 7 | 0.62 | 50 | sg50t12txk00 | CEC_2009 | 4 | 2008 | 6716.725 | 4796.2114 | 0.60-0.639 EF | 50-59 Gallons | 50 | Age 2006 to 2009 | Gas | Storage | Gas | Primary System
473 | EG04081190 | 1900 - 1969 | 0.615 | -99 | 1 | 40 | 01 - Gas Storage | Dont Know |  | 12 |  | Yes, Unconditioned Space | No, Unconditioned Space | 01 - None |  |  |  | -99 | -99 | -100 | -100 | -99 | -99 |  |  |  |  | 12 | 2000 |  |  | Dont Know | 40-49 Gallons | 40 | Age 2000 to 2005 | Gas | Storage | Gas | Primary System
474 | EG04082694 | 1970 - 1979 | 0.615 | 0.065041 | 1 | 40 | 01 - Gas Storage | reliance | 540nortoc | 20 |  | No, Unconditioned Space | No, Unconditioned Space | 01 - None |  |  |  | -99 | 32 | -100 | -100 | -99 | -99 | 0.575 | 40 | 540nortoc | CEC_gwh1 | 20 | 1992 | 6852.6104 | 4556.0936 | 0.56-0.599 EF | 40-49 Gallons | 40 | Age 1990 to 1994 | Gas | Storage | Gas | Primary System
475 | EG04083051 | 1980 - 1989 | 0.615 | 0.04065 | 1 | 40 | 01 - Gas Storage | ge | gg40t06avg01 | 1 | 12/01/2011 | No, Unconditioned Space | Yes, Unconditioned Space | 01 - None |  |  | info not on nameplate | 2011 | 36 | -100 | -99 | -99 | 12 | 0.59 | 40 | gg40t06avg01 | CEC_2009 | 1 | 2011 | 5059.4467 | 4458.971 | 0.56-0.599 EF | 40-49 Gallons | 40 | Age 2010 to 2012 | Gas | Storage | Gas | Primary System
476 | EG04083705 | 1900 - 1969 | #N/A | #N/A | 1 | 38 | 01 - Gas Storage | ge | gg38t06axk00 | 1 | 12/01/2011 | No, Unconditioned Space | Yes, Unconditioned Space | 01 - None |  |  | not listed | 2011 | 38 | -100 | -99 | -99 | 12 | 0.6 | 40 | gg38t06axk00 | CEC_2009 | 1 | 2011 | 5059.4467 | 4458.971 | 0.60-0.639 EF | 30-39 Gallons | 38 | Age 2010 to 2012 | Gas | Storage | Gas | Primary System
477 | EG04086202 | 1980 - 1989 | 0.6 | -0.05 | 1 | 50 | 01 - Gas Storage | kenmore | 153.33152 | 6 | 10/01/2006 | No, Unconditioned Space | No, Unconditioned Space | 01 - None |  |  | not on nameplate | 2006 | 40 | -100 | -99 | -99 | 10 | 0.63 | 50 | 15333152 | CEC_2009 | 6 | 2006 | 8123.9101 | 5778.2382 | 0.60-0.639 EF | 50-59 Gallons | 50 | Age 2006 to 2009 | Gas | Storage | Gas | Primary System
478 | EG04090667 | 1900 - 1969 | #N/A | #N/A | 1 | 48 | 01 - Gas Storage | ge | gg48t06axk00 | 2 | 10/01/2010 | No, Unconditioned Space | Yes, Unconditioned Space | 01 - None |  |  |  | 2010 | 40 | -100 | -100 | -99 | 10 | 0.58 | 50 | gg48t06axk00 | CEC_2009 | 2 | 2010 | 4405.2495 | 2928.9173 | 0.56-0.599 EF | 40-49 Gallons | 48 | Age 2010 to 2012 | Gas | Storage | Gas | Primary System
479 | EG04108495 | 1990 - 1994 | 0.63 | -99 | 1 | 30 | 01 - Gas Storage | Dont Know |  | 8 |  | Yes, Unconditioned Space | Yes, Unconditioned Space | 01 - None |  |  | nameplate covered | -99 | -99 | -100 | -99 | -99 | -99 |  |  |  |  | 8 | 2004 |  |  | Dont Know | 30-39 Gallons | 30 | Age 2000 to 2005 | Gas | Storage | Gas | Primary System
480 | EG04111466 | 1970 - 1979 | 0.615 | -99 | 1 | 40 | 01 - Gas Storage | reliance | 8 40 nkrt971 | 9 | 01/01/1996 | No, Unconditioned Space | No, Unconditioned Space | 01 - None |  |  |  | 1996 | 35.5 | -100 | 0.56 | -99 | -99 |  |  | 840nkrt971 |  | 16 | 1996 |  |  | Dont Know | 40-49 Gallons | 40 | Age 1995 to 1999 | Gas | Storage | Gas | Primary System
481 | EG04111817 | 1900 - 1969 | 0.6 | -0.033333 | 1 | 50 | 01 - Gas Storage | Bradford white | m450s6en12 | 11 |  | No, Unconditioned Space | No, Unconditioned Space | 01 - None |  |  | info missing | -99 | 40 | -100 | -99 | -99 | -99 | 0.62 | 50 | m450s6en12 | CEC_2009 | 11 | 2001 | 7713.0636 | 5507.6668 | 0.60-0.639 EF | 50-59 Gallons | 50 | Age 2000 to 2005 | Gas | Storage | Gas | Primary System
482 | EG04117751 | 1900 - 1969 | 0.6 | 0.033333 | 1 | 50 | 01 - Gas Storage | ge | pg50t09aqj00 | 2 | 08/01/2007 | No, Unconditioned Space | Yes, Unconditioned Space | 01 - None |  |  | missing info | 2007 | 38 | -100 | -99 | -99 | 8 | 0.58 | 50 | pg50t09aqj00 | CEC_2009 | 5 | 2007 | 8123.9101 | 5778.2382 | 0.56-0.599 EF | 50-59 Gallons | 50 | Age 2006 to 2009 | Gas | Storage | Gas | Primary System
483 | EG04121356 | 1900 - 1969 | 0.6 | 0.11667 | 1 | 50 | 01 - Gas Storage | whirlpool | fg2j5040t3nov | 10 |  | No, Unconditioned Space | No, Unconditioned Space | 01 - None |  |  |  | -99 | 40 | -100 | -100 | -99 | -99 | 0.53 | 50 | fg2j5040t3nov | CEC_gwh1 | 10 | 2002 | 7713.0636 | 5507.6668 | 0.52-0.559 EF | 50-59 Gallons | 50 | Age 2000 to 2005 | Gas | Storage | Gas | Primary System
484 | EG04123157 | 1980 - 1989 | 0.6 | -99 | 1 | 50 | 01 - Gas Storage | ge |  | 5 |  | Yes, Unconditioned Space | No, Unconditioned Space | 01 - None |  |  |  | -99 | -99 | -100 | -100 | -99 | -99 |  |  |  |  | 5 | 2007 |  |  | Dont Know | 50-59 Gallons | 50 | Age 2006 to 2009 | Gas | Storage | Gas | Primary System
485 | EG04123157 | 1980 - 1989 | #N/A | #N/A | 2 | 19.9 | 03 - Electric Storage | ge | ge20p06sag | 5 |  | No, Unconditioned Space | No, Unconditioned Space | 01 - None |  |  |  | -99 | -100 | 2 | -100 | -99 | -99 |  |  | ge20p06sag |  | 5 | 2007 |  |  | Dont Know | 01-29 Gallons | 19.9 | Age 2006 to 2009 | Electric | Storage | Electric
486 | EG04132657 | 1970 - 1979 | #N/A | #N/A | 1 | 38 | 01 - Gas Storage | rheem | 22v40fn | 3 | 03/01/2009 | No, Unconditioned Space | No, Unconditioned Space | 01 - None |  |  |  | 2009 | 38 | -100 | -100 | -99 | 3 | 0.6 | 40 | 22v40fn | CEC_2009 | 3 | 2009 | 6716.725 | 4796.2114 | 0.60-0.639 EF | 30-39 Gallons | 38 | Age 2006 to 2009 | Gas | Storage | Gas | Primary System
487 | EG04144142 | 1900 - 1969 | 0.615 | 0.065041 | 1 | 40 | 01 - Gas Storage | reliance | 5 40 nort970 c | 12 |  | No, Unconditioned Space | No, Unconditioned Space | 01 - None |  |  | info not on nameplate | -99 | 32 | -100 | -99 | -99 | -99 | 0.575 | 40 | 540nort970c | CEC_gwh1 | 12 | 2000 | 7713.0636 | 5507.6668 | 0.56-0.599 EF | 40-49 Gallons | 40 | Age 2000 to 2005 | Gas | Storage | Gas | Primary System
488 | EG04162896 | 1980 - 1989 | 0.6 | 0.083333 | 1 | 50 | 01 - Gas Storage | Bradford white | mi5036en10 | -99 |  | No, Unconditioned Space | No, Unconditioned Space | 01 - None |  |  |  | -99 | 40 | -100 | -100 | -99 | -99 | 0.55 | 50 | mi5036en10 | CEC_gwh1 | -99 | -99 | 1261.78 | 662.4029 | 0.52-0.559 EF | 50-59 Gallons | 50 | Dont Know | Gas | Storage | Gas | Primary System
489 | EG04183287 | 1970 - 1979 | 0.6 | -99 | 1 | -100 | 04 - Gas Instantaneous | noritz | nr98-od | 2 | 12/01/2009 | Not Applicable | Yes, Unconditioned Space | 01 - None |  |  | huh | 2009 | 199 | -100 | -99 | -100 | 12 |  |  | nr98od |  | 3 | 2009 |  |  | Dont Know | Tankless | -100 | Age 2006 to 2009 | Gas | Instantaneous | Gas | Primary System
490 | EG04183287 | 1970 - 1979 | #N/A | #N/A | 2 | -100 | 05 - Elec. Instantaneous | insinkerator | sst | 3 |  | Not Applicable | No, Conditioned Space | 01 - None |  |  | no nameplate | -99 | -100 | -99 | -99 | -99 | -99 |  |  | sst |  | 3 | 2009 |  |  | Dont Know | Tankless | -100 | Age 2006 to 2009 | Electric | Instantaneous | Electric
491 | PP19976904 | 1995 - 1999 | -99 | -99 | 1 | -99 | 01 - Gas Storage | Dont Know |  | 14 |  | Yes, Unconditioned Space | Yes, Unconditioned Space | 01 - None |  |  | couldn't access nameplate due to wrap | -99 | -99 | -100 | -99 | -99 | -99 |  |  |  |  | 14 | 1998 |  |  | Dont Know | Dont Know | -99 | Age 1995 to 1999 | Gas | Storage | Gas | Primary System
492 | EG04190395 | 1900 - 1969 | 0.615 | -99 | 1 | 40 | 01 - Gas Storage | craftmaster | crgkf90-443t | 20 |  | No, Unconditioned Space | No, Unconditioned Space | 01 - None |  |  | old | -99 | 40 | -100 | -99 | -99 | -99 |  |  | crgkf90443t |  | 20 | 1992 |  |  | Dont Know | 40-49 Gallons | 40 | Age 1990 to 1994 | Gas | Storage | Gas | Primary System
493 | EG04202770 | 1900 - 1969 | 0.615 | -99 | 1 | 40 | 01 - Gas Storage | rheem | 41V40PRO | 10 |  | No, Conditioned Space | No, Conditioned Space | 01 - None |  |  |  | -99 | 40 | -100 | -99 | 6.7 | -99 |  |  | 41V40PRO |  | 10 | 2002 |  |  | Dont Know | 40-49 Gallons | 40 | Age 2000 to 2005 | Gas | Storage | Gas
494 | EG04202770 | 1900 - 1969 | 0.6 | -99 | 2 | -100 | 04 - Gas Instantaneous | noritz | nr98-sv | 2 | 08/01/2010 | Not Applicable | No, Unconditioned Space | 01 - None |  |  |  | 2010 | 199.9 | -100 | -99 | -100 | 8 |  |  | nr98sv |  | 2 | 2010 |  |  | Dont Know | Tankless | -100 | Age 2010 to 2012 | Gas | Instantaneous | Gas | Primary System
495 | EG04204361 | 1970 - 1979 | 0.6 | -99 | 1 | -100 | 04 - Gas Instantaneous | noritz | N-0751M-OD | 3 | 03/01/2008 | Not Applicable | No, Unconditioned Space | 01 - None |  |  | no info | 2008 | 199.9 | -100 | -99 | -100 | 3 |  |  | N0751MOD |  | 4 | 2008 |  |  | Dont Know | Tankless | -100 | Age 2006 to 2009 | Gas | Instantaneous | Gas | Primary System
496 | EG04214373 | 1900 - 1969 | 0.615 | 0.04065 | 1 | 40 | 01 - Gas Storage | ge | pg40t09avh00 | 4 | 08/01/2008 | No, Unconditioned Space | No, Unconditioned Space | 01 - None |  |  | info noton nameplate | 2008 | 38 | -100 | -99 | -99 | 8 | 0.59 | 40 | pg40t09avh00 | CEC_2009 | 4 | 2008 | 4032.7536 | 2868.3491 | 0.56-0.599 EF | 40-49 Gallons | 40 | Age 2006 to 2009 | Gas | Storage | Gas | Primary System
497 | EG04217023 | 1900 - 1969 | 0.6 | -99 | 1 | -100 | 04 - Gas Instantaneous | bosch | gwh 1600 h ng | 2 |  | Not Applicable | No, Conditioned Space | 01 - None |  |  |  | -99 | 117 | -100 | -99 | -100 | -99 |  |  | gwh1600hng |  | 2 | 2010 |  |  | Dont Know | Tankless | -100 | Age 2010 to 2012 | Gas | Instantaneous | Gas | Primary System
498 | EG04235732 | 1900 - 1969 | 0.615 | -99 | 1 | 40 | 01 - Gas Storage | kenmore | 153.331452 | -99 | 01/01/1993 | No, Conditioned Space | No, Conditioned Space | 01 - None |  |  |  | 1993 | 35 | -100 | -100 | -99 | -99 |  |  | 153331452 |  | 19 | 1993 |  |  | Dont Know | 40-49 Gallons | 40 | Age 1990 to 1994 | Gas | Storage | Gas | Primary System
499 | EG04236706 | 1970 - 1979 | 0.615 | 0.04065 | 1 | 40 | 01 - Gas Storage | ge | pg40t09avg00 | 7 | 10/01/2004 | No, Unconditioned Space | No, Unconditioned Space | 01 - None |  |  |  | 2004 | 40 | -100 | -100 | -99 | 10 | 0.59 | 40 | pg40t09avg00 | CEC_2009 | 8 | 2004 | 15188.4774 | 10845.6352 | 0.56-0.599 EF | 40-49 Gallons | 40 | Age 2000 to 2005 | Gas | Storage | Gas | Primary System
500 | EG04240648 | 1900 - 1969 | 0.743 | -99 | 1 | 75 | 01 - Gas Storage | American | g62-75t75-4nv | 16 |  | No, Unconditioned Space | No, Unconditioned Space | 01 - None |  |  |  | -99 | 75 | -100 | -100 | -99 | -99 |  |  | g6275t754nv |  | 16 | 1996 |  |  | Dont Know | 70-79 Gallons | 75 | Age 1995 to 1999 | Gas | Storage | Gas | Primary System
501 | EG04241605 | 1900 - 1969 | 0.6 | 0.066667 | 1 | 50 | 01 - Gas Storage | reliance | n50nkrt971c | 10 |  | No, Unconditioned Space | No, Unconditioned Space | 01 - None |  |  |  | -99 | 36 | -100 | -100 | -99 | -99 | 0.56 | 50 | n50nkrt971c | CEC_gwh1 | 10 | 2002 | 4318.2088 | 2871.0466 | 0.56-0.599 EF | 50-59 Gallons | 50 | Age 2000 to 2005 | Gas | Storage | Gas | Primary System
502 | EG04245018 | 1970 - 1979 | 0.6 | -99 | 1 | 50 | 01 - Gas Storage | reliance | 8 50 nact0 c | 20 | 04/01/1991 | No, Unconditioned Space | No, Unconditioned Space | 01 - None |  |  | not listed | 1991 | 40 | -100 | -99 | -99 | 4 |  |  | 850nact0c |  | 21 | 1991 |  |  | Dont Know | 50-59 Gallons | 50 | Age 1990 to 1994 | Gas | Storage | Gas | Primary System
503 | EG04246852 | 1900 - 1969 | 0.6 | -99 | 1 | -100 | 04 - Gas Instantaneous | controlled energy corp | aq240fx | 10 |  | Not Applicable | No, Unconditioned Space | 01 - None |  |  | missing info | -99 | 37 | -100 | -99 | -100 | -99 |  |  | aq240fx |  | 10 | 2002 |  |  | Dont Know | Tankless | -100 | Age 2000 to 2005 | Gas | Instantaneous | Gas | Primary System
504 | EG04263642 | 1900 - 1969 | 0.63 | -99 | 1 | 30 | 01 - Gas Storage | american appliance mfg corp | gxf343t | 20 |  | No, Conditioned Space | No, Conditioned Space | 01 - None |  |  | not listed | -99 | 34 | -100 | -99 | -99 | -99 |  |  | gxf343t |  | 20 | 1992 |  |  | Dont Know | 30-39 Gallons | 30 | Age 1990 to 1994 | Gas | Storage | Gas | Primary System
505 | EG04267013 | 1900 - 1969 | 0.6 | -99 | 1 | -100 | 04 - Gas Instantaneous | bosch | gwh 635 es0 | 5 |  | Not Applicable | No, Unconditioned Space | Dont Know |  | tht-20 heater treater scale protection falsken water systems | missing info | -99 | 175 | -100 | -99 | -100 | -99 |  |  | gwh635es0 |  | 5 | 2007 |  |  | Dont Know | Tankless | -100 | Age 2006 to 2009 | Gas | Instantaneous | Gas | Primary System
506 | EG04275482 | 1900 - 1969 | 0.615 | -99 | 1 | 40 | 01 - Gas Storage | whirlpool | nu40t121-403 | 1 |  | No, Conditioned Space | No, Conditioned Space | 01 - None |  |  | no info | -99 | 40 | -100 | -99 | -99 | -99 |  |  | nu40t121403 |  | 1 | 2011 |  |  | Dont Know | 40-49 Gallons | 40 | Age 2010 to 2012 | Gas | Storage | Gas | Primary System
507 | EG04277823 | 1970 - 1979 | 0.6 | -0.05 | 1 | 50 | 01 - Gas Storage | bradford white | m45036fbn7 | 6 |  | No, Unconditioned Space | Yes, Unconditioned Space | 01 - None |  |  | info not on nameplate | -99 | 40 | -100 | -99 | -99 | -99 | 0.63 | 50 | m45036fbn7 | CEC_2009 | 6 | 2006 | 6716.725 | 4796.2114 | 0.60-0.639 EF | 50-59 Gallons | 50 | Age 2006 to 2009 | Gas | Storage | Gas | Primary System
508 | EG04283534 | 1900 - 1969 | 0.6 | 0.05 | 1 | 50 | 01 - Gas Storage | bradford white | m45036fbn | 5 |  | No, Unconditioned Space | No, Unconditioned Space | 01 - None |  |  | not on nameplate | -99 | 40 | -100 | -99 | -99 | -99 | 0.57 | 50 | m45036fbn | CEC_gwh1 | 5 | 2007 | 16122.6269 | 17958.4984 | 0.56-0.599 EF | 50-59 Gallons | 50 | Age 2006 to 2009 | Gas | Storage | Gas | Primary System
1265 | PG21124377 | 1900 - 1969 | 0.6 | 0.033333 | 1 | 50 | 01 - Gas Storage | kenmore | 153.336572 | 1 | 03/01/2009 | No, Unconditioned Space | Yes, Unconditioned Space | 01 - None |  |  | info not on nameplate | 2009 | 35.5 | -100 | -99 | -99 | 3 | 0.58 | 50 | 153336572 | CEC_2009 | 3 | 2009 | 17616.6054 | 39024.3534 | 0.56-0.599 EF | 50-59 Gallons | 50 | Age 2006 to 2009 | Gas | Storage | Gas | Primary System
1266 | PG21229191 | 2000 - 2012 | 0.6 | -0.033333 | 1 | 50 | 01 - Gas Storage | a.o. smith | gvr 50 100 | 7 | 01/01/2005 | No, Unconditioned Space | Yes, Unconditioned Space | 01 - None |  |  | info not on nameplate | 2005 | -99 | -100 | -99 | -99 | 1 | 0.62 | 50 | gvr50100 | CEC_2009 | 7 | 2005 | 3343.2558 | 1382.7235 | 0.60-0.639 EF | 50-59 Gallons | 50 | Age 2000 to 2005 | Gas | Storage | Gas | Primary System
1267 | PG21276056 | 1990 - 1994 | 0.6 | -0.033333 | 1 | 50 | 01 - Gas Storage | ge | sg50t12xa01 | 10 |  | No, Conditioned Space | Yes, conditioned space | 01 - None |  |  |  | -99 | 40 | -100 | -99 | 19.2 | -99 | 0.62 | 50 | sg50t12xa01 | CEC_gwh1 | 10 | 2002 | 9877.578 | 8384.1982 | 0.60-0.639 EF | 50-59 Gallons | 50 | Age 2000 to 2005 | Gas | Storage | Gas | Primary System
1268 | PG21309111 | 1995 - 1999 | 0.615 | -0.00271 | 1 | 40 | 01 - Gas Storage | ao smith | fgr 40 242 | 14 |  | No, Unconditioned Space | Yes, Unconditioned Space | 01 - None |  |  | don't know | -99 | 38 | -100 | -99 | -99 | -99 | 0.61667 | 40 | fgr40242 | CEC_gwh1 | 14 | 1998 | 15146.563 | 13507.7225 | 0.60-0.639 EF | 40-49 Gallons | 40 | Age 1995 to 1999 | Gas | Storage | Gas | Primary System
1269 | PG21450356 | 1990 - 1994 | 0.6 | -0.4 | 1 | -100 | 04 - Gas Instantaneous | takagi | t-k3 | 5 |  | Not Applicable | Yes, Unconditioned Space | 01 - None |  |  |  | -99 | 199 | -100 | -99 | -100 | -99 | 0.84 | 0.2 | tk3 | CEC_2009 | 5 | 2007 | 8601.6372 | 7301.1655 | 0.84-0.879 EF | Tankless | -100 | Age 2006 to 2009 | Gas | Instantaneous | Gas | Primary System
2032 | PX23087222 | 2000 - 2012 | #N/A | #N/A | 1 | 50 | 09 - Solar w/Propane Storage | bradford white | rtv-750d-l | 5 |  | No, Conditioned Space | Yes, conditioned space | 01 - None |  |  | not on label | -99 | -99 | -100 | -99 | -99 | -99 |  |  | rtv750dl |  | 5 | 2007 |  |  | Dont Know | 50-59 Gallons | 50 | Age 2006 to 2009 | Solar | Storage | Solar w/Propane | Primary System
2033 | PX23091701 | 1900 - 1969 | #N/A | #N/A | 1 | 28 | 01 - Gas Storage | ge | gg28t06axk00 | 4 | 10/01/2011 | No, Unconditioned Space | No, Conditioned Space | 01 - None |  |  | limited nameplate info | 2011 | 30 | -100 | -99 | -99 | 10 | 0.62 | 30 | gg28t06axk00 | CEC_2009 | 1 | 2011 | 21571.7133 | 35933.8727 | 0.60-0.639 EF | 01-29 Gallons | 28 | Age 2010 to 2012 | Gas | Storage | Gas | Primary System
2034 | PX23123391 | 1980 - 1989 | #N/A | #N/A | 1 | 30 | 02 - Propane Storage | sears | 153.336761 | 8 | 07/01/2003 | Yes, Unconditioned Space | No, Unconditioned Space | 01 - None |  |  |  | 2003 | 35.5 | -100 | 0.61 | -99 | 7 | 0.61 | 30 | 153336761 | CEC_2009 | 9 | 2003 | 13228.1595 | 16649.0634 | 0.60-0.639 EF | 30-39 Gallons | 30 | Age 2000 to 2005 | Propane | Storage | Propane | Primary System
2035 | PX23188534 | 1970 - 1979 | 0.945 | 0.015873 | 1 | 50 | 03 - Electric Storage | ge | se50t12a01 | 12 |  | No, Conditioned Space | No, Conditioned Space | 01 - None |  |  |  | -99 | -100 | 55 | -99 | 19.2 | -99 | 0.93 | 50 | se50t12a01 | CEC_ewh1 | 12 | 2000 | 4918.2753 | 3654.7092 | 0.92-0.959 EF | 50-59 Gallons | 50 | Age 2000 to 2005 | Electric | Storage | Electric | Primary System
2036 | PX23233499 | 1900 - 1969 | 0.945 | 0.015873 | 1 | 50 | 03 - Electric Storage | ge | se50t12aa1 | 13 | 02/01/2003 | No, Unconditioned Space | No, Unconditioned Space | 01 - None |  |  |  | 2003 | -100 | 55 | -99 | 19.2 | 2 | 0.93 | 50 | se50t12aa1 | CEC_ewh1 | 9 | 2003 | 4372.5394 | 3039.2647 | 0.92-0.959 EF | 50-59 Gallons | 50 | Age 2000 to 2005 | Electric | Storage | Electric | Primary System
1524 | PP16636114 | 2000 - 2012 | 0.615 | -0.0081301 | 1 | 40 | 01 - Gas Storage | Bradford white | m440t6fbn5 | 7 |  | No, Unconditioned Space | Yes, Unconditioned Space | 01 - None |  |  | no Ef r value | -99 | 40 | -100 | -99 | -99 | -99 | 0.62 | 40 | m440t6fbn5 | CEC_2009 | 7 | 2005 | 7287.27 | 5691.919 | 0.60-0.639 EF | 40-49 Gallons | 40 | Age 2000 to 2005 | Gas | Storage | Gas | Primary System
1525 | PP16664318 | 1900 - 1969 | -99 | -99 | 1 | -99 | 01 - Gas Storage | Dont Know |  | 10 |  | Yes, conditioned space | No, Unconditioned Space | 01 - None |  |  | nameplate is covered by external tank wrap. | -99 | -99 | -100 | -99 | -99 | -99 |  |  |  |  | 10 | 2002 |  |  | Dont Know | Dont Know | -99 | Age 2000 to 2005 | Gas | Storage | Gas | Primary System
1526 | PP16683662 | 1900 - 1969 | 0.615 | 0.04065 | 1 | 40 | 01 - Gas Storage | american | fg6140t403no | 6 |  | No, Conditioned Space | Yes, conditioned space | 01 - None |  |  | np | -99 | 40 | -100 | -99 | -99 | -99 | 0.59 | 40 | fg6140t403no | CEC_2009 | 6 | 2006 | 6345.9335 | 4956.6627 | 0.56-0.599 EF | 40-49 Gallons | 40 | Age 2006 to 2009 | Gas | Storage | Gas | Primary System
1527 | PP16699412 | 1900 - 1969 | -99 | -99 | 1 | -99 | 01 - Gas Storage | kenmore |  | 3 |  | No, Unconditioned Space | Yes, Unconditioned Space | 01 - None |  |  | radiant heating unit blocking access to water heater | -99 | -99 | -100 | -99 | -99 | -99 |  |  |  |  | 3 | 2009 |  |  | Dont Know | Dont Know | -99 | Age 2006 to 2009 | Gas | Storage | Gas | Primary System
1528 | PP16710126 | Dont Know | 0.615 | 0.02439 | 1 | 40 | 01 - Gas Storage | a.o. smith | gnr 40 100 | 2 | 10/01/2009 | No, Unconditioned Space | No, Unconditioned Space | 01 - None |  |  |  | 2009 | 40 | -100 | -99 | -99 | 10 | 0.6 | 40 | gnr40100 | CEC_2009 | 3 | 2009 | 11519.4058 | 14498.4128 | 0.60-0.639 EF | 40-49 Gallons | 40 | Age 2006 to 2009 | Gas | Storage | Gas | Primary System
1529 | PP16718534 | 1900 - 1969 | 0.948 | -99 | 1 | 40 | 03 - Electric Storage | Dont Know | pv 30 20rt 4 | 15 |  | No, Unconditioned Space | No, Unconditioned Space | 01 - None |  |  | no access | -99 | -100 | -99 | -99 | -99 | -99 |  |  | pv3020rt4 |  | 15 | 1997 |  |  | Dont Know | 40-49 Gallons | 40 | Age 1995 to 1999 | Electric | Storage | Electric | Primary System
1530 | PP16722534 | 1900 - 1969 | -99 | -99 | 1 | -99 | 01 - Gas Storage | ge |  | 2 |  | No, Unconditioned Space | No, Unconditioned Space | 01 - None |  |  | blocked | -99 | -99 | -100 | -99 | -99 | -99 |  |  |  |  | 2 | 2010 |  |  | Dont Know | Dont Know | -99 | Age 2010 to 2012 | Gas | Storage | Gas | Primary System
1531 | PP16724448 | 1980 - 1989 | 0.615 | -0.0081301 | 1 | 40 | 01 - Gas Storage | ao smith | gvr 40 200 | 2 | 08/01/2008 | No, Unconditioned Space | No, Unconditioned Space | 01 - None |  |  |  | 2008 | 40 | -100 | -99 | -99 | 8 | 0.62 | 40 | gvr40200 | CEC_2009 | 4 | 2008 | 8601.6372 | 7301.1655 | 0.60-0.639 EF | 40-49 Gallons | 40 | Age 2006 to 2009 | Gas | Storage | Gas | Primary System
1532 | PP16727402 | 1900 - 1969 | 0.615 | -99 | 1 | 40 | 01 - Gas Storage | mor-flo | g51-40t34-3nv | 13 | 01/01/1994 | No, Conditioned Space | No, Conditioned Space | 01 - None |  |  | not on np | 1994 | 34 | -100 | -99 | -99 | -99 |  |  | g5140t343nv |  | 18 | 1994 |  |  | Dont Know | 40-49 Gallons | 40 | Age 1990 to 1994 | Gas | Storage | Gas | Primary System
1533 | PP16731929 | 1900 - 1969 | 0.615 | -99 | 1 | 40 | 01 - Gas Storage | Dont Know |  | 8 |  | Yes, Unconditioned Space | Yes, Unconditioned Space | 01 - None |  |  | insulated, couldn't access nameplate | -99 | -99 | -100 | -99 | -99 | -99 |  |  |  |  | 8 | 2004 |  |  | Dont Know | 40-49 Gallons | 40 | Age 2000 to 2005 | Gas | Storage | Gas | Primary System
1534 | PP16750483 | 1900 - 1969 | 0.615 | 0.04065 | 1 | 40 | 01 - Gas Storage | Bradford white | mi40t6fbn4 | -99 |  | No, Unconditioned Space | Yes, Unconditioned Space | 01 - None |  |  | no Ef or r | -99 | 40 | -100 | -99 | -99 | -99 | 0.59 | 40 | mi40t6fbn4 | CEC_2009 | -99 | -99 | 2772.78 | 1925.2954 | 0.56-0.599 EF | 40-49 Gallons | 40 | Dont Know | Gas | Storage | Gas | Primary System
1535 | PP16761095 | 1980 - 1989 | 0.615 | 0.053039 | 1 | 40 | 01 - Gas Storage | state | pr6 40 n0ct971 52 | 7 |  | No, Unconditioned Space | No, Unconditioned Space | 01 - None |  |  |  | -99 | 35 | -100 | 0.62 | -99 | -99 | 0.58238 | 39.9683 | pr640n0ct97152 | CEC_gwh1 | 7 | 2005 | 9877.578 | 8384.1982 | 0.56-0.599 EF | 40-49 Gallons | 40 | Age 2000 to 2005 | Gas | Storage | Gas | Primary System
1536 | PP16762352 | 2000 - 2012 | 0.6 | -0.0083333 | 1 | 50 | 01 - Gas Storage | state select | pr650noct32w | 12 |  | No, Unconditioned Space | Yes, Unconditioned Space | 01 - None |  |  |  | -99 | 36 | -100 | -99 | -99 | -99 | 0.605 | 50 | pr650noct32w | CEC_gwh1 | 12 | 2000 | 7287.27 | 5691.919 | 0.60-0.639 EF | 50-59 Gallons | 50 | Age 2000 to 2005 | Gas | Storage | Gas | Primary System
1537 | PP16774928 | 1900 - 1969 | 0.63 | -99 | 1 | 30 | 01 - Gas Storage | rheem |  | 5 |  | Yes, Unconditioned Space | Yes, Unconditioned Space | 01 - None |  |  | external tank wrap is covering nameplate, see attached photo. | -99 | -99 | -100 | -99 | -99 | -99 |  |  |  |  | 5 | 2007 |  |  | Dont Know | 30-39 Gallons | 30 | Age 2006 to 2009 | Gas | Storage | Gas | Primary System
1538 | PP16795234 | 2000 - 2012 | 0.743 | -99 | 1 | 75 | 01 - Gas Storage | state select |  | 11 |  | Yes, Unconditioned Space | No, Unconditioned Space | 01 - None |  |  | blanket | -99 | -99 | -100 | -99 | -99 | -99 |  |  |  |  | 11 | 2001 |  |  | Dont Know | 70-79 Gallons | 75 | Age 2000 to 2005 | Gas | Storage | Gas | Primary System
1539 | PP16795234 | 2000 - 2012 | 0.743 | -99 | 2 | 75 | 01 - Gas Storage | state select |  | 11 |  | Yes, Unconditioned Space | Yes, Unconditioned Space | 01 - None |  |  | blanket | -99 | -99 | -100 | -99 | -99 | -99 |  |  |  |  | 11 | 2001 |  |  | Dont Know | 70-79 Gallons | 75 | Age 2000 to 2005 | Gas | Storage | Gas
1540 | PP16811682 | 1900 - 1969 | 0.615 | -99 | 1 | 40 | 01 - Gas Storage | montgomery ward | srm 33833 | 10 |  | No, Unconditioned Space | No, Unconditioned Space | 01 - None |  |  |  | -99 | 40 | -100 | -99 | -99 | -99 |  |  | srm33833 |  | 10 | 2002 |  |  | Dont Know | 40-49 Gallons | 40 | Age 2000 to 2005 | Gas | Storage | Gas | Primary System
1541 | PP16823290 | 1900 - 1969 | 0.615 | -0.0081301 | 1 | 40 | 01 - Gas Storage | rheem | 42vr40-40f | 3 | 11/01/2009 | No, Unconditioned Space | No, Unconditioned Space | 01 - None |  |  | limited nameplate info | 2009 | 40 | -100 | -99 | -99 | 11 | 0.62 | 40 | 42vr4040f | CEC_2009 | 3 | 2009 | 6345.9335 | 4956.6627 | 0.60-0.639 EF | 40-49 Gallons | 40 | Age 2006 to 2009 | Gas | Storage | Gas | Primary System
1542 | PP16823290 | 1900 - 1969 | #N/A | #N/A | 2 | 19.9 | 03 - Electric Storage | rheem | 81vp20s | 1 | 06/01/2011 | No, Unconditioned Space | No, Unconditioned Space | 01 - None |  |  | limited nameplate info | 2011 | -100 | 2 | -99 | -99 | 6 | 0.945 | 10.2 | 81vp20s | CEC_ewh1 | 1 | 2011 | 0 | 0 | 0.92-0.959 EF | 01-29 Gallons | 19.9 | Age 2010 to 2012 | Electric | Storage | Electric
1543 | PP16827157 | 1900 - 1969 | 0.6 | -99 | 1 | -100 | 04 - Gas Instantaneous | eternal | gu-195s | 1 | 01/01/2011 | Not Applicable | No, Unconditioned Space | Dont Know |  | see picture |  | 2011 | 199 | -100 | 0.96 | -100 | -99 |  |  | gu195s |  | 1 | 2011 |  |  | Dont Know | Tankless | -100 | Age 2010 to 2012 | Gas | Instantaneous | Gas | Primary System
1544 | PP16831202 | Dont Know | 0.615 | -99 | 1 | 40 | 01 - Gas Storage | craftmaster | crgvf433tn | -99 |  | Yes, Unconditioned Space | No, Unconditioned Space | 01 - None |  |  | not on nameplate | -99 | 33 | -100 | -99 | -99 | -99 |  |  | crgvf433tn |  | -99 | -99 |  |  | Dont Know | 40-49 Gallons | 40 | Dont Know | Gas | Storage | Gas | Primary System
1545 | PP16842147 | 1900 - 1969 | 0.615 | -99 | 1 | 40 | 01 - Gas Storage | montgomery ward |  | 18 |  | Yes, Unconditioned Space | No, Unconditioned Space | 01 - None |  |  | blanket | -99 | -99 | -100 | -99 | -99 | -99 |  |  |  |  | 18 | 1994 |  |  | Dont Know | 40-49 Gallons | 40 | Age 1990 to 1994 | Gas | Storage | Gas | Primary System
1546 | PP16855063 | 1900 - 1969 | #N/A | #N/A | 1 | 38 | 01 - Gas Storage | ge | gg38t06axk00 | 1 | 09/01/2011 | No, Unconditioned Space | Yes, Unconditioned Space | 01 - None |  |  |  | 2011 | 38 | -100 | -99 | -99 | 9 | 0.6 | 40 | gg38t06axk00 | CEC_2009 | 1 | 2011 | 14697.079 | 11217.1062 | 0.60-0.639 EF | 30-39 Gallons | 38 | Age 2010 to 2012 | Gas | Storage | Gas | Primary System
1547 | PP16860533 | 1970 - 1979 | 0.615 | -0.02439 | 1 | 40 | 01 - Gas Storage | kenmore | 153.330452 | 10 | 04/01/2003 | Yes, Unconditioned Space | No, Unconditioned Space | 01 - None |  |  |  | 2003 | 40 | -100 | 0.63 | -99 | 4 | 0.63 | 40 | 153330452 | CEC_2009 | 9 | 2003 | 7128.8191 | 8216.7805 | 0.60-0.639 EF | 40-49 Gallons | 40 | Age 2000 to 2005 | Gas | Storage | Gas | Primary System
1548 | PP16872970 | 1970 - 1979 | 0.615 | 0.04065 | 1 | 40 | 01 - Gas Storage | kenmore | 153.333447 | -99 |  | No, Unconditioned Space | No, Unconditioned Space | 01 - None |  |  | not listed on nameplate | -99 | 32 | -100 | -99 | -99 | -99 | 0.59 | 40 | 153333447 | CEC_2009 | -99 | -99 | 4108.35 | 7102.2968 | 0.56-0.599 EF | 40-49 Gallons | 40 | Dont Know | Gas | Storage | Gas | Primary System
1549 | PP16897261 | 1900 - 1969 | 0.6 | -0.4 | 1 | -100 | 04 - Gas Instantaneous | takagi | t-k2 | 5 |  | Not Applicable | No, Conditioned Space | 01 - None |  |  | no Ef or r value | -99 | 185 | -100 | -99 | -100 | -99 | 0.84 | 0.1 | tk2 | CEC_2009 | 5 | 2007 | 18414.0119 | 18427.7116 | 0.84-0.879 EF | Tankless | -100 | Age 2006 to 2009 | Gas | Instantaneous | Gas | Primary System
1550 | PP16909972 | 1900 - 1969 | 0.615 | -99 | 1 | 40 | 01 - Gas Storage | Dont Know |  | 8 |  | Yes, Unconditioned Space | No, Unconditioned Space | 01 - None |  |  | blanket | -99 | -99 | -100 | -99 | -99 | -99 |  |  |  |  | 8 | 2004 |  |  | Dont Know | 40-49 Gallons | 40 | Age 2000 to 2005 | Gas | Storage | Gas | Primary System
1551 | PP16955897 | 2000 - 2012 | 0.615 | -99 | 1 | 40 | 01 - Gas Storage | reliance | 640brt 200 | 1 | 04/01/2007 | No, Unconditioned Space | No, Unconditioned Space | 01 - None |  |  | don't know | 2007 | 40 | -100 | -99 | -99 | 4 |  |  | 640brt200 |  | 5 | 2007 |  |  | Dont Know | 40-49 Gallons | 40 | Age 2006 to 2009 | Gas | Storage | Gas | Primary System
1552 | PP16966471 | 2000 - 2012 | 0.743 | 0.31359 | 1 | 75 | 01 - Gas Storage | bradford white | m2xr75s6bn10 | 8 |  | Yes, Unconditioned Space | No, Unconditioned Space | 01 - None |  |  |  | -99 | 76 | -100 | -99 | -99 | -99 | 0.51 | 75 | m2xr75s6bn10 | CEC_gwh1 | 8 | 2004 | 7287.27 | 5691.919 | 0.48-0.519 EF | 70-79 Gallons | 75 | Age 2000 to 2005 | Gas | Storage | Gas | Primary System
1553 | PP16979153 | 1900 - 1969 | 0.6 | -0.033333 | 1 | 50 | 01 - Gas Storage | kenmore | 153.330551 | -99 |  | No, Unconditioned Space | No, Unconditioned Space | 01 - None |  |  | Information not on name plate. | -99 | 40 | -100 | -99 | -99 | -99 | 0.62 | 50 | 153330551 | CEC_2009 | -99 | -99 | 5568.69 | 4726.7661 | 0.60-0.639 EF | 50-59 Gallons | 50 | Dont Know | Gas | Storage | Gas | Primary System
1554 | PP16990778 | 2000 - 2012 | 0.6 | -99 | 1 | 50 | 01 - Gas Storage | state industries | pr650n0ct32w | 12 |  | Yes, Unconditioned Space | No, Unconditioned Space | 01 - None |  |  |  | -99 | 36 | -100 | 0.6 | -99 | -99 |  |  | pr650n0ct32w |  | 12 | 2000 |  |  | Dont Know | 50-59 Gallons | 50 | Age 2000 to 2005 | Gas | Storage | Gas | Primary System
1555 | PP17008016 | 1980 - 1989 | 0.615 | -0.0081301 | 1 | 40 | 01 - Gas Storage | bradford white | u440t6frn | 0 |  | No, Conditioned Space | No, Conditioned Space | 01 - None |  |  |  | -99 | 40 | -100 | -99 | -99 | -99 | 0.62 | 40 | u440t6frn | CEC_2009 | 0 | 2012 | 7434.1571 | 5806.6492 | 0.60-0.639 EF | 40-49 Gallons | 40 | Age 2010 to 2012 | Gas | Storage | Gas | Primary System
1556 | PP17008589 | 1980 - 1989 | 0.6 | -99 | 1 | 50 | 01 - Gas Storage | american | gv2f8533t | -99 |  | No, Unconditioned Space | No, Unconditioned Space | 01 - None |  |  |  | -99 | 38 | -100 | -99 | 16.7 | -99 |  |  | gv2f8533t |  | -99 | -99 |  |  | Dont Know | 50-59 Gallons | 50 | Dont Know | Gas | Storage | Gas | Primary System
1557 | PP17022119 | 1900 - 1969 | -99 | -99 | 1 | -99 | 01 - Gas Storage | a.o. smith |  | 5 |  | Yes, conditioned space | Yes, Unconditioned Space | 01 - None |  |  |  | -99 | -99 | -100 | -99 | 7 | -99 |  |  |  |  | 5 | 2007 |  |  | Dont Know | Dont Know | -99 | Age 2006 to 2009 | Gas | Storage | Gas | Primary System
1558 | PP17031655 | 1970 - 1979 | -99 | -99 | 1 | -99 | 01 - Gas Storage | Dont Know |  | 15 |  | Yes, Unconditioned Space | No, Unconditioned Space | 01 - None |  |  | v | -99 | -99 | -100 | -99 | -99 | -99 |  |  |  |  | 15 | 1997 |  |  | Dont Know | Dont Know | -99 | Age 1995 to 1999 | Gas | Storage | Gas | Primary System
1559 | PP17035197 | 1990 - 1994 | -99 | -99 | 1 | -99 | 01 - Gas Storage | bradford-white | m-4-3c0t5ln-8 | -99 |  | No, Unconditioned Space | No, Unconditioned Space | 01 - None |  |  | info not on nameplate | -99 | 32 | -100 | -100 | -99 | -99 |  |  | m43c0t5ln8 |  | -99 | -99 |  |  | Dont Know | Dont Know | -99 | Dont Know | Gas | Storage | Gas | Primary System
1560 | PP17036091 | 1970 - 1979 | 0.615 | 0.04065 | 1 | 40 | 01 - Gas Storage | reliance | 640yort | 4 | 10/01/2006 | No, Unconditioned Space | No, Unconditioned Space | 01 - None |  |  |  | 2006 | 32 | -100 | -99 | -99 | 10 | 0.59 | 40 | 640yort | CEC_2009 | 6 | 2006 | 4282.9548 | 3635.4197 | 0.56-0.599 EF | 40-49 Gallons | 40 | Age 2006 to 2009 | Gas | Storage | Gas | Primary System
1561 | PP17075637 | 1900 - 1969 | -99 | -99 | 1 | -99 | 13 - Common Building | Dont Know |  | -99 |  | Not Applicable | No, Unconditioned Space | 01 - None | shared gas dhw for 33 units |  |  | -100 | -99 | -100 | -99 | -100 | -99 |  |  |  |  | -100 | -100 |  |  | Dont Know | Dont Know | -99 | Dont Know | Unknown | Unknown | Not Applicable | Primary System
1562 | PP17151267 | Dont Know | 0.615 | 0.04065 | 1 | 40 | 01 - Gas Storage | Bradford white corp | mi40t6fbn7 | -99 |  | No, Conditioned Space | No, Conditioned Space | 01 - None |  |  |  | -99 | 40 | -100 | -100 | -99 | -99 | 0.59 | 40 | mi40t6fbn7 | CEC_2009 | -99 | -99 | 11921.21 | 6559.5423 | 0.56-0.599 EF | 40-49 Gallons | 40 | Dont Know | Gas | Storage | Gas | Primary System
1563 | PP17156190 | 2000 - 2012 | 0.6 | -0.38333 | 1 | -100 | 04 - Gas Instantaneous | noritz | n-0751m | 3 |  | Not Applicable | Yes, Unconditioned Space | 01 - None |  |  |  | -99 | 199 | -100 | -99 | -100 | -99 | 0.83 | 0.2 | n0751m | CEC_2009 | 3 | 2009 | 18414.0119 | 13941.7297 | 0.80-0.839 EF | Tankless | -100 | Age 2006 to 2009 | Gas | Instantaneous | Gas | Primary System
1564 | PP17206819 | 1900 - 1969 | 0.615 | 0.056911 | 1 | 40 | 01 - Gas Storage | ge | gg40t6xa | 8 |  | No, Conditioned Space | Yes, conditioned space | 01 - None |  |  |  | -99 | 34 | -100 | -99 | 6.7 | -99 | 0.58 | 40 | gg40t6xa | CEC_gwh1 | 8 | 2004 | 13228.1595 | 7307.0539 | 0.56-0.599 EF | 40-49 Gallons | 40 | Age 2000 to 2005 | Gas | Storage | Gas | Primary System
1565 | PP17208348 | 1980 - 1989 | 0.743 | 0.31359 | 1 | 75 | 01 - Gas Storage | Bradford white | m2xr75s6bn10 | 7 |  | No, Unconditioned Space | No, Unconditioned Space | 01 - None |  |  | no Ef r value | -99 | 76 | -100 | -99 | -99 | -99 | 0.51 | 75 | m2xr75s6bn10 | CEC_gwh1 | 7 | 2005 | 4372.5394 | 3039.2647 | 0.48-0.519 EF | 70-79 Gallons | 75 | Age 2000 to 2005 | Gas | Storage | Gas | Primary System
1566 | PP17276334 | 1900 - 1969 | 0.615 | 0.073171 | 1 | 40 | 01 - Gas Storage | Bradford white | mi40t6fbn | -99 |  | No, Unconditioned Space | No, Unconditioned Space | 01 - None |  |  | limited nameplate info | -99 | 40 | -100 | -99 | -99 | -99 | 0.57 | 40 | mi40t6fbn | CEC_gwh1 | -99 | -99 | 11921.21 | 8324.1137 | 0.56-0.599 EF | 40-49 Gallons | 40 | Dont Know | Gas | Storage | Gas | Primary System
1567 | PP17283793 | 1900 - 1969 | 0.615 | -0.0081301 | 1 | 40 | 01 - Gas Storage | bradford white | u440t6frn | 1 |  | No, Unconditioned Space | Yes, Unconditioned Space | 01 - None |  |  |  | -99 | 40 | -100 | -99 | -99 | -99 | 0.62 | 40 | u440t6frn | CEC_2009 | 1 | 2011 | 9486.9714 | 14073.804 | 0.60-0.639 EF | 40-49 Gallons | 40 | Age 2010 to 2012 | Gas | Storage | Gas | Primary System
1568 | PP17295406 | 1900 - 1969 | 0.6 | -99 | 1 | 50 | 01 - Gas Storage | whirlpool | nu50t121-403 | 1 |  | No, Unconditioned Space | No, Unconditioned Space | 01 - None |  |  | limited nameplate info | -99 | 40 | -100 | -99 | -99 | -99 |  |  | nu50t121403 |  | 1 | 2011 |  |  | Dont Know | 50-59 Gallons | 50 | Age 2010 to 2012 | Gas | Storage | Gas | Primary System
1569 | PP17310693 | 1980 - 1989 | 0.6 | -0.033333 | 1 | 50 | 01 - Gas Storage | ge | sg50t12avg00 | 8 | 10/01/2004 | No, Unconditioned Space | Yes, conditioned space | 01 - None |  |  | limited nameplate info | 2004 | 40 | -100 | -99 | -99 | 10 | 0.62 | 50 | sg50t12avg00 | CEC_gwh1 | 8 | 2004 | 9877.578 | 8384.1982 | 0.60-0.639 EF | 50-59 Gallons | 50 | Age 2000 to 2005 | Gas | Storage | Gas | Primary System
1570 | PP17346387 | 1970 - 1979 | 0.615 | -0.02439 | 1 | 40 | 01 - Gas Storage | kenmore | 153.331444 | 5 | 04/01/2006 | No, Unconditioned Space | No, Unconditioned Space | 01 - None |  |  | couldn't get closer to nameplate, hard to read | 2006 | 40 | -100 | -99 | -99 | 4 | 0.63 | 40 | 153331444 | CEC_2009 | 6 | 2006 | 2911.3892 | 2997.3798 | 0.60-0.639 EF | 40-49 Gallons | 40 | Age 2006 to 2009 | Gas | Storage | Gas | Primary System
1571 | PP17367019 | 1970 - 1979 | 0.63 | -99 | 1 | 30 | 01 - Gas Storage | state |  | 30 |  | No, Unconditioned Space | No, Unconditioned Space | 01 - None |  |  | couldnt read | -99 | -99 | -100 | -99 | -99 | -99 |  |  |  |  | 30 | 1982 |  |  | Dont Know | 30-39 Gallons | 30 | Age 1980 to 1984 | Gas | Storage | Gas | Primary System
1572 | PP17389100 | 2000 - 2012 | 0.6 | -99 | 1 | 50 | 01 - Gas Storage | apollo | a650xbdsl | 8 | 07/01/2004 | No, Unconditioned Space | Yes, Unconditioned Space | 01 - None |  |  |  | 2004 | 48 | -100 | 0.58 | -99 | 7 |  |  | a650xbdsl |  | 8 | 2004 |  |  | Dont Know | 50-59 Gallons | 50 | Age 2000 to 2005 | Gas | Storage | Gas | Primary System
1573 | PP17389127 | 1900 - 1969 | 0.6 | 0.056944 | 1 | 50 | 01 - Gas Storage | state | prv 50 n0ct0 32cw | 15 |  | No, Unconditioned Space | No, Unconditioned Space | 01 - None |  |  | limited nameplate info | -99 | 36 | -100 | -99 | -99 | -99 | 0.56583 | 50 | prv50n0ct032cw | CEC_gwh1 | 15 | 1997 | 10384.8543 | 8814.78 | 0.56-0.599 EF | 50-59 Gallons | 50 | Age 1995 to 1999 | Gas | Storage | Gas | Primary System
1574 | PP17389216 | 1995 - 1999 | 0.743 | -99 | 1 | 75 | 01 - Gas Storage | state select | pr6 75 nrrt970 | 12 |  | No, Conditioned Space | Yes, conditioned space | 03 - Timer |  |  | limited nameplate info | -99 | 75.1 | -100 | -99 | -99 | -99 |  | 75 | pr675nrrt970 | CEC_gwh1 | 12 | 2000 | 4918.2753 | 3654.7092 | Dont Know | 70-79 Gallons | 75 | Age 2000 to 2005 | Gas | Storage | Gas | Primary System
1575 | PP17390670 | 1900 - 1969 | 0.63 | 0.095238 | 1 | 30 | 01 - Gas Storage | ge | gg30t6xa | -99 |  | No, Conditioned Space | No, Conditioned Space | 01 - None |  |  | o ef | -99 | 32 | -100 | -99 | 6.7 | -99 | 0.57 | 30 | gg30t6xa | CEC_gwh1 | -99 | -99 | 11921.21 | 12796.4064 | 0.56-0.599 EF | 30-39 Gallons | 30 | Dont Know | Gas | Storage | Gas | Primary System
1576 | PP17441037 | 1980 - 1989 | 0.6 | -99 | 1 | 50 | 01 - Gas Storage | whirlpool | fg1h5040t3nov | 7 | 02/01/2003 | No, Unconditioned Space | No, Unconditioned Space | 01 - None |  |  | not listed on nameplate | 2003 | 40 | -100 | -99 | -99 | 2 |  |  | fg1h5040t3nov |  | 9 | 2003 |  |  | Dont Know | 50-59 Gallons | 50 | Age 2000 to 2005 | Gas | Storage | Gas | Primary System
1577 | PP17476347 | 1900 - 1969 | 0.6 | -0.35 | 1 | -100 | 04 - Gas Instantaneous | noritz | n-069m | 6 |  | Not Applicable | No, Unconditioned Space | 01 - None |  |  |  | -99 | 194 | -100 | -99 | -100 | -99 | 0.81 | 0.2 | n069m | CEC_2009 | 6 | 2006 | 6345.9335 | 4956.6627 | 0.80-0.839 EF | Tankless | -100 | Age 2006 to 2009 | Gas | Instantaneous | Gas | Primary System
1578 | PP17485479 | 1970 - 1979 | 0.6 | -0.033333 | 1 | 50 | 01 - Gas Storage | Rheem | 22vr50fn | 13 | 09/01/2009 | No, Unconditioned Space | Yes, Unconditioned Space | 03 - Timer |  |  | limited nameplate info. | 2009 | 36 | -100 | -99 | -99 | 9 | 0.62 | 50 | 22vr50fn | CEC_2009 | 3 | 2009 | 4282.9548 | 3635.4197 | 0.60-0.639 EF | 50-59 Gallons | 50 | Age 2006 to 2009 | Gas | Storage | Gas | Primary System
1579 | PP17493698 | 1900 - 1969 | 0.615 | -99 | 1 | 40 | 01 - Gas Storage | kenmore | 153.339261 | -99 |  | No, Unconditioned Space | No, Unconditioned Space | 01 - None |  |  |  | -99 | 40 | -100 | -99 | -99 | -99 |  |  | 153339261 |  | -99 | -99 |  |  | Dont Know | 40-49 Gallons | 40 | Dont Know | Gas | Storage | Gas | Primary System
1580 | PP17525654 | 1900 - 1969 | 0.615 | -0.0081301 | 1 | 40 | 01 - Gas Storage | state select | gs640yoctg | 10 | 06/01/2008 | No, Unconditioned Space | No, Unconditioned Space | 01 - None |  |  |  | 2008 | 40 | -100 | -99 | -99 | 6 | 0.62 | 40 | gs640yoctg | CEC_2009 | 4 | 2008 | 8601.6372 | 7301.1655 | 0.60-0.639 EF | 40-49 Gallons | 40 | Age 2006 to 2009 | Gas | Storage | Gas | Primary System
1581 | PP17550703 | 1900 - 1969 | -99 | -99 | 1 | -99 | 01 - Gas Storage | Dont Know |  | 10 |  | Yes, Unconditioned Space | No, Unconditioned Space | 01 - None |  |  | wrapped | -99 | -99 | -100 | -99 | -99 | -99 |  |  |  |  | 10 | 2002 |  |  | Dont Know | Dont Know | -99 | Age 2000 to 2005 | Gas | Storage | Gas | Primary System
1582 | PP17563785 | 1970 - 1979 | #N/A | #N/A | 1 | 38 | 01 - Gas Storage | ge | gg38t06axk00 | 2 | 06/01/2010 | No, Unconditioned Space | No, Unconditioned Space | 01 - None |  |  |  | 2010 | 38 | -100 | -100 | -99 | 6 | 0.6 | 40 | gg38t06axk00 | CEC_2009 | 2 | 2010 | 10076.6771 | 24690.0619 | 0.60-0.639 EF | 30-39 Gallons | 38 | Age 2010 to 2012 | Gas | Storage | Gas | Primary System
1583 | PP17564013 | 1900 - 1969 | -99 | -99 | 1 | -99 | 01 - Gas Storage | Dont Know |  | 40 |  | Yes, Unconditioned Space | Yes, Unconditioned Space | 01 - None |  |  | nameplate covered by wrap, and hard to access. | -99 | -99 | -100 | -99 | -99 | -99 |  |  |  |  | 40 | 1972 |  |  | Dont Know | Dont Know | -99 | Age 1979 and older | Gas | Storage | Gas | Primary System
1584 | PP17564013 | 1900 - 1969 | -99 | -99 | 2 | -99 | 01 - Gas Storage | Dont Know |  | 40 |  | Yes, Unconditioned Space | Yes, Unconditioned Space | 01 - None |  |  | nameplate covered by wrap, and hard to access. | -99 | -99 | -100 | -99 | -99 | -99 |  |  |  |  | 40 | 1972 |  |  | Dont Know | Dont Know | -99 | Age 1979 and older | Gas | Storage | Gas
1585 | PP17575155 | 1900 - 1969 | 0.63 | 0.031746 | 1 | 30 | 01 - Gas Storage | whirlpool | fg1f3030t3nov | 14 | 07/01/2003 | No, Unconditioned Space | No, Unconditioned Space | 01 - None |  |  | info not on label | 2003 | 30 | -100 | -99 | -99 | 7 | 0.61 | 30 | fg1f3030t3nov | CEC_2009 | 9 | 2003 | 20229.7992 | 15913.8442 | 0.60-0.639 EF | 30-39 Gallons | 30 | Age 2000 to 2005 | Gas | Storage | Gas | Primary System
1586 | PP17593164 | 2000 - 2012 | 0.6 | 0.002381 | 1 | 50 | 01 - Gas Storage | a.o. smith | fgr 50 248e | 8 | 12/01/2002 | No, Unconditioned Space | No, Unconditioned Space | 01 - None |  |  | limited nameplate info | 2002 | 38 | -100 | -99 | -99 | 12 | 0.59857 | 50 | fgr50248e | CEC_gwh1 | 10 | 2002 | 9877.578 | 8384.1982 | 0.56-0.599 EF | 50-59 Gallons | 50 | Age 2000 to 2005 | Gas | Storage | Gas | Primary System
1587 | PP17599009 | 1970 - 1979 | 0.615 | 0.04065 | 1 | 40 | 01 - Gas Storage | ge | pg40t09avh00 | 4 | 12/01/2008 | No, Unconditioned Space | Yes, Unconditioned Space | 01 - None |  |  | no Ef r value | 2008 | 38 | -100 | -99 | -99 | 12 | 0.59 | 40 | pg40t09avh00 | CEC_2009 | 4 | 2008 | 12545.6974 | 4875.2982 | 0.56-0.599 EF | 40-49 Gallons | 40 | Age 2006 to 2009 | Gas | Storage | Gas | Primary System
1588 | PP17605027 | 1990 - 1994 | 0.615 | 0.053039 | 1 | 40 | 01 - Gas Storage | state | prv 40 n0rt6 42fw | 22 |  | No, Unconditioned Space | No, Unconditioned Space | 01 - None |  |  | limited nameplate info | -99 | 40 | -100 | -99 | -99 | -99 | 0.58238 | 39.9683 | prv40n0rt642fw | CEC_gwh1 | 22 | 1990 | 20991.9037 | 26420.5716 | 0.56-0.599 EF | 40-49 Gallons | 40 | Age 1990 to 1994 | Gas | Storage | Gas | Primary System
1589 | PP17640945 | 1970 - 1979 | 0.615 | -0.0081301 | 1 | 40 | 01 - Gas Storage | ge | sg40t12avh00 | 3 | 12/01/2007 | No, Conditioned Space | No, Unconditioned Space | 03 - Timer |  |  | limited nameplate info. | 2007 | 40 | -100 | -99 | -99 | 12 | 0.62 | 40 | sg40t12avh00 | CEC_gwh1 | 5 | 2007 | 4282.9548 | 3182.6104 | 0.60-0.639 EF | 40-49 Gallons | 40 | Age 2006 to 2009 | Gas | Storage | Gas | Primary System
1590 | PP17675257 | 2000 - 2012 | 0.6 | -99 | 1 | 50 | 01 - Gas Storage | state |  | 5 | 09/01/2007 | No, Unconditioned Space | No, Unconditioned Space | 01 - None |  |  | not listed on nameplate | 2007 | 40 | -100 | -99 | -99 | 9 |  |  |  |  | 5 | 2007 |  |  | Dont Know | 50-59 Gallons | 50 | Age 2006 to 2009 | Gas | Storage | Gas | Primary System
1591 | PP17719287 | 1980 - 1989 | -99 | -99 | 1 | -99 | 01 - Gas Storage | Dont Know |  | 5 |  | Yes, Unconditioned Space | No, Unconditioned Space | 01 - None |  |  | nameplate covered by external tank wrap. | -99 | -99 | -100 | -99 | -99 | -99 |  |  |  |  | 5 | 2007 |  |  | Dont Know | Dont Know | -99 | Age 2006 to 2009 | Gas | Storage | Gas | Primary System
1592 | PP17734740 | 1900 - 1969 | -99 | -99 | 1 | -99 | 01 - Gas Storage | Dont Know |  | 10 |  | No, Unconditioned Space | No, Unconditioned Space | 01 - None |  |  | no access | -99 | -99 | -100 | -99 | -99 | -99 |  |  |  |  | 10 | 2002 |  |  | Dont Know | Dont Know | -99 | Age 2000 to 2005 | Gas | Storage | Gas | Primary System
1593 | PP17746377 | 1980 - 1989 | 0.615 | -99 | 1 | 40 | 01 - Gas Storage | kenmore | 153.336451 > | 5 |  | No, Conditioned Space | No, Conditioned Space | 01 - None |  |  |  | -99 | 35.5 | -100 | 0.56 | -99 | -99 |  |  | 153336451> |  | 5 | 2007 |  |  | Dont Know | 40-49 Gallons | 40 | Age 2006 to 2009 | Gas | Storage | Gas | Primary System
1594 | PP17749127 | 1980 - 1989 | 0.743 | -99 | 1 | 75 | 01 - Gas Storage | rheem | 21vr75 | 12 |  | No, Unconditioned Space | No, Unconditioned Space | 01 - None |  |  |  | -99 | 75.5 | -100 | -99 | 16.7 | -99 |  | 74.9 | 21vr75 | CEC_gwh1 | 12 | 2000 | 4918.2753 | 3654.7092 | Dont Know | 70-79 Gallons | 75 | Age 2000 to 2005 | Gas | Storage | Gas | Primary System
1595 | PP17750882 | 1900 - 1969 | #N/A | #N/A | 1 | 40 | 07 - Solar w/Gas Storage | ao smith | gcv 40 100 | 4 | 08/01/2008 | No, Unconditioned Space | Yes, Unconditioned Space | 01 - None |  |  | dk | 2008 | 40 | -100 | -99 | -99 | 8 | 0.6 | 38 | gcv40100 | CEC_2009 | 4 | 2008 | 11519.4058 | 14498.4128 | 0.60-0.639 EF | 40-49 Gallons | 40 | Age 2006 to 2009 | Solar | Storage | Solar w/Gas | Primary System
1596 | PP17758243 | 2000 - 2012 | 0.615 | -0.0081301 | 1 | 40 | 01 - Gas Storage | rheem | 42vr40-40f | 7 | 12/01/2005 | No, Unconditioned Space | Yes, Unconditioned Space | 01 - None |  |  | no Ef or r value | 2005 | 40 | -100 | -99 | -99 | 12 | 0.62 | 40 | 42vr4040f | CEC_2009 | 7 | 2005 | 13228.1595 | 15246.9689 | 0.60-0.639 EF | 40-49 Gallons | 40 | Age 2000 to 2005 | Gas | Storage | Gas | Primary System
1597 | PP17807003 | 1900 - 1969 | #N/A | #N/A | 1 | 29 | 01 - Gas Storage | richmond | 6g30-32f1 | 1 | 05/01/2011 | No, Unconditioned Space | No, Unconditioned Space | 01 - None |  |  | no Ef or value | 2011 | 32 | -100 | -99 | -99 | 5 |  |  | 6g3032f1 |  | 1 | 2011 |  |  | Dont Know | 01-29 Gallons | 29 | Age 2010 to 2012 | Gas | Storage | Gas | Primary System
1598 | PP17890279 | 1970 - 1979 | 0.6 | -0.033333 | 1 | 50 | 01 - Gas Storage | ao smith | gvr 50 100 | 2 | 02/01/2006 | No, Unconditioned Space | No, Unconditioned Space | 01 - None |  |  | not listed on nameplate | 2006 | 40 | -100 | -99 | -99 | 2 | 0.62 | 50 | gvr50100 | CEC_2009 | 6 | 2006 | 3807.7146 | 2646.6663 | 0.60-0.639 EF | 50-59 Gallons | 50 | Age 2006 to 2009 | Gas | Storage | Gas | Primary System
1599 | PP17891035 | 2000 - 2012 | 0.6 | -0.020833 | 1 | 50 | 01 - Gas Storage | state select | pr650nxrt2w | 10 |  | No, Unconditioned Space | Yes, Unconditioned Space | 01 - None |  |  |  | -99 | 40 | -100 | 0.63 | -99 | -99 | 0.6125 | 50 | pr650nxrt2w | CEC_gwh1 | 10 | 2002 | 4372.5394 | 3039.2647 | 0.60-0.639 EF | 50-59 Gallons | 50 | Age 2000 to 2005 | Gas | Storage | Gas | Primary System
1600 | PP17926303 | Dont Know | -99 | -99 | 1 | -99 | 01 - Gas Storage | Dont Know |  | -99 |  | No, Unconditioned Space | No, Unconditioned Space | 01 - None |  |  | water heater not found | -99 | -99 | -100 | -99 | -99 | -99 |  |  |  |  | -99 | -99 |  |  | Dont Know | Dont Know | -99 | Dont Know | Gas | Storage | Gas | Primary System
1601 | PP17962343 | 1900 - 1969 | 0.615 | 0.04065 | 1 | 40 | 01 - Gas Storage | ge | pg40t09avg00 | 15 | 04/01/2005 | No, Unconditioned Space | No, Unconditioned Space | 01 - None |  |  | limited nameplate info | 2005 | 40 | -100 | -99 | -99 | 4 | 0.59 | 40 | pg40t09avg00 | CEC_2009 | 7 | 2005 | 9299.5239 | 3846.1522 | 0.56-0.599 EF | 40-49 Gallons | 40 | Age 2000 to 2005 | Gas | Storage | Gas | Primary System
1602 | PP17993120 | 2000 - 2012 | 0.615 | -99 | 1 | 40 | 01 - Gas Storage | rheem | 41*R40 | 9 |  | No, Unconditioned Space | Yes, Unconditioned Space | 01 - None |  |  |  | -99 | 40 | -100 | -99 | 19.2 | -99 |  |  | 41R40 |  | 9 | 2003 |  |  | Dont Know | 40-49 Gallons | 40 | Age 2000 to 2005 | Gas | Storage | Gas | Primary System
1603 | PP17994192 | Dont Know | 0.615 | 0.04065 | 1 | 40 | 01 - Gas Storage | kenmore | 153.336465 | -99 | 05/01/2004 | No, Unconditioned Space | Yes, Unconditioned Space | 01 - None |  |  | Information not on name plate. | 2004 | 35.5 | -100 | -99 | -99 | 5 | 0.59 | 40 | 153336465 | CEC_2009 | 8 | 2004 | 21145.4905 | 22697.8881 | 0.56-0.599 EF | 40-49 Gallons | 40 | Age 2000 to 2005 | Gas | Storage | Gas | Primary System
1604 | PP18018796 | 1990 - 1994 | 0.615 | -99 | 1 | 40 | 01 - Gas Storage | american | g52-40t34-3n | -99 |  | No, Unconditioned Space | Yes, Unconditioned Space | 01 - None |  |  | Information not on name plate. | -99 | 34 | -100 | -99 | 16.7 | -99 |  |  | g5240t343n |  | -99 | -99 |  |  | Dont Know | 40-49 Gallons | 40 | Dont Know | Gas | Storage | Gas | Primary System
1605 | PP18069125 | 1900 - 1969 | 0.6 | -99 | 1 | 50 | 01 - Gas Storage | state select | GS6 50 UOCT G | 2 | 07/01/2010 | No, Unconditioned Space | No, Unconditioned Space | 01 - None |  |  |  | 2010 | 40 | -100 | -99 | -99 | 7 |  |  | GS650UOCTG |  | 2 | 2010 |  |  | Dont Know | 50-59 Gallons | 50 | Age 2010 to 2012 | Gas | Storage | Gas | Primary System
1606 | PP18104963 | 2000 - 2012 | 0.6 | -0.033333 | 1 | 50 | 01 - Gas Storage | rheem | 22vr50fn | 1 | 06/01/2012 | No, Unconditioned Space | No, Unconditioned Space | 01 - None |  |  | limited nameplate info | 2012 | 36 | -100 | -99 | -99 | 6 | 0.62 | 50 | 22vr50fn | CEC_2009 | 0 | 2012 | 7434.1571 | 5806.6492 | 0.60-0.639 EF | 50-59 Gallons | 50 | Age 2010 to 2012 | Gas | Storage | Gas | Primary System
1607 | PP18113939 | 1900 - 1969 | -99 | -99 | 1 | 100 | 13 - Common Building | Richmond | 5v100n | 4 | 06/01/2007 | Not Applicable | No, Unconditioned Space | 02 - Continuous | gas storage, shared by 4 units |  | limited nameplate info | -100 | 73 | -100 | -99 | -100 | 6 | 0.48 | 100 | 5v100n | CEC_2009 | -100 | -100 | 11921.21 | 12796.4064 | Dont Know | Dont Know | -99 | Dont Know | Unknown | Unknown | Not Applicable | Primary System
1608 | PP18147648 | 1900 - 1969 | 0.615 | -99 | 1 | 40 | 01 - Gas Storage | ao smith |  | 6 |  | Yes, Unconditioned Space | Yes, Unconditioned Space | 01 - None |  |  | no access to nameplate | -99 | -99 | -100 | -99 | -99 | -99 |  |  |  |  | 6 | 2006 |  |  | Dont Know | 40-49 Gallons | 40 | Age 2006 to 2009 | Gas | Storage | Gas | Primary System
1609 | PP18201844 | Dont Know | -99 | -99 | 1 | -99 | 01 - Gas Storage | Dont Know |  | -99 |  | Yes, Unconditioned Space | No, Unconditioned Space | 01 - None |  |  | wrap blocked nameplate | -99 | -99 | -100 | -99 | -99 | -99 |  |  |  |  | -99 | -99 |  |  | Dont Know | Dont Know | -99 | Dont Know | Gas | Storage | Gas | Primary System
1610 | PP18241187 | 1900 - 1969 | 0.615 | 0.04065 | 1 | 40 | 01 - Gas Storage | ge | pg40t09avh00 | 1 | 03/01/2012 | No, Unconditioned Space | Yes, Unconditioned Space | 01 - None |  |  | limited nameplate info | 2012 | 38 | -100 | -99 | -99 | 3 | 0.59 | 40 | pg40t09avh00 | CEC_2009 | 0 | 2012 | 7434.1571 | 5234.3409 | 0.56-0.599 EF | 40-49 Gallons | 40 | Age 2010 to 2012 | Gas | Storage | Gas | Primary System
1611 | PP18268648 | 1995 - 1999 | 0.615 | -0.00271 | 1 | 40 | 01 - Gas Storage | ao smith | fgr 40 242 | -99 |  | No, Unconditioned Space | Yes, Unconditioned Space | 03 - Timer |  |  | no ef | -99 | 38 | -100 | -99 | 16 | -99 | 0.61667 | 40 | fgr40242 | CEC_gwh1 | -99 | -99 | 5242.8 | 5397.6509 | 0.60-0.639 EF | 40-49 Gallons | 40 | Dont Know | Gas | Storage | Gas | Primary System
1612 | PP18273778 | 1980 - 1989 | 0.615 | -99 | 1 | 40 | 01 - Gas Storage | ao smith | pgcs 40 102 | 15 |  | No, Conditioned Space | Yes, conditioned space | 01 - None |  |  | Information not on name plate. | -99 | 32 | -100 | -99 | -99 | -99 |  |  | pgcs40102 |  | 15 | 1997 |  |  | Dont Know | 40-49 Gallons | 40 | Age 1995 to 1999 | Gas | Storage | Gas | Primary System
1613 | PP18285506 | 1900 - 1969 | 0.6 | -0.38333 | 1 | -100 | 04 - Gas Instantaneous | noritz | n-0751m | 2 | 06/01/2008 | Not Applicable | No, Unconditioned Space | 01 - None |  |  |  | 2008 | 199 | -100 | -99 | -100 | 6 | 0.83 | 0.2 | n0751m | CEC_2009 | 4 | 2008 | 8601.6372 | 7301.1655 | 0.80-0.839 EF | Tankless | -100 | Age 2006 to 2009 | Gas | Instantaneous | Gas | Primary System
1614 | PP18299719 | 1900 - 1969 | 0.6 | -0.4 | 1 | -100 | 04 - Gas Instantaneous | takagi | t-k3 | 4 | 01/01/2004 | Not Applicable | Yes, Unconditioned Space | 01 - None |  |  |  | 2004 | 199 | -100 | -99 | -100 | -99 | 0.84 | 0.2 | tk3 | CEC_2009 | 8 | 2004 | 21145.4905 | 17948.5278 | 0.84-0.879 EF | Tankless | -100 | Age 2000 to 2005 | Gas | Instantaneous | Gas | Primary System
1615 | PP18309522 | 1980 - 1989 | 0.6 | -0.033333 | 1 | 50 | 01 - Gas Storage | state select | gs650yoctg | 5 | 08/01/2008 | No, Unconditioned Space | Yes, Unconditioned Space | 01 - None |  |  |  | 2008 | 40 | -100 | -99 | -99 | 8 | 0.62 | 50 | gs650yoctg | CEC_2009 | 4 | 2008 | 3807.7146 | 2646.6663 | 0.60-0.639 EF | 50-59 Gallons | 50 | Age 2006 to 2009 | Gas | Storage | Gas | Primary System
1616 | PP18312117 | 1900 - 1969 | 0.6 | -0.3 | 1 | -100 | 04 - Gas Instantaneous | rinnai | REU-V2020W-US | 3 | 10/01/2003 | Not Applicable | No, Unconditioned Space | 01 - None |  |  |  | 2003 | 150 | -100 | 0.82 | -100 | 10 | 0.78 |  | REUV2020WUS | CEC_2009 | 9 | 2003 | 3788.5609 | 4461.2581 | 0.76-0.799 EF | Tankless | -100 | Age 2000 to 2005 | Gas | Instantaneous | Gas | Primary System
1617 | PP18358929 | 1900 - 1969 | 0.6 | 0.056944 | 1 | 50 | 01 - Gas Storage | state | prv 50nbrt971 | 3 |  | No, Conditioned Space | No, Conditioned Space | 01 - None |  |  | np | -99 | 40 | -100 | -99 | -99 | -99 | 0.56583 | 50 | prv50nbrt971 | CEC_gwh1 | 3 | 2009 | 8601.6372 | 6391.7697 | 0.56-0.599 EF | 50-59 Gallons | 50 | Age 2006 to 2009 | Gas | Storage | Gas | Primary System
1618 | PP18364313 | 1900 - 1969 | 0.6 | -0.033333 | 1 | 50 | 01 - Gas Storage | Bradford white | m450s6en12 | 7 |  | No, Conditioned Space | No, Conditioned Space | 01 - None |  |  | limited nameplate info | -99 | 40 | -100 | -99 | -99 | -99 | 0.62 | 50 | m450s6en12 | CEC_2009 | 7 | 2005 | 3788.5609 | 4461.2581 | 0.60-0.639 EF | 50-59 Gallons | 50 | Age 2000 to 2005 | Gas | Storage | Gas | Primary System
1619 | PP18364313 | 1900 - 1969 | 0.948 | -99 | 2 | 40 | 03 - Electric Storage | a.o. smith | ees 40 917 | 7 |  | No, Conditioned Space | No, Conditioned Space | 01 - None |  |  |  | -99 | -100 | 4.5 | -99 | 16 | -99 |  |  | ees40917 |  | 7 | 2005 |  |  | Dont Know | 40-49 Gallons | 40 | Age 2000 to 2005 | Electric | Storage | Electric
1620 | PP18364710 | 1970 - 1979 | 0.6 | -0.033333 | 1 | 50 | 01 - Gas Storage | ge | sg50t12xa01 | 10 |  | No, Unconditioned Space | No, Unconditioned Space | 01 - None |  |  |  | -99 | 40 | -100 | -99 | 19.2 | -99 | 0.62 | 50 | sg50t12xa01 | CEC_gwh1 | 10 | 2002 | 4918.2753 | 3654.7092 | 0.60-0.639 EF | 50-59 Gallons | 50 | Age 2000 to 2005 | Gas | Storage | Gas | Primary System
1621 | PP18375624 | 1900 - 1969 | #N/A | #N/A | 1 | 38 | 01 - Gas Storage | ge | gg38t06axk00 | -99 | 03/01/2009 | No, Unconditioned Space | No, Unconditioned Space | 01 - None |  |  | limited nameplate info | 2009 | 38 | -100 | -99 | -99 | 3 | 0.6 | 40 | gg38t06axk00 | CEC_2009 | 3 | 2009 | 18414.0119 | 18427.7116 | 0.60-0.639 EF | 30-39 Gallons | 38 | Age 2006 to 2009 | Gas | Storage | Gas | Primary System
1622 | PP18401051 | 1970 - 1979 | 0.615 | -99 | 1 | 40 | 01 - Gas Storage | American standard | g-40t1-3-6 nat | 4 |  | No, Unconditioned Space | Yes, Unconditioned Space | 01 - None |  |  | limited nameplate info | -99 | 40 | -100 | -99 | -99 | -99 |  |  | g40t136nat |  | 4 | 2008 |  |  | Dont Know | 40-49 Gallons | 40 | Age 2006 to 2009 | Gas | Storage | Gas | Primary System
1623 | PP18401111 | 1970 - 1979 | 0.615 | -99 | 1 | 40 | 01 - Gas Storage | rheem | 21v40-38n | -99 |  | No, Unconditioned Space | Yes, Unconditioned Space | 01 - None |  |  | n | -99 | 38 | -100 | -99 | 6.7 | -99 |  |  | 21v4038n |  | -99 | -99 |  |  | Dont Know | 40-49 Gallons | 40 | Dont Know | Gas | Storage | Gas | Primary System
1624 | PP18421141 | 1900 - 1969 | -99 | -99 | 1 | -99 | 13 - Common Building | rheem | g76-200 | 12 |  | Not Applicable | No, Unconditioned Space | 02 - Continuous | 200 Gallon Storage Tank |  | see nameplate | -100 | -99 | -100 | -99 | -100 | -99 |  | 74.1 | g76200 | CEC_gwh1 | -100 | -100 | 2772.78 | 3910.0537 | Dont Know | Dont Know | -99 | Dont Know | Unknown | Unknown | Not Applicable | Primary System
1625 | PP18481215 | 1900 - 1969 | -99 | -99 | 1 | -99 | 01 - Gas Storage | Dont Know |  | 17 |  | Yes, conditioned space | No, Unconditioned Space | 01 - None |  |  | tank inaccessible due to junk | -99 | -99 | -100 | -99 | -99 | -99 |  |  |  |  | 17 | 1995 |  |  | Dont Know | Dont Know | -99 | Age 1995 to 1999 | Gas | Storage | Gas | Primary System
1626 | PP18541445 | 1900 - 1969 | -99 | -99 | 1 | -99 | 01 - Gas Storage | Dont Know |  | 10 |  | No, Unconditioned Space | No, Unconditioned Space | 01 - None |  |  | no access | -99 | -99 | -100 | -99 | -99 | -99 |  |  |  |  | 10 | 2002 |  |  | Dont Know | Dont Know | -99 | Age 2000 to 2005 | Gas | Storage | Gas | Primary System
1627 | PP18549015 | 2000 - 2012 | #N/A | #N/A | 1 | 48 | 01 - Gas Storage | apollo | a650yrrtl | 7 |  | No, Unconditioned Space | Yes, Unconditioned Space | 01 - None |  |  |  | -99 | 50 | -100 | -100 | -99 | -99 | 0.58 | 48 | a650yrrtl | CEC_2009 | 7 | 2005 | 21145.4905 | 51811.0746 | 0.56-0.599 EF | 40-49 Gallons | 48 | Age 2000 to 2005 | Gas | Storage | Gas | Primary System
1628 | PP18563909 | 1980 - 1989 | 0.6 | -0.033333 | 1 | 50 | 01 - Gas Storage | a.o. smith | gvr 50 100 | -99 | 12/01/2004 | No, Unconditioned Space | No, Unconditioned Space | 01 - None |  |  | limited nameplate info. | 2004 | 40 | -100 | -99 | -99 | 12 | 0.62 | 50 | gvr50100 | CEC_2009 | 8 | 2004 | 4918.2753 | 7730.7023 | 0.60-0.639 EF | 50-59 Gallons | 50 | Age 2000 to 2005 | Gas | Storage | Gas | Primary System
1629 | PP18568155 | 1900 - 1969 | 0.615 | -99 | 1 | 40 | 01 - Gas Storage | american | g81-40t40-3nx | 10 |  | No, Conditioned Space | Yes, conditioned space | 01 - None |  |  | no efficiency ratings | -99 | 40 | -100 | -99 | -99 | -99 |  |  | g8140t403nx |  | 10 | 2002 |  |  | Dont Know | 40-49 Gallons | 40 | Age 2000 to 2005 | Gas | Storage | Gas | Primary System
1630 | PP18585173 | 1970 - 1979 | 0.615 | 0.04065 | 1 | 40 | 01 - Gas Storage | ge | pg40t09avg00 | 8 | 02/01/2004 | No, Conditioned Space | No, Conditioned Space | 01 - None |  |  |  | 2004 | 40 | -100 | -99 | -99 | 2 | 0.59 | 40 | pg40t09avg00 | CEC_2009 | 8 | 2004 | 4918.2753 | 3654.7092 | 0.56-0.599 EF | 40-49 Gallons | 40 | Age 2000 to 2005 | Gas | Storage | Gas | Primary System
1631 | PP18831327 | 1900 - 1969 | -99 | -99 | 1 | -99 | 01 - Gas Storage | Dont Know |  | -99 |  | Yes, Unconditioned Space | No, Unconditioned Space | 01 - None |  |  | blanket | -99 | -99 | -100 | -99 | -99 | -99 |  |  |  |  | -99 | -99 |  |  | Dont Know | Dont Know | -99 | Dont Know | Gas | Storage | Gas | Primary System
1632 | PP18602967 | 2000 - 2012 | 0.6 | 0.11667 | 1 | 50 | 01 - Gas Storage | guardian | 42vr50-40f | 7 | 08/01/2006 | No, Unconditioned Space | No, Unconditioned Space | 01 - None |  |  | not listed on nameplate | 2006 | 40 | -100 | -99 | -99 | 8 | 0.53 | 50 | 42vr5040f | CEC_gwh1 | 6 | 2006 | 12545.6974 | 9799.1559 | 0.52-0.559 EF | 50-59 Gallons | 50 | Age 2006 to 2009 | Gas | Storage | Gas | Primary System
1633 | PP18618510 | 1900 - 1969 | 0.615 | 0.082927 | 1 | 40 | 01 - Gas Storage | a.o. smith | fsg40216 | 18 |  | No, Unconditioned Space | No, Unconditioned Space | 01 - None |  |  |  | -99 | 32 | -100 | 0.55 | -99 | -99 | 0.564 | 40 | fsg40216 | CEC_gwh1 | 18 | 1994 | 15674.8311 | 15686.4929 | 0.56-0.599 EF | 40-49 Gallons | 40 | Age 1990 to 1994 | Gas | Storage | Gas | Primary System
1634 | PP18637640 | 1900 - 1969 | #N/A | #N/A | 1 | 28 | 01 - Gas Storage | state | gs630ybrtg | 3 | 02/01/2009 | No, Unconditioned Space | No, Unconditioned Space | 01 - None |  |  | no Ef or r value | 2009 | 40 | -100 | -99 | -99 | 2 | 0.62 | 28 | gs630ybrtg | CEC_2009 | 3 | 2009 | 12545.6974 | 11333.3502 | 0.60-0.639 EF | 01-29 Gallons | 28 | Age 2006 to 2009 | Gas | Storage | Gas | Primary System
1635 | PP18655996 | Dont Know | 0.63 | 0.068783 | 1 | 30 | 01 - Gas Storage | reliance | 5 30 norto | 5 | 10/01/1991 | No, Unconditioned Space | No, Unconditioned Space | 01 - None |  |  |  | 1991 | 30 | -100 | -100 | -99 | 10 | 0.58667 | 30 | 530norto | CEC_gwh1 | 21 | 1991 | 20991.9037 | 11507.9861 | 0.56-0.599 EF | 30-39 Gallons | 30 | Age 1990 to 1994 | Gas | Storage | Gas | Primary System
1636 | PP19976953 | 1900 - 1969 | -99 | -99 | 1 | -99 | 01 - Gas Storage | rheem |  | 2 |  | No, Unconditioned Space | No, Unconditioned Space | 01 - None |  |  | bolted enclosure | -99 | -99 | -100 | -99 | -99 | -99 |  |  |  |  | 2 | 2010 |  |  | Dont Know | Dont Know | -99 | Age 2010 to 2012 | Gas | Storage | Gas | Primary System
1637 | PP18704956 | 1900 - 1969 | #N/A | #N/A | 1 | 65 | 01 - Gas Storage | lochinvar | etn065g | 2 |  | No, Unconditioned Space | Yes, Unconditioned Space | 01 - None |  |  | see nameplate | -99 | 65 | -100 | -99 | -99 | -99 | 0.53 | 65 | etn065g | CEC_gwh1 | 2 | 2010 | 5017.4114 | 3728.376 | 0.52-0.559 EF | 60-69 Gallons | 65 | Age 2010 to 2012 | Gas | Storage | Gas | Primary System
1638 | PP18725971 | 1970 - 1979 | 0.743 | -99 | 1 | 75 | 01 - Gas Storage | rheem | 21v75 | 5 |  | No, Unconditioned Space | No, Unconditioned Space | 01 - None |  |  |  | -99 | 75.5 | -100 | -99 | 6.3 | -99 |  |  | 21v75 |  | 5 | 2007 |  |  | Dont Know | 70-79 Gallons | 75 | Age 2006 to 2009 | Gas | Storage | Gas | Primary System
1639 | PP18733950 | 1970 - 1979 | 0.615 | -0.00271 | 1 | 40 | 01 - Gas Storage | a.o. smith | fgr 40 242 | -99 |  | No, Unconditioned Space | No, Unconditioned Space | 01 - None |  |  | limited nameplate info | -99 | 38 | -100 | -99 | -99 | -99 | 0.61667 | 40 | fgr40242 | CEC_gwh1 | -99 | -99 | 11921.21 | 12084.7811 | 0.60-0.639 EF | 40-49 Gallons | 40 | Dont Know | Gas | Storage | Gas | Primary System
1640 | PP18761758 | 1900 - 1969 | 0.615 | -99 | 1 | 40 | 01 - Gas Storage | rheem | 21*407 | 20 |  | No, Unconditioned Space | No, Unconditioned Space | 01 - None |  |  |  | -99 | 34 | -100 | -99 | 6.3 | -99 |  |  | 21407 |  | 20 | 1992 |  |  | Dont Know | 40-49 Gallons | 40 | Age 1990 to 1994 | Gas | Storage | Gas | Primary System
1641 | PP18761758 | 1900 - 1969 | -99 | -99 | 2 | -99 | 01 - Gas Storage | Dont Know |  | 10 |  | No, Unconditioned Space | No, Unconditioned Space | 01 - None |  |  |  | -99 | -99 | -100 | -99 | -99 | -99 |  |  |  |  | 10 | 2002 |  |  | Dont Know | Dont Know | -99 | Age 2000 to 2005 | Gas | Storage | Gas
1642 | PP18790383 | 1995 - 1999 | 0.615 | -0.0081301 | 1 | 40 | 01 - Gas Storage | a.o. smith | gvr 40 100 | 5 |  | No, Unconditioned Space | No, Unconditioned Space | 01 - None |  |  |  | -99 | 40 | -100 | -100 | -99 | -99 | 0.62 | 40 | gvr40100 | CEC_2009 | 5 | 2007 | 4282.9548 | 3635.4197 | 0.60-0.639 EF | 40-49 Gallons | 40 | Age 2006 to 2009 | Gas | Storage | Gas | Primary System
1643 | PP18797462 | 1900 - 1969 | 0.6 | -0.05 | 1 | 50 | 01 - Gas Storage | bradford white | m45036fbn7 | 8 | 08/01/2004 | No, Conditioned Space | No, Unconditioned Space | 01 - None |  |  | energy factor calc | 2004 | 40 | -100 | -99 | -99 | 8 | 0.63 | 50 | m45036fbn7 | CEC_2009 | 8 | 2004 | 21145.4905 | 22697.8881 | 0.60-0.639 EF | 50-59 Gallons | 50 | Age 2000 to 2005 | Gas | Storage | Gas | Primary System
1644 | PP18802253 | 1900 - 1969 | 0.6 | -0.35 | 1 | -100 | 04 - Gas Instantaneous | noritz | n-063 | 3 |  | Not Applicable | No, Unconditioned Space | 01 - None |  |  |  | -99 | 175 | -100 | -100 | -100 | -99 | 0.81 | 0.2 | n063 | CEC_2009 | 3 | 2009 | 4282.9548 | 3635.4197 | 0.80-0.839 EF | Tankless | -100 | Age 2006 to 2009 | Gas | Instantaneous | Gas | Primary System
1645 | PP18802253 | 1900 - 1969 | 0.6 | -99 | 2 | -100 | 04 - Gas Instantaneous | noritz | n-083 | 3 |  | Not Applicable | No, Unconditioned Space | 01 - None |  |  |  | -99 | 175 | -100 | -99 | -100 | -99 |  |  | n083 |  | 3 | 2009 |  |  | Dont Know | Tankless | -100 | Age 2006 to 2009 | Gas | Instantaneous | Gas
1646 | PP18837267 | 2000 - 2012 | 0.6 | -0.033333 | 1 | 50 | 01 - Gas Storage | state select | gs650yoct | 8 | 10/01/2004 | No, Unconditioned Space | No, Unconditioned Space | 01 - None |  |  |  | 2004 | 40 | -100 | -99 | -99 | 10 | 0.62 | 50 | gs650yoct | CEC_2009 | 8 | 2004 | 13228.1595 | 14611.8172 | 0.60-0.639 EF | 50-59 Gallons | 50 | Age 2000 to 2005 | Gas | Storage | Gas | Primary System
1647 | PP18841532 | 2000 - 2012 | 0.615 | -0.0081301 | 1 | 40 | 01 - Gas Storage | bradford white | m440t6fbn5 | 8 |  | No, Unconditioned Space | Yes, Unconditioned Space | 01 - None |  |  | no Ef or r value | -99 | 40 | -100 | -99 | -99 | -99 | 0.62 | 40 | m440t6fbn5 | CEC_2009 | 8 | 2004 | 14406.6881 | 5598.4851 | 0.60-0.639 EF | 40-49 Gallons | 40 | Age 2000 to 2005 | Gas | Storage | Gas | Primary System
1648 | PP18851941 | 1970 - 1979 | 0.615 | -99 | 1 | 40 | 01 - Gas Storage | Dont Know |  | 20 |  | Yes, Unconditioned Space | No, Unconditioned Space | 01 - None |  |  | nameplate covered by external tank wrap. | -99 | -99 | -100 | -99 | -99 | -99 |  |  |  |  | 20 | 1992 |  |  | Dont Know | 40-49 Gallons | 40 | Age 1990 to 1994 | Gas | Storage | Gas | Primary System
1649 | PP18859931 | Dont Know | -99 | -99 | 1 | -99 | 01 - Gas Storage | Dont Know |  | 12 |  | No, Unconditioned Space | No, Unconditioned Space | 01 - None |  |  | door locked, furnace also there | -99 | -99 | -100 | -99 | -99 | -99 |  |  |  |  | 12 | 2000 |  |  | Dont Know | Dont Know | -99 | Age 2000 to 2005 | Gas | Storage | Gas | Primary System
1650 | PP18878122 | 1900 - 1969 | 0.615 | 0.053039 | 1 | 40 | 01 - Gas Storage | state select | pr640n0ct52 | -99 |  | No, Unconditioned Space | No, Unconditioned Space | 01 - None |  |  | limited nameplate info | -99 | 35 | -100 | -99 | -99 | -99 | 0.58238 | 39.9683 | pr640n0ct52 | CEC_gwh1 | -99 | -99 | 11921.21 | 11930.0792 | 0.56-0.599 EF | 40-49 Gallons | 40 | Dont Know | Gas | Storage | Gas | Primary System
1651 | PP18886631 | 1995 - 1999 | 0.6 | 0.002381 | 1 | -99 | 01 - Gas Storage | ao smith | fgr 50 242 | 12 |  | No, Unconditioned Space | Yes, Unconditioned Space | 01 - None |  |  |  | -99 | 38 | -100 | -99 | 16 | -99 | 0.59857 | 50 | fgr50242 | CEC_gwh1 | 12 | 2000 | 9877.578 | 8384.1982 | 0.56-0.599 EF | 50-59 Gallons | 50 | Age 2000 to 2005 | Gas | Storage | Gas | Primary System
1652 | PP18900614 | 1970 - 1979 | #N/A | #N/A | 1 | 50 | 07 - Solar w/Gas Storage | rheem | 1107r04402 | 1 | 11/01/2007 | No, Unconditioned Space | Yes, Unconditioned Space | 01 - None |  |  | Information not on name plate. | 2007 | -99 | -100 | -99 | -99 | 11 |  |  | 1107r04402 |  | 5 | 2007 |  |  | Dont Know | 50-59 Gallons | 50 | Age 2006 to 2009 | Solar | Storage | Solar w/Gas | Primary System
1653 | PP18926302 | 2000 - 2012 | -99 | -99 | 1 | -99 | 01 - Gas Storage | Dont Know |  | 8 |  | Yes, Unconditioned Space | No, Unconditioned Space | 01 - None |  |  |  | -99 | -99 | -100 | -99 | -99 | -99 |  |  |  |  | 8 | 2004 |  |  | Dont Know | Dont Know | -99 | Age 2000 to 2005 | Gas | Storage | Gas | Primary System
1654 | PP18936988 | 1900 - 1969 | -99 | -99 | 1 | -99 | 01 - Gas Storage | Dont Know |  | -99 |  | Yes, Unconditioned Space | No, Unconditioned Space | 01 - None |  |  | wrapped tight | -99 | -99 | -100 | -99 | -99 | -99 |  |  |  |  | -99 | -99 |  |  | Dont Know | Dont Know | -99 | Dont Know | Gas | Storage | Gas | Primary System
1655 | PP18971587 | Dont Know | -99 | -99 | 1 | -99 | 01 - Gas Storage | Dont Know |  | -99 |  | No, Unconditioned Space | No, Unconditioned Space | 01 - None |  |  | he didn't know where water heater was. I looked for it but couldn't find it | -99 | -99 | -100 | -99 | -99 | -99 |  |  |  |  | -99 | -99 |  |  | Dont Know | Dont Know | -99 | Dont Know | Gas | Storage | Gas | Primary System
1656 | PP18999016 | Dont Know | -99 | -99 | 1 | -99 | 01 - Gas Storage | Dont Know |  | -99 |  | Yes, conditioned space | No, Conditioned Space | 01 - None |  |  | wrapped | -99 | -99 | -100 | -99 | -99 | -99 |  |  |  |  | -99 | -99 |  |  | Dont Know | Dont Know | -99 | Dont Know | Gas | Storage | Gas | Primary System
1657 | PP19007122 | 1900 - 1969 | 0.6 | 0.083333 | 1 | -99 | 01 - Gas Storage | Bradford white | mi5036fbn | 5 |  | No, Unconditioned Space | No, Unconditioned Space | 01 - None |  |  | not on nameplate | -99 | 40 | -100 | -99 | -99 | -99 | 0.55 | 50 | mi5036fbn | CEC_gwh1 | 5 | 2007 | 4282.9548 | 2973.8938 | 0.52-0.559 EF | 50-59 Gallons | 50 | Age 2006 to 2009 | Gas | Storage | Gas | Primary System
1658 | PP19008377 | 2000 - 2012 | -99 | -99 | 1 | -99 | 01 - Gas Storage | Dont Know |  | 10 |  | Yes, Unconditioned Space | No, Unconditioned Space | 01 - None |  |  | wrap | -99 | -99 | -100 | -99 | -99 | -99 |  |  |  |  | 10 | 2002 |  |  | Dont Know | Dont Know | -99 | Age 2000 to 2005 | Gas | Storage | Gas | Primary System
1659 | PP19088553 | 1990 - 1994 | 0.6 | -0.033333 | 1 | 50 | 01 - Gas Storage | a.o.smith | gvr 50 100 | 7 | 10/01/2005 | No, Unconditioned Space | Yes, Unconditioned Space | 01 - None |  |  |  | 2005 | 40 | -100 | -99 | -99 | 10 | 0.62 | 50 | gvr50100 | CEC_2009 | 7 | 2005 | 7287.27 | 5691.919 | 0.60-0.639 EF | 50-59 Gallons | 50 | Age 2000 to 2005 | Gas | Storage | Gas | Primary System
1660 | PP19095553 | 1900 - 1969 | 0.615 | 0.085366 | 1 | 40 | 01 - Gas Storage | bradford white | mi403s6en12 | 11 |  | No, Unconditioned Space | No, Conditioned Space | 01 - None |  |  |  | -99 | 40 | -100 | -99 | -99 | -99 | 0.5625 | 39 | mi403s6en12 | CEC_gwh1 | 11 | 2001 | 21145.4905 | 21161.2224 | 0.56-0.599 EF | 40-49 Gallons | 40 | Age 2000 to 2005 | Gas | Storage | Gas | Primary System
1661 | PP19284377 | 1995 - 1999 | -99 | -99 | 1 | -99 | 01 - Gas Storage | Dont Know |  | 17 |  | Yes, Unconditioned Space | No, Unconditioned Space | 01 - None |  |  | wrapped | -99 | -99 | -100 | -99 | -99 | -99 |  |  |  |  | 17 | 1995 |  |  | Dont Know | Dont Know | -99 | Age 1995 to 1999 | Gas | Storage | Gas | Primary System
1662 | PP19098997 | 1980 - 1989 | 0.615 | 0.053039 | 1 | 40 | 01 - Gas Storage | state | prx 40 n0rt0 c | 15 |  | No, Unconditioned Space | No, Unconditioned Space | 01 - None |  |  |  | -99 | 35.5 | -100 | -99 | -99 | -99 | 0.58238 | 39.9683 | prx40n0rt0c | CEC_gwh1 | 15 | 1997 | 22231.4457 | 22247.9855 | 0.56-0.599 EF | 40-49 Gallons | 40 | Age 1995 to 1999 | Gas | Storage | Gas | Primary System
1663 | PP19119428 | 1980 - 1989 | 0.615 | 0.04065 | 1 | 40 | 01 - Gas Storage | ge | gg40t06avg01 | 5 | 10/01/2005 | No, Unconditioned Space | Yes, Unconditioned Space | 01 - None |  |  | no Ef r value | 2005 | 36 | -100 | -99 | -99 | 10 | 0.59 | 40 | gg40t06avg01 | CEC_2009 | 7 | 2005 | 20229.7992 | 22712.8752 | 0.56-0.599 EF | 40-49 Gallons | 40 | Age 2000 to 2005 | Gas | Storage | Gas | Primary System
1664 | PP19182543 | 1970 - 1979 | 0.6 | 0.016667 | 1 | -100 | 04 - Gas Instantaneous | ge | pg40s09avg00 | 8 | 07/01/2004 | Not Applicable | No, Unconditioned Space | 01 - None |  |  | no Ef or r value | 2004 | 40 | -100 | -99 | -100 | 7 | 0.59 | 40 | pg40s09avg00 | CEC_2009 | 8 | 2004 | 9877.578 | 7478.5724 | 0.56-0.599 EF | Tankless | -100 | Age 2000 to 2005 | Gas | Instantaneous | Gas | Primary System
1665 | PP19206508 | 1900 - 1969 | 0.615 | 0.065041 | 1 | 40 | 01 - Gas Storage | reliance | 640nort | 5 |  | Yes, Unconditioned Space | No, Unconditioned Space | 01 - None |  |  | blanket | -99 | 32 | -100 | -99 | -99 | -99 | 0.575 | 40 | 640nort | CEC_gwh1 | 5 | 2007 | 2911.3892 | 2883.7197 | 0.56-0.599 EF | 40-49 Gallons | 40 | Age 2006 to 2009 | Gas | Storage | Gas | Primary System
1666 | PP19220178 | 1990 - 1994 | -99 | -99 | 1 | -99 | 01 - Gas Storage | reliance |  | 5 | 01/01/2007 | No, Unconditioned Space | Yes, Unconditioned Space | 01 - None |  |  | strap blocking nameplate | 2007 | -99 | -100 | -99 | -99 | 1 |  |  |  |  | 5 | 2007 |  |  | Dont Know | Dont Know | -99 | Age 2006 to 2009 | Gas | Storage | Gas | Primary System
1667 | PP19223939 | 1980 - 1989 | #N/A | #N/A | 1 | 29 | 01 - Gas Storage | rheem | 22v30f | -99 | 11/01/2006 | No, Unconditioned Space | No, Unconditioned Space | 01 - None |  |  | no Ef r value | 2006 | 32 | -100 | -99 | -99 | 11 | 0.63 | 30 | 22v30f | CEC_2009 | 6 | 2006 | 12545.6974 | 11059.4417 | 0.60-0.639 EF | 01-29 Gallons | 29 | Age 2006 to 2009 | Gas | Storage | Gas | Primary System
1668 | PP19226522 | 1900 - 1969 | 0.6 | 0.11667 | 1 | 50 | 01 - Gas Storage | whirlpool | bfg1f5040t3n0v | 6 |  | Yes, Unconditioned Space | No, Unconditioned Space | 01 - None |  |  | no Ef r value | -99 | 40 | -100 | -99 | -99 | -99 | 0.53 | 50 | bfg1f5040t3n0v | CEC_gwh1 | 6 | 2006 | 3807.7146 | 2646.6663 | 0.52-0.559 EF | 50-59 Gallons | 50 | Age 2006 to 2009 | Gas | Storage | Gas | Primary System
1669 | PP19239632 | 1970 - 1979 | #N/A | #N/A | 1 | 55 | 03 - Electric Storage | reliance | 650DORT | -99 |  | No, Conditioned Space | No, Conditioned Space | 01 - None |  |  | na | -99 | -100 | 4.5 | -100 | -99 | -99 | 0.9 | 55 | 650DORT | CEC_2009 | -99 | -99 | 2772.78 | 2060.4183 | 0.88-0.919 EF | 50-59 Gallons | 55 | Dont Know | Electric | Storage | Electric | Primary System
1670 | PP19244862 | Dont Know | 0.615 | 0.04065 | 1 | 40 | 01 - Gas Storage | ge | gg40t06avg01 | -99 | 06/01/2007 | No, Conditioned Space | No, Conditioned Space | 01 - None |  |  | not on label | 2007 | 36 | -100 | -99 | -99 | 6 | 0.59 | 40 | gg40t06avg01 | CEC_2009 | 5 | 2007 | 8098.2536 | 7747.2369 | 0.56-0.599 EF | 40-49 Gallons | 40 | Age 2006 to 2009 | Gas | Storage | Gas | Primary System
1671 | PP19246245 | 1980 - 1989 | -99 | -99 | 1 | -99 | 01 - Gas Storage | Dont Know |  | -99 |  | Yes, Unconditioned Space | No, Unconditioned Space | 01 - None |  |  | wrapped | -99 | -99 | -100 | -99 | -99 | -99 |  |  |  |  | -99 | -99 |  |  | Dont Know | Dont Know | -99 | Dont Know | Gas | Storage | Gas | Primary System
1672 | PP19266496 | 2000 - 2012 | -99 | -99 | 1 | -99 | 01 - Gas Storage | Dont Know |  | 12 |  | No, Unconditioned Space | No, Unconditioned Space | 01 - None |  |  | no access | -99 | -99 | -100 | -99 | -99 | -99 |  |  |  |  | 12 | 2000 |  |  | Dont Know | Dont Know | -99 | Age 2000 to 2005 | Gas | Storage | Gas | Primary System
1673 | PP19266621 | 1995 - 1999 | -99 | -99 | 1 | -99 | 01 - Gas Storage | rheem | 41*R50 | 14 |  | No, Unconditioned Space | Yes, Unconditioned Space | 01 - None |  |  |  | -99 | 40 | -100 | -100 | 19 | -99 |  |  | 41R50 |  | 14 | 1998 |  |  | Dont Know | Dont Know | -99 | Age 1995 to 1999 | Gas | Storage | Gas | Primary System
1674 | PP19278336 | 2000 - 2012 | 0.6 | -99 | 1 | 50 | 01 - Gas Storage | state | gs65c0x0ctg | 9 | 08/01/2003 | No, Unconditioned Space | Yes, Unconditioned Space | 03 - Timer |  |  |  | 2003 | 40 | -100 | 0.61 | -99 | 8 |  |  | gs65c0x0ctg |  | 9 | 2003 |  |  | Dont Know | 50-59 Gallons | 50 | Age 2000 to 2005 | Gas | Storage | Gas | Primary System
1675 | PP19284108 | 2000 - 2012 | 0.6 | 0.002381 | 1 | 50 | 01 - Gas Storage | ao smith | fgr 50 242 | 11 |  | No, Unconditioned Space | Yes, Unconditioned Space | 01 - None |  |  |  | -99 | 38 | -100 | -99 | 16 | -99 | 0.59857 | 50 | fgr50242 | CEC_gwh1 | 11 | 2001 | 3788.5609 | 4461.2581 | 0.56-0.599 EF | 50-59 Gallons | 50 | Age 2000 to 2005 | Gas | Storage | Gas | Primary System
1676 | PP19290363 | 1900 - 1969 | 0.615 | 0.086179 | 1 | 40 | 01 - Gas Storage | craftsman | g1e4033s3w | 5 |  | No, Unconditioned Space | No, Unconditioned Space | 01 - None |  |  |  | -99 | 33 | -100 | -99 | 8.3 | -99 | 0.562 | 40 | g1e4033s3w | CEC_gwh1 | 5 | 2007 | 6345.9335 | 4956.6627 | 0.56-0.599 EF | 40-49 Gallons | 40 | Age 2006 to 2009 | Gas | Storage | Gas | Primary System
1677 | PP19354227 | 1970 - 1979 | 0.743 | -99 | 1 | 75 | 01 - Gas Storage | State Select | PR675XRVIT | 8 | 08/01/2004 | Yes, Unconditioned Space | No, Unconditioned Space | 01 - None |  |  |  | 2004 | 75 | -100 | -100 | 6 | 8 |  | 75 | PR675XRVIT | CEC_gwh1 | 8 | 2004 | 3788.5609 | 4461.2581 | Dont Know | 70-79 Gallons | 75 | Age 2000 to 2005 | Gas | Storage | Gas | Primary System
1678 | PP19359540 | 1900 - 1969 | 0.63 | 0.068783 | 1 | 30 | 01 - Gas Storage | reliance | 5 30 nort6 cf | -99 |  | No, Unconditioned Space | No, Unconditioned Space | 01 - None |  |  | nameplate | -99 | 30 | -100 | -99 | -99 | -99 | 0.58667 | 30 | 530nort6cf | CEC_gwh1 | -99 | -99 | 11921.21 | 19603.9805 | 0.56-0.599 EF | 30-39 Gallons | 30 | Dont Know | Gas | Storage | Gas | Primary System
1679 | PP19408426 | 1900 - 1969 | #N/A | #N/A | 1 | 28 | 01 - Gas Storage | ao smith | gcv 30 100 | 8 | 02/01/2004 | No, Unconditioned Space | No, Unconditioned Space | 01 - None |  |  | no ef | 2004 | 40 | -100 | -99 | -99 | 2 | 0.62 | 28 | gcv30100 | CEC_2009 | 8 | 2004 | 0 | 0 | 0.60-0.639 EF | 01-29 Gallons | 28 | Age 2000 to 2005 | Gas | Storage | Gas
1680 | PP19408426 | 1900 - 1969 | #N/A | #N/A | 2 | 36 | 01 - Gas Storage | ao smith | fcv 40 100 | 8 | 11/01/2003 | No, Unconditioned Space | No, Unconditioned Space | 01 - None |  |  | no Ef or r value | 2003 | 40 | -100 | -99 | -99 | 11 |  |  | fcv40100 |  | 9 | 2003 |  |  | Dont Know | 30-39 Gallons | 36 | Age 2000 to 2005 | Gas | Storage | Gas | Primary System
1681 | PP19430619 | 1970 - 1979 | 0.615 | -99 | 1 | 40 | 01 - Gas Storage | ge | gg40t05 avg01 | 7 | 10/01/2005 | No, Unconditioned Space | Yes, Unconditioned Space | 01 - None |  |  | n | 2005 | 36 | -100 | -99 | -99 | 10 |  |  | gg40t05avg01 |  | 7 | 2005 |  |  | Dont Know | 40-49 Gallons | 40 | Age 2000 to 2005 | Gas | Storage | Gas | Primary System
1682 | PP19452114 | 1900 - 1969 | 0.6 | 0.002381 | 1 | 50 | 01 - Gas Storage | ao smith | fgr 50 248 | 3 |  | No, Conditioned Space | No, Conditioned Space | 01 - None |  |  |  | -99 | 38 | -100 | -99 | 16 | -99 | 0.59857 | 50 | fgr50248 | CEC_gwh1 | 3 | 2009 | 6345.9335 | 4410.9316 | 0.56-0.599 EF | 50-59 Gallons | 50 | Age 2006 to 2009 | Gas | Storage | Gas | Primary System
1683 | PP19465610 | 1970 - 1979 | 0.615 | -99 | 1 | 40 | 01 - Gas Storage | ge | gg40t06z05243 | -99 | 04/01/2006 | No, Unconditioned Space | No, Unconditioned Space | 01 - None |  |  | np | 2006 | 36 | -100 | -99 | -99 | 4 |  |  | gg40t06z05243 |  | 6 | 2006 |  |  | Dont Know | 40-49 Gallons | 40 | Age 2006 to 2009 | Gas | Storage | Gas | Primary System
1684 | PP19472330 | 1900 - 1969 | -99 | -99 | 1 | -99 | 01 - Gas Storage | rheem |  | 10 |  | Yes, Unconditioned Space | No, Unconditioned Space | 01 - None |  |  | no access to basement | -99 | 30 | -100 | -99 | -99 | -99 |  |  |  |  | 10 | 2002 |  |  | Dont Know | Dont Know | -99 | Age 2000 to 2005 | Gas | Storage | Gas | Primary System
1685 | PP19520721 | 1980 - 1989 | -99 | -99 | 1 | -99 | 01 - Gas Storage | Dont Know |  | 2 |  | Yes, Unconditioned Space | Yes, conditioned space | 01 - None |  |  | blanket | -99 | -99 | -100 | -99 | -99 | -99 |  |  |  |  | 2 | 2010 |  |  | Dont Know | Dont Know | -99 | Age 2010 to 2012 | Gas | Storage | Gas | Primary System
1686 | PP19541293 | 1900 - 1969 | 0.6 | -99 | 1 | -100 | 04 - Gas Instantaneous | noritz | N-069M-OD | 6 | 05/01/2006 | Not Applicable | No, Unconditioned Space | 01 - None |  |  |  | 2006 | 190 | -100 | -99 | -100 | 5 |  |  | N069MOD |  | 6 | 2006 |  |  | Dont Know | Tankless | -100 | Age 2006 to 2009 | Gas | Instantaneous | Gas | Primary System
1687 | PP19555828 | 1980 - 1989 | 0.6 | 0.002381 | 1 | 50 | 01 - Gas Storage | AO Smith | FGR 50 248E | 8 |  | No, Unconditioned Space | Yes, Unconditioned Space | 01 - None |  |  | no mfg date or EF | -99 | 38 | -100 | -99 | -99 | -99 | 0.59857 | 50 | FGR50248E | CEC_gwh1 | 8 | 2004 | 9877.578 | 8384.1982 | 0.56-0.599 EF | 50-59 Gallons | 50 | Age 2000 to 2005 | Gas | Storage | Gas | Primary System
1688 | PP19559105 | 1900 - 1969 | #N/A | #N/A | 1 | 28 | 01 - Gas Storage | ao smith | gcv 30 100 | 5 | 02/01/2006 | No, Conditioned Space | No, Conditioned Space | 01 - None |  |  | not listed on nameplate | 2006 | 40 | -100 | -99 | -99 | 2 | 0.62 | 28 | gcv30100 | CEC_2009 | 6 | 2006 | 6345.9335 | 4956.6627 | 0.60-0.639 EF | 01-29 Gallons | 28 | Age 2006 to 2009 | Gas | Storage | Gas | Primary System
1689 | PP19575807 | 2000 - 2012 | 0.615 | -0.0081301 | 1 | 40 | 01 - Gas Storage | state select | gs640yoctg 200 | 5 | 06/01/2008 | No, Unconditioned Space | No, Unconditioned Space | 01 - None |  |  | limited nameplate info | 2008 | 40 | -100 | -99 | -99 | 6 | 0.62 | 40 | gs640yoctg200 | CEC_2009 | 4 | 2008 | 6207.9505 | 3648.2683 | 0.60-0.639 EF | 40-49 Gallons | 40 | Age 2006 to 2009 | Gas | Storage | Gas | Primary System
1690 | PP19582372 | 1990 - 1994 | 0.6 | 0.002381 | 1 | 50 | 01 - Gas Storage | ao smith | fgr50248 | -99 | 06/01/2002 | No, Unconditioned Space | No, Unconditioned Space | 01 - None |  |  | no ef | 2002 | 38 | -100 | -99 | 16 | 6 | 0.59857 | 50 | fgr50248 | CEC_gwh1 | 10 | 2002 | 4372.5394 | 3039.2647 | 0.56-0.599 EF | 50-59 Gallons | 50 | Age 2000 to 2005 | Gas | Storage | Gas | Primary System
1691 | PP19585616 | 1980 - 1989 | #N/A | #N/A | 1 | 74.5 | 01 - Gas Storage | a.o. smith | fgr 75 232 | 14 |  | No, Unconditioned Space | Yes, Unconditioned Space | 02 - Continuous |  |  |  | -99 | 74 | -100 | -99 | 16 | -99 | 0.48 | 74 | fgr75232 | CEC_gwh1 | 14 | 1998 | 10384.8543 | 8814.78 | 0.48-0.519 EF | 70-79 Gallons | 74.5 | Age 1995 to 1999 | Gas | Storage | Gas | Primary System
1692 | PP19625362 | 1970 - 1979 | 0.6 | -99 | 1 | -100 | 04 - Gas Instantaneous | ariston |  | 10 |  | Not Applicable | No, Unconditioned Space | 01 - None |  |  | couldn't access nameplate | -99 | -99 | -100 | -99 | -100 | -99 |  |  |  |  | 10 | 2002 |  |  | Dont Know | Tankless | -100 | Age 2000 to 2005 | Gas | Instantaneous | Gas
1693 | PP19625362 | 1970 - 1979 | #N/A | #N/A | 2 | 48 | 01 - Gas Storage | ge | pg48t09axk00 | 1 | 03/01/2012 | No, Unconditioned Space | Yes, Unconditioned Space | 01 - None |  |  |  | 2012 | 40 | -100 | -100 | -99 | 3 | 0.58 | 50 | pg48t09axk00 | CEC_2009 | 0 | 2012 | 4460.6752 | 3100.5262 | 0.56-0.599 EF | 40-49 Gallons | 48 | Age 2010 to 2012 | Gas | Storage | Gas | Primary System
1694 | PP19635774 | Dont Know | 0.615 | -99 | 1 | 40 | 01 - Gas Storage | rheem | 22V40-36F1 | -99 | 11/01/2008 | No, Unconditioned Space | No, Unconditioned Space | 01 - None |  |  | limited nameplate info | 2008 | 36 | -100 | -99 | -99 | 11 |  |  | 22V4036F1 |  | 4 | 2008 |  |  | Dont Know | 40-49 Gallons | 40 | Age 2006 to 2009 | Gas | Storage | Gas | Primary System
1695 | PP19638199 | 1900 - 1969 | -99 | -99 | 1 | -99 | 01 - Gas Storage | Dont Know |  | -99 |  | Yes, Unconditioned Space | No, Unconditioned Space | 01 - None |  |  | wrapped | -99 | -99 | -100 | -99 | -99 | -99 |  |  |  |  | -99 | -99 |  |  | Dont Know | Dont Know | -99 | Dont Know | Gas | Storage | Gas | Primary System
1696 | PP19670517 | 1990 - 1994 | 0.6 | 0.002381 | 1 | 50 | 01 - Gas Storage | ao smith | fgr 50 224 | 18 |  | No, Unconditioned Space | No, Unconditioned Space | 01 - None |  |  |  | -99 | 38 | -100 | 0.6 | 16 | -99 | 0.59857 | 50 | fgr50224 | CEC_gwh1 | 18 | 1994 | 11312.797 | 13321.4984 | 0.56-0.599 EF | 50-59 Gallons | 50 | Age 1990 to 1994 | Gas | Storage | Gas | Primary System
1697 | PP19687860 | 1990 - 1994 | 0.615 | -99 | 1 | 40 | 01 - Gas Storage | rheem | 21vr40-7t | -99 |  | No, Unconditioned Space | Yes, Unconditioned Space | 01 - None |  |  | not listed on nameplate | -99 | 34 | -100 | -99 | 17.7 | -99 |  |  | 21vr407t |  | -99 | -99 |  |  | Dont Know | 40-49 Gallons | 40 | Dont Know | Gas | Storage | Gas | Primary System
1698 | PP19727458 | 1970 - 1979 | 0.6 | -99 | 1 | 50 | 01 - Gas Storage | kenmore | 115.334552 | -99 |  | No, Unconditioned Space | No, Unconditioned Space | 01 - None |  |  |  | -99 | 35 | -100 | -99 | -99 | -99 |  |  | 115334552 |  | -99 | -99 |  |  | Dont Know | 50-59 Gallons | 50 | Dont Know | Gas | Storage | Gas | Primary System
1699 | PP19735336 | Dont Know | -99 | -99 | 1 | -99 | 01 - Gas Storage | ge |  | -99 |  | No, Unconditioned Space | No, Unconditioned Space | 01 - None |  |  | straps covered model info | -99 | -99 | -100 | -99 | -99 | -99 |  |  |  |  | -99 | -99 |  |  | Dont Know | Dont Know | -99 | Dont Know | Gas | Storage | Gas
1700 | PP19735336 | Dont Know | -99 | -99 | 2 | -99 | 01 - Gas Storage | whirlpool | e1f30hd035v | -99 |  | No, Unconditioned Space | No, Unconditioned Space | 01 - None |  |  | covered by strap | -99 | -99 | -100 | -99 | -99 | -99 |  |  | e1f30hd035v |  | -99 | -99 |  |  | Dont Know | Dont Know | -99 | Dont Know | Gas | Storage | Gas
1701 | PP19735336 | Dont Know | 0.615 | 0.089431 | 3 | 40 | 01 - Gas Storage | ge | pg40t9xa | -99 |  | No, Unconditioned Space | No, Unconditioned Space | 01 - None |  |  | don't know | -99 | 40 | -100 | -99 | -99 | -99 | 0.56 | 40 | pg40t9xa | CEC_gwh1 | -99 | -99 | 2135.88 | 2515.127 | 0.56-0.599 EF | 40-49 Gallons | 40 | Dont Know | Gas | Storage | Gas | Primary System
1702 | PP19765872 | 1900 - 1969 | #N/A | #N/A | 1 | 48 | 01 - Gas Storage | ge | gg48t06axk00 | 2 | 11/01/2010 | No, Unconditioned Space | No, Unconditioned Space | 01 - None |  |  |  | 2010 | 40 | -100 | -99 | -99 | 11 | 0.58 | 50 | gg48t06axk00 | CEC_2009 | 2 | 2010 | 5017.4114 | 4258.8346 | 0.56-0.599 EF | 40-49 Gallons | 48 | Age 2010 to 2012 | Gas | Storage | Gas | Primary System
1703 | PP19786931 | 1900 - 1969 | 0.615 | -99 | 1 | 40 | 01 - Gas Storage | whirlpool | nu40t62-403 | 0 |  | No, Unconditioned Space | Yes, Unconditioned Space | 01 - None |  |  | Information not on name plate. | -99 | 40 | -100 | -99 | -99 | -99 |  |  | nu40t62403 |  | 0 | 2012 |  |  | Dont Know | 40-49 Gallons | 40 | Age 2010 to 2012 | Gas | Storage | Gas | Primary System
1704 | PP19791988 | 1900 - 1969 | 0.63 | -99 | 1 | 30 | 01 - Gas Storage | reliance | 630n0rt | 8 | 06/01/2003 | No, Unconditioned Space | No, Unconditioned Space | 01 - None |  |  |  | 2003 | 30 | -100 | 0.57 | -99 | 6 |  |  | 630n0rt |  | 9 | 2003 |  |  | Dont Know | 30-39 Gallons | 30 | Age 2000 to 2005 | Gas | Storage | Gas | Primary System
1705 | PP21529851 | 1900 - 1969 | -99 | -99 | 1 | -99 | 01 - Gas Storage | Dont Know |  | 8 |  | Yes, conditioned space | Yes, Unconditioned Space | 01 - None |  |  |  | -99 | -99 | -100 | -99 | -99 | -99 |  |  |  |  | 8 | 2004 |  |  | Dont Know | Dont Know | -99 | Age 2000 to 2005 | Gas | Storage | Gas | Primary System
1706 | PP19797452 | 1900 - 1969 | 0.615 | -99 | 1 | 40 | 01 - Gas Storage | rheem | 21*407 | 20 |  | No, Unconditioned Space | No, Unconditioned Space | 01 - None |  |  |  | -99 | 34 | -100 | -99 | 6.7 | -99 |  |  | 21407 |  | 20 | 1992 |  |  | Dont Know | 40-49 Gallons | 40 | Age 1990 to 1994 | Gas | Storage | Gas | Primary System
1707 | PP19807122 | 1970 - 1979 | 0.615 | -0.30081 | 1 | 40 | 01 - Gas Storage | hoyt | 40 hm | 6 |  | No, Unconditioned Space | No, Unconditioned Space | 01 - None |  |  |  | -99 | 34 | -100 | -99 | 6.45 | -99 | 0.8 |  | 40hm | CEC_2009 | 6 | 2006 | 8601.6372 | 7301.1655 | 0.80-0.839 EF | 40-49 Gallons | 40 | Age 2006 to 2009 | Gas | Storage | Gas | Primary System
1708 | PP19873508 | 1900 - 1969 | 0.63 | -99 | 1 | 30 | 01 - Gas Storage | reliance | 630n0rt | -99 |  | No, Unconditioned Space | No, Unconditioned Space | 01 - None |  |  |  | -99 | 30 | -100 | 0.57 | -99 | -99 |  |  | 630n0rt |  | -99 | -99 |  |  | Dont Know | 30-39 Gallons | 30 | Dont Know | Gas | Storage | Gas | Primary System
1709 | PP19875164 | 1900 - 1969 | 0.615 | -0.00271 | 1 | 40 | 01 - Gas Storage | ao smith | fgr 40 242 | 13 |  | No, Unconditioned Space | No, Unconditioned Space | 01 - None |  |  |  | -99 | 38 | -100 | -100 | 16 | -99 | 0.61667 | 40 | fgr40242 | CEC_gwh1 | 13 | 1999 | 22231.4457 | 22247.9855 | 0.60-0.639 EF | 40-49 Gallons | 40 | Age 1995 to 1999 | Gas | Storage | Gas | Primary System
1710 | PP19875635 | 2000 - 2012 | 0.6 | -99 | 1 | 50 | 01 - Gas Storage | a.o. smith | gnp 50 100 | 3 | 01/01/2009 | No, Unconditioned Space | Yes, Unconditioned Space | 01 - None |  |  |  | 2009 | 40 | -100 | -99 | -99 | 1 |  |  | gnp50100 |  | 3 | 2009 |  |  | Dont Know | 50-59 Gallons | 50 | Age 2006 to 2009 | Gas | Storage | Gas | Primary System
1711 | PP19882359 | 1900 - 1969 | 0.615 | 0.089431 | 1 | 40 | 01 - Gas Storage | a.o. smith | fsgh 40 22 e | -99 |  | No, Unconditioned Space | No, Unconditioned Space | 01 - None |  |  |  | -99 | 38 | -100 | 0.55 | 6 | -99 | 0.56 | 40 | fsgh4022e | CEC_gwh1 | -99 | -99 | 4108.35 | 3208.9377 | 0.56-0.599 EF | 40-49 Gallons | 40 | Dont Know | Gas | Storage | Gas | Primary System
1712 | PP19937861 | 1980 - 1989 | #N/A | #N/A | 1 | 38 | 01 - Gas Storage | rheem | 22X40FN | 1 | 02/01/2011 | No, Unconditioned Space | No, Unconditioned Space | 01 - None |  |  |  | 2011 | 38 | -100 | -99 | -99 | 2 | 0.6 | 40 | 22X40FN | CEC_2009 | 1 | 2011 | 9486.9714 | 9767.1778 | 0.60-0.639 EF | 30-39 Gallons | 38 | Age 2010 to 2012 | Gas | Storage | Gas | Primary System
1713 | PP19995893 | 1980 - 1989 | 0.615 | -99 | 1 | 40 | 01 - Gas Storage | bradford | m4404t6en12 | 15 |  | No, Unconditioned Space | No, Unconditioned Space | 01 - None |  |  |  | -99 | 40 | -100 | -99 | -99 | -99 |  |  | m4404t6en12 |  | 15 | 1997 |  |  | Dont Know | 40-49 Gallons | 40 | Age 1995 to 1999 | Gas | Storage | Gas | Primary System
1714 | PP20041361 | 1900 - 1969 | 0.615 | -99 | 1 | 40 | 01 - Gas Storage | caftmaster | crgvf8433t | -99 | 10/01/1987 | No, Conditioned Space | No, Unconditioned Space | 01 - None |  |  | no ef on nameplate. | 1987 | 34 | -100 | -99 | 8.3 | 10 |  |  | crgvf8433t |  | 25 | 1987 |  |  | Dont Know | 40-49 Gallons | 40 | Age 1985 to 1989 | Gas | Storage | Gas | Primary System
1715 | PP20071115 | 1900 - 1969 | 0.615 | -0.0054201 | 1 | 40 | 01 - Gas Storage | Bradford white | m440t6fbn | 1 |  | No, Unconditioned Space | No, Unconditioned Space | 01 - None |  |  | limited nameplate info | -99 | 40 | -100 | -99 | -99 | -99 | 0.61833 | 40 | m440t6fbn | CEC_gwh1 | 1 | 2011 | 14697.079 | 13106.8722 | 0.60-0.639 EF | 40-49 Gallons | 40 | Age 2010 to 2012 | Gas | Storage | Gas | Primary System
1716 | PP20071115 | 1900 - 1969 | 0.615 | -0.0081301 | 2 | 40 | 01 - Gas Storage | state | prv 40 noct6 42fw | 7 |  | No, Conditioned Space | Yes, conditioned space | 01 - None |  |  | limited nameplate info | -99 | 40 | -100 | -99 | -99 | -99 | 0.62 | 40 | prv40noct642fw | CEC_gwh1 | 7 | 2005 | 0 | 0 | 0.60-0.639 EF | 40-49 Gallons | 40 | Age 2000 to 2005 | Gas | Storage | Gas
1717 | PP20076928 | 2000 - 2012 | 0.6 | -0.033333 | 1 | 50 | 01 - Gas Storage | ge | sg50t12avg00 | 3 | 01/01/2009 | No, Unconditioned Space | No, Unconditioned Space | 01 - None |  |  | limited nameplate info | 2009 | 40 | -100 | -99 | -99 | 1 | 0.62 | 50 | sg50t12avg00 | CEC_gwh1 | 3 | 2009 | 3807.7146 | 2646.6663 | 0.60-0.639 EF | 50-59 Gallons | 50 | Age 2006 to 2009 | Gas | Storage | Gas | Primary System
1718 | PP20083092 | 1900 - 1969 | 0.6 | -0.4 | 1 | -100 | 04 - Gas Instantaneous | takagi | t-k2 | 10 |  | Not Applicable | No, Unconditioned Space | 01 - None |  |  |  | -99 | 185 | -100 | -99 | -100 | -99 | 0.84 | 0.1 | tk2 | CEC_2009 | 10 | 2002 | 4918.2753 | 3654.7092 | 0.84-0.879 EF | Tankless | -100 | Age 2000 to 2005 | Gas | Instantaneous | Gas | Primary System
1719 | PP20091550 | 1900 - 1969 | 0.615 | 0.056911 | 1 | 40 | 01 - Gas Storage | ge | gg40t6xa | 10 |  | No, Unconditioned Space | No, Unconditioned Space | 01 - None |  |  |  | -99 | 34 | -100 | -99 | 6.7 | -99 | 0.58 | 40 | gg40t6xa | CEC_gwh1 | 10 | 2002 | 4918.2753 | 3654.7092 | 0.56-0.599 EF | 40-49 Gallons | 40 | Age 2000 to 2005 | Gas | Storage | Gas | Primary System
1720 | PP20091673 | 1900 - 1969 | 0.6 | 0.033333 | 1 | 50 | 01 - Gas Storage | bradford white | u15036frn | 1 |  | No, Unconditioned Space | No, Unconditioned Space | 01 - None |  |  | Information not on name plate. | -99 | 40 | -100 | -99 | -99 | -99 | 0.58 | 50 | u15036frn | CEC_2009 | 1 | 2011 | 10076.6771 | 8553.1958 | 0.56-0.599 EF | 50-59 Gallons | 50 | Age 2010 to 2012 | Gas | Storage | Gas | Primary System
1721 | PP20114064 | 1980 - 1989 | 0.6 | -99 | 1 | 50 | 01 - Gas Storage | rheem | 41*50N | -99 |  | No, Unconditioned Space | No, Unconditioned Space | 01 - None |  |  |  | -99 | 40 | -100 | -99 | 6.7 | -99 |  |  | 4150N |  | -99 | -99 |  |  | Dont Know | 50-59 Gallons | 50 | Dont Know | Gas | Storage | Gas | Primary System
1778 | PP20999792 | 2000 - 2012 | 0.6 | -99 | 1 | -100 | 04 - Gas Instantaneous | rinnai | r75ls | 3 |  | Not Applicable | No, Unconditioned Space | 01 - None |  |  | no nameplate access | -99 | -99 | -100 | -99 | -100 | -99 |  |  | r75ls |  | 3 | 2009 |  |  | Dont Know | Tankless | -100 | Age 2006 to 2009 | Gas | Instantaneous | Gas | Primary System
1779 | PP21001782 | 2000 - 2012 | 0.6 | -0.033333 | 1 | 50 | 01 - Gas Storage | ao smith | gvr 50 100 | 6 | 04/01/2008 | No, Unconditioned Space | No, Unconditioned Space | 01 - None |  |  | not listed on nameplate | 2008 | 40 | -100 | -99 | -99 | 4 | 0.62 | 50 | gvr50100 | CEC_2009 | 4 | 2008 | 11519.4058 | 13277.4346 | 0.60-0.639 EF | 50-59 Gallons | 50 | Age 2006 to 2009 | Gas | Storage | Gas | Primary System
1780 | PP21024688 | 1900 - 1969 | #N/A | #N/A | 1 | 38 | 01 - Gas Storage | rheem | 22v40fn | 3 | 08/01/2009 | No, Unconditioned Space | Yes, conditioned space | 01 - None |  |  | limited nameplate info | 2009 | 38 | -100 | -99 | -99 | 8 | 0.6 | 40 | 22v40fn | CEC_2009 | 3 | 2009 | 8098.2536 | 8337.4429 | 0.60-0.639 EF | 30-39 Gallons | 38 | Age 2006 to 2009 | Gas | Storage | Gas | Primary System
1781 | PP21114058 | 2000 - 2012 | 0.615 | -0.02439 | 1 | 40 | 01 - Gas Storage | bradford white | m4403t6en12 | 8 |  | No, Unconditioned Space | No, Unconditioned Space | 01 - None |  |  | info not on nameplate | -99 | 40 | -100 | -99 | -99 | -99 | 0.63 | 40 | m4403t6en12 | CEC_2009 | 8 | 2004 | 14406.6881 | 11252.733 | 0.60-0.639 EF | 40-49 Gallons | 40 | Age 2000 to 2005 | Gas | Storage | Gas | Primary System
1782 | PP21114061 | 1900 - 1969 | -99 | -99 | 1 | -99 | 01 - Gas Storage | Dont Know |  | -99 |  | Yes, Unconditioned Space | Yes, Unconditioned Space | 01 - None |  |  | nameplate is covered by external tank wrap | -99 | -99 | -100 | -99 | -99 | -99 |  |  |  |  | -99 | -99 |  |  | Dont Know | Dont Know | -99 | Dont Know | Gas | Storage | Gas | Primary System
1783 | PP21123650 | 2000 - 2012 | -99 | -99 | 1 | -99 | 01 - Gas Storage | ao smith | gnr 50 200 | 1 |  | No, Unconditioned Space | No, Unconditioned Space | 01 - None |  |  | dk | -99 | 40 | -100 | -99 | -99 | -99 |  |  | gnr50200 |  | 1 | 2011 |  |  | Dont Know | Dont Know | -99 | Age 2010 to 2012 | Gas | Storage | Gas | Primary System
1784 | PP21124142 | 1900 - 1969 | 0.6 | -99 | 1 | -100 | 04 - Gas Instantaneous | noritz | N-0631S | 4 |  | Not Applicable | Yes, Unconditioned Space | 03 - Temperature |  |  |  | -99 | 180 | -100 | -99 | -100 | -99 |  |  | N0631S |  | 4 | 2008 |  |  | Dont Know | Tankless | -100 | Age 2006 to 2009 | Gas | Instantaneous | Gas | Primary System
1785 | PP21126847 | 1990 - 1994 | 0.6 | -99 | 1 | -100 | 04 - Gas Instantaneous | navien |  | 1 |  | Not Applicable | No, Unconditioned Space | 01 - None |  |  | too high up and too much stuff to access | -99 | -99 | -100 | -99 | -100 | -99 |  |  |  |  | 1 | 2011 |  |  | Dont Know | Tankless | -100 | Age 2010 to 2012 | Gas | Instantaneous | Gas | Primary System
1786 | PP21137927 | 1900 - 1969 | 0.615 | 0.089431 | 1 | 40 | 01 - Gas Storage | a.o. smith | fsgh 40 232e | 14 |  | No, Unconditioned Space | No, Unconditioned Space | 01 - None |  |  |  | -99 | 38 | -100 | 0.55 | 7 | -99 | 0.56 | 40 | fsgh40232e | CEC_gwh1 | 14 | 1998 | 22231.4457 | 22247.9855 | 0.56-0.599 EF | 40-49 Gallons | 40 | Age 1995 to 1999 | Gas | Storage | Gas | Primary System
1787 | PP21151855 | 1995 - 1999 | 0.6 | 0 | 1 | 50 | 01 - Gas Storage | a.o. smith | gnr 50 100 | 2 | 04/01/2010 | No, Unconditioned Space | Yes, Unconditioned Space | 01 - None |  |  |  | 2010 | 40 | -100 | -99 | -99 | 4 | 0.6 | 50 | gnr50100 | CEC_2009 | 2 | 2010 | 4460.6752 | 3100.5262 | 0.60-0.639 EF | 50-59 Gallons | 50 | Age 2010 to 2012 | Gas | Storage | Gas | Primary System
1788 | PP21151855 | 1995 - 1999 | 0.6 | 0 | 2 | 50 | 01 - Gas Storage | a.o.smith | gnr 50 100 | 2 | 04/01/2010 | No, Unconditioned Space | Yes, Unconditioned Space | 01 - None |  |  |  | 2010 | 40 | -100 | -99 | -99 | 4 | 0.6 | 50 | gnr50100 | CEC_2009 | 2 | 2010 | 0 | 0 | 0.60-0.639 EF | 50-59 Gallons | 50 | Age 2010 to 2012 | Gas | Storage | Gas
1789 | PP21163662 | Dont Know | 0.615 | 0.04065 | 1 | 40 | 01 - Gas Storage | ge | gg40t06avg01 | -99 | 07/01/2006 | No, Unconditioned Space | No, Unconditioned Space | 01 - None |  |  | no ef | 2006 | 36 | -100 | -99 | -99 | 7 | 0.59 | 40 | gg40t06avg01 | CEC_2009 | 6 | 2006 | 18414.0119 | 25817.3521 | 0.56-0.599 EF | 40-49 Gallons | 40 | Age 2006 to 2009 | Gas | Storage | Gas | Primary System
1790 | PP21204731 | 2000 - 2012 | #N/A | #N/A | 1 | 80 | 01 - Gas Storage | alliance | al80 | 10 |  | No, Unconditioned Space | Yes, Unconditioned Space | 01 - None |  |  |  | -99 | -99 | -100 | -99 | -99 | -99 |  |  | al80 |  | 10 | 2002 |  |  | Dont Know | 80-89 Gallons | 80 | Age 2000 to 2005 | Gas | Storage | Gas | Primary System
1791 | PP21209369 | 1900 - 1969 | -99 | -99 | 1 | -99 | 01 - Gas Storage | Dont Know |  | 5 |  | Yes, Unconditioned Space | Yes, Unconditioned Space | 01 - None |  |  | blanket | -99 | -99 | -100 | -99 | -99 | -99 |  |  |  |  | 5 | 2007 |  |  | Dont Know | Dont Know | -99 | Age 2006 to 2009 | Gas | Storage | Gas | Primary System
1792 | PP21228066 | 2000 - 2012 | 0.6 | -0.033333 | 1 | 50 | 01 - Gas Storage | AO Smith | GVR 50 100 | 7 | 01/01/2005 | No, Unconditioned Space | Yes, Unconditioned Space | 01 - None |  |  | no EF or internal insulation listed | 2005 | 40 | -100 | -99 | -99 | 1 | 0.62 | 50 | GVR50100 | CEC_2009 | 7 | 2005 | 4918.2753 | 3654.7092 | 0.60-0.639 EF | 50-59 Gallons | 50 | Age 2000 to 2005 | Gas | Storage | Gas | Primary System
1793 | PP21285368 | 2000 - 2012 | 0.615 | -99 | 1 | 40 | 01 - Gas Storage | state select | gs640y0ctg | 7 | 09/01/2005 | No, Unconditioned Space | Yes, Unconditioned Space | 01 - None |  |  | limited nameplate info | 2005 | 40 | -100 | -99 | -99 | 9 |  |  | gs640y0ctg |  | 7 | 2005 |  |  | Dont Know | 40-49 Gallons | 40 | Age 2000 to 2005 | Gas | Storage | Gas | Primary System
1794 | PP21333353 | 1970 - 1979 | 0.615 | -99 | 1 | 40 | 01 - Gas Storage | maytag | hn4940t | 7 |  | No, Conditioned Space | No, Conditioned Space | 01 - None |  |  |  | -99 | 40 | -100 | 0.55 | -99 | -99 |  |  | hn4940t |  | 7 | 2005 |  |  | Dont Know | 40-49 Gallons | 40 | Age 2000 to 2005 | Gas | Storage | Gas | Primary System
1795 | PP21391164 | 1900 - 1969 | 0.615 | -99 | 1 | 40 | 01 - Gas Storage | american appliance mfg | gv2f433tn | 20 |  | No, Unconditioned Space | No, Unconditioned Space | 01 - None |  |  | nlonp | -99 | 33 | -100 | -99 | -99 | -99 |  |  | gv2f433tn |  | 20 | 1992 |  |  | Dont Know | 40-49 Gallons | 40 | Age 1990 to 1994 | Gas | Storage | Gas | Primary System
1796 | PP21395204 | 1970 - 1979 | 0.615 | -0.00271 | 1 | 40 | 01 - Gas Storage | ao smith | fgr 40 218 | 15 |  | No, Unconditioned Space | No, Unconditioned Space | 01 - None |  |  |  | -99 | 38 | -100 | 0.62 | 16 | -99 | 0.61667 | 40 | fgr40218 | CEC_gwh1 | 15 | 1997 | 4597.097 | 3195.3503 | 0.60-0.639 EF | 40-49 Gallons | 40 | Age 1995 to 1999 | Gas | Storage | Gas | Primary System
1797 | PP21477174 | 1970 - 1979 | 0.6 | -99 | 1 | 50 | 01 - Gas Storage | reliance | 850nactoc | 6 |  | No, Unconditioned Space | No, Unconditioned Space | 01 - None |  |  |  | -99 | 40 | -100 | -99 | -99 | -99 |  |  | 850nactoc |  | 6 | 2006 |  |  | Dont Know | 50-59 Gallons | 50 | Age 2006 to 2009 | Gas | Storage | Gas | Primary System
1798 | PP21488848 | 1900 - 1969 | 0.615 | -99 | 1 | 40 | 01 - Gas Storage | richmond | 6G40-36F1 | 5 | 08/01/2006 | No, Unconditioned Space | No, Unconditioned Space | 01 - None |  |  |  | 2006 | 36 | -100 | -99 | -99 | 8 |  |  | 6G4036F1 |  | 6 | 2006 |  |  | Dont Know | 40-49 Gallons | 40 | Age 2006 to 2009 | Gas | Storage | Gas | Primary System
1799 | PP21521099 | 1995 - 1999 | 0.615 | 0.04065 | 1 | 40 | 01 - Gas Storage | ge | pg40t09avh00 | 2 | 07/01/2009 | No, Unconditioned Space | No, Unconditioned Space | 01 - None |  |  | limited nameplate info | 2009 | 38 | -100 | -99 | -99 | 7 | 0.59 | 40 | pg40t09avh00 | CEC_2009 | 3 | 2009 | 6345.9335 | 4956.6627 | 0.56-0.599 EF | 40-49 Gallons | 40 | Age 2006 to 2009 | Gas | Storage | Gas | Primary System
1800 | PP21564555 | 1900 - 1969 | 0.6 | -0.033333 | 1 | 50 | 01 - Gas Storage | ge | sg50t12avh00 | 4 | 02/01/2008 | No, Unconditioned Space | No, Unconditioned Space | 01 - None |  |  | info not on nameplate | 2008 | 40 | -100 | -99 | -99 | 2 | 0.62 | 50 | sg50t12avh00 | CEC_gwh1 | 4 | 2008 | 3807.7146 | 2646.6663 | 0.60-0.639 EF | 50-59 Gallons | 50 | Age 2006 to 2009 | Gas | Storage | Gas | Primary System
1801 | PP21595081 | 1970 - 1979 | 0.743 | -99 | 1 | 75 | 01 - Gas Storage | ao smith | pgc 75 900 | 11 |  | Yes, conditioned space | Yes, conditioned space | 01 - None |  |  | np | -99 | 75 | -100 | -99 | -99 | -99 |  |  | pgc75900 |  | 11 | 2001 |  |  | Dont Know | 70-79 Gallons | 75 | Age 2000 to 2005 | Gas | Storage | Gas | Primary System
1802 | PP21595499 | 1900 - 1969 | 0.6 | -0.033333 | 1 | 50 | 01 - Gas Storage | ge | sg50t12avh00 | 5 | 11/01/2007 | No, Unconditioned Space | No, Unconditioned Space | 01 - None |  |  | no Ef or r value | 2007 | 40 | -100 | -99 | -99 | 11 | 0.62 | 50 | sg50t12avh00 | CEC_gwh1 | 5 | 2007 | 12545.6974 | 9799.1559 | 0.60-0.639 EF | 50-59 Gallons | 50 | Age 2006 to 2009 | Gas | Storage | Gas | Primary System
1803 | PP21615881 | 2000 - 2012 | 0.615 | -0.0081301 | 1 | 40 | 01 - Gas Storage | a.o. smith | gvr 40 100 | -99 | 04/01/2006 | No, Conditioned Space | Yes, conditioned space | 01 - None |  |  | not on np | 2006 | 40 | -100 | -99 | -99 | 4 | 0.62 | 40 | gvr40100 | CEC_2009 | 6 | 2006 | 17616.6054 | 13858.1659 | 0.60-0.639 EF | 40-49 Gallons | 40 | Age 2006 to 2009 | Gas | Storage | Gas | Primary System
1804 | PP21642915 | 2000 - 2012 | -99 | -99 | 1 | -99 | 01 - Gas Storage | rheem |  | 12 |  | Yes, Unconditioned Space | Yes, Unconditioned Space | 01 - None |  |  | name plate covered | -99 | -99 | -100 | -99 | -99 | -99 |  |  |  |  | 12 | 2000 |  |  | Dont Know | Dont Know | -99 | Age 2000 to 2005 | Gas | Storage | Gas | Primary System
1805 | PP21689758 | 1900 - 1969 | -99 | -99 | 1 | -99 | 01 - Gas Storage | Dont Know |  | -99 |  | Yes, Unconditioned Space | No, Unconditioned Space | 01 - None |  |  | wrapped | -99 | -99 | -100 | -99 | -99 | -99 |  |  |  |  | -99 | -99 |  |  | Dont Know | Dont Know | -99 | Dont Know | Gas | Storage | Gas | Primary System
1806 | PP21701127 | 1995 - 1999 | 0.6 | 0.069444 | 1 | 50 | 01 - Gas Storage | state | a5 50 52.5nrrto 2 | 17 | 01/01/1991 | No, Unconditioned Space | Yes, Unconditioned Space | 01 - None |  |  | not listed | 1991 | 52.5 | -100 | -99 | -99 | -99 | 0.55833 | 50 | a550525nrrto2 | CEC_gwh1 | 21 | 1991 | 6012.1067 | 3533.1755 | 0.52-0.559 EF | 50-59 Gallons | 50 | Age 1990 to 1994 | Gas | Storage | Gas | Primary System
1807 | PP21821815 | 2000 - 2012 | -99 | -99 | 1 | -99 | 01 - Gas Storage | Dont Know |  | 3 |  | Yes, Unconditioned Space | No, Unconditioned Space | 01 - None |  |  | don't know | -99 | -99 | -100 | -99 | -99 | -99 |  |  |  |  | 3 | 2009 |  |  | Dont Know | Dont Know | -99 | Age 2006 to 2009 | Gas | Storage | Gas | Primary System
1808 | PP21830322 | 1900 - 1969 | 0.615 | -0.02439 | 1 | 40 | 01 - Gas Storage | Bradford white | m4403t6en12 | 15 |  | No, Unconditioned Space | No, Unconditioned Space | 01 - None |  |  | no Ef r value | -99 | 40 | -100 | -99 | -99 | -99 | 0.63 | 40 | m4403t6en12 | CEC_2009 | 15 | 1997 | 4597.097 | 3195.3503 | 0.60-0.639 EF | 40-49 Gallons | 40 | Age 1995 to 1999 | Gas | Storage | Gas | Primary System
1809 | PP21834467 | 2000 - 2012 | 0.6 | -99 | 1 | 50 | 01 - Gas Storage | rheem | 41*R50 | 10 |  | No, Unconditioned Space | Yes, Unconditioned Space | 01 - None |  |  |  | -99 | 40 | -100 | -99 | 19.2 | -99 |  |  | 41R50 |  | 10 | 2002 |  |  | Dont Know | 50-59 Gallons | 50 | Age 2000 to 2005 | Gas | Storage | Gas | Primary System
1810 | PP21838399 | 2000 - 2012 | #N/A | #N/A | 1 | 74 | 01 - Gas Storage | a.o. smith | fgr 75 250 | 10 |  | No, Unconditioned Space | Yes, Unconditioned Space | 03 - Timer |  |  |  | -99 | 76 | -100 | -99 | 16 | -99 | 0.48 | 74 | fgr75250 | CEC_gwh1 | 10 | 2002 | 7287.27 | 5065.2358 | 0.48-0.519 EF | 70-79 Gallons | 74 | Age 2000 to 2005 | Gas | Storage | Gas | Primary System
1811 | PP21838399 | 2000 - 2012 | #N/A | #N/A | 2 | 20 | 01 - Gas Storage | a.o. smith |  | 10 |  | No, Unconditioned Space | No, Unconditioned Space | 03 - Timer |  |  |  | -99 | -99 | -100 | -99 | 16 | -99 |  |  |  |  | 10 | 2002 |  |  | Dont Know | 01-29 Gallons | 20 | Age 2000 to 2005 | Gas | Storage | Gas
1812 | PP21849724 | 2000 - 2012 | 0.6 | 0 | 1 | 50 | 01 - Gas Storage | kenmore | 153.331252 | 1 | 10/01/2010 | No, Unconditioned Space | No, Unconditioned Space | 01 - None |  |  | limited nameplate info | 2010 | 40 | -100 | -99 | -99 | 10 | 0.6 | 50 | 153331252 | CEC_2009 | 2 | 2010 | 7434.1571 | 5167.3341 | 0.60-0.639 EF | 50-59 Gallons | 50 | Age 2010 to 2012 | Gas | Storage | Gas | Primary System
1813 | PP21857808 | 1980 - 1989 | 0.615 | -99 | 1 | 40 | 01 - Gas Storage | ge | geun0110u10323 | -99 | 01/01/2010 | No, Unconditioned Space | No, Unconditioned Space | 01 - None |  |  | not listed on nameplate | 2010 | 38 | -100 | -99 | -99 | 1 |  |  | geun0110u10323 |  | 2 | 2010 |  |  | Dont Know | 40-49 Gallons | 40 | Age 2010 to 2012 | Gas | Storage | Gas | Primary System
1814 | PP21882526 | 1900 - 1969 | 0.615 | 0.04065 | 1 | 40 | 01 - Gas Storage | ge | GG40T06AVG01 | 5 |  | No, Unconditioned Space | No, Unconditioned Space | 01 - None |  |  | blocked | -99 | 36 | -100 | -99 | -99 | -99 | 0.59 | 40 | GG40T06AVG01 | CEC_2009 | 5 | 2007 | 4282.9548 | 3635.4197 | 0.56-0.599 EF | 40-49 Gallons | 40 | Age 2006 to 2009 | Gas | Storage | Gas | Primary System
1815 | PP21905821 | 1990 - 1994 | 0.6 | 0.083333 | 1 | 50 | 01 - Gas Storage | Bradford white | mi5036fbn | 2 | 04/01/2010 | No, Unconditioned Space | Yes, Unconditioned Space | 01 - None |  |  | no Ef or r value | 2010 | 40 | -100 | -99 | -99 | 4 | 0.55 | 50 | mi5036fbn | CEC_gwh1 | 2 | 2010 | 7434.1571 | 5167.3341 | 0.52-0.559 EF | 50-59 Gallons | 50 | Age 2010 to 2012 | Gas | Storage | Gas | Primary System
1816 | PP21950849 | 1980 - 1989 | 0.6 | -0.033333 | 1 | 50 | 01 - Gas Storage | ge | sg50t12avh00 | 10 | 02/01/2005 | No, Unconditioned Space | Yes, conditioned space | 01 - None |  |  | limited nameplate info | 2005 | 40 | -100 | -99 | -99 | 2 | 0.62 | 50 | sg50t12avh00 | CEC_gwh1 | 7 | 2005 | 7287.27 | 5691.919 | 0.60-0.639 EF | 50-59 Gallons | 50 | Age 2000 to 2005 | Gas | Storage | Gas | Primary System
1817 | PP22048696 | 1900 - 1969 | 0.63 | 0.068783 | 1 | 30 | 01 - Gas Storage | reliance | 5 30 norto c | -99 |  | No, Conditioned Space | No, Conditioned Space | 01 - None |  |  | no Ef r value | -99 | 30 | -100 | -99 | -99 | -99 | 0.58667 | 30 | 530nortoc | CEC_gwh1 | -99 | -99 | 11921.21 | 10778.9007 | 0.56-0.599 EF | 30-39 Gallons | 30 | Dont Know | Gas | Storage | Gas | Primary System
1818 | PP22139373 | 1900 - 1969 | 0.6 | 0.033333 | 1 | 50 | 01 - Gas Storage | bradford | u15036frn | 0 |  | No, Unconditioned Space | No, Unconditioned Space | 01 - None |  |  |  | -99 | 40 | -100 | -100 | -99 | -99 | 0.58 | 50 | u15036frn | CEC_2009 | 0 | 2012 | 4460.6752 | 3100.5262 | 0.56-0.599 EF | 50-59 Gallons | 50 | Age 2010 to 2012 | Gas | Storage | Gas | Primary System
1819 | PP22200242 | 1900 - 1969 | 0.63 | 0.068783 | 1 | 30 | 01 - Gas Storage | ace | 5 30 nort6 | 14 |  | No, Unconditioned Space | No, Unconditioned Space | 01 - None |  |  | np | -99 | 30 | -100 | -99 | -99 | -99 | 0.58667 | 30 | 530nort6 | CEC_gwh1 | 14 | 1998 | 9777.1135 | 8329.4859 | 0.56-0.599 EF | 30-39 Gallons | 30 | Age 1995 to 1999 | Gas | Storage | Gas | Primary System
1820 | PP22206369 | 1900 - 1969 | -99 | -99 | 1 | -99 | 13 - Common Building | Dont Know |  | -99 |  | Not Applicable | No, Unconditioned Space | Dont Know | shared system | dk |  | -100 | -99 | -100 | -99 | -100 | -99 |  |  |  |  | -100 | -100 |  |  | Dont Know | Dont Know | -99 | Dont Know | Unknown | Unknown | Not Applicable | Primary System
1821 | PP22211348 | 1900 - 1969 | #N/A | #N/A | 1 | 38 | 01 - Gas Storage | ge | pg38t09axk00 | 3 | 10/01/2009 | No, Conditioned Space | No, Conditioned Space | 01 - None |  |  | no Ef or r value | 2009 | 38 | -100 | -99 | -99 | 10 | 0.6 | 40 | pg38t09axk00 | CEC_2009 | 3 | 2009 | 8601.6372 | 7301.1655 | 0.60-0.639 EF | 30-39 Gallons | 38 | Age 2006 to 2009 | Gas | Storage | Gas | Primary System
1822 | PP22217637 | 1980 - 1989 | 0.6 | 0.016667 | 1 | 50 | 01 - Gas Storage | kenmore | 153.339562 | 8 | 09/01/2006 | No, Unconditioned Space | No, Unconditioned Space | 01 - None |  |  | limited nameplate info. | 2006 | 40 | -100 | -99 | -99 | 9 | 0.59 | 50 | 153339562 | CEC_2009 | 6 | 2006 | 8601.6372 | 7301.1655 | 0.56-0.599 EF | 50-59 Gallons | 50 | Age 2006 to 2009 | Gas | Storage | Gas | Primary System
1823 | PP22222583 | 1900 - 1969 | 0.615 | 0.04065 | 1 | -99 | 01 - Gas Storage | kenmore | 153.336465 | 5 | 09/01/2004 | No, Conditioned Space | No, Conditioned Space | 01 - None |  |  | dk | 2004 | 36 | -100 | -99 | -99 | 9 | 0.59 | 40 | 153336465 | CEC_2009 | 8 | 2004 | 14406.6881 | 12847.9013 | 0.56-0.599 EF | 40-49 Gallons | 40 | Age 2000 to 2005 | Gas | Storage | Gas | Primary System
1824 | PP22227635 | 1970 - 1979 | -99 | -99 | 1 | -99 | 03 - Electric Storage | Dont Know |  | 9 |  | Yes, conditioned space | No, Conditioned Space | 01 - None |  |  | wrapped tight | -99 | -100 | -99 | -99 | -99 | -99 |  |  |  |  | 9 | 2003 |  |  | Dont Know | Dont Know | -99 | Age 2000 to 2005 | Electric | Storage | Electric | Primary System
1825 | PP22234169 | Dont Know | 0.615 | 0.051491 | 1 | 40 | 01 - Gas Storage | envi-ro-temp | g2f4034tvnv | -99 | 01/01/1992 | No, Unconditioned Space | No, Unconditioned Space | 01 - None |  |  | could not find month mfg | 1992 | 34 | -100 | -99 | -99 | -99 | 0.58333 | 40 | g2f4034tvnv | CEC_gwh1 | 20 | 1992 | 6012.1067 | 3533.1755 | 0.56-0.599 EF | 40-49 Gallons | 40 | Age 1990 to 1994 | Gas | Storage | Gas | Primary System
1826 | PP22267342 | 1900 - 1969 | 0.615 | -0.00271 | 1 | 40 | 01 - Gas Storage | a.o. smith | fgr 40 242 | -99 | 01/01/1996 | No, Unconditioned Space | No, Unconditioned Space | 01 - None |  |  | not present on np | 1996 | 38 | -100 | -99 | 16 | -99 | 0.61667 | 40 | fgr40242 | CEC_gwh1 | 16 | 1996 | 22231.4457 | 18870.2987 | 0.60-0.639 EF | 40-49 Gallons | 40 | Age 1995 to 1999 | Gas | Storage | Gas | Primary System
1827 | PP22272999 | 1900 - 1969 | 0.615 | -99 | 1 | 40 | 01 - Gas Storage | rheem | 21x40-7n a | 18 |  | No, Unconditioned Space | Yes, Unconditioned Space | 01 - None |  |  |  | -99 | 34 | -100 | -99 | 6.3 | -99 |  |  | 21x407na |  | 18 | 1994 |  |  | Dont Know | 40-49 Gallons | 40 | Age 1990 to 1994 | Gas | Storage | Gas | Primary System
1828 | PP22306519 | 2000 - 2012 | 0.6 | -99 | 1 | 50 | 01 - Gas Storage | state select | pr6 50 n0ct971 32w | 11 |  | Yes, Unconditioned Space | No, Unconditioned Space | 01 - None |  |  | limited nameplate info | -99 | 36 | -100 | -99 | -99 | -99 |  |  | pr650n0ct97132w |  | 11 | 2001 |  |  | Dont Know | 50-59 Gallons | 50 | Age 2000 to 2005 | Gas | Storage | Gas | Primary System
1829 | PP22308430 | 1900 - 1969 | 0.6 | -0.033333 | 1 | 50 | 01 - Gas Storage | ge | sg50t12avh00 | 2 | 10/01/2008 | No, Conditioned Space | No, Conditioned Space | 01 - None |  |  | not listed | 2008 | 40 | -100 | -99 | -99 | 10 | 0.62 | 50 | sg50t12avh00 | CEC_gwh1 | 4 | 2008 | 17616.6054 | 13150.1271 | 0.60-0.639 EF | 50-59 Gallons | 50 | Age 2006 to 2009 | Gas | Storage | Gas | Primary System
1830 | PP22370770 | 1995 - 1999 | 0.6 | 0.002381 | 1 | 50 | 01 - Gas Storage | ao smith | fgr 50 242 | 13 |  | No, Unconditioned Space | Yes, Unconditioned Space | 01 - None |  |  | don't know | -99 | 38 | -100 | -99 | -99 | -99 | 0.59857 | 50 | fgr50242 | CEC_gwh1 | 13 | 1999 | 4597.097 | 3195.3503 | 0.56-0.599 EF | 50-59 Gallons | 50 | Age 1995 to 1999 | Gas | Storage | Gas | Primary System
1831 | PP22380938 | Dont Know | 0.615 | -99 | 1 | 40 | 01 - Gas Storage | mor-flo | g51-40t34-3nv | 10 |  | No, Unconditioned Space | Yes, Unconditioned Space | 01 - None |  |  |  | -99 | 34 | -100 | -99 | -99 | -99 |  |  | g5140t343nv |  | 10 | 2002 |  |  | Dont Know | 40-49 Gallons | 40 | Age 2000 to 2005 | Gas | Storage | Gas | Primary System
1832 | PP22385193 | 1900 - 1969 | 0.615 | 0.073171 | 1 | 40 | 01 - Gas Storage | Bradford white | mi40t6fbn | 3 |  | No, Unconditioned Space | No, Unconditioned Space | 01 - None |  |  | limited nameplate info. | -99 | 40 | -100 | -99 | -99 | -99 | 0.57 | 40 | mi40t6fbn | CEC_gwh1 | 3 | 2009 | 8601.6372 | 7301.1655 | 0.56-0.599 EF | 40-49 Gallons | 40 | Age 2006 to 2009 | Gas | Storage | Gas | Primary System
1833 | PP22416318 | 1900 - 1969 | 0.6 | -99 | 1 | -100 | 04 - Gas Instantaneous | aquastar |  | 8 |  | Not Applicable | Yes, Unconditioned Space | 01 - None |  |  | nameplate was partially torn off. | -99 | 175 | -100 | -99 | -100 | -99 |  |  |  |  | 8 | 2004 |  |  | Dont Know | Tankless | -100 | Age 2000 to 2005 | Gas | Instantaneous | Gas | Primary System
1834 | PP22429466 | 1900 - 1969 | 0.6 | -99 | 1 | 50 | 01 - Gas Storage | reliance | 5 50 n0rt0 c | 10 |  | No, Unconditioned Space | No, Unconditioned Space | 01 - None |  |  | limited nameplate info | -99 | 32 | -100 | -99 | -99 | -99 |  |  | 550n0rt0c |  | 10 | 2002 |  |  | Dont Know | 50-59 Gallons | 50 | Age 2000 to 2005 | Gas | Storage | Gas | Primary System
1835 | PP22447083 | 1900 - 1969 | 0.6 | -0.033333 | 1 | 50 | 01 - Gas Storage | state select | gs650yoctgtco | 7 | 05/01/2006 | No, Unconditioned Space | No, Unconditioned Space | 01 - None |  |  | limited nameplate info | 2006 | 40 | -100 | -99 | -99 | 5 | 0.62 | 50 | gs650yoctgtco | CEC_2009 | 6 | 2006 | 12545.6974 | 11188.2676 | 0.60-0.639 EF | 50-59 Gallons | 50 | Age 2006 to 2009 | Gas | Storage | Gas | Primary System
1836 | PP22472366 | 1980 - 1989 | 0.615 | -0.0081301 | 1 | 40 | 01 - Gas Storage | ao smith | gvr 40 100 | 4 | 11/01/2006 | No, Unconditioned Space | No, Unconditioned Space | 01 - None |  |  | no Ef r value | 2006 | 40 | -100 | -99 | -99 | 11 | 0.62 | 40 | gvr40100 | CEC_2009 | 6 | 2006 | 4282.9548 | 3182.6104 | 0.60-0.639 EF | 40-49 Gallons | 40 | Age 2006 to 2009 | Gas | Storage | Gas | Primary System
1837 | PP22510525 | 2000 - 2012 | #N/A | #N/A | 1 | 65 | 01 - Gas Storage | state | a675nrvtlz | 9 | 04/01/1998 | No, Unconditioned Space | Yes, Unconditioned Space | 01 - None |  |  | normal entry | 1998 | 75 | -100 | -99 | -99 | 4 | 0.52 | 75 | a675nrvtlz | CEC_gwh1 | 14 | 1998 | 21268.7278 | 23879.3255 | 0.52-0.559 EF | 60-69 Gallons | 65 | Age 1995 to 1999 | Gas | Storage | Gas | Primary System
1838 | PP22527618 | 1980 - 1989 | 0.6 | -0.0083333 | 1 | 50 | 01 - Gas Storage | state | prv 50 nocto 32cw | -99 |  | No, Unconditioned Space | No, Unconditioned Space | 01 - None |  |  | not listed on nameplate | -99 | 36 | -100 | -99 | -99 | -99 | 0.605 | 50 | prv50nocto32cw | CEC_gwh1 | -99 | -99 | 4019.02 | 4776.6005 | 0.60-0.639 EF | 50-59 Gallons | 50 | Dont Know | Gas | Storage | Gas | Primary System
1839 | PP22547102 | 1900 - 1969 | 0.63 | 0.095238 | 1 | 30 | 01 - Gas Storage | kenmore | 153.330632 | 1 | 07/01/2010 | Yes, Unconditioned Space | No, Unconditioned Space | 01 - None |  |  | limited nameplate info | 2010 | 30 | -100 | -99 | -99 | 7 | 0.57 | 30 | 153330632 | CEC_gwh1 | 2 | 2010 | 21571.7133 | 23155.4021 | 0.56-0.599 EF | 30-39 Gallons | 30 | Age 2010 to 2012 | Gas | Storage | Gas | Primary System
1840 | PP22551930 | 1970 - 1979 | 0.6 | -0.033333 | 1 | 50 | 01 - Gas Storage | ge | sg50t12avh00 | 2 | 05/01/2008 | No, Unconditioned Space | Yes, Unconditioned Space | 01 - None |  |  | limited nameplate info | 2008 | 40 | -100 | -99 | -99 | 5 | 0.62 | 50 | sg50t12avh00 | CEC_gwh1 | 4 | 2008 | 4282.9548 | 3182.6104 | 0.60-0.639 EF | 50-59 Gallons | 50 | Age 2006 to 2009 | Gas | Storage | Gas | Primary System
1841 | PP22557716 | 2000 - 2012 | 0.615 | -0.0081301 | 1 | 40 | 01 - Gas Storage | ao smith | gvr 40 100 | -99 | 02/01/2004 | No, Unconditioned Space | Yes, Unconditioned Space | 01 - None |  |  | not listed on nameplate | 2004 | 40 | -100 | -99 | -99 | 2 | 0.62 | 40 | gvr40100 | CEC_2009 | 8 | 2004 | 14406.6881 | 23308.4484 | 0.60-0.639 EF | 40-49 Gallons | 40 | Age 2000 to 2005 | Gas | Storage | Gas | Primary System
1842 | PP22571027 | 1900 - 1969 | -99 | -99 | 1 | -99 | 01 - Gas Storage | Dont Know |  | 2 |  | Yes, Unconditioned Space | Yes, Unconditioned Space | 01 - None |  |  | external wrap too tight to access nameplate | -99 | -99 | -100 | -99 | -99 | -99 |  |  |  |  | 2 | 2010 |  |  | Dont Know | Dont Know | -99 | Age 2010 to 2012 | Gas | Storage | Gas | Primary System
1843 | PP22584517 | 1995 - 1999 | 0.615 | 0.02439 | 1 | 40 | 01 - Gas Storage | a o smith | gnr 40 100 | 5 | 11/01/2009 | No, Unconditioned Space | No, Unconditioned Space | 01 - None |  |  | limited nameplate info | 2009 | 40 | -100 | -99 | -99 | 11 | 0.6 | 40 | gnr40100 | CEC_2009 | 3 | 2009 | 8601.6372 | 7301.1655 | 0.60-0.639 EF | 40-49 Gallons | 40 | Age 2006 to 2009 | Gas | Storage | Gas | Primary System
1844 | PX14195015 | 1980 - 1989 | -99 | -99 | 1 | -99 | 02 - Propane Storage | Dont Know |  | 10 |  | Yes, Unconditioned Space | Yes, Unconditioned Space | 01 - None |  |  | n | -99 | -99 | -100 | -99 | -99 | -99 |  |  |  |  | 10 | 2002 |  |  | Dont Know | Dont Know | -99 | Age 2000 to 2005 | Propane | Storage | Propane | Primary System
1845 | PP22594984 | 1900 - 1969 | 0.615 | -99 | 1 | 40 | 01 - Gas Storage | reliance | 40 n5 krt0 c | 15 |  | No, Unconditioned Space | No, Unconditioned Space | 01 - None |  |  | no Ef or r value | -99 | 35 | -100 | -99 | -99 | -99 |  |  | 40n5krt0c |  | 15 | 1997 |  |  | Dont Know | 40-49 Gallons | 40 | Age 1995 to 1999 | Gas | Storage | Gas | Primary System
1846 | PP22599141 | 1995 - 1999 | -99 | -99 | 1 | -99 | 01 - Gas Storage | Dont Know |  | 18 |  | Yes, Unconditioned Space | Yes, Unconditioned Space | 01 - None |  |  | blanket | -99 | -99 | -100 | -99 | -99 | -99 |  |  |  |  | 18 | 1994 |  |  | Dont Know | Dont Know | -99 | Age 1990 to 1994 | Gas | Storage | Gas | Primary System
1847 | PP22623129 | Dont Know | 0.615 | 0.04065 | 1 | 40 | 01 - Gas Storage | ge | pg40t09avh00 | 5 | 11/01/2007 | No, Unconditioned Space | Yes, Unconditioned Space | 01 - None |  |  |  | 2007 | 38 | -100 | -99 | -99 | 11 | 0.59 | 40 | pg40t09avh00 | CEC_2009 | 5 | 2007 | 18414.0119 | 12857.7828 | 0.56-0.599 EF | 40-49 Gallons | 40 | Age 2006 to 2009 | Gas | Storage | Gas | Primary System
1848 | PP22662562 | 1980 - 1989 | 0.615 | -99 | 1 | 40 | 01 - Gas Storage | rheem | 21v40-38n | -99 |  | No, Unconditioned Space | Yes, Unconditioned Space | 01 - None |  |  | np | -99 | 38 | -100 | -99 | 6.7 | -99 |  |  | 21v4038n |  | -99 | -99 |  |  | Dont Know | 40-49 Gallons | 40 | Dont Know | Gas | Storage | Gas | Primary System
1849 | PP22671774 | 1900 - 1969 | 0.615 | 0.04065 | 1 | 40 | 01 - Gas Storage | kenmore | 153.336465 | 8 |  | No, Unconditioned Space | No, Unconditioned Space | 01 - None |  |  | limited nameplate info | -99 | 35 | -100 | -99 | -99 | -99 | 0.59 | 40 | 153336465 | CEC_2009 | 8 | 2004 | 7128.8191 | 8394.6129 | 0.56-0.599 EF | 40-49 Gallons | 40 | Age 2000 to 2005 | Gas | Storage | Gas | Primary System
1850 | PP22687770 | Dont Know | 0.615 | 0.089431 | 1 | 40 | 01 - Gas Storage | a.o. smith | fsgh 40 224e | -99 |  | No, Unconditioned Space | Yes, Unconditioned Space | 01 - None |  |  |  | -99 | 38 | -100 | 0.55 | 7 | -99 | 0.56 | 40 | fsgh40224e | CEC_gwh1 | -99 | -99 | 4108.35 | 3208.9377 | 0.56-0.599 EF | 40-49 Gallons | 40 | Dont Know | Gas | Storage | Gas | Primary System
1851 | PP22691217 | 1900 - 1969 | 0.615 | -0.02439 | 1 | 40 | 01 - Gas Storage | Bradford white | m4403t6en12 | 10 |  | No, Conditioned Space | No, Conditioned Space | 01 - None |  |  | limited nameplate info | -99 | 40 | -100 | -99 | -99 | -99 | 0.63 | 40 | m4403t6en12 | CEC_2009 | 10 | 2002 | 7287.27 | 5691.919 | 0.60-0.639 EF | 40-49 Gallons | 40 | Age 2000 to 2005 | Gas | Storage | Gas | Primary System
1852 | PP22742098 | Dont Know | -99 | -99 | 1 | -99 | 01 - Gas Storage | Dont Know |  | 1 |  | No, Unconditioned Space | No, Unconditioned Space | 01 - None |  |  | water heater located in crawl space which I could not access. entry was very small and only a few inches from pool | -99 | -99 | -100 | -99 | -99 | -99 |  |  |  |  | 1 | 2011 |  |  | Dont Know | Dont Know | -99 | Age 2010 to 2012 | Gas | Storage | Gas | Primary System
1853 | PP22755003 | 1900 - 1969 | -99 | -99 | 1 | -99 | 01 - Gas Storage | Dont Know |  | -99 |  | Yes, Unconditioned Space | Yes, Unconditioned Space | 01 - None |  |  |  | -99 | -99 | -100 | -99 | -99 | -99 |  |  |  |  | -99 | -99 |  |  | Dont Know | Dont Know | -99 | Dont Know | Gas | Storage | Gas | Primary System
1854 | PP22765481 | 1900 - 1969 | #N/A | #N/A | 1 | 38 | 01 - Gas Storage | ge | gg38t06axk00 | 1 | 10/01/2011 | No, Unconditioned Space | No, Unconditioned Space | 01 - None |  |  |  | 2011 | 38 | -100 | -100 | -99 | 10 | 0.6 | 40 | gg38t06axk00 | CEC_2009 | 1 | 2011 | 3410.6448 | 3378.2304 | 0.60-0.639 EF | 30-39 Gallons | 38 | Age 2010 to 2012 | Gas | Storage | Gas | Primary System
1855 | PP22799271 | Dont Know | -99 | -99 | 1 | -99 | 13 - Common Building | Dont Know |  | -99 |  | Not Applicable | No, Unconditioned Space | 01 - None | shared system |  |  | -100 | -99 | -100 | -99 | -100 | -99 |  |  |  |  | -100 | -100 |  |  | Dont Know | Dont Know | -99 | Dont Know | Unknown | Unknown | Not Applicable | Primary System
1856 | PP22820973 | 1970 - 1979 | -99 | -99 | 1 | -99 | 01 - Gas Storage | Dont Know |  | 39 |  | Yes, conditioned space | Yes, conditioned space | 01 - None |  |  | water heater nameplate is covered by external tank wrap. | -99 | -99 | -100 | -99 | -99 | -99 |  |  |  |  | 39 | 1973 |  |  | Dont Know | Dont Know | -99 | Age 1979 and older | Gas | Storage | Gas | Primary System
1857 | PP22822776 | Dont Know | 0.63 | 0.015873 | 1 | 30 | 01 - Gas Storage | ge | gg30t06avg00 | 7 | 06/01/2005 | No, Conditioned Space | No, Conditioned Space | 01 - None |  |  | no Ef r value | 2005 | 30 | -100 | -99 | -99 | 6 | 0.62 | 30 | gg30t06avg00 | CEC_2009 | 7 | 2005 | 9877.578 | 13848.8511 | 0.60-0.639 EF | 30-39 Gallons | 30 | Age 2000 to 2005 | Gas | Storage | Gas | Primary System
1858 | PP22838971 | 1970 - 1979 | 0.6 | 0.045833 | 1 | 50 | 01 - Gas Storage | american | fg6250t403no | 8 | 01/01/2005 | No, Unconditioned Space | Yes, Unconditioned Space | 01 - None |  |  |  | 2005 | 40 | -100 | -99 | -99 | 1 | 0.5725 | 50 | fg6250t403no | CEC_gwh1 | 7 | 2005 | 4918.2753 | 4174.6868 | 0.56-0.599 EF | 50-59 Gallons | 50 | Age 2000 to 2005 | Gas | Storage | Gas | Primary System
1859 | PP22856094 | 1970 - 1979 | 0.615 | 0.04065 | 1 | 40 | 01 - Gas Storage | whirlpool | bfg1f4034t3nov | 3 |  | No, Unconditioned Space | Yes, Unconditioned Space | 01 - None |  |  | inc nameplate | -99 | 34 | -100 | -99 | -99 | -99 | 0.59 | 40 | bfg1f4034t3nov | CEC_2009 | 3 | 2009 | 6207.9505 | 7310.2349 | 0.56-0.599 EF | 40-49 Gallons | 40 | Age 2006 to 2009 | Gas | Storage | Gas | Primary System
1860 | PP22862501 | 1980 - 1989 | 0.615 | -99 | 1 | 40 | 01 - Gas Storage | ao smith |  | 10 |  | No, Unconditioned Space | No, Unconditioned Space | 01 - None |  |  | no model # !! | -99 | 40 | -100 | -99 | 16 | -99 |  |  |  |  | 10 | 2002 |  |  | Dont Know | 40-49 Gallons | 40 | Age 2000 to 2005 | Gas | Storage | Gas | Primary System
1861 | PP22868234 | 1980 - 1989 | 0.6 | 0.05 | 1 | 50 | 01 - Gas Storage | Bradford white | m45036fbn | 3 |  | No, Unconditioned Space | No, Unconditioned Space | 01 - None |  |  | limited nameplate info | -99 | 40 | -100 | -99 | -99 | -99 | 0.57 | 50 | m45036fbn | CEC_gwh1 | 3 | 2009 | 8601.6372 | 7301.1655 | 0.56-0.599 EF | 50-59 Gallons | 50 | Age 2006 to 2009 | Gas | Storage | Gas | Primary System
1862 | PP22891031 | 1900 - 1969 | -99 | -99 | 1 | -99 | 01 - Gas Storage | Dont Know |  | 12 |  | Yes, Unconditioned Space | No, Unconditioned Space | 01 - None |  |  | wrap blocked nameplate | -99 | -99 | -100 | -99 | -99 | -99 |  |  |  |  | 12 | 2000 |  |  | Dont Know | Dont Know | -99 | Age 2000 to 2005 | Gas | Storage | Gas | Primary System
1863 | PP22906278 | 1900 - 1969 | 0.63 | -99 | 1 | 30 | 01 - Gas Storage | kenmore | 153.332363 | 9 | 10/01/2002 | No, Conditioned Space | No, Conditioned Space | 01 - None |  |  |  | 2002 | 30 | -100 | 0.57 | -99 | 10 |  |  | 153332363 |  | 10 | 2002 |  |  | Dont Know | 30-39 Gallons | 30 | Age 2000 to 2005 | Gas | Storage | Gas | Primary System
1864 | PP22924061 | 1970 - 1979 | 0.615 | -0.0081301 | 1 | 40 | 01 - Gas Storage | whirlpool | fg2f4040t3nov | 5 |  | No, Unconditioned Space | No, Unconditioned Space | 01 - None |  |  | not listed on nameplate | -99 | 40 | -100 | -99 | -99 | -99 | 0.62 | 40 | fg2f4040t3nov | CEC_2009 | 5 | 2007 | 3807.7146 | 2646.6663 | 0.60-0.639 EF | 40-49 Gallons | 40 | Age 2006 to 2009 | Gas | Storage | Gas | Primary System
1865 | PP22927444 | 1900 - 1969 | 0.6 | 0.11667 | 1 | 50 | 01 - Gas Storage | whirlpool | bfg1j5040t3nov | 3 |  | No, Unconditioned Space | No, Unconditioned Space | 01 - None |  |  | not listed on nameplate | -99 | 40 | -100 | -99 | -99 | -99 | 0.53 | 50 | bfg1j5040t3nov | CEC_gwh1 | 3 | 2009 | 12545.6974 | 21688.3338 | 0.52-0.559 EF | 50-59 Gallons | 50 | Age 2006 to 2009 | Gas | Storage | Gas | Primary System
1866 | PP22932660 | 1990 - 1994 | -99 | -99 | 1 | -99 | 01 - Gas Storage | ge |  | 6 |  | No, Unconditioned Space | Yes, Unconditioned Space | 01 - None |  |  | blocked | -99 | -99 | -100 | -99 | -99 | -99 |  |  |  |  | 6 | 2006 |  |  | Dont Know | Dont Know | -99 | Age 2006 to 2009 | Gas | Storage | Gas | Primary System
1867 | PP22969900 | 1970 - 1979 | 0.6 | -0.033333 | 1 | 50 | 01 - Gas Storage | rheem | 22vr50fn | 3 | 06/01/2009 | No, Unconditioned Space | Yes, Unconditioned Space | 01 - None |  |  |  | 2009 | 36 | -100 | -99 | -99 | 6 | 0.62 | 50 | 22vr50fn | CEC_2009 | 3 | 2009 | 4282.9548 | 3182.6104 | 0.60-0.639 EF | 50-59 Gallons | 50 | Age 2006 to 2009 | Gas | Storage | Gas | Primary System
1868 | PP22996264 | 1980 - 1989 | -99 | -99 | 1 | -99 | 01 - Gas Storage | Bradford white |  | 6 |  | Yes, Unconditioned Space | Yes, Unconditioned Space | 01 - None |  |  | wrap | -99 | -99 | -100 | -99 | -99 | -99 |  |  |  |  | 6 | 2006 |  |  | Dont Know | Dont Know | -99 | Age 2006 to 2009 | Gas | Storage | Gas | Primary System
1869 | PP23008034 | 1970 - 1979 | 0.6 | -99 | 1 | 50 | 01 - Gas Storage | ge | geun0710u17886 | 2 | 07/01/2010 | No, Unconditioned Space | No, Unconditioned Space | 01 - None |  |  | limited nameplate info | 2010 | 36 | -100 | -99 | -99 | 7 |  |  | geun0710u17886 |  | 2 | 2010 |  |  | Dont Know | 50-59 Gallons | 50 | Age 2010 to 2012 | Gas | Storage | Gas | Primary System
1870 | PP23032315 | 1900 - 1969 | 0.6 | -0.033333 | 1 | 50 | 01 - Gas Storage | ge | sg50t12txk00 | 1 | 07/01/2011 | No, Unconditioned Space | Yes, Unconditioned Space | 01 - None |  |  |  | 2011 | 36 | -100 | -99 | -99 | 7 | 0.62 | 50 | sg50t12txk00 | CEC_2009 | 1 | 2011 | 20637.5648 | 8535.4062 | 0.60-0.639 EF | 50-59 Gallons | 50 | Age 2010 to 2012 | Gas | Storage | Gas | Primary System
1871 | PP23071289 | 1970 - 1979 | 0.615 | -99 | 1 | 40 | 01 - Gas Storage | state select | GS6 40 UOCT G | 0 | 01/01/2010 | No, Unconditioned Space | No, Unconditioned Space | 01 - None |  |  |  | 2010 | 40 | -100 | -99 | -99 | 1 |  |  | GS640UOCTG |  | 2 | 2010 |  |  | Dont Know | 40-49 Gallons | 40 | Age 2010 to 2012 | Gas | Storage | Gas | Primary System
1872 | PP23099461 | 1970 - 1979 | 0.63 | -99 | 1 | 30 | 01 - Gas Storage | Dont Know |  | -99 |  | Yes, Unconditioned Space | No, Unconditioned Space | 01 - None |  |  | tank is wrapped | -99 | -99 | -100 | -99 | -99 | -99 |  |  |  |  | -99 | -99 |  |  | Dont Know | 30-39 Gallons | 30 | Dont Know | Gas | Storage | Gas | Primary System
1873 | PP23107136 | 1970 - 1979 | 0.615 | -99 | 1 | 40 | 01 - Gas Storage | american | gvf433t | -99 |  | No, Unconditioned Space | No, Unconditioned Space | 01 - None |  |  | not listed on nameplate | -99 | 33 | -100 | -99 | -99 | -99 |  |  | gvf433t |  | -99 | -99 |  |  | Dont Know | 40-49 Gallons | 40 | Dont Know | Gas | Storage | Gas | Primary System
1874 | PP23131823 | 1900 - 1969 | #N/A | #N/A | 1 | 48 | 01 - Gas Storage | ge | geun0811u08072 | 1 | 08/01/2011 | No, Unconditioned Space | Yes, Unconditioned Space | 01 - None |  |  |  | 2011 | 40 | -100 | -99 | -99 | 8 |  |  | geun0811u08072 |  | 1 | 2011 |  |  | Dont Know | 40-49 Gallons | 48 | Age 2010 to 2012 | Gas | Storage | Gas | Primary System
1875 | PP23147888 | Dont Know | -99 | -99 | 1 | -99 | 13 - Common Building | Dont Know |  | -99 |  | Not Applicable | No, Unconditioned Space | 01 - None | shared system, no access |  |  | -100 | -99 | -100 | -99 | -100 | -99 |  |  |  |  | -100 | -100 |  |  | Dont Know | Dont Know | -99 | Dont Know | Unknown | Unknown | Not Applicable | Primary System
1876 | PP23167885 | 1900 - 1969 | 0.6 | -99 | 1 | -100 | 04 - Gas Instantaneous | rinnai | r85i-1 | 5 | 02/01/2007 | Not Applicable | Yes, Unconditioned Space | 01 - None |  |  | could get around it to get good nameplate picture | 2007 | 180 | -100 | -99 | -100 | 2 |  |  | r85i1 |  | 5 | 2007 |  |  | Dont Know | Tankless | -100 | Age 2006 to 2009 | Gas | Instantaneous | Gas | Primary System
1877 | PP23169637 | 1980 - 1989 | 0.6 | -99 | 1 | 50 | 01 - Gas Storage | whirlpool | UG1H5040T3N | 1 |  | No, Unconditioned Space | Yes, Unconditioned Space | 01 - None |  |  | not all info on plate | -99 | 40 | -100 | -99 | -99 | -99 |  |  | UG1H5040T3N |  | 1 | 2011 |  |  | Dont Know | 50-59 Gallons | 50 | Age 2010 to 2012 | Gas | Storage | Gas | Primary System
1878 | PP23198180 | 1970 - 1979 | 0.6 | -0.4 | 1 | -100 | 04 - Gas Instantaneous | takagi | t-k2 | 6 |  | Not Applicable | No, Unconditioned Space | 01 - None |  |  |  | -99 | 185 | -100 | -99 | -100 | -99 | 0.84 | 0.1 | tk2 | CEC_2009 | 6 | 2006 | 4282.9548 | 3182.6104 | 0.84-0.879 EF | Tankless | -100 | Age 2006 to 2009 | Gas | Instantaneous | Gas | Primary System
1879 | PP23207810 | 1900 - 1969 | -99 | -99 | 1 | -99 | 11 - Common Boiler | Dont Know |  | -99 |  | Not Applicable | No, Unconditioned Space | Dont Know |  | common sytem with no access |  | -100 | -99 | -100 | -99 | -100 | -99 |  |  |  |  | -100 | -100 |  |  | Dont Know | Dont Know | -99 | Dont Know | Unknown | Unknown | Not Applicable | Primary System
1880 | PP23229368 | 1990 - 1994 | -99 | -99 | 1 | -99 | 01 - Gas Storage | Dont Know |  | 17 |  | Yes, Unconditioned Space | Yes, Unconditioned Space | 01 - None |  |  | nameplate covered by external tank wrap. | -99 | -99 | -100 | -99 | -99 | -99 |  |  |  |  | 17 | 1995 |  |  | Dont Know | Dont Know | -99 | Age 1995 to 1999 | Gas | Storage | Gas | Primary System
1881 | PP23232859 | 1900 - 1969 | 0.63 | -99 | 1 | 30 | 01 - Gas Storage | kenmore | 153.3333031 | -99 |  | No, Conditioned Space | No, Conditioned Space | 01 - None |  |  | no Ef r value | -99 | 30 | -100 | -99 | -99 | -99 |  |  | 1533333031 |  | -99 | -99 |  |  | Dont Know | 30-39 Gallons | 30 | Dont Know | Gas | Storage | Gas | Primary System
1882 | PP23274964 | 1970 - 1979 | 0.615 | -0.02439 | 1 | 40 | 01 - Gas Storage | whirlpool | bfg2f4040t3nov | 3 |  | No, Unconditioned Space | Yes, Unconditioned Space | 01 - None |  |  |  | -99 | 40 | -100 | -99 | -99 | -99 | 0.63 | 40 | bfg2f4040t3nov | CEC_2009 | 3 | 2009 | 8601.6372 | 7301.1655 | 0.60-0.639 EF | 40-49 Gallons | 40 | Age 2006 to 2009 | Gas | Storage | Gas | Primary System
1883 | PP23296240 | 1970 - 1979 | 0.615 | -99 | 1 | 40 | 01 - Gas Storage | Dont Know |  | -99 |  | No, Unconditioned Space | No, Unconditioned Space | 01 - None |  |  | don't know | -99 | -99 | -100 | -99 | -99 | -99 |  |  |  |  | -99 | -99 |  |  | Dont Know | 40-49 Gallons | 40 | Dont Know | Gas | Storage | Gas | Primary System
1884 | PP23304268 | 2000 - 2012 | 0.6 | -99 | 1 | -100 | 04 - Gas Instantaneous | rinnai | r85 | -99 |  | Not Applicable | No, Unconditioned Space | 01 - None |  |  | no nameplate found | -99 | -99 | -100 | -99 | -100 | -99 |  |  | r85 |  | -99 | -99 |  |  | Dont Know | Tankless | -100 | Dont Know | Gas | Instantaneous | Gas | Primary System
1885 | PP23314381 | 1900 - 1969 | 0.63 | 0.095238 | 1 | 30 | 01 - Gas Storage | ge | gg30t6xa | 4 |  | No, Unconditioned Space | No, Unconditioned Space | 01 - None |  |  |  | -99 | 32 | -100 | -99 | 6.7 | -99 | 0.57 | 30 | gg30t6xa | CEC_gwh1 | 4 | 2008 | 8098.2536 | 6899.2028 | 0.56-0.599 EF | 30-39 Gallons | 30 | Age 2006 to 2009 | Gas | Storage | Gas | Primary System
1886 | PP23320960 | 1900 - 1969 | -99 | -99 | 1 | -99 | 01 - Gas Storage | rheem | 22V40-36F1 | 15 |  | No, Unconditioned Space | Yes, Unconditioned Space | 01 - None |  |  | dk | -99 | 36 | -100 | -99 | -99 | -99 |  |  | 22V4036F1 |  | 15 | 1997 |  |  | Dont Know | Dont Know | -99 | Age 1995 to 1999 | Gas | Storage | Gas | Primary System
1887 | PX08939154 | 1900 - 1969 | 0.948 | -99 | 1 | 40 | 03 - Electric Storage | so smith | elfj 40 913 | 18 | 10/01/1994 | No, Conditioned Space | No, Conditioned Space | 01 - None |  |  |  | 1994 | -100 | 4.5 | 0.88 | 13 | 10 |  |  | elfj40913 |  | 18 | 1994 |  |  | Dont Know | 40-49 Gallons | 40 | Age 1990 to 1994 | Electric | Storage | Electric | Primary System
1888 | PX12938727 | 1970 - 1979 | #N/A | #N/A | 1 | 55 | 03 - Electric Storage | reliance | 650dort | 12 |  | No, Conditioned Space | Yes, conditioned space | 03 - Timer |  |  | limited nameplate info | -99 | -100 | 4.5 | -99 | -99 | -99 | 0.9 | 55 | 650dort | CEC_2009 | 12 | 2000 | 3343.2558 | 3311.4819 | 0.88-0.919 EF | 50-59 Gallons | 55 | Age 2000 to 2005 | Electric | Storage | Electric | Primary System
1889 | PX12953938 | 1970 - 1979 | 0.951 | 0.022082 | 1 | 30 | 03 - Electric Storage | kenmore | 153.31614 | 8 |  | No, Conditioned Space | No, Conditioned Space | 01 - None |  |  |  | -99 | -100 | 3.8 | 0.89 | -99 | -99 | 0.93 | 30 | 15331614 | CEC_2009 | 8 | 2004 | 14406.6881 | 11252.733 | 0.92-0.959 EF | 30-39 Gallons | 30 | Age 2000 to 2005 | Electric | Storage | Electric | Primary System
1890 | PX13031970 | 1995 - 1999 | #N/A | #N/A | 1 | 30 | 02 - Propane Storage | kenmore | 153.336751 | 8 |  | No, Unconditioned Space | No, Unconditioned Space | 01 - None |  |  | limited nameplate info | -99 | 33.5 | -100 | -99 | -99 | -99 |  |  | 153336751 |  | 8 | 2004 |  |  | Dont Know | 30-39 Gallons | 30 | Age 2000 to 2005 | Propane | Storage | Propane | Primary System
1891 | PX13134116 | 1900 - 1969 | #N/A | #N/A | 1 | 40 | 02 - Propane Storage | fury | RHLP0510V02572 | 2 | 05/01/2010 | No, Conditioned Space | Yes, conditioned space | 01 - None |  |  |  | 2010 | 34 | -100 | -100 | -99 | 5 |  |  | RHLP0510V02572 |  | 2 | 2010 |  |  | Dont Know | 40-49 Gallons | 40 | Age 2010 to 2012 | Propane | Storage | Propane | Primary System
1892 | PX13176243 | 1970 - 1979 | -99 | -99 | 1 | 75 | 13 - Common Building | American standard | nd75-399 as | 1 |  | Not Applicable | No, Unconditioned Space | 02 - Continuous |  |  | limited nameplate info | -100 | 399 | -100 | -99 | -100 | -99 |  |  | nd75399as |  | -100 | -100 |  |  | Dont Know | Dont Know | -99 | Dont Know | Unknown | Unknown | Not Applicable | Primary System
1893 | PX13358019 | 1980 - 1989 | #N/A | #N/A | 1 | 40 | 02 - Propane Storage | ge | gp40t06avg00 | 8 | 07/01/2004 | Yes, Unconditioned Space | Yes, Unconditioned Space | 01 - None |  |  | info not on nameplate | 2004 | 34 | -100 | -99 | -99 | 7 | 0.59 | 40 | gp40t06avg00 | CEC_2009 | 8 | 2004 | 9877.578 | 8384.1982 | 0.56-0.599 EF | 40-49 Gallons | 40 | Age 2000 to 2005 | Propane | Storage | Propane | Primary System
1894 | PX13361975 | 1900 - 1969 | 0.948 | -0.0021097 | 1 | 40 | 03 - Electric Storage | kenmore | 153.321443 | 12 |  | No, Conditioned Space | Yes, conditioned space | 01 - None |  |  | no Ef or r value | -99 | -100 | 3.8 | -99 | -99 | -99 | 0.95 | 40 | 153321443 | CEC_2009 | 12 | 2000 | 3788.5609 | 4461.2581 | 0.92-0.959 EF | 40-49 Gallons | 40 | Age 2000 to 2005 | Electric | Storage | Electric | Primary System
1895 | PX13407296 | 1900 - 1969 | 0.615 | -0.0081301 | 1 | 40 | 01 - Gas Storage | ge | sg40t12xa | -99 |  | No, Conditioned Space | No, Conditioned Space | 01 - None |  |  | don't know | -99 | 40 | -100 | -99 | 19.2 | -99 | 0.62 | 40 | sg40t12xa | CEC_gwh1 | -99 | -99 | 0 | 0 | 0.60-0.639 EF | 40-49 Gallons | 40 | Dont Know | Gas | Storage | Gas
1896 | PX13407296 | 1900 - 1969 | 0.615 | -0.0081301 | 2 | 40 | 01 - Gas Storage | ao smith | gcv 30 100 | -99 | 10/01/2004 | No, Conditioned Space | No, Conditioned Space | 01 - None |  |  | not listed on nameplate | 2004 | 40 | -100 | -99 | -99 | 10 | 0.62 | 28 | gcv30100 | CEC_2009 | 8 | 2004 | 4372.5394 | 3039.2647 | 0.60-0.639 EF | 40-49 Gallons | 40 | Age 2000 to 2005 | Gas | Storage | Gas | Primary System
1897 | PX13416521 | 2000 - 2012 | -99 | -99 | 1 | -99 | 02 - Propane Storage | Dont Know |  | 8 |  | Yes, Unconditioned Space | Yes, Unconditioned Space | 03 - Timer |  |  | nameplate is covered by external tank wrap. could not access. | -99 | -99 | -100 | -99 | -99 | -99 |  |  |  |  | 8 | 2004 |  |  | Dont Know | Dont Know | -99 | Age 2000 to 2005 | Propane | Storage | Propane | Primary System
1898 | PX13460530 | 2000 - 2012 | #N/A | #N/A | 1 | 75 | 02 - Propane Storage | american | g62-75t75-4pv | 4 |  | No, Unconditioned Space | No, Unconditioned Space | 01 - None |  |  | no Ef r value | -99 | 75 | -100 | -99 | -99 | -99 |  |  | g6275t754pv |  | 4 | 2008 |  |  | Dont Know | 70-79 Gallons | 75 | Age 2006 to 2009 | Propane | Storage | Propane | Primary System
1899 | PX13558415 | 1970 - 1979 | #N/A | #N/A | 1 | 40 | 02 - Propane Storage | bradford white | m440t6fsx | 3 |  | No, Unconditioned Space | No, Unconditioned Space | 01 - None |  |  | not listed on nameplate | -99 | 36 | -100 | -99 | -99 | -99 |  |  | m440t6fsx |  | 3 | 2009 |  |  | Dont Know | 40-49 Gallons | 40 | Age 2006 to 2009 | Propane | Storage | Propane | Primary System
1900 | PX13679591 | Dont Know | 0.615 | -99 | 1 | 40 | 01 - Gas Storage | ge | gelp1007v03172 | 3 | 10/01/2007 | No, Unconditioned Space | No, Unconditioned Space | 01 - None |  |  | not listed on nameplate | 2007 | 34 | -100 | -99 | -99 | 10 |  |  | gelp1007v03172 |  | 5 | 2007 |  |  | Dont Know | 40-49 Gallons | 40 | Age 2006 to 2009 | Gas | Storage | Gas | Primary System
1901 | PX13685955 | 1995 - 1999 | -99 | -99 | 1 | -99 | 02 - Propane Storage | Dont Know |  | 16 |  | Yes, Unconditioned Space | No, Unconditioned Space | 01 - None |  |  | nameplate covered by external tank wrap. | -99 | -99 | -100 | -99 | -99 | -99 |  |  |  |  | 16 | 1996 |  |  | Dont Know | Dont Know | -99 | Age 1995 to 1999 | Propane | Storage | Propane | Primary System
1902 | PX13688905 | 2000 - 2012 | 0.6 | -0.4 | 1 | -100 | 04 - Gas Instantaneous | takagi | t-k2 | 6 |  | Not Applicable | No, Conditioned Space | 01 - None |  |  | no ef | -99 | 175 | -100 | -99 | -100 | -99 | 0.84 | 0.1 | tk2 | CEC_2009 | 6 | 2006 | 3299.1718 | 3884.973 | 0.84-0.879 EF | Tankless | -100 | Age 2006 to 2009 | Gas | Instantaneous | Gas | Primary System
1903 | PX13777825 | 1980 - 1989 | #N/A | #N/A | 1 | 50 | 02 - Propane Storage | a.o. smith | fvr 40 101 | 12 |  | No, Unconditioned Space | Yes, Unconditioned Space | 01 - None |  |  |  | -99 | 37 | -100 | -99 | 16 | -99 |  |  | fvr40101 |  | 12 | 2000 |  |  | Dont Know | 50-59 Gallons | 50 | Age 2000 to 2005 | Propane | Storage | Propane | Primary System
1904 | PX13795971 | 1900 - 1969 | -99 | -99 | 1 | -99 | 02 - Propane Storage | american |  | 15 |  | No, Unconditioned Space | No, Unconditioned Space | 01 - None |  |  | couldn't access, bed in way | -99 | -99 | -100 | -99 | -99 | -99 |  |  |  |  | 15 | 1997 |  |  | Dont Know | Dont Know | -99 | Age 1995 to 1999 | Propane | Storage | Propane | Primary System
1905 | PX13846968 | 1970 - 1979 | 0.945 | -99 | 1 | 50 | 03 - Electric Storage | state select | p65210rt20 | 7 |  | No, Unconditioned Space | Yes, Unconditioned Space | 01 - None |  |  |  | -99 | -100 | 5.5 | 0.88 | -99 | -99 |  |  | p65210rt20 |  | 7 | 2005 |  |  | Dont Know | 50-59 Gallons | 50 | Age 2000 to 2005 | Electric | Storage | Electric | Primary System
1906 | PX13846968 | 1970 - 1979 | #N/A | #N/A | 2 | 40 | 02 - Propane Storage | state select | pr640p0ds | 7 |  | No, Unconditioned Space | Yes, Unconditioned Space | 01 - None |  |  |  | -99 | 36 | -100 | 0.55 | -99 | -99 | 0.545 | 40 | pr640p0ds | CEC_gwh1 | 7 | 2005 | 0 | 0 | 0.52-0.559 EF | 40-49 Gallons | 40 | Age 2000 to 2005 | Propane | Storage | Propane
1907 | PX13881716 | 2000 - 2012 | #N/A | #N/A | 1 | 40 | 02 - Propane Storage | bradford white | m440t6fcx5 | 7 |  | No, Unconditioned Space | Yes, Unconditioned Space | 01 - None |  |  | info not on nameplate | -99 | 36 | -100 | -99 | -99 | -99 | 0.62 | 40 | m440t6fcx5 | CEC_2009 | 7 | 2005 | 7128.8191 | 4189.4414 | 0.60-0.639 EF | 40-49 Gallons | 40 | Age 2000 to 2005 | Propane | Storage | Propane | Primary System
1908 | PX13969616 | 1990 - 1994 | #N/A | #N/A | 1 | 40 | 02 - Propane Storage | rheem | 22v40pf-1 | 1 | 10/01/2011 | Yes, Unconditioned Space | No, Unconditioned Space | 01 - None |  |  | info not on nameplate | 2011 | 32 | -100 | -99 | -99 | 10 |  |  | 22v40pf1 |  | 1 | 2011 |  |  | Dont Know | 40-49 Gallons | 40 | Age 2010 to 2012 | Propane | Storage | Propane | Primary System
1909 | PX13970907 | 1900 - 1969 | 0.948 | 0.018987 | 1 | 40 | 03 - Electric Storage | ge | ge40t06aag | -99 | 06/01/2005 | No, Unconditioned Space | No, Unconditioned Space | 01 - None |  |  | limited nameplate info | 2005 | -100 | 4.5 | -99 | -99 | 6 | 0.93 | 40 | ge40t06aag | CEC_2009 | 7 | 2005 | 0 | 0 | 0.92-0.959 EF | 40-49 Gallons | 40 | Age 2000 to 2005 | Electric | Storage | Electric
1910 | PX13970907 | 1900 - 1969 | 0.945 | 0.015873 | 2 | 50 | 03 - Electric Storage | ge | pe50t09aah | -99 | 07/01/2005 | No, Unconditioned Space | No, Unconditioned Space | 01 - None |  |  | limited nameplate info | 2005 | -100 | 4.5 | -99 | -99 | 7 | 0.93 | 50 | pe50t09aah | CEC_2009 | 7 | 2005 | 3788.5609 | 4461.2581 | 0.92-0.959 EF | 50-59 Gallons | 50 | Age 2000 to 2005 | Electric | Storage | Electric | Primary System
1911 | PX14225470 | Dont Know | #N/A | #N/A | 1 | 30 | 02 - Propane Storage | reliance | 630Hort | -99 | 03/01/2008 | No, Unconditioned Space | No, Unconditioned Space | 01 - None |  |  | not listed on nameplate | 2008 | 35.5 | -100 | -99 | -99 | 3 | 0.61 | 30 | 630Hort | CEC_2009 | 4 | 2008 | 6345.9335 | 10970.512 | 0.60-0.639 EF | 30-39 Gallons | 30 | Age 2006 to 2009 | Propane | Storage | Propane | Primary System
1912 | PX14249858 | 1900 - 1969 | -99 | -99 | 1 | -99 | 03 - Electric Storage | Dont Know |  | 10 |  | Yes, conditioned space | Yes, conditioned space | 01 - None |  |  | wrap | -99 | -100 | -99 | -99 | -99 | -99 |  |  |  |  | 10 | 2002 |  |  | Dont Know | Dont Know | -99 | Age 2000 to 2005 | Electric | Storage | Electric | Primary System
1913 | PX14273793 | 1980 - 1989 | 0.945 | 0.047619 | 1 | 50 | 03 - Electric Storage | whirlpool | e1f50rd045v | -99 |  | No, Conditioned Space | No, Conditioned Space | 01 - None |  |  | not listed on nameplate | -99 | -100 | 4.5 | -99 | -99 | -99 | 0.9 | 50 | e1f50rd045v | CEC_2009 | -99 | -99 | 2465.11 | 1713.4487 | 0.88-0.919 EF | 50-59 Gallons | 50 | Dont Know | Electric | Storage | Electric | Primary System
1914 | PX14273793 | 1980 - 1989 | #N/A | #N/A | 2 | 19 | 03 - Electric Storage | whirlpool | e1f20us015v | -99 |  | No, Conditioned Space | No, Conditioned Space | 01 - None |  |  | don't know | -99 | -100 | 1.5 | -99 | -99 | -99 |  |  | e1f20us015v |  | -99 | -99 |  |  | Dont Know | 01-29 Gallons | 19 | Dont Know | Electric | Storage | Electric
1915 | PX14274496 | 1900 - 1969 | 0.948 | 0.07173 | 1 | 40 | 03 - Electric Storage | rheem | 82v40-2 | 6 | 10/01/2008 | No, Unconditioned Space | No, Unconditioned Space | 01 - None |  |  | limited nameplate info | 2008 | -100 | 4.5 | -99 | -99 | 10 | 0.88 | 40 | 82v402 | CEC_ewh1 | 4 | 2008 | 3299.1718 | 3884.973 | 0.88-0.919 EF | 40-49 Gallons | 40 | Age 2006 to 2009 | Electric | Storage | Electric | Primary System
1916 | PX14337066 | 1900 - 1969 | 0.6 | -99 | 1 | -100 | 04 - Gas Instantaneous | thermar |  | 15 |  | Not Applicable | Yes, Unconditioned Space | 01 - None |  |  | no nameplate! | -99 | -99 | -100 | -99 | -100 | -99 |  |  |  |  | 15 | 1997 |  |  | Dont Know | Tankless | -100 | Age 1995 to 1999 | Gas | Instantaneous | Gas | Primary System
1917 | PX14384819 | 1900 - 1969 | 0.948 | -99 | 1 | 40 | 03 - Electric Storage | state select | p64020rt2 | 15 |  | No, Unconditioned Space | No, Conditioned Space | 01 - None |  |  |  | -99 | -100 | 4.5 | -99 | -99 | -99 |  |  | p64020rt2 |  | 15 | 1997 |  |  | Dont Know | 40-49 Gallons | 40 | Age 1995 to 1999 | Electric | Storage | Electric | Primary System
1918 | PX14456817 | Dont Know | #N/A | #N/A | 1 | 40 | 02 - Propane Storage | ge | gp40t06avg00 | -99 | 03/01/2005 | No, Unconditioned Space | No, Unconditioned Space | 01 - None |  |  | np | 2005 | 34 | -100 | -99 | -99 | 3 | 0.59 | 40 | gp40t06avg00 | CEC_2009 | 7 | 2005 | 3788.5609 | 2226.4493 | 0.56-0.599 EF | 40-49 Gallons | 40 | Age 2000 to 2005 | Propane | Storage | Propane | Primary System
1919 | PX14477018 | 1970 - 1979 | #N/A | #N/A | 1 | 38 | 03 - Electric Storage | Dont Know |  | 1 |  | No, Conditioned Space | Yes, conditioned space | 01 - None |  |  | nameplate removed | -99 | -100 | -99 | -99 | -99 | -99 |  |  |  |  | 1 | 2011 |  |  | Dont Know | 30-39 Gallons | 38 | Age 2010 to 2012 | Electric | Storage | Electric | Primary System
1920 | PX14547657 | Dont Know | -99 | -99 | 1 | 72 | 13 - Common Building | ge | gg75t06ask00 | 3 | 06/01/2009 | Not Applicable | No, Unconditioned Space | 01 - None | multi apartment house, gas storage |  | limited nameplate info | -100 | 75.1 | -100 | -99 | -100 | 6 | 0.53 | 75 | gg75t06ask00 | CEC_2009 | -100 | -100 | 11404.97 | 8513.3771 | Dont Know | Dont Know | -99 | Dont Know | Unknown | Unknown | Not Applicable | Primary System
1921 | PX14642391 | 1970 - 1979 | -99 | -99 | 1 | -99 | 02 - Propane Storage | Dont Know |  | 1 |  | Yes, Unconditioned Space | Yes, Unconditioned Space | 01 - None |  |  |  | -99 | -99 | -100 | -99 | -99 | -99 |  |  |  |  | 1 | 2011 |  |  | Dont Know | Dont Know | -99 | Age 2010 to 2012 | Propane | Storage | Propane | Primary System
1922 | PX14671036 | 1980 - 1989 | -99 | -99 | 1 | -99 | 03 - Electric Storage | state |  | 5 |  | Yes, Unconditioned Space | No, Unconditioned Space | 01 - None |  |  | wrap | -99 | -100 | -99 | -99 | -99 | -99 |  |  |  |  | 5 | 2007 |  |  | Dont Know | Dont Know | -99 | Age 2006 to 2009 | Electric | Storage | Electric | Primary System
1923 | PX14752564 | 1980 - 1989 | 0.615 | -99 | 1 | 40 | 01 - Gas Storage | craftmaster | crkexr90-420l | 18 |  | No, Unconditioned Space | No, Unconditioned Space | 01 - None |  |  |  | -99 | -99 | -100 | -99 | 12.5 | -99 |  |  | crkexr90420l |  | 18 | 1994 |  |  | Dont Know | 40-49 Gallons | 40 | Age 1990 to 1994 | Gas | Storage | Gas | Primary System
1924 | PX19211797 | 1900 - 1969 | #N/A | #N/A | 1 | 50 | 02 - Propane Storage | american | g62-50t35-3p | 10 | 02/01/2003 | No, Conditioned Space | No, Conditioned Space | 01 - None |  |  | no Ef or r value | 2003 | 35 | -100 | -99 | -99 | 2 | 0.62 | 50 | g6250t353p | CEC_2009 | 9 | 2003 | 4372.5394 | 3039.2647 | 0.60-0.639 EF | 50-59 Gallons | 50 | Age 2000 to 2005 | Propane | Storage | Propane | Primary System
1925 | PX20524609 | 1970 - 1979 | -99 | -99 | 1 | -99 | 03 - Electric Storage | reliance |  | 2 |  | No, Unconditioned Space | No, Unconditioned Space | 01 - None |  |  | blocked | -99 | -100 | -99 | -99 | -99 | -99 |  |  |  |  | 2 | 2010 |  |  | Dont Know | Dont Know | -99 | Age 2010 to 2012 | Electric | Storage | Electric | Primary System
1926 | PX14799028 | 1980 - 1989 | #N/A | #N/A | 1 | 40 | 02 - Propane Storage | reliance | 640l0rt 301 | 1 | 05/01/2011 | No, Unconditioned Space | Yes, Unconditioned Space | 01 - None |  |  | no Ef or r value | 2011 | 35.5 | -100 | -99 | -99 | 5 |  |  | 640l0rt301 |  | 1 | 2011 |  |  | Dont Know | 40-49 Gallons | 40 | Age 2010 to 2012 | Propane | Storage | Propane | Primary System
1927 | PX14930330 | 1980 - 1989 | -99 | -99 | 1 | -99 | 03 - Electric Storage | state water heaters |  | 26 |  | Yes, Unconditioned Space | Yes, Unconditioned Space | 01 - None |  |  | could not access nameplate behind external tank wrap. | -99 | -100 | -99 | -99 | -99 | -99 |  |  |  |  | 26 | 1986 |  |  | Dont Know | Dont Know | -99 | Age 1985 to 1989 | Electric | Storage | Electric | Primary System
1928 | PX14936480 | 1990 - 1994 | #N/A | #N/A | 1 | 50 | 02 - Propane Storage | american | gv2f90-533t lpg | 20 |  | No, Unconditioned Space | Yes, Unconditioned Space | 01 - None |  |  |  | -99 | 38 | -100 | -99 | 16.7 | -99 |  |  | gv2f90533tlpg |  | 20 | 1992 |  |  | Dont Know | 50-59 Gallons | 50 | Age 1990 to 1994 | Propane | Storage | Propane | Primary System
1929 | PX15180454 | 1900 - 1969 | 0.945 | 0.037037 | 1 | 50 | 03 - Electric Storage | state | es652dortgw | 15 |  | No, Unconditioned Space | No, Unconditioned Space | 01 - None |  |  | no Ef r value | -99 | -100 | 4.5 | -99 | -99 | -99 | 0.91 | 50 | es652dortgw | CEC_2009 | 15 | 1997 | 22231.4457 | 22247.9855 | 0.88-0.919 EF | 50-59 Gallons | 50 | Age 1995 to 1999 | Electric | Storage | Electric | Primary System
1930 | PX15188153 | 1980 - 1989 | -99 | -99 | 1 | -99 | 02 - Propane Storage | rheem |  | 4 |  | No, Unconditioned Space | No, Unconditioned Space | 01 - None |  |  | strap blocking nameplate and lost was too full to access | -99 | -99 | -100 | -99 | -99 | -99 |  |  |  |  | 4 | 2008 |  |  | Dont Know | Dont Know | -99 | Age 2006 to 2009 | Propane | Storage | Propane | Primary System
1931 | PX15278251 | 1970 - 1979 | #N/A | #N/A | 1 | 47 | 03 - Electric Storage | state | pv 50 10ls4 | 5 |  | No, Unconditioned Space | No, Unconditioned Space | 01 - None |  |  |  | -99 | -100 | 4.5 | -99 | -99 | -99 |  |  | pv5010ls4 |  | 5 | 2007 |  |  | Dont Know | 40-49 Gallons | 47 | Age 2006 to 2009 | Electric | Storage | Electric | Primary System
1932 | PX15393887 | 2000 - 2012 | 0.6 | -0.38333 | 1 | -100 | 04 - Gas Instantaneous | noritz | n-0751m | 3 | 01/01/2009 | Not Applicable | No, Unconditioned Space | 01 - None |  |  |  | 2009 | 199.9 | -100 | -100 | -100 | 1 | 0.83 | 0.2 | n0751m | CEC_2009 | 3 | 2009 | 18414.0119 | 18427.7116 | 0.80-0.839 EF | Tankless | -100 | Age 2006 to 2009 | Gas | Instantaneous | Gas | Primary System
1933 | PX15641539 | 1970 - 1979 | 0.948 | 0.050633 | 1 | 40 | 03 - Electric Storage | state | cd6 40 20r s973 | 8 |  | No, Unconditioned Space | No, Unconditioned Space | 01 - None |  |  |  | -99 | -100 | 4.5 | 0.89 | -99 | -99 | 0.9 | 40 | cd64020rs973 | CEC_ewh1 | 8 | 2004 | 4372.5394 | 3039.2647 | 0.88-0.919 EF | 40-49 Gallons | 40 | Age 2000 to 2005 | Electric | Storage | Electric | Primary System
1934 | PX15641546 | 1970 - 1979 | -99 | -99 | 1 | -99 | 03 - Electric Storage | kenmore |  | 10 |  | Yes, Unconditioned Space | No, Unconditioned Space | 01 - None |  |  | wrap | -99 | -100 | -99 | -99 | -99 | -99 |  |  |  |  | 10 | 2002 |  |  | Dont Know | Dont Know | -99 | Age 2000 to 2005 | Electric | Storage | Electric | Primary System
1935 | PX15700204 | 1900 - 1969 | #N/A | #N/A | 1 | -100 | 04 - Gas Instantaneous | takagi | t-kjr. | 8 |  | Not Applicable | No, Unconditioned Space | 01 - None | propane instantaneous |  | limited nameplate info | -99 | 140 | -100 | -99 | -100 | -99 | 0.81 | 0.2 | tkjr | CEC_2009 | 8 | 2004 | 7128.8191 | 8216.7805 | 0.80-0.839 EF | Tankless | -100 | Age 2000 to 2005 | Propane | Instantaneous | Propane | Primary System
1936 | PX15700204 | 1900 - 1969 | #N/A | #N/A | 2 | -100 | 04 - Gas Instantaneous | takagi | T-K3-OS | 3 |  | Not Applicable | No, Unconditioned Space | 01 - None | propane instantaneous |  |  | -99 | 190 | -100 | -99 | -100 | -99 |  |  | TK3OS |  | 3 | 2009 |  |  | Dont Know | Tankless | -100 | Age 2006 to 2009 | Propane | Instantaneous | Propane
1937 | PX21345199 | Dont Know | -99 | -99 | 2 | -99 | 02 - Propane Storage | ao smith |  | -99 |  | Yes, Unconditioned Space | No, Unconditioned Space | 01 - None |  |  | wrapped | -99 | -99 | -100 | -99 | -99 | -99 |  |  |  |  | -99 | -99 |  |  | Dont Know | Dont Know | -99 | Dont Know | Propane | Storage | Propane
1938 | PX15741777 | 1970 - 1979 | #N/A | #N/A | 1 | 40 | 02 - Propane Storage | mobile home | mhg61-40t31-3pv | 9 |  | No, Unconditioned Space | No, Unconditioned Space | 01 - None |  |  | limited nameplate info | -99 | 31 | -100 | -99 | -99 | -99 | 0.59 | 40 | mhg6140t313pv | CEC_2009 | 9 | 2003 | 4918.2753 | 4228.8216 | 0.56-0.599 EF | 40-49 Gallons | 40 | Age 2000 to 2005 | Propane | Storage | Propane | Primary System
1939 | PX15776903 | 1970 - 1979 | -99 | -99 | 1 | -99 | 02 - Propane Storage | Dont Know |  | -99 |  | Yes, Unconditioned Space | No, Unconditioned Space | 01 - None |  |  | wrap | -99 | -99 | -100 | -99 | -99 | -99 |  |  |  |  | -99 | -99 |  |  | Dont Know | Dont Know | -99 | Dont Know | Propane | Storage | Propane | Primary System
1940 | PX15778561 | 1970 - 1979 | 0.945 | -99 | 1 | 50 | 03 - Electric Storage | kenmore | 153.314571 | 17 |  | No, Conditioned Space | No, Conditioned Space | 01 - None |  |  |  | -99 | -100 | 3.8 | 0.9 | -99 | -99 |  |  | 153314571 |  | 17 | 1995 |  |  | Dont Know | 50-59 Gallons | 50 | Age 1995 to 1999 | Electric | Storage | Electric | Primary System
1941 | PX15794226 | 1980 - 1989 | #N/A | #N/A | 1 | 30 | 02 - Propane Storage | kenmore | 153.33671> | 6 | 02/01/2005 | No, Unconditioned Space | No, Unconditioned Space | 01 - None |  |  | no Ef or r value | 2005 | 35.5 | -100 | -99 | -99 | 2 |  |  | 15333671> |  | 7 | 2005 |  |  | Dont Know | 30-39 Gallons | 30 | Age 2000 to 2005 | Propane | Storage | Propane | Primary System
1942 | PX15808421 | 1900 - 1969 | 0.948 | 0.029536 | 1 | 40 | 03 - Electric Storage | ge | ge40m06aag | 3 | 10/01/2009 | No, Unconditioned Space | No, Unconditioned Space | 01 - None |  |  | limited nameplate info. | 2009 | -100 | 4.5 | -99 | -99 | 10 | 0.92 | 40 | ge40m06aag | CEC_2009 | 3 | 2009 | 8601.6372 | 7301.1655 | 0.92-0.959 EF | 40-49 Gallons | 40 | Age 2006 to 2009 | Electric | Storage | Electric | Primary System
1943 | PX15879450 | 1970 - 1979 | #N/A | #N/A | 1 | 40 | 02 - Propane Storage | Dont Know |  | 2 |  | Yes, Unconditioned Space | No, Unconditioned Space | 01 - None |  |  | tank wrapped | -99 | -99 | -100 | -99 | -99 | -99 |  |  |  |  | 2 | 2010 |  |  | Dont Know | 40-49 Gallons | 40 | Age 2010 to 2012 | Propane | Storage | Propane | Primary System
1944 | PX16056058 | 1900 - 1969 | 0.951 | 0.022082 | 1 | 30 | 03 - Electric Storage | state select | es630dolsg | 2 |  | No, Unconditioned Space | No, Unconditioned Space | 01 - None |  |  | np | -99 | -100 | 45 | -99 | -99 | -99 | 0.93 | 30 | es630dolsg | CEC_2009 | 2 | 2010 | 10076.6771 | 14127.9979 | 0.92-0.959 EF | 30-39 Gallons | 30 | Age 2010 to 2012 | Electric | Storage | Electric | Primary System
1945 | PX16062245 | 1900 - 1969 | -99 | -99 | 1 | -99 | 03 - Electric Storage | Dont Know |  | 15 |  | Yes, conditioned space | No, Conditioned Space | 01 - None |  |  | nameplate is covered by external tank wrap. | -99 | -100 | -99 | -99 | -99 | -99 |  |  |  |  | 15 | 1997 |  |  | Dont Know | Dont Know | -99 | Age 1995 to 1999 | Electric | Storage | Electric | Primary System
1946 | PX16062825 | 1900 - 1969 | 0.948 | 0.029536 | 1 | 40 | 03 - Electric Storage | kenmore | 153.326461 | 5 |  | No, Conditioned Space | Yes, conditioned space | 01 - None |  |  | info not on nameplate | -99 | -100 | 38 | -99 | -99 | -99 | 0.92 | 40 | 153326461 | CEC_2009 | 5 | 2007 | 4282.9548 | 3182.6104 | 0.92-0.959 EF | 40-49 Gallons | 40 | Age 2006 to 2009 | Electric | Storage | Electric | Primary System
1947 | PX16132145 | 1980 - 1989 | #N/A | #N/A | 1 | 40 | 02 - Propane Storage | Bradford white | m-I-40t5cx-6 | 7 |  | Yes, Unconditioned Space | Yes, Unconditioned Space | 01 - None |  |  |  | -99 | 34 | -100 | -100 | -99 | -99 |  |  | mI40t5cx6 |  | 7 | 2005 |  |  | Dont Know | 40-49 Gallons | 40 | Age 2000 to 2005 | Propane | Storage | Propane | Primary System
1948 | PX16175640 | 1980 - 1989 | 0.945 | 0.015873 | 1 | 50 | 03 - Electric Storage | ge | se50t12aah | 5 | 05/01/2006 | No, Unconditioned Space | No, Unconditioned Space | 03 - Timer |  |  |  | 2006 | -100 | -99 | -100 | -99 | 5 | 0.93 | 50 | se50t12aah | CEC_ewh1 | 6 | 2006 | 3299.1718 | 3884.973 | 0.92-0.959 EF | 50-59 Gallons | 50 | Age 2006 to 2009 | Electric | Storage | Electric | Primary System
1949 | PX16417965 | 1980 - 1989 | 0.948 | -99 | 1 | 40 | 03 - Electric Storage | Dont Know |  | -99 | 01/01/1994 | Yes, Unconditioned Space | No, Unconditioned Space | 01 - None |  |  | insulating jacket covers nameplate | 1994 | -100 | -99 | -99 | 2 | -99 |  |  |  |  | 18 | 1994 |  |  | Dont Know | 40-49 Gallons | 40 | Age 1990 to 1994 | Electric | Storage | Electric | Primary System
1950 | PX16460361 | 1980 - 1989 | #N/A | #N/A | 1 | 10 | 03 - Electric Storage | ge | ge10p06sag | 5 | 06/01/2010 | No, Unconditioned Space | Yes, Unconditioned Space | 01 - None |  |  | no Ef or r value | 2010 | -100 | 1 | -99 | -99 | 6 |  |  | ge10p06sag |  | 2 | 2010 |  |  | Dont Know | 01-29 Gallons | 10 | Age 2010 to 2012 | Electric | Storage | Electric | Primary System
1951 | PX16486562 | 2000 - 2012 | -99 | -99 | 1 | -99 | 13 - Common Building | Dont Know |  | -99 |  | Not Applicable | No, Unconditioned Space | Dont Know | shared system | dk |  | -100 | -99 | -100 | -99 | -100 | -99 |  |  |  |  | -100 | -100 |  |  | Dont Know | Dont Know | -99 | Dont Know | Unknown | Unknown | Not Applicable | Primary System
1952 | PX16646320 | 1900 - 1969 | #N/A | #N/A | 1 | 40 | 02 - Propane Storage | bradford white | m4403t6cx12 | 8 |  | No, Unconditioned Space | No, Unconditioned Space | 01 - None |  |  | don't know | -99 | 34 | -100 | -99 | -99 | -99 | 0.63 | 40 | m4403t6cx12 | CEC_2009 | 8 | 2004 | 3788.5609 | 4461.2581 | 0.60-0.639 EF | 40-49 Gallons | 40 | Age 2000 to 2005 | Propane | Storage | Propane | Primary System
1953 | PX16707566 | 1900 - 1969 | -99 | -99 | 1 | -99 | 13 - Common Building | Dont Know |  | -99 |  | Not Applicable | No, Unconditioned Space | 01 - None | DHW shared for apartment building. could not access locked mechanical closet. |  |  | -100 | -99 | -100 | -99 | -100 | -99 |  |  |  |  | -100 | -100 |  |  | Dont Know | Dont Know | -99 | Dont Know | Unknown | Unknown | Not Applicable | Primary System
1954 | PX16783132 | 1900 - 1969 | 0.6 | -0.033333 | 1 | 50 | 01 - Gas Storage | ge | sg50t12avh00 | 5 | 09/01/2007 | No, Unconditioned Space | No, Unconditioned Space | 01 - None |  |  |  | 2007 | 40 | -100 | -99 | -99 | 9 | 0.62 | 50 | sg50t12avh00 | CEC_gwh1 | 5 | 2007 | 12545.6974 | 11188.2676 | 0.60-0.639 EF | 50-59 Gallons | 50 | Age 2006 to 2009 | Gas | Storage | Gas | Primary System
1955 | PX16897377 | 1970 - 1979 | -99 | -99 | 1 | -99 | 03 - Electric Storage | whirlpool |  | 12 |  | Yes, conditioned space | No, Conditioned Space | 01 - None |  |  | wrap | -99 | -100 | -99 | -99 | -99 | -99 |  |  |  |  | 12 | 2000 |  |  | Dont Know | Dont Know | -99 | Age 2000 to 2005 | Electric | Storage | Electric | Primary System
1956 | PX16984651 | 2000 - 2012 | -99 | -99 | 1 | -99 | 13 - Common Building | Dont Know |  | -99 |  | Not Applicable | No, Unconditioned Space | 01 - None | shared system for building, couldn't access |  |  | -100 | -99 | -100 | -99 | -100 | -99 |  |  |  |  | -100 | -100 |  |  | Dont Know | Dont Know | -99 | Dont Know | Unknown | Unknown | Not Applicable | Primary System
1957 | PX17145561 | 2000 - 2012 | #N/A | #N/A | 1 | 50 | 02 - Propane Storage | state select | gs650h0ctg | 3 | 07/01/2008 | No, Unconditioned Space | No, Conditioned Space | 02 - Continuous |  |  | limited nameplate info | 2008 | 37 | -100 | -99 | -99 | 7 |  |  | gs650h0ctg |  | 4 | 2008 |  |  | Dont Know | 50-59 Gallons | 50 | Age 2006 to 2009 | Propane | Storage | Propane | Primary System
1958 | PX17205394 | 1980 - 1989 | -99 | -99 | 1 | -99 | 11 - Common Boiler | Dont Know |  | -99 |  | Not Applicable | No, Unconditioned Space | 01 - None |  |  | no access | -100 | -99 | -100 | -99 | -100 | -99 |  |  |  |  | -100 | -100 |  |  | Dont Know | Dont Know | -99 | Dont Know | Unknown | Unknown | Not Applicable | Primary System
1959 | PX17333831 | 1995 - 1999 | #N/A | #N/A | 1 | 80 | 12 - Combined Hydronic- DHW & HVAC | crown boilers | cxe5lp | 15 |  | No, Unconditioned Space | Yes, Unconditioned Space | 03 - Temperature | combined propane hydronic system |  | limited nameplate info | -99 | 150 | -100 | -99 | -99 | -99 |  |  | cxe5lp |  | 15 | 1997 |  |  | Dont Know | 80-89 Gallons | 80 | Age 1995 to 1999 | Propane | Storage | Propane | Primary System
1960 | PX17379954 | Dont Know | -99 | -99 | 1 | -99 | 03 - Electric Storage | Dont Know |  | -99 |  | Yes, Unconditioned Space | No, Unconditioned Space | 01 - None |  |  | wrap | -99 | -100 | -99 | -99 | -99 | -99 |  |  |  |  | -99 | -99 |  |  | Dont Know | Dont Know | -99 | Dont Know | Electric | Storage | Electric | Primary System
1961 | PX17437874 | 1970 - 1979 | 0.948 | 0.018987 | 1 | 40 | 03 - Electric Storage | ge | ge40t06aag | 8 | 07/01/2004 | No, Unconditioned Space | No, Unconditioned Space | 01 - None |  |  | no Ef or r | 2004 | -100 | 4.5 | -99 | -99 | 7 | 0.93 | 40 | ge40t06aag | CEC_2009 | 8 | 2004 | 4372.5394 | 3039.2647 | 0.92-0.959 EF | 40-49 Gallons | 40 | Age 2000 to 2005 | Electric | Storage | Electric | Primary System
1962 | PX17462388 | 1980 - 1989 | 0.951 | -99 | 1 | 30 | 03 - Electric Storage | Dont Know |  | 15 |  | Yes, Unconditioned Space | No, Unconditioned Space | 01 - None |  |  | can't access nameplate | -99 | -100 | -99 | -99 | 0 | -99 |  |  |  |  | 15 | 1997 |  |  | Dont Know | 30-39 Gallons | 30 | Age 1995 to 1999 | Electric | Storage | Electric | Primary System
1963 | PX17534938 | 1970 - 1979 | 0.948 | -99 | 1 | 40 | 03 - Electric Storage | ge | GE40T06AAG01 | 1 | 06/01/2011 | No, Unconditioned Space | No, Unconditioned Space | 01 - None |  |  | limited nameplate info | 2011 | -100 | 4.5 | -99 | -99 | 6 |  |  | GE40T06AAG01 |  | 1 | 2011 |  |  | Dont Know | 40-49 Gallons | 40 | Age 2010 to 2012 | Electric | Storage | Electric | Primary System
1964 | PX17598369 | 2000 - 2012 | #N/A | #N/A | 1 | 30 | 02 - Propane Storage | intertherm | IN1 30NHMT2 | 6 | 04/01/2003 | No, Unconditioned Space | No, Unconditioned Space | 01 - None |  |  |  | 2003 | 30 | -100 | 0.57 | -99 | 4 |  |  | IN130NHMT2 |  | 9 | 2003 |  |  | Dont Know | 30-39 Gallons | 30 | Age 2000 to 2005 | Propane | Storage | Propane | Primary System
1965 | PX17821436 | 1980 - 1989 | #N/A | #N/A | 1 | 50 | 02 - Propane Storage | a.o. smith | fvr 50 101 | 7 | 01/01/2004 | No, Unconditioned Space | No, Unconditioned Space | 01 - None |  |  |  | 2004 | 37 | -100 | -99 | -99 | 1 |  |  | fvr50101 |  | 8 | 2004 |  |  | Dont Know | 50-59 Gallons | 50 | Age 2000 to 2005 | Propane | Storage | Propane | Primary System
1966 | PX18129418 | 1970 - 1979 | #N/A | #N/A | 1 | 50 | 02 - Propane Storage | American water heater | fg6150t403p | 6 |  | No, Unconditioned Space | Yes, Unconditioned Space | 01 - None |  |  |  | -99 | 40 | -100 | -100 | -99 | -99 |  |  | fg6150t403p |  | 6 | 2006 |  |  | Dont Know | 50-59 Gallons | 50 | Age 2006 to 2009 | Propane | Storage | Propane | Primary System
1967 | PX18135075 | 1995 - 1999 | -99 | -99 | 1 | -99 | 01 - Gas Storage | ge |  | 2 |  | No, Unconditioned Space | No, Unconditioned Space | 01 - None |  |  | no access | -99 | -99 | -100 | -99 | -99 | -99 |  |  |  |  | 2 | 2010 |  |  | Dont Know | Dont Know | -99 | Age 2010 to 2012 | Gas | Storage | Gas | Primary System
1968 | PX18199186 | 1900 - 1969 | 0.948 | -99 | 1 | 40 | 03 - Electric Storage | rheem | 81v40d d | -99 |  | No, Unconditioned Space | No, Unconditioned Space | 01 - None |  |  | don't know | -99 | -100 | 4.5 | -99 | -99 | -99 |  |  | 81v40dd |  | -99 | -99 |  |  | Dont Know | 40-49 Gallons | 40 | Dont Know | Electric | Storage | Electric | Primary System
1969 | PX18199186 | 1900 - 1969 | 0.951 | 0.022082 | 2 | 30 | 03 - Electric Storage | ao smith | ecl 30 200 | -99 |  | No, Unconditioned Space | No, Unconditioned Space | 01 - None |  |  | not listed on nameplate | -99 | -100 | 4.5 | -99 | -99 | -99 | 0.93 | 30 | ecl30200 | CEC_2009 | -99 | -99 | 0 | 0 | 0.92-0.959 EF | 30-39 Gallons | 30 | Dont Know | Electric | Storage | Electric
1970 | PX18219221 | 1970 - 1979 | -99 | -99 | 1 | -99 | 02 - Propane Storage | Dont Know |  | 2 |  | Yes, Unconditioned Space | No, Unconditioned Space | 01 - None |  |  | nameplate info is covered by external tank wrap. | -99 | -99 | -100 | -99 | -99 | -99 |  |  |  |  | 2 | 2010 |  |  | Dont Know | Dont Know | -99 | Age 2010 to 2012 | Propane | Storage | Propane | Primary System
1971 | PX18352215 | 1900 - 1969 | 0.6 | -99 | 1 | -100 | 04 - Gas Instantaneous | rinnai | v2532ffuc | 3 |  | Not Applicable | No, Unconditioned Space | 01 - None |  |  |  | -99 | 180 | -100 | -99 | -100 | -99 |  |  | v2532ffuc |  | 3 | 2009 |  |  | Dont Know | Tankless | -100 | Age 2006 to 2009 | Gas | Instantaneous | Gas | Primary System
1972 | PX18390762 | Dont Know | #N/A | #N/A | 1 | 30 | 02 - Propane Storage | state | prv 30 port950 2 | 10 |  | No, Unconditioned Space | No, Unconditioned Space | 01 - None |  |  |  | -99 | 33.5 | -100 | 0.59 | -99 | -99 |  |  | prv30port9502 |  | 10 | 2002 |  |  | Dont Know | 30-39 Gallons | 30 | Age 2000 to 2005 | Propane | Storage | Propane | Primary System
1973 | PX18394986 | 1900 - 1969 | #N/A | #N/A | 1 | 5 | 03 - Electric Storage | state select | p652208t2 | 10 | 08/01/2002 | No, Conditioned Space | No, Conditioned Space | 01 - None |  |  |  | 2002 | -100 | 9 | 0.88 | -99 | 8 |  |  | p652208t2 |  | 10 | 2002 |  |  | Dont Know | 01-29 Gallons | 5 | Age 2000 to 2005 | Electric | Storage | Electric
1974 | PX18394986 | 1900 - 1969 | #N/A | #N/A | 2 | 52 | 03 - Electric Storage | state select | cd5 52 20r51 | 10 |  | No, Conditioned Space | No, Conditioned Space | 01 - None |  |  | na | -99 | -100 | 9 | -99 | -99 | -99 | 0.90333 | 50 | cd55220r51 | CEC_ewh1 | 10 | 2002 | 4918.2753 | 3654.7092 | 0.88-0.919 EF | 50-59 Gallons | 52 | Age 2000 to 2005 | Electric | Storage | Electric | Primary System
1975 | PX18400142 | 1900 - 1969 | #N/A | #N/A | 1 | 40 | 02 - Propane Storage | rliance | 640C0RS | 6 |  | No, Conditioned Space | No, Conditioned Space | 01 - None |  |  |  | -99 | 33 | -100 | 0.57 | -99 | -99 |  |  | 640C0RS |  | 6 | 2006 |  |  | Dont Know | 40-49 Gallons | 40 | Age 2006 to 2009 | Propane | Storage | Propane | Primary System
1976 | PX18450978 | 1970 - 1979 | #N/A | #N/A | 1 | 50 | 02 - Propane Storage | American standard | gr-50t1-3-6 lp | 3 | 04/01/2008 | No, Unconditioned Space | Yes, Unconditioned Space | 01 - None |  |  | no Ef r value | 2008 | 40 | -100 | -99 | -99 | 4 |  |  | gr50t136lp |  | 4 | 2008 |  |  | Dont Know | 50-59 Gallons | 50 | Age 2006 to 2009 | Propane | Storage | Propane | Primary System
1977 | PX18775884 | 2000 - 2012 | 0.945 | -99 | 1 | 50 | 03 - Electric Storage | rheem | 82-52-2 | 6 | 10/01/2005 | No, Unconditioned Space | No, Unconditioned Space | 01 - None |  |  | limited nameplate info | 2005 | -100 | 4.5 | -99 | -99 | 10 |  |  | 82522 |  | 7 | 2005 |  |  | Dont Know | 50-59 Gallons | 50 | Age 2000 to 2005 | Electric | Storage | Electric | Primary System
1978 | PX18817061 | 1980 - 1989 | #N/A | #N/A | 1 | 50 | 02 - Propane Storage | American water heater company | bfg6150t403p | 4 |  | No, Unconditioned Space | Yes, Unconditioned Space | 01 - None |  |  | no Ef or r value | -99 | 40 | -100 | -99 | -99 | -99 | 0.58 | 50 | bfg6150t403p | CEC_2009 | 4 | 2008 | 4282.9548 | 3182.6104 | 0.56-0.599 EF | 50-59 Gallons | 50 | Age 2006 to 2009 | Propane | Storage | Propane | Primary System
1979 | PX18927142 | 1900 - 1969 | 0.951 | -99 | 1 | 30 | 03 - Electric Storage | rheem | 81vr30d | 10 |  | No, Unconditioned Space | No, Unconditioned Space | 01 - None |  |  |  | -99 | -100 | 4.5 | -99 | 17.7 | -99 |  |  | 81vr30d |  | 10 | 2002 |  |  | Dont Know | 30-39 Gallons | 30 | Age 2000 to 2005 | Electric | Storage | Electric | Primary System
1980 | PX18927142 | 1900 - 1969 | 0.951 | -99 | 2 | 30 | 03 - Electric Storage | hoyt | 30 fes | 10 |  | No, Conditioned Space | Yes, Unconditioned Space | 01 - None |  |  |  | -99 | -100 | 4.5 | -99 | 16.67 | -99 |  |  | 30fes |  | 10 | 2002 |  |  | Dont Know | 30-39 Gallons | 30 | Age 2000 to 2005 | Electric | Storage | Electric
1981 | PX19342095 | 1970 - 1979 | -99 | -99 | 1 | -99 | 03 - Electric Storage | Dont Know |  | 25 |  | Yes, Unconditioned Space | Yes, Unconditioned Space | 01 - None |  |  | nameplate covered by external tank wrap. | -99 | -100 | -99 | -99 | -99 | -99 |  |  |  |  | 25 | 1987 |  |  | Dont Know | Dont Know | -99 | Age 1985 to 1989 | Electric | Storage | Electric | Primary System
1982 | PX19411609 | 1900 - 1969 | 0.945 | -99 | 1 | 50 | 03 - Electric Storage | ao smith | eed 52 917 | -99 |  | No, Conditioned Space | No, Conditioned Space | 01 - None |  |  |  | -99 | -100 | 4.5 | -99 | 16 | -99 |  |  | eed52917 |  | -99 | -99 |  |  | Dont Know | 50-59 Gallons | 50 | Dont Know | Electric | Storage | Electric | Primary System
1983 | PX19442074 | 2000 - 2012 | 0.615 | 0.10569 | 1 | 40 | 01 - Gas Storage | rheem | 21lr40t | 5 | 06/01/2007 | No, Unconditioned Space | No, Unconditioned Space | 01 - None |  |  | no Ef r value | 2007 | 34 | -100 | -99 | -99 | 6 | 0.55 | 40 | 21lr40t | CEC_gwh1 | 5 | 2007 | 3299.1718 | 3884.973 | 0.52-0.559 EF | 40-49 Gallons | 40 | Age 2006 to 2009 | Gas | Storage | Gas | Primary System
1984 | PX19514934 | 1995 - 1999 | -99 | -99 | 1 | -99 | 02 - Propane Storage | Dont Know |  | 15 |  | Yes, Unconditioned Space | Yes, Unconditioned Space | 01 - None |  |  | couldn't access nameplate due to wrap | -99 | -99 | -100 | -99 | -99 | -99 |  |  |  |  | 15 | 1997 |  |  | Dont Know | Dont Know | -99 | Age 1995 to 1999 | Propane | Storage | Propane | Primary System
1985 | PX19631272 | 1900 - 1969 | #N/A | #N/A | 1 | 66 | 03 - Electric Storage | state select | es666dortg210 | 0 |  | No, Unconditioned Space | No, Unconditioned Space | 01 - None |  |  |  | -99 | -100 | 4.5 | -99 | -99 | -99 | 0.88 | 66 | es666dortg210 | CEC_2009 | 0 | 2012 | 7434.1571 | 5806.6492 | 0.88-0.919 EF | 60-69 Gallons | 66 | Age 2010 to 2012 | Electric | Storage | Electric | Primary System
1986 | PX19665150 | 1970 - 1979 | -99 | -99 | 1 | -99 | 03 - Electric Storage | Dont Know |  | -99 |  | No, Conditioned Space | No, Conditioned Space | 01 - None |  |  | customer didn't want me to open closet for dhw, said it was stacked with clothes | -99 | -100 | -99 | -99 | -99 | -99 |  |  |  |  | -99 | -99 |  |  | Dont Know | Dont Know | -99 | Dont Know | Electric | Storage | Electric | Primary System
1987 | PX19703154 | 2000 - 2012 | 0.6 | -99 | 1 | 50 | 01 - Gas Storage | rheem |  | 5 |  | Yes, Unconditioned Space | Yes, Unconditioned Space | 01 - None |  |  | wrap | -99 | -99 | -100 | -99 | -99 | -99 |  |  |  |  | 5 | 2007 |  |  | Dont Know | 50-59 Gallons | 50 | Age 2006 to 2009 | Gas | Storage | Gas | Primary System
1988 | PX19731489 | 1970 - 1979 | -99 | -99 | 1 | -99 | 13 - Common Building | Dont Know |  | -99 |  | Not Applicable | No, Unconditioned Space | 01 - None | shared system |  |  | -100 | -99 | -100 | -99 | -100 | -99 |  |  |  |  | -100 | -100 |  |  | Dont Know | Dont Know | -99 | Dont Know | Unknown | Unknown | Not Applicable | Primary System
1989 | PX19743857 | 1995 - 1999 | -99 | -99 | 1 | -99 | 13 - Common Building | Dont Know |  | 12 |  | Not Applicable | No, Conditioned Space | 01 - None | common building DHW, which I could not access. |  |  | -100 | -99 | -100 | -99 | -100 | -99 |  |  |  |  | -100 | -100 |  |  | Dont Know | Dont Know | -99 | Dont Know | Unknown | Unknown | Not Applicable | Primary System
1990 | PX19765341 | 1970 - 1979 | #N/A | #N/A | 1 | 52 | 03 - Electric Storage | sears | 625.32052 | 23 |  | No, Unconditioned Space | No, Unconditioned Space | 01 - None |  |  |  | -99 | -100 | -99 | -100 | -99 | -99 |  |  | 62532052 |  | 23 | 1989 |  |  | Dont Know | 50-59 Gallons | 52 | Age 1985 to 1989 | Electric | Storage | Electric | Primary System
1991 | PX20163372 | 1900 - 1969 | #N/A | #N/A | 1 | 28 | 03 - Electric Storage | american water heater co. | e61-30l-045d | -99 | 02/01/1999 | No, Conditioned Space | No, Conditioned Space | 01 - None |  |  | info not on nameplate | 1999 | -100 | 3.38 | -99 | -99 | 2 | 0.8875 | 33.5 | e6130l045d | CEC_ewh1 | 13 | 1999 | 9777.1135 | 14504.2261 | 0.88-0.919 EF | 01-29 Gallons | 28 | Age 1995 to 1999 | Electric | Storage | Electric | Primary System
1992 | PX20169351 | 1900 - 1969 | 0.948 | -99 | 1 | 40 | 03 - Electric Storage | reliance | 64020rs | 35 |  | Yes, Unconditioned Space | Yes, Unconditioned Space | 01 - None |  |  | limited access | -99 | -100 | -99 | -99 | -99 | -99 |  |  | 64020rs |  | 35 | 1977 |  |  | Dont Know | 40-49 Gallons | 40 | Age 1979 and older | Electric | Storage | Electric | Primary System
1993 | PX20264787 | 2000 - 2012 | #N/A | #N/A | 1 | 50 | 02 - Propane Storage | Bradford white | m45036fcx | 5 |  | No, Conditioned Space | No, Conditioned Space | 01 - None |  |  | no Ef rvalue | -99 | 36 | -100 | -99 | -99 | -99 |  |  | m45036fcx |  | 5 | 2007 |  |  | Dont Know | 50-59 Gallons | 50 | Age 2006 to 2009 | Propane | Storage | Propane
1994 | PX20264787 | 2000 - 2012 | #N/A | #N/A | 2 | 50 | 02 - Propane Storage | rheem | 42vr50-36pf | 5 | 12/01/2005 | No, Conditioned Space | No, Conditioned Space | 01 - None |  |  | no Ef r value | 2005 | 36 | -100 | -99 | -99 | 12 | 0.62 | 50 | 42vr5036pf | CEC_2009 | 7 | 2005 | 4918.2753 | 3654.7092 | 0.60-0.639 EF | 50-59 Gallons | 50 | Age 2000 to 2005 | Propane | Storage | Propane | Primary System
1995 | PX20562773 | 2000 - 2012 | -99 | -99 | 1 | -99 | 11 - Common Boiler | raypak | w2-0263 | 14 |  | Not Applicable | No, Unconditioned Space | 02 - Continuous | shared for building. common boiler for 16 units. |  | see nameplate. | -100 | -99 | -100 | -99 | -100 | -99 |  | 0.5 | w20263 | CEC_gwh1 | -100 | -100 | 8122.07 | 20365.993 | Dont Know | Dont Know | -99 | Dont Know | Unknown | Unknown | Not Applicable | Primary System
1996 | PX20695600 | 1970 - 1979 | -99 | -99 | 1 | -99 | 01 - Gas Storage | Dont Know |  | 20 |  | No, Unconditioned Space | No, Unconditioned Space | 01 - None |  |  | blocked | -99 | -99 | -100 | -99 | -99 | -99 |  |  |  |  | 20 | 1992 |  |  | Dont Know | Dont Know | -99 | Age 1990 to 1994 | Gas | Storage | Gas | Primary System
1997 | PX20786635 | 1990 - 1994 | #N/A | #N/A | 1 | 50 | 02 - Propane Storage | a.o.smith | ftr 50 241 | 15 |  | No, Unconditioned Space | Yes, Unconditioned Space | 01 - None |  |  |  | -99 | 37 | -100 | -99 | 16 | -99 |  |  | ftr50241 |  | 15 | 1997 |  |  | Dont Know | 50-59 Gallons | 50 | Age 1995 to 1999 | Propane | Storage | Propane | Primary System
1998 | PX20838568 | 1980 - 1989 | -99 | -99 | 1 | -99 | 03 - Electric Storage | Dont Know |  | 5 |  | Yes, conditioned space | No, Conditioned Space | 01 - None |  |  | wrap | -99 | -100 | -99 | -99 | -99 | -99 |  |  |  |  | 5 | 2007 |  |  | Dont Know | Dont Know | -99 | Age 2006 to 2009 | Electric | Storage | Electric
1999 | PX20838568 | 1980 - 1989 | -99 | -99 | 2 | -99 | 03 - Electric Storage | Bradford white |  | 13 |  | No, Unconditioned Space | Yes, Unconditioned Space | 01 - None |  |  | couldn't access | -99 | -100 | -99 | -99 | -99 | -99 |  |  |  |  | 13 | 1999 |  |  | Dont Know | Dont Know | -99 | Age 1995 to 1999 | Electric | Storage | Electric | Primary System
2000 | PX20865503 | 1970 - 1979 | #N/A | #N/A | 1 | 20 | 03 - Electric Storage | montgomery ward |  | 28 |  | No, Unconditioned Space | No, Unconditioned Space | 01 - None |  |  |  | -99 | -100 | -99 | -99 | -99 | -99 |  |  |  |  | 28 | 1984 |  |  | Dont Know | 01-29 Gallons | 20 | Age 1980 to 1984 | Electric | Storage | Electric | Primary System
2001 | PX21038203 | 2000 - 2012 | 0.6 | -99 | 1 | -100 | 04 - Gas Instantaneous | rinnai | r85 | 6 |  | Not Applicable | No, Conditioned Space | 01 - None |  |  |  | -99 | 180 | -100 | 0.87 | -100 | -99 |  |  | r85 |  | 6 | 2006 |  |  | Dont Know | Tankless | -100 | Age 2006 to 2009 | Gas | Instantaneous | Gas | Primary System
2002 | PX21095068 | Dont Know | 0.6 | -99 | 1 | -100 | 04 - Gas Instantaneous | bosch | aq 250 sx ng | -99 |  | Not Applicable | Yes, Unconditioned Space | 01 - None |  |  | no Ef or r vale | -99 | 175 | -100 | -99 | -100 | -99 |  |  | aq250sxng |  | -99 | -99 |  |  | Dont Know | Tankless | -100 | Dont Know | Gas | Instantaneous | Gas | Primary System
2003 | PX21152177 | 1980 - 1989 | -99 | -99 | 1 | -99 | 13 - Common Building | teledyne labs |  | -99 |  | Not Applicable | No, Unconditioned Space | Dont Know |  | commercial shared water heater 1.5 mil btu |  | -100 | 1500 | -100 | -99 | -100 | -99 |  |  |  |  | -100 | -100 |  |  | Dont Know | Dont Know | -99 | Dont Know | Unknown | Unknown | Not Applicable | Primary System
2004 | PX21292291 | 1980 - 1989 | #N/A | #N/A | 1 | 52 | 03 - Electric Storage | hoyt | 52 fes | -99 |  | No, Conditioned Space | Yes, conditioned space | 01 - None |  |  | no Ef r value | -99 | -100 | 4.5 | -99 | -99 | -99 |  |  | 52fes |  | -99 | -99 |  |  | Dont Know | 50-59 Gallons | 52 | Dont Know | Electric | Storage | Electric | Primary System
2005 | PX21295966 | 1970 - 1979 | -99 | -99 | 1 | 100 | 13 - Common Building | bradford white magnum | d100l2703n | -99 |  | Not Applicable | No, Unconditioned Space | 01 - None | paid through home owners association. shared with upstairs unit. |  |  | -100 | -99 | 270 | -99 | -100 | -99 |  |  | d100l2703n |  | -100 | -100 |  |  | Dont Know | Dont Know | -99 | Dont Know | Unknown | Unknown | Not Applicable | Primary System
2006 | PX21345199 | Dont Know | #N/A | #N/A | 1 | 40 | 02 - Propane Storage | ao smith | fgr 40 119 | -99 |  | Yes, Unconditioned Space | No, Unconditioned Space | 01 - None |  |  | not listed on nameplate | -99 | 37 | -100 | -99 | 16 | -99 |  |  | fgr40119 |  | -99 | -99 |  |  | Dont Know | 40-49 Gallons | 40 | Dont Know | Propane | Storage | Propane | Primary System
2007 | PX21379583 | 1900 - 1969 | 0.951 | 0.064143 | 1 | 30 | 03 - Electric Storage | ge | ge30t6a | 7 |  | No, Unconditioned Space | Yes, Unconditioned Space | 01 - None |  |  |  | -99 | -100 | 4.5 | -99 | 11.5 | -99 | 0.89 | 30 | ge30t6a | CEC_ewh1 | 7 | 2005 | 3343.2558 | 3311.4819 | 0.88-0.919 EF | 30-39 Gallons | 30 | Age 2000 to 2005 | Electric | Storage | Electric | Primary System
2008 | PX21393571 | 1900 - 1969 | #N/A | #N/A | 1 | 52 | 03 - Electric Storage | state | pv 52 1rt1 h | -99 |  | No, Unconditioned Space | Yes, Unconditioned Space | 01 - None |  |  | limited nameplate info | -99 | -100 | 5.5 | -99 | -99 | -99 |  |  | pv521rt1h |  | -99 | -99 |  |  | Dont Know | 50-59 Gallons | 52 | Dont Know | Electric | Storage | Electric | Primary System
2009 | PX21410953 | 1980 - 1989 | 0.945 | 0.037037 | 1 | 50 | 03 - Electric Storage | american | e62-50r-0450 | 8 |  | No, Conditioned Space | Yes, conditioned space | 01 - None |  |  |  | -99 | -100 | 45 | -99 | -99 | -99 | 0.91 | 50 | e6250r0450 | CEC_2009 | 8 | 2004 | 4372.5394 | 3039.2647 | 0.88-0.919 EF | 50-59 Gallons | 50 | Age 2000 to 2005 | Electric | Storage | Electric | Primary System
2010 | PX21504301 | 1900 - 1969 | 0.948 | 0.040084 | 1 | 40 | 03 - Electric Storage | ge | pe40m9a | 15 |  | No, Conditioned Space | Yes, conditioned space | 01 - None |  |  |  | -99 | -100 | 4.5 | -99 | 19.2 | -99 | 0.91 | 40 | pe40m9a | CEC_ewh1 | 15 | 1997 | 7494.9292 | 8638.7644 | 0.88-0.919 EF | 40-49 Gallons | 40 | Age 1995 to 1999 | Electric | Storage | Electric | Primary System
2011 | PX21507260 | 1900 - 1969 | #N/A | #N/A | 1 | 30 | 02 - Propane Storage | ge | gp30t6a | -99 | 01/01/2002 | No, Conditioned Space | No, Conditioned Space | 01 - None |  |  | not listed | 2002 | 30 | -100 | -99 | -99 | 1 | 0.59 | 30 | gp30t6a | CEC_gwh1 | 10 | 2002 | 3788.5609 | 4461.2581 | 0.56-0.599 EF | 30-39 Gallons | 30 | Age 2000 to 2005 | Propane | Storage | Propane | Primary System
2012 | PX21593996 | 1900 - 1969 | -99 | -99 | 1 | -99 | 03 - Electric Storage | ao smith |  | 40 |  | No, Conditioned Space | No, Conditioned Space | 01 - None |  |  | no nameplate | -99 | -100 | -99 | -99 | -99 | -99 |  |  |  |  | 40 | 1972 |  |  | Dont Know | Dont Know | -99 | Age 1979 and older | Electric | Storage | Electric | Primary System
2013 | PX21623233 | 1970 - 1979 | -99 | -99 | 1 | -99 | 01 - Gas Storage | national |  | 25 |  | No, Unconditioned Space | No, Unconditioned Space | 01 - None |  |  |  | -99 | -99 | -100 | -99 | -99 | -99 |  |  |  |  | 25 | 1987 |  |  | Dont Know | Dont Know | -99 | Age 1985 to 1989 | Gas | Storage | Gas | Primary System
2014 | PX21712759 | 1900 - 1969 | 0.948 | -99 | 1 | 40 | 03 - Electric Storage | state | p64020rt2 | 8 |  | No, Conditioned Space | No, Conditioned Space | 01 - None |  |  | no Ef r value | -99 | -100 | 4.5 | -99 | -99 | -99 |  |  | p64020rt2 |  | 8 | 2004 |  |  | Dont Know | 40-49 Gallons | 40 | Age 2000 to 2005 | Electric | Storage | Electric | Primary System
2015 | PX21942723 | 1980 - 1989 | -99 | -99 | 1 | -99 | 11 - Common Boiler | Dont Know |  | -99 |  | Not Applicable | No, Unconditioned Space | 01 - None |  |  | no access | -100 | -99 | -100 | -99 | -100 | -99 |  |  |  |  | -100 | -100 |  |  | Dont Know | Dont Know | -99 | Dont Know | Unknown | Unknown | Not Applicable | Primary System
2016 | PX22098238 | 2000 - 2012 | -99 | -99 | 1 | -99 | 02 - Propane Storage | Dont Know |  | -99 |  | No, Conditioned Space | No, Conditioned Space | 01 - None |  |  | unable to access. see picture- in that closet | -99 | -99 | -100 | -99 | -99 | -99 |  |  |  |  | -99 | -99 |  |  | Dont Know | Dont Know | -99 | Dont Know | Propane | Storage | Propane | Primary System
2017 | PX22160709 | 1900 - 1969 | #N/A | #N/A | 1 | 30 | 02 - Propane Storage | American water heater | g62-30t33-3p | 8 |  | No, Unconditioned Space | No, Unconditioned Space | 01 - None |  |  | no Ef r value | -99 | 33 | -100 | -99 | -99 | -99 |  |  | g6230t333p |  | 8 | 2004 |  |  | Dont Know | 30-39 Gallons | 30 | Age 2000 to 2005 | Propane | Storage | Propane | Primary System
2018 | PX22160810 | 2000 - 2012 | -99 | -99 | 1 | 125 | 11 - Common Boiler | laars | pw0600in09c1aaxx | 4 | 10/01/2006 | Not Applicable | Yes, Unconditioned Space | 02 - Continuous | 2 boilers shared for 137 units |  | limited nameplate info | -100 | 600 | -100 | -99 | -100 | 10 |  | 2 | pw0600in09c1aaxx | CEC_gwh1 | -100 | -100 | 2772.78 | 4735.4449 | Dont Know | Dont Know | -99 | Dont Know | Unknown | Unknown | Not Applicable | Primary System
2019 | PX22160810 | 2000 - 2012 | -99 | -99 | 2 | 125 | 11 - Common Boiler | laars | pw0600in09c1aaxx | 4 | 10/01/2006 | Not Applicable | Yes, Unconditioned Space | 02 - Continuous | shared for 137 units |  | limited nameplate info | -100 | 600 | -100 | -99 | -100 | 10 |  | 2 | pw0600in09c1aaxx | CEC_gwh1 | -100 | -100 | 0 | 0 | Dont Know | Dont Know | -99 | Dont Know | Unknown | Unknown | Not Applicable
2020 | PX22246669 | 1970 - 1979 | 0.948 | -99 | 1 | 40 | 03 - Electric Storage | state select | p6420qrs | 11 |  | No, Unconditioned Space | Yes, Unconditioned Space | 01 - None |  |  | Information not on name plate. | -99 | -100 | 4.5 | -99 | -99 | -99 |  |  | p6420qrs |  | 11 | 2001 |  |  | Dont Know | 40-49 Gallons | 40 | Age 2000 to 2005 | Electric | Storage | Electric | Primary System
2021 | PX22356287 | 1900 - 1969 | 0.6 | -0.36667 | 1 | -100 | 04 - Gas Instantaneous | rinnai | REU-V2532W-US | 7 | 05/01/2005 | Not Applicable | No, Unconditioned Space | 01 - None |  |  | no Ef r value | 2005 | 199 | -100 | -99 | -100 | 5 | 0.82 |  | REUV2532WUS | CEC_2009 | 7 | 2005 | 7128.8191 | 8216.7805 | 0.80-0.839 EF | Tankless | -100 | Age 2000 to 2005 | Gas | Instantaneous | Gas | Primary System
2022 | PX22454786 | 1900 - 1969 | 0.948 | 0.029536 | 1 | 40 | 03 - Electric Storage | reliance | 640dort | 5 |  | No, Conditioned Space | Yes, conditioned space | 01 - None |  |  |  | -99 | -100 | 45 | -99 | -99 | -99 | 0.92 | 40 | 640dort | CEC_2009 | 5 | 2007 | 11519.4058 | 14498.4128 | 0.92-0.959 EF | 40-49 Gallons | 40 | Age 2006 to 2009 | Electric | Storage | Electric | Primary System
2023 | PX22550974 | 1980 - 1989 | #N/A | #N/A | 1 | 50 | 02 - Propane Storage | state | prv 50 p0ct0 32w | -99 |  | No, Conditioned Space | No, Conditioned Space | 01 - None |  |  | limited nameplate info | -99 | 36 | -100 | -99 | -99 | -99 | 0.5725 | 50 | prv50p0ct032w | CEC_gwh1 | -99 | -99 | 2465.11 | 1713.4487 | 0.56-0.599 EF | 50-59 Gallons | 50 | Dont Know | Propane | Storage | Propane | Primary System
2024 | PX22637848 | 1900 - 1969 | -99 | -99 | 1 | -99 | 02 - Propane Storage | Dont Know |  | 6 |  | Yes, Unconditioned Space | Yes, Unconditioned Space | 01 - None |  |  | wrap | -99 | -99 | -100 | -99 | -99 | -99 |  |  |  |  | 6 | 2006 |  |  | Dont Know | Dont Know | -99 | Age 2006 to 2009 | Propane | Storage | Propane | Primary System
2025 | PX22697912 | 1990 - 1994 | #N/A | #N/A | 1 | 50 | 02 - Propane Storage | ge | gp50t6a | 5 |  | No, Unconditioned Space | No, Unconditioned Space | 01 - None |  |  |  | -99 | 36 | -100 | -99 | 6.7 | -99 | 0.56 | 50 | gp50t6a | CEC_gwh1 | 5 | 2007 | 18414.0119 | 18427.7116 | 0.56-0.599 EF | 50-59 Gallons | 50 | Age 2006 to 2009 | Propane | Storage | Propane | Primary System
2026 | PX22719867 | 1980 - 1989 | #N/A | #N/A | 1 | 40 | 02 - Propane Storage | american | g62-40t34-3p | 10 | 01/01/2003 | No, Conditioned Space | No, Conditioned Space | 01 - None |  |  | limited nameplate info | 2003 | 34 | -100 | -99 | -99 | 1 |  |  | g6240t343p |  | 9 | 2003 |  |  | Dont Know | 40-49 Gallons | 40 | Age 2000 to 2005 | Propane | Storage | Propane | Primary System
2027 | PX22726573 | 1970 - 1979 | -99 | -99 | 1 | -99 | 13 - Common Building | Dont Know |  | -99 |  | Not Applicable | No, Unconditioned Space | 01 - None | boiler for 5+ units |  |  | -100 | -99 | -100 | -99 | -100 | -99 |  |  |  |  | -100 | -100 |  |  | Dont Know | Dont Know | -99 | Dont Know | Unknown | Unknown | Not Applicable | Primary System
2028 | PX22816392 | 1980 - 1989 | #N/A | #N/A | 1 | 80 | 03 - Electric Storage | rheem | 81v80d a | 5 |  | No, Unconditioned Space | Yes, Unconditioned Space | 01 - None |  |  |  | -99 | -100 | 4.5 | -99 | 11.5 | -99 | 0.82 | 80 | 81v80da | CEC_ewh1 | 5 | 2007 | 4282.9548 | 3182.6104 | 0.80-0.839 EF | 80-89 Gallons | 80 | Age 2006 to 2009 | Electric | Storage | Electric | Primary System
2029 | PX22855403 | 1900 - 1969 | #N/A | #N/A | 1 | 50 | 02 - Propane Storage | us craftmaster | g1f5040t3pv | 10 |  | No, Conditioned Space | Yes, conditioned space | 01 - None |  |  | no Ef r value | -99 | 40 | -100 | -99 | -99 | -99 | 0.58 | 50 | g1f5040t3pv | CEC_2009 | 10 | 2002 | 14406.6881 | 11252.733 | 0.56-0.599 EF | 50-59 Gallons | 50 | Age 2000 to 2005 | Propane | Storage | Propane | Primary System
2030 | PX22884472 | 1990 - 1994 | -99 | -99 | 1 | -99 | 13 - Common Building | Dont Know |  | -99 |  | Not Applicable | No, Unconditioned Space | 01 - None | shared |  |  | -100 | -99 | -100 | -99 | -100 | -99 |  |  |  |  | -100 | -100 |  |  | Dont Know | Dont Know | -99 | Dont Know | Unknown | Unknown | Not Applicable | Primary System
2031 | PX22934179 | 1900 - 1969 | -99 | -99 | 1 | -99 | 03 - Electric Storage | Dont Know |  | 15 |  | No, Conditioned Space | No, Conditioned Space | 01 - None |  |  | in mech closet screwed shut | -99 | -100 | -99 | -99 | -99 | -99 |  |  |  |  | 15 | 1997 |  |  | Dont Know | Dont Know | -99 | Age 1995 to 1999 | Electric | Storage | Electric | Primary System
1722 | PP20131634 | Dont Know | 0.615 | 0.053039 | 1 | 40 | 01 - Gas Storage | state | prv 40 nrt4 h | -99 |  | No, Unconditioned Space | No, Unconditioned Space | 01 - None |  |  | no Ef r value | -99 | 32 | -100 | -99 | -99 | -99 | 0.58238 | 39.9683 | prv40nrt4h | CEC_gwh1 | -99 | -99 | 2135.88 | 3737.4194 | 0.56-0.599 EF | 40-49 Gallons | 40 | Dont Know | Gas | Storage | Gas | Primary System
1723 | PP20151887 | 1900 - 1969 | -99 | -99 | 1 | -99 | 01 - Gas Storage | Dont Know |  | 1 |  | Yes, Unconditioned Space | Yes, Unconditioned Space | 01 - None |  |  | blanket | -99 | -99 | -100 | -99 | -99 | -99 |  |  |  |  | 1 | 2011 |  |  | Dont Know | Dont Know | -99 | Age 2010 to 2012 | Gas | Storage | Gas | Primary System
1724 | PP20155641 | 1900 - 1969 | 0.6 | -99 | 1 | 50 | 01 - Gas Storage | ge | gs650y0ctgtco | 8 | 03/01/2006 | No, Conditioned Space | No, Conditioned Space | 01 - None |  |  |  | 2006 | 40 | -100 | 242 | -99 | 3 |  |  | gs650y0ctgtco |  | 6 | 2006 |  |  | Dont Know | 50-59 Gallons | 50 | Age 2006 to 2009 | Gas | Storage | Gas | Primary System
1725 | PP20155676 | 1900 - 1969 | 0.615 | 0.089431 | 1 | 40 | 01 - Gas Storage | a.o.smith | gcnh 40 100 | 1 | 06/01/2010 | No, Conditioned Space | No, Conditioned Space | 01 - None |  |  | see nameplate | 2010 | 40 | -100 | -99 | -99 | 6 | 0.56 | 40 | gcnh40100 | CEC_gwh1 | 2 | 2010 | 10076.6771 | 8553.1958 | 0.56-0.599 EF | 40-49 Gallons | 40 | Age 2010 to 2012 | Gas | Storage | Gas | Primary System
1726 | PP20163920 | 1900 - 1969 | 0.615 | -99 | 1 | 40 | 01 - Gas Storage | kenmore | 153.33845 | 20 |  | No, Unconditioned Space | No, Unconditioned Space | 01 - None |  |  | limited nameplate info | -99 | 40 | -100 | -99 | -99 | -99 |  |  | 15333845 |  | 20 | 1992 |  |  | Dont Know | 40-49 Gallons | 40 | Age 1990 to 1994 | Gas | Storage | Gas | Primary System
1727 | PP20186831 | 1900 - 1969 | 0.948 | -99 | 1 | 40 | 03 - Electric Storage | whirlpool | es40r123-45d | 1 |  | No, Unconditioned Space | Yes, Unconditioned Space | 01 - None |  |  | limited nameplate info | -99 | -100 | 3.38 | -99 | -99 | -99 |  |  | es40r12345d |  | 1 | 2011 |  |  | Dont Know | 40-49 Gallons | 40 | Age 2010 to 2012 | Electric | Storage | Electric | Primary System
1728 | PP20190689 | 1900 - 1969 | 0.615 | -99 | 1 | 40 | 01 - Gas Storage | day and night | 40jj-4 | -99 |  | No, Unconditioned Space | Yes, Unconditioned Space | 01 - None |  |  | limited nameplate info | -99 | 33.32 | -100 | -99 | -99 | -99 |  |  | 40jj4 |  | -99 | -99 |  |  | Dont Know | 40-49 Gallons | 40 | Dont Know | Gas | Storage | Gas | Primary System
1729 | PX20760995 | 1900 - 1969 | -99 | -99 | 1 | -99 | 02 - Propane Storage | gaffers and sattler |  | 20 |  | Yes, conditioned space | No, Conditioned Space | 01 - None |  |  | blanket | -99 | -99 | -100 | -99 | -99 | -99 |  |  |  |  | 20 | 1992 |  |  | Dont Know | Dont Know | -99 | Age 1990 to 1994 | Propane | Storage | Propane | Primary System
1730 | PP20191131 | 1980 - 1989 | 0.615 | -99 | 1 | 40 | 01 - Gas Storage | rheem | 41vr40n | 3 |  | No, Unconditioned Space | No, Unconditioned Space | 01 - None |  |  |  | -99 | 40 | -100 | -99 | 19.2 | -99 |  |  | 41vr40n |  | 3 | 2009 |  |  | Dont Know | 40-49 Gallons | 40 | Age 2006 to 2009 | Gas | Storage | Gas | Primary System
1731 | PP20201238 | 1900 - 1969 | 0.6 | 0.016667 | 1 | 50 | 01 - Gas Storage | kenmore | 153.339562 | 6 | 01/01/2006 | No, Conditioned Space | No, Conditioned Space | 01 - None |  |  | no Ef r value | 2006 | 40 | -100 | -99 | -99 | 1 | 0.59 | 50 | 153339562 | CEC_2009 | 6 | 2006 | 4282.9548 | 3635.4197 | 0.56-0.599 EF | 50-59 Gallons | 50 | Age 2006 to 2009 | Gas | Storage | Gas | Primary System
1732 | PP20202706 | 1900 - 1969 | -99 | -99 | 1 | -99 | 01 - Gas Storage | kenmore |  | 2 |  | No, Unconditioned Space | No, Unconditioned Space | 01 - None |  |  |  | -99 | -99 | -100 | -99 | -99 | -99 |  |  |  |  | 2 | 2010 |  |  | Dont Know | Dont Know | -99 | Age 2010 to 2012 | Gas | Storage | Gas | Primary System
1733 | PP20205504 | 2000 - 2012 | 0.6 | -0.033333 | 1 | 50 | 01 - Gas Storage | ao smith | gvr 50 100 | 7 | 06/01/2004 | No, Unconditioned Space | No, Unconditioned Space | 01 - None |  |  |  | 2004 | 40 | -100 | -100 | -99 | 6 | 0.62 | 50 | gvr50100 | CEC_2009 | 8 | 2004 | 14406.6881 | 12847.9013 | 0.60-0.639 EF | 50-59 Gallons | 50 | Age 2000 to 2005 | Gas | Storage | Gas | Primary System
1734 | PP20207325 | 1970 - 1979 | 0.6 | -0.05 | 1 | 50 | 01 - Gas Storage | kenmore | 153.331544 | 5 | 09/01/2007 | No, Unconditioned Space | No, Unconditioned Space | 01 - None |  |  | limited nameplate info. | 2007 | 40 | -100 | -99 | -99 | 9 | 0.63 | 50 | 153331544 | CEC_2009 | 5 | 2007 | 2911.3892 | 2997.3798 | 0.60-0.639 EF | 50-59 Gallons | 50 | Age 2006 to 2009 | Gas | Storage | Gas | Primary System
1735 | PP20212042 | 2000 - 2012 | -99 | -99 | 1 | 100 | 13 - Common Building | bradford white | d100l199e3n | -99 |  | Not Applicable | Yes, Unconditioned Space | 01 - None |  |  | Information not on name plate. | -100 | 200 | -100 | -99 | -100 | -99 |  | 98.9 | d100l199e3n | CEC_gwh1 | -100 | -100 | 11921.21 | 5065.672 | Dont Know | Dont Know | -99 | Dont Know | Unknown | Unknown | Not Applicable | Primary System
1736 | PP20236501 | 1980 - 1989 | 0.615 | -99 | 1 | 40 | 01 - Gas Storage | rheem | 21v40-7n | 9 |  | No, Unconditioned Space | No, Unconditioned Space | 01 - None |  |  |  | -99 | 34 | -100 | -99 | 6.7 | -99 |  |  | 21v407n |  | 9 | 2003 |  |  | Dont Know | 40-49 Gallons | 40 | Age 2000 to 2005 | Gas | Storage | Gas | Primary System
1737 | PP20239110 | 1900 - 1969 | 0.6 | -0.38333 | 1 | -100 | 04 - Gas Instantaneous | noritz | n-0751m | 2 | 05/01/2007 | Not Applicable | No, Unconditioned Space | 02 - Continuous |  |  |  | 2007 | 199.9 | -100 | -99 | -100 | 5 | 0.83 | 0.2 | n0751m | CEC_2009 | 5 | 2007 | 8601.6372 | 7301.1655 | 0.80-0.839 EF | Tankless | -100 | Age 2006 to 2009 | Gas | Instantaneous | Gas | Primary System
1738 | PP20284698 | 1900 - 1969 | #N/A | #N/A | 1 | 48 | 01 - Gas Storage | rheem | 22v50fn | 1 | 03/01/2012 | No, Unconditioned Space | No, Unconditioned Space | 01 - None |  |  |  | 2012 | 40 | -100 | -99 | -99 | 3 | 0.58 | 50 | 22v50fn | CEC_2009 | 0 | 2012 | 5017.4114 | 3728.376 | 0.56-0.599 EF | 40-49 Gallons | 48 | Age 2010 to 2012 | Gas | Storage | Gas | Primary System
1739 | PP20287700 | 1980 - 1989 | -99 | -99 | 1 | -99 | 01 - Gas Storage | Dont Know |  | 5 |  | Yes, Unconditioned Space | No, Unconditioned Space | 01 - None |  |  | blanket | -99 | -99 | -100 | -99 | -99 | -99 |  |  |  |  | 5 | 2007 |  |  | Dont Know | Dont Know | -99 | Age 2006 to 2009 | Gas | Storage | Gas | Primary System
1740 | PP20293578 | 1900 - 1969 | 0.6 | 0.083333 | 1 | 50 | 01 - Gas Storage | bradford white | mi5036en10 | 10 |  | No, Unconditioned Space | No, Unconditioned Space | 01 - None |  |  | Information not on name plate. | -99 | 40 | -100 | -99 | -99 | -99 | 0.55 | 50 | mi5036en10 | CEC_gwh1 | 10 | 2002 | 9877.578 | 8384.1982 | 0.52-0.559 EF | 50-59 Gallons | 50 | Age 2000 to 2005 | Gas | Storage | Gas | Primary System
1741 | PP20313906 | Dont Know | 0.615 | -99 | 1 | 40 | 01 - Gas Storage | richmond | 5v40-7n a | -99 |  | Yes, Unconditioned Space | No, Unconditioned Space | 01 - None |  |  | no ef | -99 | 34 | -100 | -99 | 6.7 | -99 |  |  | 5v407na |  | -99 | -99 |  |  | Dont Know | 40-49 Gallons | 40 | Dont Know | Gas | Storage | Gas | Primary System
1742 | PP20382174 | 1900 - 1969 | -99 | -99 | 1 | -99 | 11 - Common Boiler | Dont Know |  | -99 |  | Not Applicable | No, Unconditioned Space | 01 - None |  |  | no access, shared with 8 units | -100 | -99 | -100 | -99 | -100 | -99 |  |  |  |  | -100 | -100 |  |  | Dont Know | Dont Know | -99 | Dont Know | Unknown | Unknown | Not Applicable | Primary System
1743 | PP20386180 | Dont Know | 0.63 | 0 | 1 | 30 | 01 - Gas Storage | ao smith | gvr 30 100 | -99 | 03/01/2004 | No, Unconditioned Space | No, Unconditioned Space | 01 - None |  |  | not listed on name plate | 2004 | 40 | -100 | -99 | -99 | 3 | 0.63 | 30 | gvr30100 | CEC_2009 | 8 | 2004 | 13228.1595 | 28614.3709 | 0.60-0.639 EF | 30-39 Gallons | 30 | Age 2000 to 2005 | Gas | Storage | Gas | Primary System
1744 | PP20422744 | 1980 - 1989 | 0.615 | 0.04065 | 1 | 40 | 01 - Gas Storage | rheem | 22v40f1 | 4 | 09/01/2008 | No, Unconditioned Space | No, Unconditioned Space | 01 - None |  |  |  | 2008 | 38 | -100 | -100 | -99 | 9 | 0.59 | 40 | 22v40f1 | CEC_2009 | 4 | 2008 | 0 | 0 | 0.56-0.599 EF | 40-49 Gallons | 40 | Age 2006 to 2009 | Gas | Storage | Gas
1745 | PP20422744 | 1980 - 1989 | 0.6 | -99 | 2 | 50 | 01 - Gas Storage | rheem | 41x50n | 4 |  | No, Unconditioned Space | Yes, Unconditioned Space | 01 - None |  |  |  | -99 | 40 | -100 | -100 | 6.3 | -99 |  |  | 41x50n |  | 4 | 2008 |  |  | Dont Know | 50-59 Gallons | 50 | Age 2006 to 2009 | Gas | Storage | Gas | Primary System
1746 | PP20428224 | 1900 - 1969 | 0.615 | -99 | 1 | 40 | 01 - Gas Storage | whirlpool | nu40t61-403 | 5 |  | No, Unconditioned Space | Yes, Unconditioned Space | 01 - None |  |  | Information not on name plate. | -99 | 40 | -100 | -99 | -99 | -99 |  |  | nu40t61403 |  | 5 | 2007 |  |  | Dont Know | 40-49 Gallons | 40 | Age 2006 to 2009 | Gas | Storage | Gas | Primary System
1747 | PP20461603 | Dont Know | -99 | -99 | 1 | 75 | 11 - Common Boiler | ge | gg75t6xd00 | -99 |  | Not Applicable | Yes, conditioned space | 01 - None |  |  | no ef | -100 | 70 | -100 | -99 | -100 | -99 |  |  | gg75t6xd00 |  | -100 | -100 |  |  | Dont Know | Dont Know | -99 | Dont Know | Unknown | Unknown | Not Applicable | Primary System
1748 | PP20482064 | 1900 - 1969 | 0.6 | 0.066667 | 1 | 50 | 01 - Gas Storage | reliance | 5 50 nkrto c | 15 |  | No, Unconditioned Space | No, Unconditioned Space | 01 - None |  |  | Information not on name plate. | -99 | 36 | -100 | -99 | -99 | -99 | 0.56 | 50 | 550nkrtoc | CEC_gwh1 | 15 | 1997 | 5170.86 | 3842.4017 | 0.56-0.599 EF | 50-59 Gallons | 50 | Age 1995 to 1999 | Gas | Storage | Gas | Primary System
1749 | PP20491811 | 1900 - 1969 | 0.615 | -0.00271 | 1 | 40 | 01 - Gas Storage | ao smith | fgr 40 248 | 9 |  | No, Unconditioned Space | No, Unconditioned Space | 01 - None |  |  |  | -99 | 38 | -100 | -99 | 16 | -99 | 0.61667 | 40 | fgr40248 | CEC_gwh1 | 9 | 2003 | 21145.4905 | 21161.2224 | 0.60-0.639 EF | 40-49 Gallons | 40 | Age 2000 to 2005 | Gas | Storage | Gas | Primary System
1750 | PP20507068 | 1980 - 1989 | -99 | -99 | 1 | -99 | 01 - Gas Storage | kenmore |  | 10 |  | Yes, Unconditioned Space | Yes, Unconditioned Space | 01 - None |  |  | blanket | -99 | -99 | -100 | -99 | -99 | -99 |  |  |  |  | 10 | 2002 |  |  | Dont Know | Dont Know | -99 | Age 2000 to 2005 | Gas | Storage | Gas | Primary System
1751 | PP20513782 | 1970 - 1979 | -99 | -99 | 1 | -99 | 01 - Gas Storage | Dont Know |  | 15 |  | Yes, Unconditioned Space | No, Unconditioned Space | 01 - None |  |  | tight ext. tank wrap, couldn't access nameplate | -99 | -99 | -100 | -99 | -99 | -99 |  |  |  |  | 15 | 1997 |  |  | Dont Know | Dont Know | -99 | Age 1995 to 1999 | Gas | Storage | Gas | Primary System
1752 | PP20514809 | 1980 - 1989 | -99 | -99 | 1 | -99 | 01 - Gas Storage | galaxie | crgvf90-533t | 14 |  | No, Unconditioned Space | No, Unconditioned Space | 01 - None |  |  |  | -99 | -99 | -100 | -99 | 8.3 | -99 |  |  | crgvf90533t |  | 14 | 1998 |  |  | Dont Know | Dont Know | -99 | Age 1995 to 1999 | Gas | Storage | Gas | Primary System
1753 | PP20519440 | 2000 - 2012 | 0.6 | -99 | 1 | 50 | 01 - Gas Storage | state select | gs650y0ct | 7 | 11/01/2004 | No, Unconditioned Space | No, Unconditioned Space | 01 - None |  |  | limited nameplate info | 2004 | 40 | -100 | -99 | -99 | 11 |  |  | gs650y0ct |  | 8 | 2004 |  |  | Dont Know | 50-59 Gallons | 50 | Age 2000 to 2005 | Gas | Storage | Gas | Primary System
1754 | PP20521689 | 1970 - 1979 | 0.615 | -99 | 1 | 40 | 01 - Gas Storage | reliance | 840 narto | 6 |  | No, Unconditioned Space | No, Unconditioned Space | 01 - None |  |  |  | -99 | 40 | -100 | -99 | -99 | -99 |  |  | 840narto |  | 6 | 2006 |  |  | Dont Know | 40-49 Gallons | 40 | Age 2006 to 2009 | Gas | Storage | Gas | Primary System
1755 | PP20561654 | 1900 - 1969 | #N/A | #N/A | 1 | 48 | 01 - Gas Storage | ge | geun0510u06575 | 1 | 05/01/2010 | No, Unconditioned Space | Yes, Unconditioned Space | 01 - None |  |  |  | 2010 | 40 | -100 | -99 | -99 | 5 |  |  | geun0510u06575 |  | 2 | 2010 |  |  | Dont Know | 40-49 Gallons | 48 | Age 2010 to 2012 | Gas | Storage | Gas | Primary System
1756 | PP20587904 | 1980 - 1989 | 0.6 | -0.033333 | 1 | 50 | 01 - Gas Storage | kenmore | 153.330552 | 6 |  | No, Unconditioned Space | Yes, Unconditioned Space | 01 - None |  |  |  | -99 | 40 | -100 | -99 | -99 | -99 | 0.62 | 50 | 153330552 | CEC_2009 | 6 | 2006 | 12545.6974 | 9799.1559 | 0.60-0.639 EF | 50-59 Gallons | 50 | Age 2006 to 2009 | Gas | Storage | Gas | Primary System
1757 | PP20592180 | 2000 - 2012 | 0.6 | -0.05 | 1 | 50 | 01 - Gas Storage | Bradford white | m45036fbn5 | 7 |  | No, Unconditioned Space | Yes, Unconditioned Space | 01 - None |  |  | no Ef r value | -99 | 40 | -100 | -99 | -99 | -99 | 0.63 | 50 | m45036fbn5 | CEC_2009 | 7 | 2005 | 13228.1595 | 16649.0634 | 0.60-0.639 EF | 50-59 Gallons | 50 | Age 2000 to 2005 | Gas | Storage | Gas | Primary System
1758 | PP20594252 | 1995 - 1999 | 0.6 | -0.033333 | 1 | 50 | 01 - Gas Storage | ge | sg50t12avg00 | 10 | 12/01/2004 | No, Unconditioned Space | Yes, Unconditioned Space | 01 - None |  |  | limited nameplate info | 2004 | 40 | -100 | -99 | -99 | 12 | 0.62 | 50 | sg50t12avg00 | CEC_gwh1 | 8 | 2004 | 7287.27 | 5065.2358 | 0.60-0.639 EF | 50-59 Gallons | 50 | Age 2000 to 2005 | Gas | Storage | Gas | Primary System
1759 | PP20603692 | 1970 - 1979 | 0.615 | -0.02439 | 1 | 40 | 01 - Gas Storage | kenmore | 153.331444 | 4 |  | Yes, Unconditioned Space | No, Unconditioned Space | 01 - None |  |  | m | -99 | 40 | -100 | -99 | -99 | -99 | 0.63 | 40 | 153331444 | CEC_2009 | 4 | 2008 | 3807.7146 | 2646.6663 | 0.60-0.639 EF | 40-49 Gallons | 40 | Age 2006 to 2009 | Gas | Storage | Gas | Primary System
1760 | PP20665795 | 1970 - 1979 | 0.615 | -99 | 1 | 40 | 01 - Gas Storage | reliance | 5 40 n0rt6 | 20 |  | Yes, conditioned space | No, Conditioned Space | 01 - None |  |  |  | -99 | 32 | -100 | -100 | -99 | -99 |  |  | 540n0rt6 |  | 20 | 1992 |  |  | Dont Know | 40-49 Gallons | 40 | Age 1990 to 1994 | Gas | Storage | Gas | Primary System
1761 | PP20666237 | Dont Know | -99 | -99 | 1 | -99 | 13 - Common Building | Dont Know |  | -99 |  | Not Applicable | No, Unconditioned Space | Dont Know | shared dhw system, could not access | dk |  | -100 | -99 | -100 | -99 | -100 | -99 |  |  |  |  | -100 | -100 |  |  | Dont Know | Dont Know | -99 | Dont Know | Unknown | Unknown | Not Applicable | Primary System
1762 | PP20685780 | 2000 - 2012 | 0.743 | -99 | 1 | 75 | 01 - Gas Storage | state select | pr675nrrt | 8 |  | No, Unconditioned Space | Yes, Unconditioned Space | 01 - None |  |  | Information not on name plate. | -99 | 75.1 | -100 | -99 | -99 | -99 |  | 75 | pr675nrrt | CEC_gwh1 | 8 | 2004 | 4918.2753 | 3654.7092 | Dont Know | 70-79 Gallons | 75 | Age 2000 to 2005 | Gas | Storage | Gas | Primary System
1763 | PP20693874 | 1995 - 1999 | 0.615 | 0.073171 | 1 | 40 | 01 - Gas Storage | Bradford white | mi40t6en12 | 10 |  | No, Unconditioned Space | Yes, Unconditioned Space | 01 - None |  |  | no Ef r value | -99 | 40 | -100 | -99 | -99 | -99 | 0.57 | 40 | mi40t6en12 | CEC_gwh1 | 10 | 2002 | 4918.2753 | 3654.7092 | 0.56-0.599 EF | 40-49 Gallons | 40 | Age 2000 to 2005 | Gas | Storage | Gas | Primary System
1764 | PP20711302 | 2000 - 2012 | -99 | -99 | 1 | -99 | 01 - Gas Storage | rheem |  | 3 |  | Yes, Unconditioned Space | No, Unconditioned Space | 01 - None |  |  | wrap | -99 | -99 | -100 | -99 | -99 | -99 |  |  |  |  | 3 | 2009 |  |  | Dont Know | Dont Know | -99 | Age 2006 to 2009 | Gas | Storage | Gas | Primary System
1765 | PP20720351 | 1900 - 1969 | 0.743 | 0.28668 | 1 | 75 | 01 - Gas Storage | rheem | 22vr75-70n | 6 | 12/01/2006 | No, Unconditioned Space | No, Unconditioned Space | 01 - None |  |  | no Ef r value | 2006 | 70 | -100 | -99 | -99 | 12 | 0.53 | 75 | 22vr7570n | CEC_2009 | 6 | 2006 | 4282.9548 | 3635.4197 | 0.52-0.559 EF | 70-79 Gallons | 75 | Age 2006 to 2009 | Gas | Storage | Gas | Primary System
1766 | PP20739660 | 1980 - 1989 | 0.6 | -99 | 1 | 50 | 01 - Gas Storage | american |  | 5 |  | No, Unconditioned Space | No, Unconditioned Space | 01 - None |  |  | nameplate was covered | -99 | -99 | -100 | -99 | -99 | -99 |  |  |  |  | 5 | 2007 |  |  | Dont Know | 50-59 Gallons | 50 | Age 2006 to 2009 | Gas | Storage | Gas | Primary System
1767 | PP20767517 | 2000 - 2012 | 0.6 | -0.0083333 | 1 | 50 | 01 - Gas Storage | state select | pr650noct32w | 12 |  | No, Unconditioned Space | Yes, Unconditioned Space | 01 - None |  |  |  | -99 | 36 | -100 | -99 | -99 | -99 | 0.605 | 50 | pr650noct32w | CEC_gwh1 | 12 | 2000 | 4372.5394 | 3039.2647 | 0.60-0.639 EF | 50-59 Gallons | 50 | Age 2000 to 2005 | Gas | Storage | Gas | Primary System
1768 | PP20780820 | 1900 - 1969 | 0.615 | 0.04065 | 1 | 40 | 01 - Gas Storage | kenmore | 153.333445 | 8 | 07/01/2003 | Yes, Unconditioned Space | No, Unconditioned Space | 01 - None |  |  |  | 2003 | 32 | -100 | 0.59 | -99 | 7 | 0.59 | 40 | 153333445 | CEC_2009 | 9 | 2003 | 9877.578 | 8384.1982 | 0.56-0.599 EF | 40-49 Gallons | 40 | Age 2000 to 2005 | Gas | Storage | Gas | Primary System
1769 | PP20823727 | 2000 - 2012 | 0.6 | -99 | 1 | 50 | 01 - Gas Storage | bradford white |  | 7 |  | No, Unconditioned Space | No, Unconditioned Space | 01 - None |  |  | earthquake straps covered nameplate | -99 | -99 | -100 | -99 | -99 | -99 |  |  |  |  | 7 | 2005 |  |  | Dont Know | 50-59 Gallons | 50 | Age 2000 to 2005 | Gas | Storage | Gas | Primary System
1770 | PP20849401 | 1900 - 1969 | 0.63 | -99 | 1 | 30 | 01 - Gas Storage | Dont Know |  | 20 |  | Yes, conditioned space | Yes, conditioned space | 01 - None |  |  | blanket | -99 | -99 | -100 | -99 | -99 | -99 |  |  |  |  | 20 | 1992 |  |  | Dont Know | 30-39 Gallons | 30 | Age 1990 to 1994 | Gas | Storage | Gas | Primary System
1771 | PP20882859 | 1900 - 1969 | 0.6 | 0.033333 | 1 | 50 | 01 - Gas Storage | kenmore | 153.330952 | 1 | 07/01/2010 | No, Unconditioned Space | Yes, Unconditioned Space | 01 - None |  |  | Information not on name plate. | 2010 | 40 | -100 | -99 | -99 | 7 | 0.58 | 50 | 153330952 | CEC_2009 | 2 | 2010 | 3410.6448 | 3378.2304 | 0.56-0.599 EF | 50-59 Gallons | 50 | Age 2010 to 2012 | Gas | Storage | Gas | Primary System
1772 | PP20887608 | 2000 - 2012 | 0.615 | -0.00271 | 1 | 40 | 01 - Gas Storage | a.o.smith | fgr 40 248e | 10 | 05/01/2003 | No, Unconditioned Space | Yes, Unconditioned Space | 01 - None |  |  |  | 2003 | 38 | -100 | -100 | 16 | 5 | 0.61667 | 40 | fgr40248e | CEC_gwh1 | 9 | 2003 | 14406.6881 | 45869.7709 | 0.60-0.639 EF | 40-49 Gallons | 40 | Age 2000 to 2005 | Gas | Storage | Gas | Primary System
250 | DD21970646 | 1900 - 1969 | 0.6 | -99 | 1 | -100 | 04 - Gas Instantaneous | noritz | N-069M-OD | 6 | 07/01/2006 | Not Applicable | Yes, Unconditioned Space | 01 - None |  |  |  | 2006 | 190 | -100 | -99 | -100 | 7 |  |  | N069MOD |  | 6 | 2006 |  |  | Dont Know | Tankless | -100 | Age 2006 to 2009 | Gas | Instantaneous | Gas | Primary System
251 | DD21990114 | 1980 - 1989 | 0.6 | 0.083333 | 1 | 50 | 01 - Gas Storage | american water heater co | g81-50t40-3nx | 6 | 03/01/2007 | No, Unconditioned Space | No, Unconditioned Space | 01 - None |  |  | not listed | 2007 | 40 | -100 | -99 | -99 | 3 | 0.55 | 50 | g8150t403nx | CEC_gwh1 | 5 | 2007 | 2220.9802 | 2335.846 | 0.52-0.559 EF | 50-59 Gallons | 50 | Age 2006 to 2009 | Gas | Storage | Gas | Primary System
252 | DD22062989 | 1970 - 1979 | 0.615 | 0.089431 | 1 | 40 | 01 - Gas Storage | rheem | 2v40-7 | 14 | 09/01/1998 | No, Conditioned Space | Yes, Unconditioned Space | 01 - None |  |  | not on lable | 1998 | 34 | -100 | -99 | -99 | 9 | 0.56 | 40 | 2v407 | CEC_gwh1 | 14 | 1998 | 5265.6511 | 2997.8999 | 0.56-0.599 EF | 40-49 Gallons | 40 | Age 1995 to 1999 | Gas | Storage | Gas | Primary System
253 | DD22151180 | 1970 - 1979 | 0.6 | 0.033333 | 1 | 50 | 01 - Gas Storage | ge | pg50t09avh00 | 8 |  | No, Conditioned Space | Yes, conditioned space | 01 - None |  |  | n/a | -99 | 38 | -100 | -99 | -99 | -99 | 0.58 | 50 | pg50t09avh00 | CEC_2009 | 8 | 2004 | 2205.2579 | 1321.3796 | 0.56-0.599 EF | 50-59 Gallons | 50 | Age 2000 to 2005 | Gas | Storage | Gas | Primary System
254 | DD22151180 | 1970 - 1979 | 0.6 | -0.35 | 2 | -100 | 04 - Gas Instantaneous | noritz america | n-069m | 8 |  | Not Applicable | No, Unconditioned Space | 01 - None |  |  | n/a | -99 | 194 | -100 | -99 | -100 | -99 | 0.81 | 0.2 | n069m | CEC_2009 | 8 | 2004 | 0 | 0 | 0.80-0.839 EF | Tankless | -100 | Age 2000 to 2005 | Gas | Instantaneous | Gas
1016 | EG10667616 | 1990 - 1994 | 0.6 | 0.033333 | 1 | 50 | 01 - Gas Storage | Bradford white | u15036frn | 4 |  | No, Unconditioned Space | No, Unconditioned Space | 01 - None |  |  |  | -99 | 40 | -100 | -100 | -99 | -99 | 0.58 | 50 | u15036frn | CEC_2009 | 4 | 2008 | 7491.9812 | 6630.6289 | 0.56-0.599 EF | 50-59 Gallons | 50 | Age 2006 to 2009 | Gas | Storage | Gas | Primary System
1017 | EG10673149 | 2000 - 2012 | 0.615 | -0.0081301 | 1 | 40 | 01 - Gas Storage | ao smith | gvr 40 100 | 7 | 06/01/2007 | No, Unconditioned Space | No, Unconditioned Space | 01 - None |  |  | not listed on nameplate | 2007 | 40 | -100 | -99 | -99 | 6 | 0.62 | 40 | gvr40100 | CEC_2009 | 5 | 2007 | 4318.8369 | 3806.2598 | 0.60-0.639 EF | 40-49 Gallons | 40 | Age 2006 to 2009 | Gas | Storage | Gas | Primary System
1018 | EX06619530 | 1900 - 1969 | -99 | -99 | 1 | -99 | 03 - Electric Storage | american |  | 8 |  | Yes, Unconditioned Space | No, Unconditioned Space | 01 - None |  |  | no Ef and r value | -99 | -100 | -99 | -99 | -99 | -99 |  |  |  |  | 8 | 2004 |  |  | Dont Know | Dont Know | -99 | Age 2000 to 2005 | Electric | Storage | Electric | Primary System
1019 | EG10673149 | 2000 - 2012 | 0.615 | -0.0081301 | 2 | 40 | 01 - Gas Storage | ao smith | gvr 40 100 | 7 | 06/01/2007 | No, Unconditioned Space | No, Unconditioned Space | 01 - None |  |  | not listed on nameplate | 2007 | 40 | -100 | -99 | -99 | 6 | 0.62 | 40 | gvr40100 | CEC_2009 | 5 | 2007 | 0 | 0 | 0.60-0.639 EF | 40-49 Gallons | 40 | Age 2006 to 2009 | Gas | Storage | Gas
1020 | EG10675004 | 2000 - 2012 | 0.6 | -0.033333 | 1 | 50 | 01 - Gas Storage | ao smith | gvr 50 100 | 7 | 02/01/2004 | No, Unconditioned Space | Yes, Unconditioned Space | 01 - None |  |  | none | 2004 | 40 | -100 | -99 | -99 | 2 | 0.62 | 50 | gvr50100 | CEC_2009 | 8 | 2004 | 15188.4774 | 10098.3599 | 0.60-0.639 EF | 50-59 Gallons | 50 | Age 2000 to 2005 | Gas | Storage | Gas | Primary System
1021 | EG10675368 | 1970 - 1979 | 0.615 | 0.073171 | 1 | 40 | 01 - Gas Storage | bradford white | mi40t6en12 | 10 |  | No, Unconditioned Space | No, Unconditioned Space | 01 - None |  |  | info not on nameplate | -99 | 40 | -100 | -99 | -99 | -99 | 0.57 | 40 | mi40t6en12 | CEC_gwh1 | 10 | 2002 | 15188.4774 | 25817.2281 | 0.56-0.599 EF | 40-49 Gallons | 40 | Age 2000 to 2005 | Gas | Storage | Gas | Primary System
1022 | EG10713766 | 2000 - 2012 | 0.615 | -0.0081301 | 1 | 40 | 01 - Gas Storage | ge | gg40t06txk00 | 3 | 12/01/2009 | No, Unconditioned Space | No, Unconditioned Space | 01 - None |  |  | not listed on nameplate | 2009 | 38 | -100 | -99 | -99 | 12 | 0.62 | 40 | gg40t06txk00 | CEC_2009 | 3 | 2009 | 6716.725 | 4465.7475 | 0.60-0.639 EF | 40-49 Gallons | 40 | Age 2006 to 2009 | Gas | Storage | Gas | Primary System
1023 | EG10730414 | 1900 - 1969 | 0.63 | 0.095238 | 1 | 30 | 01 - Gas Storage | ge | gg30t6xa | -99 |  | No, Unconditioned Space | No, Unconditioned Space | 01 - None |  |  | not on nameplate | -99 | 32 | -100 | -99 | 6.7 | -99 | 0.57 | 30 | gg30t6xa | CEC_gwh1 | -99 | -99 | 8562.82 | 23932.1995 | 0.56-0.599 EF | 30-39 Gallons | 30 | Dont Know | Gas | Storage | Gas | Primary System
1024 | EG10747048 | 1900 - 1969 | 0.615 | 0.089431 | 1 | 40 | 01 - Gas Storage | ge | pg40t9xa | 12 |  | No, Unconditioned Space | No, Unconditioned Space | 01 - None |  |  |  | -99 | 40 | -100 | -100 | -99 | -99 | 0.56 | 40 | pg40t9xa | CEC_gwh1 | 12 | 2000 | 15188.4774 | 14638.5642 | 0.56-0.599 EF | 40-49 Gallons | 40 | Age 2000 to 2005 | Gas | Storage | Gas | Primary System
1025 | EG10777650 | 1970 - 1979 | 0.6 | 0.033333 | 1 | -99 | 01 - Gas Storage | rliance | 10 50 nart971c | -99 |  | No, Conditioned Space | Yes, conditioned space | 01 - None |  |  | no info | -99 | 40 | -100 | -99 | -99 | -99 | 0.58 | 50 | 1050nart971c | CEC_gwh1 | -99 | -99 | 2434.48 | 1618.6122 | 0.56-0.599 EF | 50-59 Gallons | 50 | Dont Know | Gas | Storage | Gas | Primary System
1026 | EG10808763 | 1900 - 1969 | #N/A | #N/A | 1 | 38 | 03 - Electric Storage | ruud | pe2s40-2 | -99 | 04/01/2008 | No, Conditioned Space | No, Conditioned Space | 01 - None |  |  | don't know | 2008 | -100 | 4.5 | -99 | -99 | 4 | 0.92 | 38 | pe2s402 | CEC_2009 | 4 | 2008 | 6716.725 | 15038.3115 | 0.92-0.959 EF | 30-39 Gallons | 38 | Age 2006 to 2009 | Electric | Storage | Electric | Primary System
1027 | EG10847506 | 1900 - 1969 | 0.63 | 0.095238 | 1 | 30 | 01 - Gas Storage | ge | gg30t6xa | 10 |  | No, Conditioned Space | No, Conditioned Space | 01 - None |  |  |  | -99 | 32 | -100 | -100 | -99 | -99 | 0.57 | 30 | gg30t6xa | CEC_gwh1 | 10 | 2002 | 16358.3855 | 22692.1547 | 0.56-0.599 EF | 30-39 Gallons | 30 | Age 2000 to 2005 | Gas | Storage | Gas | Primary System
1028 | EG10866452 | 1970 - 1979 | 0.615 | 0.10569 | 1 | 40 | 01 - Gas Storage | state select | PR6 40 NOMT2 | 11 |  | No, Unconditioned Space | No, Unconditioned Space | 01 - None |  |  |  | -99 | 38 | -100 | -100 | -99 | -99 | 0.55 | 40 | PR640NOMT2 | CEC_gwh1 | 11 | 2001 | 2238.1081 | 2621.2307 | 0.52-0.559 EF | 40-49 Gallons | 40 | Age 2000 to 2005 | Gas | Storage | Gas | Primary System
1029 | EG10867384 | 1900 - 1969 | 0.63 | 0.1039 | 1 | 30 | 01 - Gas Storage | a.o.smith | fsgh30248e | -99 |  | No, Unconditioned Space | No, Unconditioned Space | 01 - None |  |  |  | -99 | 38 | -100 | -100 | -99 | -99 | 0.56455 | 30 | fsgh30248e | CEC_gwh1 | -99 | -99 | 9222.38 | 5989.1917 | 0.56-0.599 EF | 30-39 Gallons | 30 | Dont Know | Gas | Storage | Gas | Primary System
1030 | EG10882706 | 1970 - 1979 | #N/A | #N/A | 1 | 38 | 01 - Gas Storage | ge | pg38t09axk00 | 1 | 06/01/2011 | No, Unconditioned Space | No, Unconditioned Space | 01 - None |  |  | n/a | 2011 | 38 | -100 | -99 | -99 | 6 | 0.6 | 40 | pg38t09axk00 | CEC_2009 | 1 | 2011 | 7868.5333 | 8626.8642 | 0.60-0.639 EF | 30-39 Gallons | 38 | Age 2010 to 2012 | Gas | Storage | Gas | Primary System
1031 | EG10888024 | 1900 - 1969 | #N/A | #N/A | 1 | 38 | 01 - Gas Storage | state industries | gs640xbrt | 8 | 01/01/2004 | No, Conditioned Space | No, Conditioned Space | 01 - None |  |  |  | 2004 | 40 | -100 | 0.57 | -99 | 1 |  |  | gs640xbrt |  | 8 | 2004 |  |  | Dont Know | 30-39 Gallons | 38 | Age 2000 to 2005 | Gas | Storage | Gas | Primary System
1032 | EG10901354 | 2000 - 2012 | 0.6 | -99 | 1 | -100 | 04 - Gas Instantaneous | rinnai | r75-lsi | 2 | 06/01/2009 | Not Applicable | No, Unconditioned Space | 01 - None |  |  | not listed | 2009 | 180 | -100 | -99 | -100 | 6 |  |  | r75lsi |  | 3 | 2009 |  |  | Dont Know | Tankless | -100 | Age 2006 to 2009 | Gas | Instantaneous | Gas | Primary System
1033 | EG10915237 | 2000 - 2012 | 0.6 | -0.033333 | 1 | 50 | 01 - Gas Storage | a.o. smith | gvr 50 100 | 7 | 01/01/2005 | No, Unconditioned Space | Yes, Unconditioned Space | 01 - None |  |  | info not on nameplate | 2005 | 40 | -100 | -99 | -99 | 1 | 0.62 | 50 | gvr50100 | CEC_2009 | 7 | 2005 | 7713.0636 | 5507.6668 | 0.60-0.639 EF | 50-59 Gallons | 50 | Age 2000 to 2005 | Gas | Storage | Gas | Primary System
1034 | EX09290904 | 1990 - 1994 | -99 | -99 | 1 | -99 | 02 - Propane Storage | Dont Know |  | 22 |  | Yes, Unconditioned Space | Yes, Unconditioned Space | 01 - None |  |  | nameplate | -99 | -99 | -100 | -99 | -99 | -99 |  |  |  |  | 22 | 1990 |  |  | Dont Know | Dont Know | -99 | Age 1990 to 1994 | Propane | Storage | Propane
1035 | EG11363950 | 2000 - 2012 | 0.6 | -0.033333 | 1 | 50 | 01 - Gas Storage | Bradford white | m450s6en12 | 10 |  | No, Unconditioned Space | Yes, Unconditioned Space | 01 - None |  |  | no data | -99 | 40 | -100 | -99 | -99 | -99 | 0.62 | 50 | m450s6en12 | CEC_2009 | 10 | 2002 | 4318.2088 | 2871.0466 | 0.60-0.639 EF | 50-59 Gallons | 50 | Age 2000 to 2005 | Gas | Storage | Gas | Primary System
1036 | EG10975473 | 1980 - 1989 | 0.615 | -99 | 1 | 40 | 01 - Gas Storage | hoyt | n 40 ffhmev | -99 |  | No, Conditioned Space | Yes, conditioned space | 01 - None |  |  | info not on nameplate | -99 | 32 | -100 | -99 | 16.67 | -99 |  |  | n40ffhmev |  | -99 | -99 |  |  | Dont Know | 40-49 Gallons | 40 | Dont Know | Gas | Storage | Gas | Primary System
1037 | EG10977882 | 1900 - 1969 | 0.615 | -99 | 1 | 40 | 01 - Gas Storage | premier plus | g62-40t34-3n | -99 | 04/01/2007 | No, Unconditioned Space | No, Unconditioned Space | 01 - None |  |  |  | 2007 | 34 | -100 | -100 | -99 | 4 |  |  | g6240t343n |  | 5 | 2007 |  |  | Dont Know | 40-49 Gallons | 40 | Age 2006 to 2009 | Gas | Storage | Gas | Primary System
1038 | EG11000006 | 1900 - 1969 | 0.615 | -99 | 1 | 40 | 01 - Gas Storage | aosmith | fr40248 | -99 | 01/01/1999 | No, Unconditioned Space | No, Unconditioned Space | 01 - None |  |  |  | 1999 | 38 | -100 | -100 | 16 | -99 |  |  | fr40248 |  | 13 | 1999 |  |  | Dont Know | 40-49 Gallons | 40 | Age 1995 to 1999 | Gas | Storage | Gas | Primary System
1039 | EG11058304 | 1980 - 1989 | 0.615 | 0.04065 | 1 | 40 | 01 - Gas Storage | reliance | 640ubrt200 | 1 |  | No, Unconditioned Space | Yes, Unconditioned Space | 01 - None |  |  |  | -99 | 40 | -100 | -100 | -99 | -99 | 0.59 | 40 | 640ubrt200 | CEC_2009 | 1 | 2011 | 15494.6267 | 36157.4274 | 0.56-0.599 EF | 40-49 Gallons | 40 | Age 2010 to 2012 | Gas | Storage | Gas | Primary System
1040 | EG11071455 | 2000 - 2012 | -99 | -99 | 1 | -99 | 01 - Gas Storage | Dont Know |  | 12 |  | Yes, Unconditioned Space | Yes, Unconditioned Space | 01 - None |  |  | dhw wrapped tight | -99 | -99 | -100 | -99 | -99 | -99 |  |  |  |  | 12 | 2000 |  |  | Dont Know | Dont Know | -99 | Age 2000 to 2005 | Gas | Storage | Gas | Primary System
1041 | EG11105298 | 2000 - 2012 | 0.6 | 0.05 | 1 | 50 | 01 - Gas Storage | Bradford white | m45036fbn | 5 |  | No, Unconditioned Space | Yes, Unconditioned Space | 01 - None |  |  | info not provided | -99 | 40 | -100 | -99 | -99 | -99 | 0.57 | 50 | m45036fbn | CEC_gwh1 | 5 | 2007 | 3760.4021 | 2500.1778 | 0.56-0.599 EF | 50-59 Gallons | 50 | Age 2006 to 2009 | Gas | Storage | Gas | Primary System
1042 | EG11107315 | 1970 - 1979 | 0.615 | -99 | 1 | 40 | 01 - Gas Storage | Bradford white | m140t6fbn7 | 6 |  | No, Unconditioned Space | No, Unconditioned Space | 01 - None |  |  |  | -99 | 40 | -100 | -100 | -99 | -99 |  |  | m140t6fbn7 |  | 6 | 2006 |  |  | Dont Know | 40-49 Gallons | 40 | Age 2006 to 2009 | Gas | Storage | Gas | Primary System
1043 | EG11132848 | 1995 - 1999 | 0.615 | -0.02439 | 1 | 40 | 01 - Gas Storage | Bradford white | m4403t6en12 | -99 |  | No, Unconditioned Space | No, Unconditioned Space | 01 - None |  |  |  | -99 | 36 | -100 | -100 | -99 | -99 | 0.63 | 40 | m4403t6en12 | CEC_2009 | -99 | -99 | 4348.4 | 2891.1198 | 0.60-0.639 EF | 40-49 Gallons | 40 | Dont Know | Gas | Storage | Gas | Primary System
1044 | EG11141570 | 2000 - 2012 | 0.6 | 0.11667 | 1 | 50 | 01 - Gas Storage | rheem | 42vr50-40f | 8 |  | No, Conditioned Space | Yes, conditioned space | 01 - None |  |  | not listed | -99 | 40 | -100 | -99 | -99 | -99 | 0.53 | 50 | 42vr5040f | CEC_gwh1 | 8 | 2004 | 7713.0636 | 20957.3841 | 0.52-0.559 EF | 50-59 Gallons | 50 | Age 2000 to 2005 | Gas | Storage | Gas | Primary System
1045 | EG11148489 | 1995 - 1999 | 0.6 | -0.033333 | 1 | 50 | 01 - Gas Storage | Bradford white | m450s6en12 | -99 | 01/01/1999 | No, Unconditioned Space | Yes, Unconditioned Space | 01 - None |  |  | no data | 1999 | 40 | -100 | -99 | -99 | 1 | 0.62 | 50 | m450s6en12 | CEC_2009 | 13 | 1999 | 8109.1784 | 8890.7015 | 0.60-0.639 EF | 50-59 Gallons | 50 | Age 1995 to 1999 | Gas | Storage | Gas | Primary System
1046 | EG11156498 | 1970 - 1979 | 0.615 | 0.065041 | 1 | 40 | 01 - Gas Storage | reliance | 5 40 norto cf | 2 | 04/01/1991 | No, Unconditioned Space | No, Unconditioned Space | 01 - None |  |  | info missing | 1991 | 32 | -100 | -99 | -99 | 4 | 0.575 | 40 | 540nortocf | CEC_gwh1 | 21 | 1991 | 16851.3674 | 19839.3471 | 0.56-0.599 EF | 40-49 Gallons | 40 | Age 1990 to 1994 | Gas | Storage | Gas | Primary System
1047 | EG11157329 | 1980 - 1989 | 0.615 | 0.04065 | 1 | 40 | 01 - Gas Storage | ge | gg40t06avg01 | 6 | 07/01/2006 | No, Conditioned Space | No, Conditioned Space | 01 - None |  |  | info not on nameplate | 2006 | 36 | -100 | -99 | -99 | 7 | 0.59 | 40 | gg40t06avg01 | CEC_2009 | 6 | 2006 | 14245.2834 | 8036.5973 | 0.56-0.599 EF | 40-49 Gallons | 40 | Age 2006 to 2009 | Gas | Storage | Gas | Primary System
1048 | EG11177833 | 1970 - 1979 | 0.615 | -99 | 1 | 40 | 01 - Gas Storage | kenmore | 153.332462 | -99 | 01/01/2000 | No, Unconditioned Space | No, Unconditioned Space | 01 - None |  |  |  | 2000 | 32 | -100 | -100 | -99 | -99 |  |  | 153332462 |  | 12 | 2000 |  |  | Dont Know | 40-49 Gallons | 40 | Age 2000 to 2005 | Gas | Storage | Gas | Primary System
1049 | EG11215970 | 1970 - 1979 | 0.615 | -99 | 1 | 40 | 01 - Gas Storage | kenmore | 153.33645 | -99 |  | No, Unconditioned Space | No, Unconditioned Space | 01 - None |  |  | no info | -99 | 35.5 | -100 | 0.56 | -99 | -99 |  |  | 15333645 |  | -99 | -99 |  |  | Dont Know | 40-49 Gallons | 40 | Dont Know | Gas | Storage | Gas | Primary System
1050 | EG11221958 | 2000 - 2012 | 0.743 | -99 | 1 | 75 | 01 - Gas Storage | Dont Know |  | 6 |  | Yes, Unconditioned Space | Yes, Unconditioned Space | 04 - Timer/Temperature |  |  |  | -99 | -99 | -100 | -100 | -99 | -99 |  |  |  |  | 6 | 2006 |  |  | Dont Know | 70-79 Gallons | 75 | Age 2006 to 2009 | Gas | Storage | Gas | Primary System
1051 | EG11223222 | Dont Know | 0.63 | -99 | 1 | 30 | 01 - Gas Storage | american | gv2f333tn | -99 |  | No, Conditioned Space | No, Conditioned Space | 01 - None |  |  |  | -99 | 30 | -100 | -100 | 16.7 | -99 |  |  | gv2f333tn |  | -99 | -99 |  |  | Dont Know | 30-39 Gallons | 30 | Dont Know | Gas | Storage | Gas | Primary System
1052 | EG11237902 | 1970 - 1979 | 0.743 | -99 | 1 | 75 | 01 - Gas Storage | american water heater co. | g62-75t75-4nov | 2 |  | No, Unconditioned Space | No, Unconditioned Space | 01 - None |  |  | info not on nameplate | -99 | 75.1 | -100 | -99 | -99 | -99 |  |  | g6275t754nov |  | 2 | 2010 |  |  | Dont Know | 70-79 Gallons | 75 | Age 2010 to 2012 | Gas | Storage | Gas | Primary System
1053 | EG11241325 | 1990 - 1994 | 0.6 | 0.083333 | 1 | 50 | 01 - Gas Storage | Bradford white | mi5036en10 | -99 |  | No, Unconditioned Space | No, Unconditioned Space | 01 - None |  |  | nameplate | -99 | 40 | -100 | -99 | -99 | -99 | 0.55 | 50 | mi5036en10 | CEC_gwh1 | -99 | -99 | 2796.01 | 2464.1682 | 0.52-0.559 EF | 50-59 Gallons | 50 | Dont Know | Gas | Storage | Gas | Primary System
1054 | EG11273476 | 1970 - 1979 | #N/A | #N/A | 1 | 38 | 01 - Gas Storage | ge | gg38t06axk00 | 1 | 05/01/2010 | No, Conditioned Space | No, Conditioned Space | 01 - None |  |  |  | 2010 | 38 | -100 | -100 | -99 | 5 | 0.6 | 40 | gg38t06axk00 | CEC_2009 | 2 | 2010 | 16688.1162 | 9414.7421 | 0.60-0.639 EF | 30-39 Gallons | 38 | Age 2010 to 2012 | Gas | Storage | Gas | Primary System
1055 | EG11295041 | 1990 - 1994 | 0.6 | -99 | 1 | 50 | 01 - Gas Storage | rheem | 41v50sn | -99 | 06/01/2003 | No, Unconditioned Space | No, Unconditioned Space | 01 - None |  |  | not listed | 2003 | 40 | -100 | -99 | -99 | 6 |  |  | 41v50sn |  | 9 | 2003 |  |  | Dont Know | 50-59 Gallons | 50 | Age 2000 to 2005 | Gas | Storage | Gas | Primary System
1056 | EG11336255 | 1900 - 1969 | 0.615 | -99 | 1 | 40 | 01 - Gas Storage | Dont Know |  | -99 |  | Yes, conditioned space | No, Conditioned Space | 01 - None |  |  |  | -99 | -99 | -100 | -100 | -99 | -99 |  |  |  |  | -99 | -99 |  |  | Dont Know | 40-49 Gallons | 40 | Dont Know | Gas | Storage | Gas | Primary System
1057 | EG11341265 | 2000 - 2012 | 0.6 | -0.033333 | 1 | 50 | 01 - Gas Storage | Bradford white | m450s6en12 | 10 |  | No, Unconditioned Space | Yes, Unconditioned Space | 01 - None |  |  | no data | -99 | 40 | -100 | -99 | -99 | -99 | 0.62 | 50 | m450s6en12 | CEC_2009 | 10 | 2002 | 8603.319 | 5587.1615 | 0.60-0.639 EF | 50-59 Gallons | 50 | Age 2000 to 2005 | Gas | Storage | Gas | Primary System
1058 | EG11346319 | 1900 - 1969 | 0.615 | -0.02439 | 1 | 40 | 01 - Gas Storage | Bradford white | m4403t6en12 | -99 |  | No, Conditioned Space | No, Conditioned Space | 01 - None |  |  | do not know | -99 | 40 | -100 | -99 | -99 | -99 | 0.63 | 40 | m4403t6en12 | CEC_2009 | -99 | -99 | 2796.01 | 2464.1682 | 0.60-0.639 EF | 40-49 Gallons | 40 | Dont Know | Gas | Storage | Gas | Primary System
1059 | EG11346319 | 1900 - 1969 | -99 | -99 | 2 | -99 | 03 - Electric Storage | Dont Know |  | -99 |  | No, Conditioned Space | No, Conditioned Space | 01 - None |  |  | could not access | -99 | -100 | -99 | -99 | -99 | -99 |  |  |  |  | -99 | -99 |  |  | Dont Know | Dont Know | -99 | Dont Know | Electric | Storage | Electric
1060 | EG11353118 | 1900 - 1969 | 0.615 | 0.04065 | 1 | 40 | 01 - Gas Storage | whirlpool | fg1f4034t3nov | 5 |  | No, Unconditioned Space | No, Unconditioned Space | 01 - None |  |  |  | -99 | 34 | -100 | -100 | -99 | -99 | 0.59 | 40 | fg1f4034t3nov | CEC_2009 | 5 | 2007 | 5151.8937 | 7579.119 | 0.56-0.599 EF | 40-49 Gallons | 40 | Age 2006 to 2009 | Gas | Storage | Gas | Primary System
1061 | EG11353581 | 2000 - 2012 | 0.6 | -99 | 1 | -100 | 04 - Gas Instantaneous | rinnai | r75-lse | 2 |  | Not Applicable | No, Unconditioned Space | 01 - None |  |  |  | -99 | 180 | -100 | -99 | -100 | -99 |  |  | r75lse |  | 2 | 2010 |  |  | Dont Know | Tankless | -100 | Age 2010 to 2012 | Gas | Instantaneous | Gas | Primary System
1062 | EG11376381 | 1980 - 1989 | 0.615 | 0.04065 | 1 | 40 | 01 - Gas Storage | Bradford white | u140t6frn | 5 | 08/01/2009 | No, Conditioned Space | No, Unconditioned Space | 02 - Continuous |  |  | no info | 2009 | 40 | -100 | -99 | -99 | 8 | 0.59 | 40 | u140t6frn | CEC_2009 | 3 | 2009 | 16122.6269 | 36612.9758 | 0.56-0.599 EF | 40-49 Gallons | 40 | Age 2006 to 2009 | Gas | Storage | Gas | Primary System
1063 | EG11418897 | 1900 - 1969 | -99 | -99 | 1 | -99 | 01 - Gas Storage | Dont Know |  | -99 |  | Yes, Unconditioned Space | No, Unconditioned Space | 01 - None |  |  | dhw wrapped tight | -99 | -99 | -100 | -99 | -99 | -99 |  |  |  |  | -99 | -99 |  |  | Dont Know | Dont Know | -99 | Dont Know | Gas | Storage | Gas | Primary System
1064 | EG11432377 | 1900 - 1969 | 0.6 | -0.033333 | 1 | 50 | 01 - Gas Storage | ge | sg50t12txk00 | 1 | 04/01/2012 | No, Unconditioned Space | Yes, Unconditioned Space | 01 - None |  |  |  | 2012 | 36 | -100 | -100 | -99 | 4 | 0.62 | 50 | sg50t12txk00 | CEC_2009 | 0 | 2012 | 15494.6267 | 10301.9093 | 0.60-0.639 EF | 50-59 Gallons | 50 | Age 2010 to 2012 | Gas | Storage | Gas | Primary System
1065 | EG11449346 | 1900 - 1969 | 0.6 | 0.083333 | 1 | 50 | 01 - Gas Storage | Bradford white | mi5036sn10 | 9 |  | No, Unconditioned Space | No, Unconditioned Space | 01 - None |  |  | info missing | -99 | 40 | -100 | -99 | -99 | -99 | 0.55 | 50 | mi5036sn10 | CEC_gwh1 | 9 | 2003 | 20446.2525 | 13133.0666 | 0.52-0.559 EF | 50-59 Gallons | 50 | Age 2000 to 2005 | Gas | Storage | Gas | Primary System
1066 | EG11477629 | 1900 - 1969 | 0.63 | 0.079365 | 1 | 30 | 01 - Gas Storage | richmond miser | 5v30-7n | -99 |  | No, Conditioned Space | No, Conditioned Space | 01 - None |  |  | not on label | -99 | 30 | -100 | -99 | 6.3 | -99 | 0.58 | 30 | 5v307n | CEC_gwh1 | -99 | -99 | 9222.38 | 12793.1741 | 0.56-0.599 EF | 30-39 Gallons | 30 | Dont Know | Gas | Storage | Gas | Primary System
1067 | EG11510738 | 2000 - 2012 | -99 | -99 | 1 | -99 | 01 - Gas Storage | Dont Know |  | 2 |  | Yes, Unconditioned Space | Yes, Unconditioned Space | 01 - None |  |  |  | -99 | -99 | -100 | -100 | -99 | -99 |  |  |  |  | 2 | 2010 |  |  | Dont Know | Dont Know | -99 | Age 2010 to 2012 | Gas | Storage | Gas | Primary System
1068 | EG11529411 | 1980 - 1989 | 0.945 | -99 | 1 | 50 | 03 - Electric Storage | bradford white | m250s6ds-1ncww | 3 |  | No, Unconditioned Space | No, Unconditioned Space | 01 - None |  |  |  | -99 | -100 | 3.5 | 0.91 | 16 | -99 |  |  | m250s6ds1ncww |  | 3 | 2009 |  |  | Dont Know | 50-59 Gallons | 50 | Age 2006 to 2009 | Electric | Storage | Electric | Primary System
1069 | EG11579659 | 2000 - 2012 | 0.6 | -99 | 1 | -100 | 04 - Gas Instantaneous | rinnai | r75-lsi | 2 | 09/01/2009 | Not Applicable | Yes, Unconditioned Space | 01 - None |  |  |  | 2009 | 180 | -100 | -99 | -100 | 9 |  |  | r75lsi |  | 3 | 2009 |  |  | Dont Know | Tankless | -100 | Age 2006 to 2009 | Gas | Instantaneous | Gas | Primary System
1070 | EG11586386 | 1900 - 1969 | 0.6 | -0.033333 | 1 | 50 | 01 - Gas Storage | bradford white | u45036frn | 1 |  | No, Unconditioned Space | No, Unconditioned Space | 01 - None |  |  | nlonp | -99 | 40 | -100 | -99 | -99 | -99 | 0.62 | 50 | u45036frn | CEC_2009 | 1 | 2011 | 4405.2495 | 2928.9173 | 0.60-0.639 EF | 50-59 Gallons | 50 | Age 2010 to 2012 | Gas | Storage | Gas | Primary System
1071 | EG11603740 | 1900 - 1969 | -99 | -99 | 1 | -99 | 01 - Gas Storage | Dont Know |  | -99 |  | No, Unconditioned Space | No, Unconditioned Space | 01 - None |  |  | could not find water heater, customer contacted manager but he was unavailable, possibly located in crawl space but access door was locked and customer did not have they key | -99 | -99 | -100 | -99 | -99 | -99 |  |  |  |  | -99 | -99 |  |  | Dont Know | Dont Know | -99 | Dont Know | Gas | Storage | Gas | Primary System
1072 | EG11613890 | 1980 - 1989 | 0.6 | -99 | 1 | 50 | 01 - Gas Storage | Dont Know |  | 7 |  | Yes, Unconditioned Space | Yes, Unconditioned Space | 01 - None |  |  | tank wrapped | -99 | -99 | -100 | -99 | -99 | -99 |  |  |  |  | 7 | 2005 |  |  | Dont Know | 50-59 Gallons | 50 | Age 2000 to 2005 | Gas | Storage | Gas | Primary System
1073 | EG11624931 | 1900 - 1969 | 0.615 | 0.056911 | 1 | 40 | 01 - Gas Storage | rheem | gg40t6xa | 2 |  | Yes, Unconditioned Space | No, Unconditioned Space | 01 - None |  |  |  | -99 | 34 | -100 | -99 | 6.7 | -99 | 0.58 | 40 | gg40t6xa | CEC_gwh1 | 2 | 2010 | 7868.5333 | 5231.5501 | 0.56-0.599 EF | 40-49 Gallons | 40 | Age 2010 to 2012 | Gas | Storage | Gas | Primary System
1074 | EG11657220 | 2000 - 2012 | 0.6 | -99 | 1 | 50 | 01 - Gas Storage | rheem | 41vr50n | 11 |  | No, Unconditioned Space | Yes, Unconditioned Space | 01 - None |  |  | no info | -99 | 40 | -100 | -99 | -99 | -99 |  |  | 41vr50n |  | 11 | 2001 |  |  | Dont Know | 50-59 Gallons | 50 | Age 2000 to 2005 | Gas | Storage | Gas | Primary System
1075 | EG11674973 | 1990 - 1994 | 0.6 | 0.002381 | 1 | 50 | 01 - Gas Storage | a.o.smith | fgr50224 | 18 | 01/01/1994 | No, Unconditioned Space | No, Unconditioned Space | 03 - Timer |  |  |  | 1994 | 38 | -100 | -100 | 16 | -99 | 0.59857 | 50 | fgr50224 | CEC_gwh1 | 18 | 1994 | 24102.7526 | 22912.8282 | 0.56-0.599 EF | 50-59 Gallons | 50 | Age 1990 to 1994 | Gas | Storage | Gas | Primary System
1076 | EG11689699 | 1980 - 1989 | 0.615 | -0.0081301 | 1 | 40 | 01 - Gas Storage | Bradford white | u440t6frn | 1 |  | No, Unconditioned Space | No, Unconditioned Space | 01 - None |  |  |  | -99 | 40 | -100 | -100 | -99 | -99 | 0.62 | 40 | u440t6frn | CEC_2009 | 1 | 2011 | 13544.0686 | 14929.4858 | 0.60-0.639 EF | 40-49 Gallons | 40 | Age 2010 to 2012 | Gas | Storage | Gas | Primary System
1270 | PG21498234 | 1980 - 1989 | 0.615 | -0.0081301 | 1 | 40 | 01 - Gas Storage | a.o. smith | gvr 40 200 | 4 | 05/01/2008 | No, Unconditioned Space | No, Unconditioned Space | 01 - None |  |  | info n/a | 2008 | 40 | -100 | -99 | -99 | 5 | 0.62 | 40 | gvr40200 | CEC_2009 | 4 | 2008 | 18414.0119 | 18427.7116 | 0.60-0.639 EF | 40-49 Gallons | 40 | Age 2006 to 2009 | Gas | Storage | Gas | Primary System
1271 | PG21583885 | 1980 - 1989 | 0.615 | -0.0054201 | 1 | 40 | 01 - Gas Storage | bradford white | m440t6fbn | 4 |  | No, Unconditioned Space | No, Unconditioned Space | 01 - None |  |  | info not on nameplate | -99 | 40 | -100 | -99 | -99 | -99 | 0.61833 | 40 | m440t6fbn | CEC_gwh1 | 4 | 2008 | 2911.3892 | 2921.114 | 0.60-0.639 EF | 40-49 Gallons | 40 | Age 2006 to 2009 | Gas | Storage | Gas | Primary System
1272 | PG21749151 | 2000 - 2012 | 0.6 | -99 | 1 | 50 | 01 - Gas Storage | state industries | gs650y0ctg | 7 | 01/01/2005 | No, Conditioned Space | Yes, Unconditioned Space | 01 - None |  |  | info not on nameplate | 2005 | 40 | -100 | -99 | -99 | 1 |  |  | gs650y0ctg |  | 7 | 2005 |  |  | Dont Know | 50-59 Gallons | 50 | Age 2000 to 2005 | Gas | Storage | Gas | Primary System
1273 | PG21984755 | 1995 - 1999 | 0.6 | 0.002381 | 1 | 50 | 01 - Gas Storage | a.o. smith | fgr 50 242 | 13 |  | No, Unconditioned Space | No, Unconditioned Space | 01 - None |  |  |  | -99 | 38 | -100 | -99 | 16 | -99 | 0.59857 | 50 | fgr50242 | CEC_gwh1 | 13 | 1999 | 7661.5176 | 5984.2352 | 0.56-0.599 EF | 50-59 Gallons | 50 | Age 1995 to 1999 | Gas | Storage | Gas | Primary System
1274 | PG22452944 | 1970 - 1979 | 0.6 | 0.11667 | 1 | 50 | 01 - Gas Storage | us/craftmaster | g1f5040t3nv | 12 | 05/01/2000 | No, Unconditioned Space | No, Unconditioned Space | 01 - None |  |  | info not on nameplate | 2000 | 40 | -100 | -99 | -99 | 5 | 0.53 | 50 | g1f5040t3nv | CEC_gwh1 | 12 | 2000 | 7287.27 | 5691.919 | 0.52-0.559 EF | 50-59 Gallons | 50 | Age 2000 to 2005 | Gas | Storage | Gas | Primary System
1275 | PG22580742 | 1980 - 1989 | 0.6 | 0.05 | 1 | 50 | 01 - Gas Storage | bradford white | m45036fbn | 4 |  | No, Unconditioned Space | No, Unconditioned Space | 01 - None |  |  | info not on nameplate | -99 | 40 | -100 | -99 | -99 | -99 | 0.57 | 50 | m45036fbn | CEC_gwh1 | 4 | 2008 | 18414.0119 | 18427.7116 | 0.56-0.599 EF | 50-59 Gallons | 50 | Age 2006 to 2009 | Gas | Storage | Gas | Primary System
1276 | PG22778450 | 2000 - 2012 | 0.6 | -99 | 1 | 50 | 01 - Gas Storage | rheem | 41*R50 | 7 | 03/01/2003 | No, Unconditioned Space | Yes, Unconditioned Space | 01 - None |  |  |  | 2003 | 40 | -100 | -99 | 19.2 | 3 |  |  | 41R50 |  | 9 | 2003 |  |  | Dont Know | 50-59 Gallons | 50 | Age 2000 to 2005 | Gas | Storage | Gas | Primary System
1277 | PG22850005 | 1990 - 1994 | 0.615 | -99 | 1 | 40 | 01 - Gas Storage | ao smith | fgr 40 118d | 19 |  | No, Unconditioned Space | No, Unconditioned Space | 01 - None |  |  |  | -99 | 40 | -100 | -99 | 16 | -99 |  |  | fgr40118d |  | 19 | 1993 |  |  | Dont Know | 40-49 Gallons | 40 | Age 1990 to 1994 | Gas | Storage | Gas | Primary System
1278 | PP03883853 | 1995 - 1999 | 0.615 | 0.04065 | 1 | 40 | 01 - Gas Storage | whirlpool | fg1f4034t3nov | 5 |  | No, Unconditioned Space | No, Unconditioned Space | 01 - None |  |  | not listed on nameplate | -99 | 34 | -100 | -99 | -99 | -99 | 0.59 | 40 | fg1f4034t3nov | CEC_2009 | 5 | 2007 | 6345.9335 | 4956.6627 | 0.56-0.599 EF | 40-49 Gallons | 40 | Age 2006 to 2009 | Gas | Storage | Gas | Primary System
1279 | PP04047320 | 1970 - 1979 | 0.615 | 0.053039 | 1 | 40 | 01 - Gas Storage | state | prv 40 nort6 42fw | 20 |  | No, Unconditioned Space | No, Unconditioned Space | 01 - None |  |  | not listed on nameplate | -99 | 40 | -100 | -99 | -99 | -99 | 0.58238 | 39.9683 | prv40nort642fw | CEC_gwh1 | 20 | 1992 | 22862.123 | 20388.4679 | 0.56-0.599 EF | 40-49 Gallons | 40 | Age 1990 to 1994 | Gas | Storage | Gas | Primary System
1280 | PP08763703 | 1900 - 1969 | 0.6 | -99 | 1 | -100 | 04 - Gas Instantaneous | noritz | N-069M-1 | 5 |  | Not Applicable | Yes, Unconditioned Space | 03 - Temperature |  |  |  | -99 | 190 | -100 | -99 | -100 | -99 |  |  | N069M1 |  | 5 | 2007 |  |  | Dont Know | Tankless | -100 | Age 2006 to 2009 | Gas | Instantaneous | Gas | Primary System
1281 | PP09987251 | 1900 - 1969 | 0.6 | -99 | 1 | -100 | 04 - Gas Instantaneous | eternal | gu145s/508(11,12,21,22)1145 | 2 |  | Not Applicable | No, Conditioned Space | 01 - None |  |  |  | -99 | 145 | -100 | -99 | -100 | -99 |  |  | gu145s508111221221145 |  | 2 | 2010 |  |  | Dont Know | Tankless | -100 | Age 2010 to 2012 | Gas | Instantaneous | Gas | Primary System
1282 | PP12858623 | 1900 - 1969 | #N/A | #N/A | 1 | 80 | 03 - Electric Storage | rheem | 81v80d a | 10 |  | No, Unconditioned Space | Yes, Unconditioned Space | 01 - None |  |  |  | -99 | -100 | 4.5 | -99 | 11.5 | -99 | 0.82 | 80 | 81v80da | CEC_ewh1 | 10 | 2002 | 4918.2753 | 3654.7092 | 0.80-0.839 EF | 80-89 Gallons | 80 | Age 2000 to 2005 | Electric | Storage | Electric | Primary System
1283 | PP12877209 | 1900 - 1969 | 0.6 | -99 | 1 | -100 | 04 - Gas Instantaneous | noritz | n-0931m | 2 | 08/01/2007 | Not Applicable | No, Unconditioned Space | 01 - None |  |  |  | 2007 | 250 | -100 | -99 | -100 | 8 |  |  | n0931m |  | 5 | 2007 |  |  | Dont Know | Tankless | -100 | Age 2006 to 2009 | Gas | Instantaneous | Gas | Primary System
1284 | PP12889051 | 1970 - 1979 | 0.615 | 0.04065 | 1 | 40 | 01 - Gas Storage | rheem | 22v40f1 | 3 | 06/01/2009 | No, Unconditioned Space | No, Unconditioned Space | 01 - None |  |  | Information not on name plate. | 2009 | 38 | -100 | -99 | -99 | 6 | 0.59 | 40 | 22v40f1 | CEC_2009 | 3 | 2009 | 12545.6974 | 11188.2676 | 0.56-0.599 EF | 40-49 Gallons | 40 | Age 2006 to 2009 | Gas | Storage | Gas | Primary System
1285 | PP12896824 | 1980 - 1989 | -99 | -99 | 1 | -99 | 01 - Gas Storage | Dont Know |  | -99 |  | Yes, Unconditioned Space | Yes, Unconditioned Space | 01 - None |  |  | wrapped | -99 | -99 | -100 | -99 | -99 | -99 |  |  |  |  | -99 | -99 |  |  | Dont Know | Dont Know | -99 | Dont Know | Gas | Storage | Gas | Primary System
1286 | PP12902788 | 1970 - 1979 | 0.615 | 0.089431 | 1 | 40 | 01 - Gas Storage | whirlpool | bfg1h4040t3nov | 4 |  | No, Conditioned Space | No, Conditioned Space | 01 - None |  |  | info not on nameplate | -99 | 40 | -100 | -99 | -99 | -99 | 0.56 | 40 | bfg1h4040t3nov | CEC_gwh1 | 4 | 2008 | 3807.7146 | 2646.6663 | 0.56-0.599 EF | 40-49 Gallons | 40 | Age 2006 to 2009 | Gas | Storage | Gas | Primary System
1287 | PP12904623 | Dont Know | 0.615 | -99 | 1 | 40 | 01 - Gas Storage | american | guf84332 | 15 | 09/01/1989 | Yes, Unconditioned Space | No, Unconditioned Space | 01 - None |  |  |  | 1989 | 34 | -100 | -99 | 7.3 | 9 |  |  | guf84332 |  | 23 | 1989 |  |  | Dont Know | 40-49 Gallons | 40 | Age 1985 to 1989 | Gas | Storage | Gas | Primary System
1288 | PP12929521 | 2000 - 2012 | -99 | -99 | 1 | -99 | 01 - Gas Storage | state select |  | 12 |  | No, Unconditioned Space | No, Unconditioned Space | 01 - None |  |  | nameplate blocked by brace | -99 | 36 | -100 | -99 | -99 | -99 |  |  |  |  | 12 | 2000 |  |  | Dont Know | Dont Know | -99 | Age 2000 to 2005 | Gas | Storage | Gas | Primary System
1289 | PP12941797 | 1980 - 1989 | -99 | -99 | 1 | -99 | 01 - Gas Storage | Dont Know |  | 4 |  | Yes, Unconditioned Space | No, Unconditioned Space | 01 - None |  |  | nameplate covered by external tank wrap | -99 | -99 | -100 | -99 | -99 | -99 |  |  |  |  | 4 | 2008 |  |  | Dont Know | Dont Know | -99 | Age 2006 to 2009 | Gas | Storage | Gas
1290 | PP12941797 | 1980 - 1989 | 0.615 | 0.04065 | 2 | 40 | 01 - Gas Storage | american | bfg6140t403n0 | 4 |  | No, Unconditioned Space | No, Unconditioned Space | 01 - None |  |  | limited nameplate info | -99 | 40 | -100 | -99 | -99 | -99 | 0.59 | 40 | bfg6140t403n0 | CEC_2009 | 4 | 2008 | 4282.9548 | 3635.4197 | 0.56-0.599 EF | 40-49 Gallons | 40 | Age 2006 to 2009 | Gas | Storage | Gas | Primary System
1291 | PP12983698 | 1900 - 1969 | 0.6 | 0.002381 | 1 | 50 | 01 - Gas Storage | ao smith | fgr 50 242 | -99 |  | No, Unconditioned Space | No, Unconditioned Space | 01 - None |  |  | not listed on nameplate | -99 | 38 | -100 | -99 | -99 | -99 | 0.59857 | 50 | fgr50242 | CEC_gwh1 | -99 | -99 | 2135.88 | 2515.127 | 0.56-0.599 EF | 50-59 Gallons | 50 | Dont Know | Gas | Storage | Gas | Primary System
1292 | PP13029152 | 1900 - 1969 | 0.615 | -99 | 1 | 40 | 01 - Gas Storage | american | g51-40t34-3nv | -99 |  | No, Unconditioned Space | No, Unconditioned Space | 01 - None |  |  |  | -99 | -99 | -100 | -99 | -99 | -99 |  |  | g5140t343nv |  | -99 | -99 |  |  | Dont Know | 40-49 Gallons | 40 | Dont Know | Gas | Storage | Gas | Primary System
1293 | PP14764605 | 2000 - 2012 | 0.6 | -99 | 1 | -100 | 04 - Gas Instantaneous | Dont Know |  | 7 |  | Not Applicable | No, Unconditioned Space | Dont Know |  | dk | couldn't access attic | -99 | -99 | -100 | -99 | -100 | -99 |  |  |  |  | 7 | 2005 |  |  | Dont Know | Tankless | -100 | Age 2000 to 2005 | Gas | Instantaneous | Gas | Primary System
1294 | PP13039847 | 1900 - 1969 | #N/A | #N/A | 1 | 48 | 01 - Gas Storage | ge | pg48t09axk00 | 1 | 08/01/2010 | Yes, Unconditioned Space | No, Unconditioned Space | 01 - None |  |  | customer removed yellow energy guide stcker | 2010 | 40 | -100 | -99 | -99 | 8 | 0.58 | 50 | pg48t09axk00 | CEC_2009 | 2 | 2010 | 14697.079 | 25407.5278 | 0.56-0.599 EF | 40-49 Gallons | 48 | Age 2010 to 2012 | Gas | Storage | Gas | Primary System
1295 | PP13042941 | 1900 - 1969 | 0.743 | 0.28668 | 1 | 75 | 01 - Gas Storage | ge | gg75t06ask00 | 2 | 05/01/2011 | No, Unconditioned Space | No, Unconditioned Space | 01 - None |  |  | limited nameplate info. | 2011 | 75.1 | -100 | -99 | -99 | 5 | 0.53 | 75 | gg75t06ask00 | CEC_2009 | 1 | 2011 | 5017.4114 | 3728.376 | 0.52-0.559 EF | 70-79 Gallons | 75 | Age 2010 to 2012 | Gas | Storage | Gas | Primary System
1296 | PP13052766 | 1970 - 1979 | 0.615 | 0.04065 | 1 | 40 | 01 - Gas Storage | reliance | 640ubrt 100 | 5 | 09/01/2010 | No, Unconditioned Space | No, Unconditioned Space | 01 - None |  |  |  | 2010 | 40 | -100 | -99 | -99 | 9 | 0.59 | 40 | 640ubrt100 | CEC_2009 | 2 | 2010 | 3410.6448 | 3378.2304 | 0.56-0.599 EF | 40-49 Gallons | 40 | Age 2010 to 2012 | Gas | Storage | Gas | Primary System
1297 | PP13060495 | 1990 - 1994 | 0.615 | 0.056911 | 1 | 40 | 01 - Gas Storage | ge | gg40t6xa | -99 |  | No, Unconditioned Space | No, Unconditioned Space | Dont Know |  | dk, look at picture, maybe none | Information not on name plate. | -99 | 34 | -100 | -99 | 6.7 | -99 | 0.58 | 40 | gg40t6xa | CEC_gwh1 | -99 | -99 | 5568.69 | 17611.3828 | 0.56-0.599 EF | 40-49 Gallons | 40 | Dont Know | Gas | Storage | Gas | Primary System
1298 | PP13061815 | 1900 - 1969 | 0.615 | -99 | 1 | 40 | 01 - Gas Storage | kenmore | 153.3324622 | 10 |  | No, Unconditioned Space | No, Unconditioned Space | 01 - None |  |  | limited nameplate info | -99 | 32 | -100 | -99 | -99 | -99 |  |  | 1533324622 |  | 10 | 2002 |  |  | Dont Know | 40-49 Gallons | 40 | Age 2000 to 2005 | Gas | Storage | Gas
1299 | PP13061815 | 1900 - 1969 | 0.743 | -99 | 2 | 75 | 01 - Gas Storage | ge | gg75t6xd00 | 10 |  | No, Conditioned Space | No, Conditioned Space | 01 - None |  |  |  | -99 | 70 | -100 | 70 | 16.7 | -99 |  |  | gg75t6xd00 |  | 10 | 2002 |  |  | Dont Know | 70-79 Gallons | 75 | Age 2000 to 2005 | Gas | Storage | Gas | Primary System
1300 | PP13090131 | 1900 - 1969 | 0.6 | -0.033333 | 1 | 50 | 01 - Gas Storage | ao smith | pgcg 50 | 16 |  | No, Unconditioned Space | Yes, Unconditioned Space | 01 - None |  |  |  | -99 | 40 | -100 | -100 | 16 | -99 | 0.62 | 50 | pgcg50 | CEC_gwh1 | 16 | 1996 | 5170.86 | 4389.0835 | 0.60-0.639 EF | 50-59 Gallons | 50 | Age 1995 to 1999 | Gas | Storage | Gas | Primary System
1301 | PP13099936 | 1990 - 1994 | 0.615 | -99 | 1 | 40 | 01 - Gas Storage | Dont Know |  | 20 |  | Yes, Unconditioned Space | No, Unconditioned Space | 01 - None |  |  | wrapped could not get info | -99 | -99 | -100 | -99 | -99 | -99 |  |  |  |  | 20 | 1992 |  |  | Dont Know | 40-49 Gallons | 40 | Age 1990 to 1994 | Gas | Storage | Gas | Primary System
1302 | PP13118744 | 1995 - 1999 | #N/A | #N/A | 1 | 48 | 01 - Gas Storage | rheem | 22v50fn | 1 | 10/01/2011 | No, Unconditioned Space | Yes, Unconditioned Space | 01 - None |  |  | limited nameplate info | 2011 | 40 | -100 | -99 | -99 | 10 | 0.58 | 50 | 22v50fn | CEC_2009 | 1 | 2011 | 3864.9257 | 4551.1822 | 0.56-0.599 EF | 40-49 Gallons | 48 | Age 2010 to 2012 | Gas | Storage | Gas | Primary System
1303 | PP13173388 | Dont Know | 0.615 | -0.0081301 | 1 | 40 | 01 - Gas Storage | ao smith | gvr 40 100 | -99 | 07/01/2004 | No, Unconditioned Space | No, Unconditioned Space | 01 - None |  |  |  | 2004 | 40 | -100 | -100 | -99 | 7 | 0.62 | 40 | gvr40100 | CEC_2009 | 8 | 2004 | 9299.5239 | 7922.6096 | 0.60-0.639 EF | 40-49 Gallons | 40 | Age 2000 to 2005 | Gas | Storage | Gas | Primary System
1304 | PP13180807 | 1900 - 1969 | 0.63 | -99 | 1 | 30 | 01 - Gas Storage | reliance |  | 10 |  | Yes, Unconditioned Space | No, Unconditioned Space | 01 - None |  |  | limited nameplate info/print is faded on nameplate. | -99 | 30 | -100 | -99 | -99 | -99 |  |  |  |  | 10 | 2002 |  |  | Dont Know | 30-39 Gallons | 30 | Age 2000 to 2005 | Gas | Storage | Gas | Primary System
1305 | PP13183864 | 1900 - 1969 | #N/A | #N/A | 1 | 38 | 01 - Gas Storage | ge | gg38t06axk00 | 1 | 05/01/2010 | No, Conditioned Space | Yes, conditioned space | 01 - None |  |  | limited nameplate info | 2010 | 38 | -100 | -99 | -99 | 5 | 0.6 | 40 | gg38t06axk00 | CEC_2009 | 2 | 2010 | 21571.7133 | 14978.4403 | 0.60-0.639 EF | 30-39 Gallons | 38 | Age 2010 to 2012 | Gas | Storage | Gas | Primary System
1306 | PP13223242 | 1900 - 1969 | #N/A | #N/A | 1 | 39 | 01 - Gas Storage | reliance | 5 30 norto c | -99 | 01/01/1991 | No, Unconditioned Space | No, Unconditioned Space | 01 - None |  |  | Information not on name plate. | 1991 | 30 | -100 | -99 | -99 | -99 | 0.58667 | 30 | 530nortoc | CEC_gwh1 | 21 | 1991 | 7804.8622 | 12267.9318 | 0.56-0.599 EF | 30-39 Gallons | 39 | Age 1990 to 1994 | Gas | Storage | Gas | Primary System
1307 | PP13249764 | 1990 - 1994 | -99 | -99 | 1 | -100 | 12 - Combined Hydronic- DHW & HVAC | quietside | qvm9-090w1-ng | 5 |  | No, Unconditioned Space | Yes, Unconditioned Space | 03 - Temperature | hydronic system |  | limited nameplate info | -99 | 46 | -100 | -99 | -99 | -99 | 0.88 | 0.1 | qvm9090w1ng | CEC_2009 | 5 | 2007 | 8601.6372 | 7301.1655 | 0.88-0.919 EF | Dont Know | -99 | Age 2006 to 2009 | Gas | Instantaneous | Gas | Primary System
1308 | PP13249764 | 1990 - 1994 | #N/A | #N/A | 2 | 19.9 | 03 - Electric Storage | state select | p62010msk | 7 |  | No, Unconditioned Space | Yes, conditioned space | 03 - Temperature |  |  | limited nameplate info | -99 | -100 | 1.65 | -99 | -99 | -99 |  |  | p62010msk |  | 7 | 2005 |  |  | Dont Know | 01-29 Gallons | 19.9 | Age 2000 to 2005 | Electric | Storage | Electric
1309 | PP13260328 | 1900 - 1969 | -99 | -99 | 1 | -99 | 01 - Gas Storage | Dont Know |  | -99 |  | Yes, Unconditioned Space | Yes, Unconditioned Space | 01 - None |  |  | blanket | -99 | -99 | -100 | -99 | -99 | -99 |  |  |  |  | -99 | -99 |  |  | Dont Know | Dont Know | -99 | Dont Know | Gas | Storage | Gas | Primary System
1310 | PP13267269 | 1980 - 1989 | -99 | -99 | 1 | -99 | 01 - Gas Storage | Dont Know |  | -99 |  | No, Unconditioned Space | No, Unconditioned Space | 01 - None |  |  | couldn't get to dhw | -99 | -99 | -100 | -99 | -99 | -99 |  |  |  |  | -99 | -99 |  |  | Dont Know | Dont Know | -99 | Dont Know | Gas | Storage | Gas | Primary System
1311 | PP13285150 | Dont Know | -99 | -99 | 1 | -99 | 01 - Gas Storage | Dont Know |  | -99 |  | Yes, Unconditioned Space | Yes, Unconditioned Space | 01 - None |  |  | wrap | -99 | -99 | -100 | -99 | -99 | -99 |  |  |  |  | -99 | -99 |  |  | Dont Know | Dont Know | -99 | Dont Know | Gas | Storage | Gas | Primary System
1312 | PP13289070 | 1970 - 1979 | -99 | -99 | 1 | -99 | 01 - Gas Storage | Dont Know |  | 20 |  | Yes, Unconditioned Space | Yes, Unconditioned Space | 01 - None |  |  | wrap | -99 | -99 | -100 | -99 | -99 | -99 |  |  |  |  | 20 | 1992 |  |  | Dont Know | Dont Know | -99 | Age 1990 to 1994 | Gas | Storage | Gas | Primary System
1313 | PP13291937 | 1900 - 1969 | #N/A | #N/A | 1 | 28 | 01 - Gas Storage | a.o. smith | gcv 30 100 | 2 | 01/01/2006 | No, Unconditioned Space | No, Unconditioned Space | 01 - None |  |  | limited nameplate info | 2006 | 40 | -100 | -99 | -99 | 1 | 0.62 | 28 | gcv30100 | CEC_2009 | 6 | 2006 | 18414.0119 | 30281.1485 | 0.60-0.639 EF | 01-29 Gallons | 28 | Age 2006 to 2009 | Gas | Storage | Gas | Primary System
1314 | PP13313645 | Dont Know | -99 | -99 | 1 | -99 | 01 - Gas Storage | Dont Know |  | -99 |  | No, Unconditioned Space | No, Unconditioned Space | 01 - None |  |  | tank was completely built around, no access | -99 | -99 | -100 | -99 | -99 | -99 |  |  |  |  | -99 | -99 |  |  | Dont Know | Dont Know | -99 | Dont Know | Gas | Storage | Gas | Primary System
1315 | PP21882526 | 1900 - 1969 | -99 | -99 | 2 | -99 | 01 - Gas Storage | ge |  | -99 |  | Yes, Unconditioned Space | No, Unconditioned Space | 01 - None |  |  | blanket | -99 | -99 | -100 | -99 | -99 | -99 |  |  |  |  | -99 | -99 |  |  | Dont Know | Dont Know | -99 | Dont Know | Gas | Storage | Gas
1316 | PP13336573 | 1900 - 1969 | -99 | -99 | 1 | -99 | 01 - Gas Storage | rheem | 21vr40-7nt | 12 |  | No, Unconditioned Space | No, Unconditioned Space | 01 - None |  |  | plate info perfectly covered by straps | -99 | -99 | -100 | -99 | -99 | -99 |  |  | 21vr407nt |  | 12 | 2000 |  |  | Dont Know | Dont Know | -99 | Age 2000 to 2005 | Gas | Storage | Gas | Primary System
1317 | PP13366590 | 1900 - 1969 | #N/A | #N/A | 1 | 38 | 01 - Gas Storage | ge | gg38t06axk00 | 2 | 03/01/2010 | No, Conditioned Space | No, Conditioned Space | 01 - None |  |  | limited nameplate info | 2010 | 38 | -100 | -99 | -99 | 3 | 0.6 | 40 | gg38t06axk00 | CEC_2009 | 2 | 2010 | 4460.6752 | 3100.5262 | 0.60-0.639 EF | 30-39 Gallons | 38 | Age 2010 to 2012 | Gas | Storage | Gas | Primary System
1318 | PP13368960 | 1900 - 1969 | 0.6 | 0.033333 | 1 | 50 | 01 - Gas Storage | Bradford white | u15036frn | 1 |  | No, Unconditioned Space | Yes, Unconditioned Space | 01 - None |  |  | limited nameplate info | -99 | 40 | -100 | -99 | -99 | -99 | 0.58 | 50 | u15036frn | CEC_2009 | 1 | 2011 | 5017.4114 | 4258.8346 | 0.56-0.599 EF | 50-59 Gallons | 50 | Age 2010 to 2012 | Gas | Storage | Gas | Primary System
1319 | PP13373600 | 1900 - 1969 | 0.6 | -99 | 1 | 50 | 01 - Gas Storage | kenmore | 153.337563 | 8 |  | No, Unconditioned Space | No, Unconditioned Space | 01 - None |  |  |  | -99 | 40 | -100 | 0.54 | -99 | -99 |  |  | 153337563 |  | 8 | 2004 |  |  | Dont Know | 50-59 Gallons | 50 | Age 2000 to 2005 | Gas | Storage | Gas | Primary System
1320 | PP13379489 | 1900 - 1969 | 0.615 | -99 | 1 | 40 | 01 - Gas Storage | Dont Know |  | 8 |  | Yes, Unconditioned Space | No, Unconditioned Space | 01 - None |  |  | tank wrapped could not get info | -99 | -99 | -100 | -99 | -99 | -99 |  |  |  |  | 8 | 2004 |  |  | Dont Know | 40-49 Gallons | 40 | Age 2000 to 2005 | Gas | Storage | Gas | Primary System
1321 | PP13382246 | 2000 - 2012 | 0.6 | -0.033333 | 1 | 50 | 01 - Gas Storage | a.o. smith | gvr 50 200 | 3 | 07/01/2009 | No, Unconditioned Space | No, Unconditioned Space | 01 - None |  |  | info not on nameplate | 2009 | 40 | -100 | -99 | -99 | 7 | 0.62 | 50 | gvr50200 | CEC_2009 | 3 | 2009 | 6207.9505 | 7310.2349 | 0.60-0.639 EF | 50-59 Gallons | 50 | Age 2006 to 2009 | Gas | Storage | Gas | Primary System
1322 | PP13388657 | 1995 - 1999 | 0.6 | -99 | 1 | 50 | 01 - Gas Storage | rheem | 41v50-40f | 13 | 12/01/2003 | No, Unconditioned Space | No, Unconditioned Space | 01 - None |  |  | limited nameplate info | 2003 | 40 | -100 | -99 | -99 | 12 |  |  | 41v5040f |  | 9 | 2003 |  |  | Dont Know | 50-59 Gallons | 50 | Age 2000 to 2005 | Gas | Storage | Gas | Primary System
1323 | PP13392360 | 1980 - 1989 | 0.6 | 0 | 1 | 50 | 01 - Gas Storage | ao smith | GNR-50-100 | 1 |  | No, Conditioned Space | No, Conditioned Space | 01 - None |  |  | limited nameplate info | -99 | 40 | -100 | -99 | -99 | -99 | 0.6 | 50 | GNR50100 | CEC_2009 | 1 | 2011 | 0 | 0 | 0.60-0.639 EF | 50-59 Gallons | 50 | Age 2010 to 2012 | Gas | Storage | Gas
1324 | PP13392360 | 1980 - 1989 | 0.6 | -99 | 2 | 50 | 01 - Gas Storage | ao smith | gnr 50 200 | 1 |  | No, Unconditioned Space | No, Unconditioned Space | 01 - None |  |  | limited nameplate info | -99 | 40 | -100 | -99 | -99 | -99 |  |  | gnr50200 |  | 1 | 2011 |  |  | Dont Know | 50-59 Gallons | 50 | Age 2010 to 2012 | Gas | Storage | Gas
1325 | PP13392360 | 1980 - 1989 | 0.63 | -99 | 3 | 30 | 01 - Gas Storage | ultima | 30 n5 krt0 c | 15 |  | No, Unconditioned Space | Yes, conditioned space | 01 - None |  |  | limited nameplate info | -99 | 33.5 | -100 | -99 | -99 | -99 |  |  | 30n5krt0c |  | 15 | 1997 |  |  | Dont Know | 30-39 Gallons | 30 | Age 1995 to 1999 | Gas | Storage | Gas
1326 | PP13392360 | 1980 - 1989 | 0.615 | -99 | 4 | 40 | 01 - Gas Storage | reliance | 1240xxrtjw | 5 | 12/01/2003 | No, Unconditioned Space | No, Unconditioned Space | 01 - None |  |  |  | 2003 | 40 | -100 | 0.59 | -99 | 12 |  |  | 1240xxrtjw |  | 9 | 2003 |  |  | Dont Know | 40-49 Gallons | 40 | Age 2000 to 2005 | Gas | Storage | Gas | Primary System
1327 | PP13393988 | 1970 - 1979 | 0.6 | -0.033333 | 1 | 50 | 01 - Gas Storage | Bradford white | u45036frn | 2 |  | No, Unconditioned Space | No, Unconditioned Space | 01 - None |  |  |  | -99 | 40 | -100 | -99 | -99 | -99 | 0.62 | 50 | u45036frn | CEC_2009 | 2 | 2010 | 5017.4114 | 3728.376 | 0.60-0.639 EF | 50-59 Gallons | 50 | Age 2010 to 2012 | Gas | Storage | Gas | Primary System
1328 | PP13426002 | Dont Know | -99 | -99 | 1 | -99 | 03 - Electric Storage | kenmore |  | 9 |  | Yes, Unconditioned Space | No, Unconditioned Space | 01 - None |  |  | wrap | -99 | -100 | -99 | -99 | -99 | -99 |  |  |  |  | 9 | 2003 |  |  | Dont Know | Dont Know | -99 | Age 2000 to 2005 | Electric | Storage | Electric | Primary System
1329 | PP13426194 | 1900 - 1969 | 0.615 | 0.053039 | 1 | 40 | 01 - Gas Storage | state | prv 40 nort961 c | 8 |  | No, Unconditioned Space | No, Unconditioned Space | 01 - None |  |  | no Ef or r value | -99 | 35.5 | -100 | -99 | -99 | -99 | 0.58238 | 39.9683 | prv40nort961c | CEC_gwh1 | 8 | 2004 | 9877.578 | 8384.1982 | 0.56-0.599 EF | 40-49 Gallons | 40 | Age 2000 to 2005 | Gas | Storage | Gas | Primary System
1330 | PP13428824 | 2000 - 2012 | #N/A | #N/A | 1 | 74 | 01 - Gas Storage | state select | gs675xrrs 300 | 5 | 04/01/2007 | No, Unconditioned Space | Yes, Unconditioned Space | 01 - None |  |  |  | 2007 | 75.1 | -100 | -99 | -99 | 4 |  |  | gs675xrrs300 |  | 5 | 2007 |  |  | Dont Know | 70-79 Gallons | 74 | Age 2006 to 2009 | Gas | Storage | Gas | Primary System
1331 | PP13455959 | 1990 - 1994 | 0.6 | -0.033333 | 1 | 50 | 01 - Gas Storage | ge | sg50t12txk00 | 3 | 09/01/2009 | No, Unconditioned Space | No, Unconditioned Space | 01 - None |  |  |  | 2009 | 36 | -100 | -100 | -99 | 9 | 0.62 | 50 | sg50t12txk00 | CEC_2009 | 3 | 2009 | 12545.6974 | 11188.2676 | 0.60-0.639 EF | 50-59 Gallons | 50 | Age 2006 to 2009 | Gas | Storage | Gas | Primary System
1332 | PP13485496 | 1900 - 1969 | 0.615 | 0.04065 | 1 | 40 | 01 - Gas Storage | ge | pg40t09avg00 | 7 | 01/01/2004 | Yes, Unconditioned Space | No, Unconditioned Space | 01 - None |  |  | limited nameplate info | 2004 | 40 | -100 | -99 | -99 | 1 | 0.59 | 40 | pg40t09avg00 | CEC_2009 | 8 | 2004 | 7128.8191 | 8216.7805 | 0.56-0.599 EF | 40-49 Gallons | 40 | Age 2000 to 2005 | Gas | Storage | Gas | Primary System
1333 | PP13486849 | 1900 - 1969 | 0.615 | -99 | 1 | 40 | 01 - Gas Storage | reliance | 640n0ct42w | 10 | 08/01/2002 | No, Unconditioned Space | No, Unconditioned Space | 01 - None |  |  |  | 2002 | 40 | -100 | 0.61 | -99 | 8 |  |  | 640n0ct42w |  | 10 | 2002 |  |  | Dont Know | 40-49 Gallons | 40 | Age 2000 to 2005 | Gas | Storage | Gas | Primary System
1334 | PP13524151 | 1900 - 1969 | -99 | -99 | 1 | -99 | 01 - Gas Storage | Dont Know |  | 1 |  | Yes, Unconditioned Space | No, Unconditioned Space | 01 - None |  |  | external wrap and behind loaded shelf | -99 | -99 | -100 | -99 | -99 | -99 |  |  |  |  | 1 | 2011 |  |  | Dont Know | Dont Know | -99 | Age 2010 to 2012 | Gas | Storage | Gas | Primary System
1335 | PP13557423 | 1980 - 1989 | 0.615 | -0.0081301 | 1 | 40 | 01 - Gas Storage | a.o.smith | gvr 40 100 | 4 | 03/01/2006 | No, Conditioned Space | Yes, conditioned space | 01 - None |  |  |  | 2006 | 40 | -100 | -99 | -99 | 3 | 0.62 | 40 | gvr40100 | CEC_2009 | 6 | 2006 | 3807.7146 | 2646.6663 | 0.60-0.639 EF | 40-49 Gallons | 40 | Age 2006 to 2009 | Gas | Storage | Gas | Primary System
1336 | PP13583873 | 1970 - 1979 | 0.6 | -99 | 1 | 50 | 01 - Gas Storage | state | gs650y0ctg 200 | 2 | 09/01/2009 | No, Unconditioned Space | Yes, Unconditioned Space | 01 - None |  |  | no Ef r value | 2009 | 40 | -100 | -99 | -99 | 9 |  |  | gs650y0ctg200 |  | 3 | 2009 |  |  | Dont Know | 50-59 Gallons | 50 | Age 2006 to 2009 | Gas | Storage | Gas | Primary System
1337 | PP13616700 | 1970 - 1979 | 0.6 | -0.033333 | 1 | -99 | 01 - Gas Storage | ge | sg50t12xa01 | 10 |  | Yes, Unconditioned Space | No, Unconditioned Space | 01 - None |  |  | insulation blocking nameplate. got model # from sticker | -99 | -99 | -100 | -99 | -99 | -99 | 0.62 | 50 | sg50t12xa01 | CEC_gwh1 | 10 | 2002 | 4372.5394 | 3039.2647 | 0.60-0.639 EF | 50-59 Gallons | 50 | Age 2000 to 2005 | Gas | Storage | Gas | Primary System
1338 | PP13623906 | 1990 - 1994 | 0.615 | 0.04065 | 1 | 40 | 01 - Gas Storage | ge | gg40t06avg01 | 10 | 01/01/2005 | No, Unconditioned Space | Yes, Unconditioned Space | 01 - None |  |  |  | 2005 | 36 | -100 | -99 | -99 | 1 | 0.59 | 40 | gg40t06avg01 | CEC_2009 | 7 | 2005 | 7287.27 | 5691.919 | 0.56-0.599 EF | 40-49 Gallons | 40 | Age 2000 to 2005 | Gas | Storage | Gas | Primary System
1339 | PP13629107 | 1900 - 1969 | 0.615 | 0.04065 | 1 | 40 | 01 - Gas Storage | rheem | 22v40f1 | 5 | 07/01/2007 | No, Unconditioned Space | No, Unconditioned Space | 01 - None |  |  |  | 2007 | 38 | -100 | -99 | -99 | 7 | 0.59 | 40 | 22v40f1 | CEC_2009 | 5 | 2007 | 18414.0119 | 18427.7116 | 0.56-0.599 EF | 40-49 Gallons | 40 | Age 2006 to 2009 | Gas | Storage | Gas | Primary System
1340 | PP13663624 | 1900 - 1969 | 0.6 | -99 | 1 | -100 | 04 - Gas Instantaneous | rinnai | v53e (reu-vam1620w-us) | 2 | 05/01/2010 | Not Applicable | No, Unconditioned Space | 01 - None |  |  |  | 2010 | -99 | -100 | -99 | -100 | 5 |  |  | v53ereuvam1620wus |  | 2 | 2010 |  |  | Dont Know | Tankless | -100 | Age 2010 to 2012 | Gas | Instantaneous | Gas | Primary System
1341 | PP13663624 | 1900 - 1969 | 0.63 | -99 | 2 | 30 | 01 - Gas Storage | american water heat co. | g62-30t33-3n | 11 | 10/01/2000 | No, Conditioned Space | No, Conditioned Space | 01 - None |  |  | info not on nameplate | 2000 | 33 | -100 | -99 | -99 | 10 |  |  | g6230t333n |  | 12 | 2000 |  |  | Dont Know | 30-39 Gallons | 30 | Age 2000 to 2005 | Gas | Storage | Gas
1342 | PP13679397 | 1970 - 1979 | 0.6 | -0.05 | 1 | 50 | 01 - Gas Storage | bradford white | m45036fbn5 | 7 |  | No, Unconditioned Space | No, Unconditioned Space | 01 - None |  |  | Information not on name plate. | -99 | 40 | -100 | -99 | -99 | -99 | 0.63 | 50 | m45036fbn5 | CEC_2009 | 7 | 2005 | 14406.6881 | 12847.9013 | 0.60-0.639 EF | 50-59 Gallons | 50 | Age 2000 to 2005 | Gas | Storage | Gas | Primary System
1343 | PP13714938 | 1900 - 1969 | 0.6 | -0.033333 | 1 | 50 | 01 - Gas Storage | ge | sg50t12xa | 12 |  | No, Unconditioned Space | No, Unconditioned Space | 01 - None |  |  |  | -99 | 40 | -100 | -99 | 19.2 | -99 | 0.62 | 50 | sg50t12xa | CEC_gwh1 | 12 | 2000 | 21145.4905 | 13812.8888 | 0.60-0.639 EF | 50-59 Gallons | 50 | Age 2000 to 2005 | Gas | Storage | Gas | Primary System
1344 | PP13742844 | 1980 - 1989 | 0.615 | 0.04065 | 1 | 40 | 01 - Gas Storage | Bradford white | u140t6frn | 3 |  | No, Unconditioned Space | No, Unconditioned Space | 01 - None |  |  | no Ef r value | -99 | 40 | -100 | -99 | -99 | -99 | 0.59 | 40 | u140t6frn | CEC_2009 | 3 | 2009 | 18414.0119 | 19765.8777 | 0.56-0.599 EF | 40-49 Gallons | 40 | Age 2006 to 2009 | Gas | Storage | Gas | Primary System
1345 | PP13743578 | 1900 - 1969 | 0.63 | 0.015873 | 1 | 30 | 01 - Gas Storage | rheem | 22v30-30f | 6 | 03/01/2005 | No, Unconditioned Space | Yes, Unconditioned Space | 01 - None |  |  | no Ef or r value | 2005 | 30 | -100 | -99 | -99 | 3 | 0.62 | 30 | 22v3030f | CEC_2009 | 7 | 2005 | 21145.4905 | 19119.296 | 0.60-0.639 EF | 30-39 Gallons | 30 | Age 2000 to 2005 | Gas | Storage | Gas | Primary System
1346 | PP13782067 | 2000 - 2012 | 0.6 | 0.002381 | 1 | 50 | 01 - Gas Storage | a.o. smith | fgr 50 242 | 11 |  | No, Unconditioned Space | Yes, Unconditioned Space | 01 - None |  |  |  | -99 | 38 | -100 | -99 | 16 | -99 | 0.59857 | 50 | fgr50242 | CEC_gwh1 | 11 | 2001 | 4918.2753 | 4174.6868 | 0.56-0.599 EF | 50-59 Gallons | 50 | Age 2000 to 2005 | Gas | Storage | Gas | Primary System
1347 | PP13783349 | 1900 - 1969 | 0.6 | -0.033333 | 1 | 50 | 01 - Gas Storage | ge | sg50t12xa01 | 8 |  | Yes, Unconditioned Space | No, Unconditioned Space | 01 - None |  |  |  | -99 | 40 | -100 | -99 | 19.2 | -99 | 0.62 | 50 | sg50t12xa01 | CEC_gwh1 | 8 | 2004 | 3343.2558 | 3311.4819 | 0.60-0.639 EF | 50-59 Gallons | 50 | Age 2000 to 2005 | Gas | Storage | Gas | Primary System
1348 | PP13793570 | 2000 - 2012 | 0.6 | -0.033333 | 1 | 50 | 01 - Gas Storage | a.o. smith | gvr 50 100 | 9 | 11/01/2005 | No, Unconditioned Space | Yes, Unconditioned Space | 01 - None |  |  | np | 2005 | 40 | -100 | -99 | -99 | 11 | 0.62 | 50 | gvr50100 | CEC_2009 | 7 | 2005 | 3788.5609 | 2226.4493 | 0.60-0.639 EF | 50-59 Gallons | 50 | Age 2000 to 2005 | Gas | Storage | Gas | Primary System
1349 | PP13815925 | 1900 - 1969 | 0.615 | 0.04065 | 1 | 40 | 01 - Gas Storage | bradford white | u140t6frn | 3 |  | Yes, conditioned space | No, Conditioned Space | 01 - None |  |  | see nameplate | -99 | 40 | -100 | -99 | -99 | -99 | 0.59 | 40 | u140t6frn | CEC_2009 | 3 | 2009 | 17616.6054 | 14523.6143 | 0.56-0.599 EF | 40-49 Gallons | 40 | Age 2006 to 2009 | Gas | Storage | Gas | Primary System
1350 | PP13821052 | 1900 - 1969 | -99 | -99 | 1 | -99 | 01 - Gas Storage | rheem | 21v4os-2n | 11 |  | No, Unconditioned Space | Yes, Unconditioned Space | 01 - None |  |  |  | -99 | 28 | -100 | -99 | 6.3 | -99 |  |  | 21v4os2n |  | 11 | 2001 |  |  | Dont Know | Dont Know | -99 | Age 2000 to 2005 | Gas | Storage | Gas | Primary System
1351 | PP13827254 | 1900 - 1969 | 0.615 | -99 | 1 | 40 | 01 - Gas Storage | Dont Know |  | 8 |  | Yes, Unconditioned Space | No, Conditioned Space | 01 - None |  |  | covered in external tank wrap. could not access nameplate. | -99 | -99 | -100 | -99 | -99 | -99 |  |  |  |  | 8 | 2004 |  |  | Dont Know | 40-49 Gallons | 40 | Age 2000 to 2005 | Gas | Storage | Gas | Primary System
1352 | PP13835755 | 1995 - 1999 | -99 | -99 | 1 | -99 | 01 - Gas Storage | Dont Know |  | 3 |  | Yes, Unconditioned Space | No, Unconditioned Space | 01 - None |  |  | external wrap completely covered it | -99 | -99 | -100 | -99 | -99 | -99 |  |  |  |  | 3 | 2009 |  |  | Dont Know | Dont Know | -99 | Age 2006 to 2009 | Gas | Storage | Gas | Primary System
1353 | PP13862610 | 1995 - 1999 | -99 | -99 | 1 | -99 | 01 - Gas Storage | Dont Know |  | 15 |  | Yes, Unconditioned Space | Yes, Unconditioned Space | 01 - None |  |  | external tank wrap is covering tank. | -99 | -99 | -100 | -99 | -99 | -99 |  |  |  |  | 15 | 1997 |  |  | Dont Know | Dont Know | -99 | Age 1995 to 1999 | Gas | Storage | Gas | Primary System
1354 | PP13879624 | Dont Know | -99 | -99 | 1 | -99 | 01 - Gas Storage | Dont Know |  | 5 |  | Yes, conditioned space | Yes, conditioned space | 01 - None |  |  | wrap | -99 | -99 | -100 | -99 | -99 | -99 |  |  |  |  | 5 | 2007 |  |  | Dont Know | Dont Know | -99 | Age 2006 to 2009 | Gas | Storage | Gas | Primary System
1355 | PP13882374 | Dont Know | -99 | -99 | 1 | -99 | 01 - Gas Storage | Dont Know |  | -99 |  | Yes, Unconditioned Space | No, Unconditioned Space | 01 - None |  |  | don't know | -99 | -99 | -100 | -99 | -99 | -99 |  |  |  |  | -99 | -99 |  |  | Dont Know | Dont Know | -99 | Dont Know | Gas | Storage | Gas | Primary System
1356 | PP13889969 | 1900 - 1969 | 0.615 | -0.30081 | 1 | 40 | 01 - Gas Storage | hoyt | 40hmev | -99 |  | No, Unconditioned Space | No, Unconditioned Space | 01 - None |  |  | Information not on name plate. | -99 | 34 | -100 | -99 | 6.45 | -99 | 0.8 |  | 40hmev | CEC_2009 | -99 | -99 | 2465.11 | 1713.4487 | 0.80-0.839 EF | 40-49 Gallons | 40 | Dont Know | Gas | Storage | Gas | Primary System
1357 | PP13992417 | 1900 - 1969 | 0.6 | -0.4 | 1 | -100 | 04 - Gas Instantaneous | takagi | t-k2 | 5 |  | Not Applicable | No, Conditioned Space | 03 - Timer |  |  |  | -99 | 185 | -100 | -99 | -100 | -99 | 0.84 | 0.1 | tk2 | CEC_2009 | 5 | 2007 | 8601.6372 | 6391.7697 | 0.84-0.879 EF | Tankless | -100 | Age 2006 to 2009 | Gas | Instantaneous | Gas | Primary System
1358 | PP13997288 | 1900 - 1969 | 0.6 | 0.11667 | 1 | 50 | 01 - Gas Storage | whirlpool | bfg1f5040t3nov | 4 |  | No, Conditioned Space | No, Conditioned Space | 01 - None |  |  | limited nameplate info | -99 | 40 | -100 | -99 | -99 | -99 | 0.53 | 50 | bfg1f5040t3nov | CEC_gwh1 | 4 | 2008 | 6345.9335 | 4956.6627 | 0.52-0.559 EF | 50-59 Gallons | 50 | Age 2006 to 2009 | Gas | Storage | Gas | Primary System
1359 | PP14002821 | 1900 - 1969 | 0.615 | -99 | 1 | 40 | 01 - Gas Storage | reliance | 5 40 ndrt6 cf | 10 |  | Yes, Unconditioned Space | No, Unconditioned Space | 01 - None |  |  |  | -99 | 32 | -100 | 0.57 | -99 | -99 |  |  | 540ndrt6cf |  | 10 | 2002 |  |  | Dont Know | 40-49 Gallons | 40 | Age 2000 to 2005 | Gas | Storage | Gas | Primary System
1360 | PP14013927 | 1900 - 1969 | 0.615 | 0.04065 | 1 | 40 | 01 - Gas Storage | ge | pg40s09avj00 | 4 | 02/01/2008 | No, Conditioned Space | No, Unconditioned Space | 01 - None |  |  |  | 2008 | 40 | -100 | -99 | -99 | 2 | 0.59 | 40 | pg40s09avj00 | CEC_2009 | 4 | 2008 | 8098.2536 | 8337.4429 | 0.56-0.599 EF | 40-49 Gallons | 40 | Age 2006 to 2009 | Gas | Storage | Gas | Primary System
1361 | PP14027847 | 2000 - 2012 | 0.615 | -0.0081301 | 1 | 40 | 01 - Gas Storage | state select | gs640yoctgtco | 5 | 06/01/2006 | No, Unconditioned Space | No, Unconditioned Space | 01 - None |  |  | limited nameplate info | 2006 | 40 | -100 | -99 | -99 | 6 | 0.62 | 40 | gs640yoctgtco | CEC_2009 | 6 | 2006 | 11519.4058 | 14498.4128 | 0.60-0.639 EF | 40-49 Gallons | 40 | Age 2006 to 2009 | Gas | Storage | Gas | Primary System
1362 | PP14045936 | 2000 - 2012 | 0.743 | 0.35397 | 1 | 75 | 01 - Gas Storage | a.o. smith | fgr 75 232 | 12 |  | No, Unconditioned Space | Yes, Unconditioned Space | 01 - None |  |  |  | -99 | 75 | -100 | -99 | 16 | -99 | 0.48 | 74 | fgr75232 | CEC_gwh1 | 12 | 2000 | 9877.578 | 8384.1982 | 0.48-0.519 EF | 70-79 Gallons | 75 | Age 2000 to 2005 | Gas | Storage | Gas | Primary System
1363 | PP14045936 | 2000 - 2012 | 0.6 | 0.11667 | 2 | 50 | 01 - Gas Storage | whirlpool | bfg2j5040t3nov | 5 |  | No, Unconditioned Space | Yes, Unconditioned Space | 01 - None |  |  | Information not on name plate. | -99 | 40 | -100 | -99 | -99 | -99 | 0.53 | 50 | bfg2j5040t3nov | CEC_gwh1 | 5 | 2007 | 0 | 0 | 0.52-0.559 EF | 50-59 Gallons | 50 | Age 2006 to 2009 | Gas | Storage | Gas
1364 | PP14049637 | 1970 - 1979 | -99 | -99 | 1 | -99 | 01 - Gas Storage | Dont Know |  | -99 |  | No, Unconditioned Space | No, Unconditioned Space | 01 - None |  |  | no access | -99 | -99 | -100 | -99 | -99 | -99 |  |  |  |  | -99 | -99 |  |  | Dont Know | Dont Know | -99 | Dont Know | Gas | Storage | Gas | Primary System
1365 | PP14118471 | 1970 - 1979 | 0.63 | -99 | 1 | 30 | 01 - Gas Storage | reliance | 5 30 n0rt6 f | 10 |  | No, Unconditioned Space | No, Unconditioned Space | 01 - None |  |  | limited nameplate info | -99 | 30 | -100 | -99 | -99 | -99 |  |  | 530n0rt6f |  | 10 | 2002 |  |  | Dont Know | 30-39 Gallons | 30 | Age 2000 to 2005 | Gas | Storage | Gas | Primary System
1366 | PP14178864 | 1900 - 1969 | -99 | -99 | 1 | -99 | 01 - Gas Storage | Dont Know |  | 5 |  | No, Unconditioned Space | No, Unconditioned Space | 01 - None |  |  | unable to view DHW system. info from site contact | -99 | -99 | -100 | -99 | -99 | -99 |  |  |  |  | 5 | 2007 |  |  | Dont Know | Dont Know | -99 | Age 2006 to 2009 | Gas | Storage | Gas | Primary System
1367 | PP14190516 | 1900 - 1969 | 0.6 | -0.38333 | 1 | -100 | 04 - Gas Instantaneous | noritz | n-0751m | 2 | 01/01/2009 | Not Applicable | No, Unconditioned Space | 01 - None |  |  |  | 2009 | 199 | -100 | -99 | -100 | 1 | 0.83 | 0.2 | n0751m | CEC_2009 | 3 | 2009 | 4282.9548 | 3182.6104 | 0.80-0.839 EF | Tankless | -100 | Age 2006 to 2009 | Gas | Instantaneous | Gas | Primary System
1368 | PP14237448 | 1900 - 1969 | 0.6 | 0.033333 | 1 | 50 | 01 - Gas Storage | ge | gg50t06avh00 | 4 | 04/01/2007 | No, Unconditioned Space | Yes, conditioned space | 01 - None |  |  | limited nameplate info | 2007 | 38 | -100 | -99 | -99 | 4 | 0.58 | 50 | gg50t06avh00 | CEC_2009 | 5 | 2007 | 12545.6974 | 4875.2982 | 0.56-0.599 EF | 50-59 Gallons | 50 | Age 2006 to 2009 | Gas | Storage | Gas | Primary System
1369 | PP14245969 | 2000 - 2012 | 0.6 | -99 | 1 | 50 | 01 - Gas Storage | state | gs650ycct | 8 | 03/01/2004 | No, Unconditioned Space | Yes, Unconditioned Space | 01 - None |  |  | not listed on nameplate | 2004 | 40 | -100 | -99 | -99 | 3 |  |  | gs650ycct |  | 8 | 2004 |  |  | Dont Know | 50-59 Gallons | 50 | Age 2000 to 2005 | Gas | Storage | Gas | Primary System
1370 | PP14245969 | 2000 - 2012 | 0.615 | -99 | 2 | 40 | 01 - Gas Storage | state | gs640y0ctg | 8 | 03/01/2004 | No, Unconditioned Space | Yes, Unconditioned Space | 01 - None |  |  | not listed on nameplate | 2004 | 40 | -100 | -99 | -99 | 3 |  |  | gs640y0ctg |  | 8 | 2004 |  |  | Dont Know | 40-49 Gallons | 40 | Age 2000 to 2005 | Gas | Storage | Gas
1371 | PP14279893 | 1980 - 1989 | 0.615 | 0.089431 | 1 | 40 | 01 - Gas Storage | whirlpool | ug2h4040t3nv | 2 |  | No, Unconditioned Space | No, Unconditioned Space | 01 - None |  |  | see nameplate | -99 | 40 | -100 | -99 | -99 | -99 | 0.56 | 40 | ug2h4040t3nv | CEC_gwh1 | 2 | 2010 | 7272.5124 | 8382.4035 | 0.56-0.599 EF | 40-49 Gallons | 40 | Age 2010 to 2012 | Gas | Storage | Gas | Primary System
1372 | PP14285774 | 1970 - 1979 | #N/A | #N/A | 1 | 38 | 01 - Gas Storage | ge | gg38t06axk00 | 0 | 11/01/2011 | No, Unconditioned Space | No, Unconditioned Space | 01 - None |  |  |  | 2011 | 38 | -100 | -99 | -99 | 11 | 0.6 | 40 | gg38t06axk00 | CEC_2009 | 1 | 2011 | 10076.6771 | 8553.1958 | 0.60-0.639 EF | 30-39 Gallons | 38 | Age 2010 to 2012 | Gas | Storage | Gas | Primary System
1373 | PP14306038 | 1900 - 1969 | 0.615 | -0.0054201 | 1 | 40 | 01 - Gas Storage | Bradford white | m440t6fbn | 19 |  | No, Unconditioned Space | No, Unconditioned Space | 01 - None |  |  |  | -99 | 40 | -100 | -99 | -99 | -99 | 0.61833 | 40 | m440t6fbn | CEC_gwh1 | 19 | 1993 | 14757.5111 | 15193.3877 | 0.60-0.639 EF | 40-49 Gallons | 40 | Age 1990 to 1994 | Gas | Storage | Gas | Primary System
1374 | PP14322780 | 1970 - 1979 | 0.6 | -0.033333 | 1 | 50 | 01 - Gas Storage | rheem | sg50t12xa01 | 4 |  | No, Unconditioned Space | No, Unconditioned Space | 01 - None |  |  |  | -99 | 40 | -100 | -99 | 19.2 | -99 | 0.62 | 50 | sg50t12xa01 | CEC_gwh1 | 4 | 2008 | 8601.6372 | 7301.1655 | 0.60-0.639 EF | 50-59 Gallons | 50 | Age 2006 to 2009 | Gas | Storage | Gas | Primary System
1375 | PP14344663 | 1990 - 1994 | 0.6 | 0.066667 | 1 | -99 | 01 - Gas Storage | state | prv 50 nort6 f | 20 | 01/01/1989 | Yes, Unconditioned Space | Yes, Unconditioned Space | 01 - None |  |  |  | 1989 | 36 | -100 | -100 | -99 | -99 | 0.56 | 50 | prv50nort6f | CEC_gwh1 | 23 | 1989 | 27073.5667 | 23866.2327 | 0.56-0.599 EF | 50-59 Gallons | 50 | Age 1985 to 1989 | Gas | Storage | Gas | Primary System
1376 | PP14350649 | 1970 - 1979 | -99 | -99 | 1 | -99 | 01 - Gas Storage | Dont Know |  | 2 |  | Yes, conditioned space | Yes, conditioned space | 01 - None |  |  | couldn't access nameplate | -99 | -99 | -100 | -99 | -99 | -99 |  |  |  |  | 2 | 2010 |  |  | Dont Know | Dont Know | -99 | Age 2010 to 2012 | Gas | Storage | Gas | Primary System
1377 | PP14399778 | 2000 - 2012 | 0.6 | 0.11667 | 1 | 50 | 01 - Gas Storage | rheem | 42vr50-40f | 1 | 04/01/2012 | No, Unconditioned Space | Yes, Unconditioned Space | 03 - Timer |  |  | no Ef r value | 2012 | 40 | -100 | -99 | -99 | 4 | 0.53 | 50 | 42vr5040f | CEC_gwh1 | 0 | 2012 | 4460.6752 | 3100.5262 | 0.52-0.559 EF | 50-59 Gallons | 50 | Age 2010 to 2012 | Gas | Storage | Gas | Primary System
1378 | PP14401040 | 1900 - 1969 | 0.615 | 0.086179 | 1 | 40 | 01 - Gas Storage | american | g51-40s33-3n | 28 |  | No, Unconditioned Space | No, Unconditioned Space | 01 - None |  |  | nameplate was partially covered. | -99 | 33 | -100 | -99 | -99 | -99 | 0.562 | 40 | g5140s333n | CEC_gwh1 | 28 | 1984 | 30627.795 | 48141.7464 | 0.56-0.599 EF | 40-49 Gallons | 40 | Age 1980 to 1984 | Gas | Storage | Gas | Primary System
1379 | PP14428248 | 1900 - 1969 | 0.615 | 0.056911 | 1 | 40 | 01 - Gas Storage | ge | gg40t6xa | 15 |  | No, Unconditioned Space | No, Unconditioned Space | 01 - None |  |  |  | -99 | 34 | -100 | -99 | 6.7 | -99 | 0.58 | 40 | gg40t6xa | CEC_gwh1 | 15 | 1997 | 5170.86 | 4389.0835 | 0.56-0.599 EF | 40-49 Gallons | 40 | Age 1995 to 1999 | Gas | Storage | Gas | Primary System
1380 | PP14451290 | 1900 - 1969 | 0.615 | 0.056911 | 1 | 40 | 01 - Gas Storage | ge | gg40t6xa | -99 |  | No, Conditioned Space | No, Conditioned Space | 01 - None |  |  | no ef | -99 | 34 | -100 | -99 | 6.7 | -99 | 0.58 | 40 | gg40t6xa | CEC_gwh1 | -99 | -99 | 5242.8 | 5397.6509 | 0.56-0.599 EF | 40-49 Gallons | 40 | Dont Know | Gas | Storage | Gas | Primary System
1381 | PP14488004 | Dont Know | 0.615 | 0.053039 | 1 | 40 | 01 - Gas Storage | censible | prv-40 norto c | -99 | 01/01/1991 | No, Unconditioned Space | No, Unconditioned Space | 01 - None |  |  | no ef or r value | 1991 | 35.5 | -100 | -99 | -99 | -99 | 0.58238 | 39.9683 | prv40nortoc | CEC_gwh1 | 21 | 1991 | 15674.8311 | 13304.9712 | 0.56-0.599 EF | 40-49 Gallons | 40 | Age 1990 to 1994 | Gas | Storage | Gas | Primary System
1382 | PP14501077 | 1900 - 1969 | 0.6 | -99 | 1 | 50 | 01 - Gas Storage | rheem | rhgpr050-75 | 12 |  | No, Unconditioned Space | No, Unconditioned Space | 01 - None |  |  |  | -99 | 75 | -100 | -99 | 11.5 | -99 |  |  | rhgpr05075 |  | 12 | 2000 |  |  | Dont Know | 50-59 Gallons | 50 | Age 2000 to 2005 | Gas | Storage | Gas | Primary System
1383 | PP14505098 | 1900 - 1969 | -99 | -99 | 1 | -99 | 01 - Gas Storage | Dont Know |  | 6 |  | Yes, Unconditioned Space | Yes, Unconditioned Space | 01 - None |  |  |  | -99 | -99 | -100 | -99 | -99 | -99 |  |  |  |  | 6 | 2006 |  |  | Dont Know | Dont Know | -99 | Age 2006 to 2009 | Gas | Storage | Gas | Primary System
1384 | PP14516983 | 1980 - 1989 | -99 | -99 | 1 | -99 | 01 - Gas Storage | Dont Know |  | 20 |  | Yes, Unconditioned Space | No, Unconditioned Space | 01 - None |  |  | wrap | -99 | -99 | -100 | -99 | -99 | -99 |  |  |  |  | 20 | 1992 |  |  | Dont Know | Dont Know | -99 | Age 1990 to 1994 | Gas | Storage | Gas | Primary System
1385 | PP14566565 | 1970 - 1979 | 0.615 | -99 | 1 | 40 | 01 - Gas Storage | kenmore | 153.339462 | 8 | 10/01/2005 | No, Unconditioned Space | No, Unconditioned Space | 01 - None |  |  | no Ef r value | 2005 | 40 | -100 | -99 | -99 | 10 |  |  | 153339462 |  | 7 | 2005 |  |  | Dont Know | 40-49 Gallons | 40 | Age 2000 to 2005 | Gas | Storage | Gas | Primary System
1386 | PP14571716 | 1900 - 1969 | -99 | -99 | 1 | -99 | 01 - Gas Storage | Dont Know |  | 1 |  | Yes, Unconditioned Space | Yes, Unconditioned Space | 01 - None |  |  | nameplate info is covered by external tank wrap | -99 | -99 | -100 | -99 | -99 | -99 |  |  |  |  | 1 | 2011 |  |  | Dont Know | Dont Know | -99 | Age 2010 to 2012 | Gas | Storage | Gas | Primary System
1387 | PP14572141 | 1900 - 1969 | -99 | -99 | 1 | -99 | 01 - Gas Storage | Dont Know |  | -99 |  | No, Unconditioned Space | No, Unconditioned Space | 01 - None |  |  | locked outside, couldn't get any useful info from it | -99 | -99 | -100 | -99 | -99 | -99 |  |  |  |  | -99 | -99 |  |  | Dont Know | Dont Know | -99 | Dont Know | Gas | Storage | Gas | Primary System
1388 | PP14588437 | 1900 - 1969 | #N/A | #N/A | 1 | 38 | 01 - Gas Storage | ge | geuno110u10907 | 2 | 01/01/2010 | No, Unconditioned Space | Yes, Unconditioned Space | 01 - None |  |  | Information not on name plate. | 2010 | 38 | -100 | -99 | -99 | 1 |  |  | geuno110u10907 |  | 2 | 2010 |  |  | Dont Know | 30-39 Gallons | 38 | Age 2010 to 2012 | Gas | Storage | Gas | Primary System
1389 | PP14627681 | 1900 - 1969 | 0.615 | 0.089431 | 1 | 40 | 01 - Gas Storage | whirlpool | bfg1h4040t3nov | 2 |  | No, Unconditioned Space | Yes, Unconditioned Space | 01 - None |  |  |  | -99 | 40 | -100 | -99 | -99 | -99 | 0.56 | 40 | bfg1h4040t3nov | CEC_gwh1 | 2 | 2010 | 14697.079 | 13106.8722 | 0.56-0.599 EF | 40-49 Gallons | 40 | Age 2010 to 2012 | Gas | Storage | Gas | Primary System
1390 | PP14647632 | 1980 - 1989 | -99 | -99 | 1 | -99 | 01 - Gas Storage | rheem | 22V40-36F1 | 5 | 02/01/2009 | No, Conditioned Space | No, Conditioned Space | 01 - None |  |  |  | 2009 | 36 | -100 | -100 | -99 | 2 |  |  | 22V4036F1 |  | 3 | 2009 |  |  | Dont Know | Dont Know | -99 | Age 2006 to 2009 | Gas | Storage | Gas | Primary System
1391 | PP14649798 | 1900 - 1969 | -99 | -99 | 1 | -99 | 01 - Gas Storage | Dont Know |  | 5 |  | No, Unconditioned Space | No, Unconditioned Space | 01 - None |  |  | access screwed shut | -99 | -99 | -100 | -99 | -99 | -99 |  |  |  |  | 5 | 2007 |  |  | Dont Know | Dont Know | -99 | Age 2006 to 2009 | Gas | Storage | Gas | Primary System
1392 | PP14664260 | 2000 - 2012 | -99 | -99 | 1 | 100 | 13 - Common Building | American standard | d129-199-as | 10 |  | Not Applicable | No, Conditioned Space | 02 - Continuous |  |  | see nameplate. limited information. | -100 | 199 | -100 | -99 | -100 | -99 |  |  | d129199as |  | -100 | -100 |  |  | Dont Know | Dont Know | -99 | Dont Know | Unknown | Unknown | Not Applicable | Primary System
1393 | PP14691156 | 1970 - 1979 | #N/A | #N/A | 1 | 38 | 01 - Gas Storage | state | gs640ybrtg | 6 | 11/01/2006 | No, Unconditioned Space | No, Conditioned Space | 01 - None |  |  | no Ef r value | 2006 | 40 | -100 | -99 | -99 | 11 | 0.6 | 38 | gs640ybrtg | CEC_2009 | 6 | 2006 | 3807.7146 | 2646.6663 | 0.60-0.639 EF | 30-39 Gallons | 38 | Age 2006 to 2009 | Gas | Storage | Gas | Primary System
1394 | PP14698423 | 1900 - 1969 | 0.615 | -0.0081301 | 1 | 40 | 01 - Gas Storage | state select | gs640yoctgtco | 4 |  | No, Unconditioned Space | No, Unconditioned Space | 01 - None |  |  |  | -99 | 40 | -100 | -99 | -99 | -99 | 0.62 | 40 | gs640yoctgtco | CEC_2009 | 4 | 2008 | 8601.6372 | 7301.1655 | 0.60-0.639 EF | 40-49 Gallons | 40 | Age 2006 to 2009 | Gas | Storage | Gas | Primary System
1395 | PP14710898 | 1900 - 1969 | 0.6 | -99 | 1 | -100 | 04 - Gas Instantaneous | noritz | n-084m | 4 | 07/01/2006 | Not Applicable | Yes, Unconditioned Space | 03 - Timer |  |  |  | 2006 | 236 | -100 | -99 | -100 | 7 |  |  | n084m |  | 6 | 2006 |  |  | Dont Know | Tankless | -100 | Age 2006 to 2009 | Gas | Instantaneous | Gas | Primary System
1396 | PP14711084 | 2000 - 2012 | -99 | -99 | 1 | -99 | 01 - Gas Storage | a.o. smith |  | 8 |  | Yes, Unconditioned Space | Yes, Unconditioned Space | 01 - None |  |  | np | -99 | -99 | -100 | -99 | -99 | -99 |  |  |  |  | 8 | 2004 |  |  | Dont Know | Dont Know | -99 | Age 2000 to 2005 | Gas | Storage | Gas | Primary System
1397 | PP14712921 | 1900 - 1969 | 0.63 | -99 | 1 | 30 | 01 - Gas Storage | ag smith | kgl 30 860 | -99 |  | No, Unconditioned Space | No, Unconditioned Space | 01 - None |  |  | limited nameplate info | -99 | 38 | -100 | -99 | -99 | -99 |  |  | kgl30860 |  | -99 | -99 |  |  | Dont Know | 30-39 Gallons | 30 | Dont Know | Gas | Storage | Gas | Primary System
1398 | PP14722924 | 1980 - 1989 | 0.6 | -0.033333 | 1 | 50 | 01 - Gas Storage | state select | gs650yoctg | 10 | 06/01/2007 | No, Conditioned Space | No, Conditioned Space | 01 - None |  |  | Information not on name plate. | 2007 | 40 | -100 | -99 | -99 | 6 | 0.62 | 50 | gs650yoctg | CEC_2009 | 5 | 2007 | 18414.0119 | 7824.6541 | 0.60-0.639 EF | 50-59 Gallons | 50 | Age 2006 to 2009 | Gas | Storage | Gas | Primary System
1399 | PP14725106 | 1970 - 1979 | 0.6 | -99 | 1 | 50 | 01 - Gas Storage | american | 15-551 | 20 |  | No, Unconditioned Space | No, Unconditioned Space | 01 - None |  |  | not listed on nameplate | -99 | 45.2 | -100 | -99 | -99 | -99 |  |  | 15551 |  | 20 | 1992 |  |  | Dont Know | 50-59 Gallons | 50 | Age 1990 to 1994 | Gas | Storage | Gas | Primary System
1400 | PP14725106 | 1970 - 1979 | 0.6 | -99 | 2 | 50 | 01 - Gas Storage | american | 1s-551 | 20 |  | No, Unconditioned Space | No, Unconditioned Space | 01 - None |  |  | don't know | -99 | 45.2 | -100 | -99 | -99 | -99 |  |  | 1s551 |  | 20 | 1992 |  |  | Dont Know | 50-59 Gallons | 50 | Age 1990 to 1994 | Gas | Storage | Gas
1401 | PP14730968 | 1900 - 1969 | 0.615 | -99 | 1 | 40 | 01 - Gas Storage | kenmore |  | -99 |  | Yes, Unconditioned Space | Yes, Unconditioned Space | 01 - None |  |  | nameplate covered by external tank warp. no access. | -99 | -99 | -100 | -99 | -99 | -99 |  |  |  |  | -99 | -99 |  |  | Dont Know | 40-49 Gallons | 40 | Dont Know | Gas | Storage | Gas | Primary System
1402 | PP14754909 | 1900 - 1969 | -99 | -99 | 1 | -99 | 01 - Gas Storage | Dont Know |  | 6 |  | Yes, Unconditioned Space | No, Unconditioned Space | 01 - None |  |  | wrap | -99 | -99 | -100 | -99 | -99 | -99 |  |  |  |  | 6 | 2006 |  |  | Dont Know | Dont Know | -99 | Age 2006 to 2009 | Gas | Storage | Gas | Primary System
509 | EG04284863 | 1900 - 1969 | 0.63 | -99 | 1 | 30 | 01 - Gas Storage | kenmore | 153.332363> | 12 |  | No, Unconditioned Space | No, Unconditioned Space | 01 - None |  |  |  | -99 | 30 | -100 | 0.57 | -99 | -99 |  |  | 153332363> |  | 12 | 2000 |  |  | Dont Know | 30-39 Gallons | 30 | Age 2000 to 2005 | Gas | Storage | Gas | Primary System
510 | EG04295328 | 1970 - 1979 | 0.615 | 0.053039 | 1 | 40 | 01 - Gas Storage | state industries | prv 40 nort6 c | 20 |  | No, Conditioned Space | No, Conditioned Space | 01 - None |  |  | info not on nameplate | -99 | 35.5 | -100 | -99 | -99 | -99 | 0.58238 | 39.9683 | prv40nort6c | CEC_gwh1 | 20 | 1992 | 16851.3674 | 24728.2075 | 0.56-0.599 EF | 40-49 Gallons | 40 | Age 1990 to 1994 | Gas | Storage | Gas | Primary System
511 | EG04298804 | 1900 - 1969 | 0.615 | -0.0081301 | 1 | 40 | 01 - Gas Storage | ge | sg40t12aqj00 | 12 | 03/01/2007 | No, Unconditioned Space | Yes, Unconditioned Space | 01 - None |  |  | not listed | 2007 | 40 | -100 | -99 | -99 | 3 | 0.62 | 40 | sg40t12aqj00 | CEC_gwh1 | 5 | 2007 | 4032.7536 | 2975.3305 | 0.60-0.639 EF | 40-49 Gallons | 40 | Age 2006 to 2009 | Gas | Storage | Gas | Primary System
512 | EG04298804 | 1900 - 1969 | #N/A | #N/A | 2 | 10 | 01 - Gas Storage | suburban mfg | sw6 de | 1 |  | No, Unconditioned Space | No, Unconditioned Space | 01 - None |  |  | not listed | -99 | 12 | -100 | -99 | -99 | -99 |  |  | sw6de |  | 1 | 2011 |  |  | Dont Know | 01-29 Gallons | 10 | Age 2010 to 2012 | Gas | Storage | Gas
513 | EG04303541 | 1900 - 1969 | 0.6 | 0.033333 | 1 | 50 | 01 - Gas Storage | Bradford white | u15036frn | -99 |  | No, Unconditioned Space | No, Unconditioned Space | 01 - None |  |  |  | -99 | 40 | -100 | -100 | -99 | -99 | 0.58 | 50 | u15036frn | CEC_2009 | -99 | -99 | 4348.4 | 3105.0617 | 0.56-0.599 EF | 50-59 Gallons | 50 | Dont Know | Gas | Storage | Gas | Primary System
514 | EG04311849 | 1900 - 1969 | #N/A | #N/A | 1 | 38 | 01 - Gas Storage | ge | gg38t06axk00 | 3 | 05/01/2009 | No, Unconditioned Space | No, Unconditioned Space | 01 - None |  |  |  | 2009 | 38 | -100 | -100 | -99 | 5 | 0.6 | 40 | gg38t06axk00 | CEC_2009 | 3 | 2009 | 14245.2834 | 21144.2923 | 0.60-0.639 EF | 30-39 Gallons | 38 | Age 2006 to 2009 | Gas | Storage | Gas | Primary System
515 | EG04336244 | 1900 - 1969 | 0.615 | 0.089431 | 1 | 40 | 01 - Gas Storage | whirlpool | bfg1h4040t3nov | 8 |  | No, Unconditioned Space | Yes, Unconditioned Space | 01 - None |  |  | not on nameplate | -99 | 40 | -100 | -99 | -99 | -99 | 0.56 | 40 | bfg1h4040t3nov | CEC_gwh1 | 8 | 2004 | 4318.2088 | 2871.0466 | 0.56-0.599 EF | 40-49 Gallons | 40 | Age 2000 to 2005 | Gas | Storage | Gas | Primary System
516 | EG04353220 | 1900 - 1969 | 0.615 | 0.069106 | 1 | 40 | 01 - Gas Storage | ace hardware | 540nkrt6-c0 | 20 | 01/01/1989 | No, Unconditioned Space | No, Unconditioned Space | 01 - None |  |  |  | 1989 | 35.5 | -100 | -100 | -99 | -99 | 0.5725 | 40 | 540nkrt6c0 | CEC_gwh1 | 23 | 1989 | 30741.2667 | 45629.3013 | 0.56-0.599 EF | 40-49 Gallons | 40 | Age 1985 to 1989 | Gas | Storage | Gas | Primary System
517 | EG04361665 | 1900 - 1969 | 0.6 | -99 | 1 | 50 | 01 - Gas Storage | richmond | 7K50N | 9 |  | Yes, Unconditioned Space | No, Unconditioned Space | 01 - None |  |  |  | -99 | 40 | -100 | -100 | 6.7 | -99 |  |  | 7K50N |  | 9 | 2003 |  |  | Dont Know | 50-59 Gallons | 50 | Age 2000 to 2005 | Gas | Storage | Gas | Primary System
518 | EG04363309 | 1970 - 1979 | #N/A | #N/A | 1 | -100 | 05 - Elec. Instantaneous | noritz | nr98-sv | 1 | 08/01/2011 | Not Applicable | No, Unconditioned Space | 01 - None |  |  | not listed | 2011 | -100 | -99 | -99 | -99 | 8 |  |  | nr98sv |  | 1 | 2011 |  |  | Dont Know | Tankless | -100 | Age 2010 to 2012 | Electric | Instantaneous | Electric | Primary System
519 | EG04368823 | 1970 - 1979 | 0.615 | -0.02439 | 1 | 40 | 01 - Gas Storage | kenmore | 153.330452 | 14 | 01/01/1998 | No, Unconditioned Space | No, Unconditioned Space | 01 - None |  |  |  | 1998 | 40 | -100 | -100 | -99 | -99 | 0.63 | 40 | 153330452 | CEC_2009 | 14 | 1998 | 15968.5022 | 5399.6506 | 0.60-0.639 EF | 40-49 Gallons | 40 | Age 1995 to 1999 | Gas | Storage | Gas | Primary System
520 | EG04370665 | 1970 - 1979 | 0.743 | 0.35397 | 1 | 75 | 01 - Gas Storage | so smith | fsg75230 | 19 |  | No, Unconditioned Space | No, Unconditioned Space | 01 - None |  |  |  | -99 | 75 | -100 | -100 | 12 | -99 | 0.48 | 74 | fsg75230 | CEC_gwh1 | 19 | 1993 | 6852.6104 | 4556.0936 | 0.48-0.519 EF | 70-79 Gallons | 75 | Age 1990 to 1994 | Gas | Storage | Gas | Primary System
521 | EG04374102 | 1900 - 1969 | 0.615 | 0.04065 | 1 | 40 | 01 - Gas Storage | Bradford white corp | mi40t6fbn4 | 7 | 03/01/2005 | No, Conditioned Space | No, Conditioned Space | 01 - None |  |  | no energy guide | 2005 | 40 | -100 | -99 | -99 | 3 | 0.59 | 40 | mi40t6fbn4 | CEC_2009 | 7 | 2005 | 15188.4774 | 14638.5642 | 0.56-0.599 EF | 40-49 Gallons | 40 | Age 2000 to 2005 | Gas | Storage | Gas | Primary System
522 | EG04374319 | 1900 - 1969 | 0.615 | -99 | 1 | 40 | 01 - Gas Storage | American standard | ng-40t1-3-6 nat | 1 | 08/01/2011 | No, Unconditioned Space | No, Unconditioned Space | 01 - None |  |  | no ef or r indicated on nameplate or energy guide | 2011 | 40 | -100 | -99 | -99 | 8 |  |  | ng40t136nat |  | 1 | 2011 |  |  | Dont Know | 40-49 Gallons | 40 | Age 2010 to 2012 | Gas | Storage | Gas | Primary System
523 | EG04385046 | 1900 - 1969 | 0.615 | 0.089431 | 1 | 40 | 01 - Gas Storage | ge | pg40t9xa | 12 |  | No, Unconditioned Space | No, Unconditioned Space | 01 - None |  |  |  | -99 | 40 | -100 | -99 | 6.7 | -99 | 0.56 | 40 | pg40t9xa | CEC_gwh1 | 12 | 2000 | 8603.319 | 7614.1963 | 0.56-0.599 EF | 40-49 Gallons | 40 | Age 2000 to 2005 | Gas | Storage | Gas | Primary System
524 | EG04385192 | 1970 - 1979 | 0.6 | -0.033333 | 1 | 50 | 01 - Gas Storage | ge | sg50t12avh00 | 8 | 04/01/2005 | Yes, Unconditioned Space | Yes, Unconditioned Space | 01 - None |  |  | info not available | 2005 | 40 | -100 | -99 | -99 | 4 | 0.62 | 50 | sg50t12avh00 | CEC_gwh1 | 7 | 2005 | 4959.48 | 4370.8688 | 0.60-0.639 EF | 50-59 Gallons | 50 | Age 2000 to 2005 | Gas | Storage | Gas | Primary System
525 | EG04408518 | 1900 - 1969 | 0.615 | -99 | 1 | 40 | 01 - Gas Storage | Dont Know |  | 4 |  | No, Unconditioned Space | No, Unconditioned Space | 01 - None |  |  |  | -99 | -99 | -100 | -100 | -99 | -99 |  |  |  |  | 4 | 2008 |  |  | Dont Know | 40-49 Gallons | 40 | Age 2006 to 2009 | Gas | Storage | Gas | Primary System
526 | EG04414631 | 1970 - 1979 | 0.615 | -99 | 1 | 40 | 01 - Gas Storage | richmond | 7K40N | 12 |  | Yes, conditioned space | No, Conditioned Space | 01 - None |  |  |  | -99 | 40 | -100 | -99 | 6.7 | -99 |  |  | 7K40N |  | 12 | 2000 |  |  | Dont Know | 40-49 Gallons | 40 | Age 2000 to 2005 | Gas | Storage | Gas | Primary System
527 | EG04419431 | 1900 - 1969 | 0.743 | -99 | 1 | 75 | 01 - Gas Storage | american water heater group | g52-75t75-4nv | 16 | 02/01/1996 | No, Unconditioned Space | Yes, Unconditioned Space | 01 - None |  |  | info not on nameplate | 1996 | 74.5 | -100 | -99 | -99 | 2 |  |  | g5275t754nv |  | 16 | 1996 |  |  | Dont Know | 70-79 Gallons | 75 | Age 1995 to 1999 | Gas | Storage | Gas | Primary System
528 | EG04420589 | 1970 - 1979 | -99 | -99 | 1 | 100 | 13 - Common Building | american water heater co | dcg3-100t270-7no | 6 | 01/01/2006 | Not Applicable | No, Unconditioned Space | 01 - None | gas storage for 10 units |  |  | -100 | 270 | -100 | -99 | -100 | 1 |  |  | dcg3100t2707no |  | -100 | -100 |  |  | Dont Know | Dont Know | -99 | Dont Know | Unknown | Unknown | Not Applicable | Primary System
529 | EG04429971 | 1980 - 1989 | 0.6 | -0.33333 | 1 | -100 | 04 - Gas Instantaneous | bosch | 250 sx mg | 3 |  | Not Applicable | No, Conditioned Space | 01 - None |  |  | no access to nameplate | -99 | -99 | -100 | -99 | -100 | -99 | 0.8 |  | 250sxmg | CEC_2009 | 3 | 2009 | 6716.725 | 4796.2114 | 0.80-0.839 EF | Tankless | -100 | Age 2006 to 2009 | Gas | Instantaneous | Gas | Primary System
530 | EG04432684 | 1970 - 1979 | 0.615 | -99 | 1 | 40 | 01 - Gas Storage | whirlpool | nu40t61-403 | 1 |  | No, Unconditioned Space | Yes, Unconditioned Space | 01 - None |  |  | no data | -99 | 40 | -100 | -99 | -99 | -99 |  |  | nu40t61403 |  | 1 | 2011 |  |  | Dont Know | 40-49 Gallons | 40 | Age 2010 to 2012 | Gas | Storage | Gas | Primary System
531 | EG04447001 | 1900 - 1969 | -99 | -99 | 1 | -99 | 01 - Gas Storage | Dont Know |  | 10 |  | No, Unconditioned Space | No, Unconditioned Space | 01 - None |  |  |  | -99 | -99 | -100 | -100 | -99 | -99 |  |  |  |  | 10 | 2002 |  |  | Dont Know | Dont Know | -99 | Age 2000 to 2005 | Gas | Storage | Gas | Primary System
532 | EG04447955 | 1900 - 1969 | 0.615 | 0.04065 | 1 | 40 | 01 - Gas Storage | Bradford white | u140t6frn | -99 |  | No, Unconditioned Space | No, Unconditioned Space | 01 - None |  |  |  | -99 | 40 | -100 | -100 | -99 | -99 | 0.59 | 40 | u140t6frn | CEC_2009 | -99 | -99 | 2434.48 | 1618.6122 | 0.56-0.599 EF | 40-49 Gallons | 40 | Dont Know | Gas | Storage | Gas | Primary System
533 | EG04449005 | 1970 - 1979 | #N/A | #N/A | 1 | 38 | 01 - Gas Storage | ge | gg38t06axk00 | 2 | 05/01/2010 | No, Unconditioned Space | No, Unconditioned Space | 01 - None |  |  |  | 2010 | 38 | -100 | -100 | -99 | 5 | 0.6 | 40 | gg38t06axk00 | CEC_2009 | 2 | 2010 | 15494.6267 | 14933.629 | 0.60-0.639 EF | 30-39 Gallons | 38 | Age 2010 to 2012 | Gas | Storage | Gas | Primary System
534 | EG04450495 | 1900 - 1969 | 0.615 | 0.089431 | 1 | 40 | 01 - Gas Storage | ge | pg40t9xa | 6 |  | No, Unconditioned Space | No, Unconditioned Space | 01 - None |  |  |  | -99 | 40 | -100 | -99 | 6.7 | -99 | 0.56 | 40 | pg40t9xa | CEC_gwh1 | 6 | 2006 | 6716.725 | 4796.2114 | 0.56-0.599 EF | 40-49 Gallons | 40 | Age 2006 to 2009 | Gas | Storage | Gas | Primary System
535 | EG04452064 | 1900 - 1969 | 0.6 | 0.1 | 1 | 50 | 01 - Gas Storage | ge | pg50t9xa | 13 |  | No, Unconditioned Space | No, Unconditioned Space | 01 - None |  |  |  | -99 | 40 | -100 | -99 | 6.7 | -99 | 0.54 | 50 | pg50t9xa | CEC_gwh1 | 13 | 1999 | 8109.1784 | 5790.5205 | 0.52-0.559 EF | 50-59 Gallons | 50 | Age 1995 to 1999 | Gas | Storage | Gas | Primary System
536 | EG04454924 | 1900 - 1969 | 0.6 | -99 | 1 | 50 | 01 - Gas Storage | craftmaster | crgvf533tn | 20 | 01/01/1980 | Yes, Unconditioned Space | No, Unconditioned Space | 01 - None |  |  |  | 1980 | 37 | -100 | -99 | 8.3 | 1 |  |  | crgvf533tn |  | 32 | 1980 |  |  | Dont Know | 50-59 Gallons | 50 | Age 1980 to 1984 | Gas | Storage | Gas | Primary System
537 | EG04457728 | 1900 - 1969 | 0.615 | 0.04065 | 1 | 40 | 01 - Gas Storage | ge | gg40t06avg01 | 5 | 09/01/2005 | Yes, Unconditioned Space | No, Unconditioned Space | 01 - None |  |  | no data | 2005 | 36 | -100 | -99 | -99 | 9 | 0.59 | 40 | gg40t06avg01 | CEC_2009 | 7 | 2005 | 15188.4774 | 10845.6352 | 0.56-0.599 EF | 40-49 Gallons | 40 | Age 2000 to 2005 | Gas | Storage | Gas | Primary System
538 | EG04463333 | 1970 - 1979 | 0.615 | -99 | 1 | 40 | 01 - Gas Storage | Dont Know |  | 10 |  | Yes, Unconditioned Space | No, Unconditioned Space | 01 - None |  |  | dhw wrapped tight with blanket | -99 | -99 | -100 | -99 | -99 | -99 |  |  |  |  | 10 | 2002 |  |  | Dont Know | 40-49 Gallons | 40 | Age 2000 to 2005 | Gas | Storage | Gas | Primary System
539 | EG04466642 | 1900 - 1969 | 0.6 | 0.002381 | 1 | 50 | 01 - Gas Storage | a.o.smith | fgr50242 | -99 |  | No, Unconditioned Space | Yes, Unconditioned Space | 01 - None |  |  |  | -99 | 38 | -100 | -100 | 16 | -99 | 0.59857 | 50 | fgr50242 | CEC_gwh1 | -99 | -99 | 5986.67 | 8785.0211 | 0.56-0.599 EF | 50-59 Gallons | 50 | Dont Know | Gas | Storage | Gas | Primary System
540 | EG04468779 | 1900 - 1969 | #N/A | #N/A | 1 | 48 | 01 - Gas Storage | ge | pg48t09axk00 | 2 | 12/01/2009 | No, Unconditioned Space | No, Unconditioned Space | 01 - None |  |  | not on nameplate | 2009 | 40 | -100 | -99 | -99 | 12 | 0.58 | 50 | pg48t09axk00 | CEC_2009 | 3 | 2009 | 5251.4459 | 6182.5995 | 0.56-0.599 EF | 40-49 Gallons | 48 | Age 2006 to 2009 | Gas | Storage | Gas | Primary System
541 | EG04473886 | 1970 - 1979 | 0.615 | -99 | 1 | 40 | 01 - Gas Storage | ao smith | fsg 40 888 | 27 |  | No, Unconditioned Space | No, Unconditioned Space | 01 - None |  |  | not listed on nameplate | -99 | 36 | -100 | -99 | -99 | -99 |  |  | fsg40888 |  | 27 | 1985 |  |  | Dont Know | 40-49 Gallons | 40 | Age 1985 to 1989 | Gas | Storage | Gas | Primary System
542 | EG04486437 | 1980 - 1989 | 0.6 | 0.066667 | 1 | 50 | 01 - Gas Storage | reliance | 5 50 norto cf | 1 |  | No, Unconditioned Space | No, Unconditioned Space | 01 - None |  |  | not listed | -99 | 32 | -100 | -99 | -99 | -99 | 0.56 | 50 | 550nortocf | CEC_gwh1 | 1 | 2011 | 5059.4467 | 4477.7626 | 0.56-0.599 EF | 50-59 Gallons | 50 | Age 2010 to 2012 | Gas | Storage | Gas | Primary System
543 | EG04506834 | 1980 - 1989 | 0.6 | -0.033333 | 1 | 50 | 01 - Gas Storage | ge | sg50t12xa | 10 |  | No, Unconditioned Space | Yes, Unconditioned Space | 01 - None |  |  |  | -99 | 40 | -100 | -99 | 19 | -99 | 0.62 | 50 | sg50t12xa | CEC_gwh1 | 10 | 2002 | 4592.0967 | 2410.7357 | 0.60-0.639 EF | 50-59 Gallons | 50 | Age 2000 to 2005 | Gas | Storage | Gas | Primary System
544 | EG04514188 | 1900 - 1969 | 0.63 | 0.095238 | 1 | 30 | 01 - Gas Storage | ge | gg30t6xa | -99 | 01/01/1999 | No, Unconditioned Space | No, Unconditioned Space | 01 - None |  |  |  | 1999 | 32 | -100 | -100 | 6.7 | -99 | 0.57 | 30 | gg30t6xa | CEC_gwh1 | 13 | 1999 | 15968.5022 | 15390.3474 | 0.56-0.599 EF | 30-39 Gallons | 30 | Age 1995 to 1999 | Gas | Storage | Gas | Primary System
545 | EG04518295 | 1900 - 1969 | 0.6 | 0.033333 | 1 | 50 | 01 - Gas Storage | reliance | 10 50 nart971 | 11 |  | No, Conditioned Space | No, Conditioned Space | 01 - None |  |  |  | -99 | 40 | -100 | 0.57 | -99 | -99 | 0.58 | 50 | 1050nart971 | CEC_gwh1 | 11 | 2001 | 7713.0636 | 5507.6668 | 0.56-0.599 EF | 50-59 Gallons | 50 | Age 2000 to 2005 | Gas | Storage | Gas | Primary System
546 | EG04528383 | 1980 - 1989 | 0.615 | -0.0081301 | 1 | 40 | 01 - Gas Storage | ge | gg40t06txk00 | 0 | 03/01/2012 | No, Unconditioned Space | No, Unconditioned Space | 01 - None |  |  | info not on nameplate | 2012 | 38 | -100 | -99 | -99 | 3 | 0.62 | 40 | gg40t06txk00 | CEC_2009 | 0 | 2012 | 15494.6267 | 43305.8848 | 0.60-0.639 EF | 40-49 Gallons | 40 | Age 2010 to 2012 | Gas | Storage | Gas | Primary System
547 | EG04529068 | 1900 - 1969 | 0.615 | -0.0054201 | 1 | 40 | 01 - Gas Storage | bradford white | m440t6fbn | 4 |  | No, Conditioned Space | No, Conditioned Space | 01 - None |  |  | info n/a | -99 | 40 | -100 | -99 | -99 | -99 | 0.61833 | 40 | m440t6fbn | CEC_gwh1 | 4 | 2008 | 6716.725 | 4796.2114 | 0.60-0.639 EF | 40-49 Gallons | 40 | Age 2006 to 2009 | Gas | Storage | Gas | Primary System
548 | EG04537927 | 1970 - 1979 | 0.615 | -99 | 1 | 40 | 01 - Gas Storage | kenmore | 153.335421 h | 19 | 12/01/1983 | No, Unconditioned Space | No, Unconditioned Space | 01 - None |  |  |  | 1983 | 40 | -100 | -100 | -99 | 12 |  |  | 153335421h |  | 29 | 1983 |  |  | Dont Know | 40-49 Gallons | 40 | Age 1980 to 1984 | Gas | Storage | Gas | Primary System
549 | EG04547698 | 1990 - 1994 | 0.6 | -0.033333 | 1 | 50 | 01 - Gas Storage | ao smith | gvr 50 100 | 5 | 09/01/2007 | No, Unconditioned Space | Yes, Unconditioned Space | 01 - None |  |  | no data | 2007 | 40 | -100 | -99 | -99 | 9 | 0.62 | 50 | gvr50100 | CEC_2009 | 5 | 2007 | 3760.4021 | 2500.1778 | 0.60-0.639 EF | 50-59 Gallons | 50 | Age 2006 to 2009 | Gas | Storage | Gas | Primary System
550 | EG04547698 | 1990 - 1994 | 0.6 | -0.033333 | 2 | 50 | 01 - Gas Storage | ao smith | gvr 50 100 | 5 | 09/01/2007 | No, Unconditioned Space | Yes, Unconditioned Space | 01 - None |  |  | no data | 2007 | 40 | -100 | -99 | -99 | 9 | 0.62 | 50 | gvr50100 | CEC_2009 | 5 | 2007 | 0 | 0 | 0.60-0.639 EF | 50-59 Gallons | 50 | Age 2006 to 2009 | Gas | Storage | Gas
551 | EG04549926 | 1990 - 1994 | 0.6 | -0.033333 | 1 | 50 | 01 - Gas Storage | ge | sg50t12avg00 | 10 | 01/01/2005 | No, Unconditioned Space | No, Unconditioned Space | 01 - None |  |  | not listed | 2005 | 40 | -100 | -99 | -99 | 1 | 0.62 | 50 | sg50t12avg00 | CEC_gwh1 | 7 | 2005 | 7713.0636 | 5507.6668 | 0.60-0.639 EF | 50-59 Gallons | 50 | Age 2000 to 2005 | Gas | Storage | Gas | Primary System
552 | EG04565224 | 1900 - 1969 | 0.63 | -99 | 1 | 30 | 01 - Gas Storage | american | g62-30t33-3n | -99 |  | No, Unconditioned Space | No, Unconditioned Space | 01 - None |  |  | not listed on nameplate | -99 | 33 | -100 | -99 | -99 | -99 |  |  | g6230t333n |  | -99 | -99 |  |  | Dont Know | 30-39 Gallons | 30 | Dont Know | Gas | Storage | Gas | Primary System
553 | EG04565653 | 1900 - 1969 | -99 | -99 | 1 | -99 | 01 - Gas Storage | Dont Know |  | -99 |  | Yes, Unconditioned Space | No, Unconditioned Space | 01 - None |  |  | wrapped | -99 | -99 | -100 | -99 | -99 | -99 |  |  |  |  | -99 | -99 |  |  | Dont Know | Dont Know | -99 | Dont Know | Gas | Storage | Gas | Primary System
554 | EG04588199 | 1970 - 1979 | 0.615 | -0.0081301 | 1 | 40 | 01 - Gas Storage | American standard | g-40t2-3-6 nat | 1 | 12/01/2010 | No, Unconditioned Space | No, Unconditioned Space | 01 - None | garage |  | no data | 2010 | 40 | -100 | -99 | -99 | 12 | 0.62 | 40 | g40t236nat | CEC_2009 | 2 | 2010 | 7868.5333 | 5618.6831 | 0.60-0.639 EF | 40-49 Gallons | 40 | Age 2010 to 2012 | Gas | Storage | Gas | Primary System
555 | EG04588199 | 1970 - 1979 | 0.615 | 0.065041 | 2 | 40 | 01 - Gas Storage | reliance | 5 40 norto c | 5 |  | Yes, Unconditioned Space | No, Unconditioned Space | 01 - None | outside |  | no data | -99 | 32 | -100 | -99 | -99 | -99 | 0.575 | 40 | 540nortoc | CEC_gwh1 | 5 | 2007 | 0 | 0 | 0.56-0.599 EF | 40-49 Gallons | 40 | Age 2006 to 2009 | Gas | Storage | Gas
556 | EG04604078 | 1900 - 1969 | 0.615 | 0.04065 | 1 | 40 | 01 - Gas Storage | ge | gg40t06avg01 | -99 | 02/01/2007 | No, Conditioned Space | No, Conditioned Space | 01 - None |  |  | not listed on nameplate | 2007 | 36 | -100 | -99 | -99 | 2 | 0.59 | 40 | gg40t06avg01 | CEC_2009 | 5 | 2007 | 7491.9812 | 6630.6289 | 0.56-0.599 EF | 40-49 Gallons | 40 | Age 2006 to 2009 | Gas | Storage | Gas | Primary System
557 | EG04616037 | 1980 - 1989 | 0.6 | -99 | 1 | 50 | 01 - Gas Storage | american appliance mfg. corp. | gvf533t | 20 |  | No, Unconditioned Space | No, Unconditioned Space | 01 - None |  |  | info not on nameplate | -99 | 37 | -100 | -99 | -99 | -99 |  |  | gvf533t |  | 20 | 1992 |  |  | Dont Know | 50-59 Gallons | 50 | Age 1990 to 1994 | Gas | Storage | Gas | Primary System
558 | EG04616718 | 1980 - 1989 | 0.615 | 0.089431 | 1 | 40 | 01 - Gas Storage | ge | pg40t9xa | 12 |  | No, Unconditioned Space | No, Unconditioned Space | 01 - None |  |  |  | -99 | 40 | -100 | -99 | 6.7 | -99 | 0.56 | 40 | pg40t9xa | CEC_gwh1 | 12 | 2000 | 7713.0636 | 5507.6668 | 0.56-0.599 EF | 40-49 Gallons | 40 | Age 2000 to 2005 | Gas | Storage | Gas | Primary System
559 | EG04626517 | 1980 - 1989 | #N/A | #N/A | 1 | 38 | 01 - Gas Storage | ge | pg38t09axk00 | 1 | 06/01/2001 | No, Unconditioned Space | No, Unconditioned Space | 01 - None |  |  |  | 2001 | 38 | -100 | -100 | -99 | 6 | 0.6 | 40 | pg38t09axk00 | CEC_2009 | 11 | 2001 | 4318.2088 | 2871.0466 | 0.60-0.639 EF | 30-39 Gallons | 38 | Age 2000 to 2005 | Gas | Storage | Gas | Primary System
560 | EG04635045 | 1980 - 1989 | 0.615 | 0.073171 | 1 | 40 | 01 - Gas Storage | Bradford white | mi40t6en12 | -99 |  | No, Unconditioned Space | No, Unconditioned Space | 01 - None |  |  | no data | -99 | 40 | -100 | -99 | -99 | -99 | 0.57 | 40 | mi40t6en12 | CEC_gwh1 | -99 | -99 | 8562.82 | 8252.795 | 0.56-0.599 EF | 40-49 Gallons | 40 | Dont Know | Gas | Storage | Gas | Primary System
561 | EG04645911 | 1990 - 1994 | 0.6 | -0.033333 | 1 | 50 | 01 - Gas Storage | ge | sg50t12xa01 | 8 |  | No, Unconditioned Space | Yes, Unconditioned Space | 01 - None |  |  |  | -99 | 40 | -100 | -99 | 19.2 | -99 | 0.62 | 50 | sg50t12xa01 | CEC_gwh1 | 8 | 2004 | 7713.0636 | 5507.6668 | 0.60-0.639 EF | 50-59 Gallons | 50 | Age 2000 to 2005 | Gas | Storage | Gas | Primary System
562 | EG04662699 | 1900 - 1969 | 0.6 | -99 | 1 | 50 | 01 - Gas Storage | rheem | 41v50n | 12 |  | No, Unconditioned Space | No, Unconditioned Space | 01 - None |  |  |  | -99 | 40 | -100 | -99 | 6.7 | -99 |  |  | 41v50n |  | 12 | 2000 |  |  | Dont Know | 50-59 Gallons | 50 | Age 2000 to 2005 | Gas | Storage | Gas | Primary System
563 | EG04667835 | 1900 - 1969 | 0.754 | 0.25729 | 1 | 60 | 01 - Gas Storage | ge | sg60t12yng00 | 6 | 04/01/2006 | No, Unconditioned Space | No, Unconditioned Space | 01 - None |  |  | info not on nameplate | 2006 | 50 | -100 | -99 | -99 | 4 | 0.56 | 60 | sg60t12yng00 | CEC_2009 | 6 | 2006 | 16122.6269 | 17958.4984 | 0.56-0.599 EF | 60-69 Gallons | 60 | Age 2006 to 2009 | Gas | Storage | Gas | Primary System
564 | EG04668243 | 1970 - 1979 | 0.615 | -0.02439 | 1 | 40 | 01 - Gas Storage | bradford white | m4403t6en12 | 12 | 09/01/2000 | No, Unconditioned Space | Yes, Unconditioned Space | 01 - None |  |  | info missing | 2000 | 40 | -100 | -99 | -99 | 9 | 0.63 | 40 | m4403t6en12 | CEC_2009 | 12 | 2000 | 16358.3855 | 5989.0545 | 0.60-0.639 EF | 40-49 Gallons | 40 | Age 2000 to 2005 | Gas | Storage | Gas | Primary System
565 | EG04669183 | 1970 - 1979 | 0.6 | -0.033333 | 1 | 50 | 01 - Gas Storage | ge | sg50t12txk00 | 2 | 01/01/2010 | No, Unconditioned Space | No, Unconditioned Space | 01 - None |  |  | info not on nameplate | 2010 | 36 | -100 | -99 | -99 | 1 | 0.62 | 50 | sg50t12txk00 | CEC_2009 | 2 | 2010 | 18887.3933 | 21038.0868 | 0.60-0.639 EF | 50-59 Gallons | 50 | Age 2010 to 2012 | Gas | Storage | Gas | Primary System
566 | EG04683129 | 1900 - 1969 | 0.615 | -99 | 1 | 40 | 01 - Gas Storage | Dont Know |  | 4 |  | Yes, Unconditioned Space | No, Unconditioned Space | 01 - None |  |  | tank wrapped with adhesive insulation | -99 | -99 | -100 | -99 | -99 | -99 |  |  |  |  | 4 | 2008 |  |  | Dont Know | 40-49 Gallons | 40 | Age 2006 to 2009 | Gas | Storage | Gas | Primary System
567 | EG04684229 | 1900 - 1969 | 0.615 | -99 | 1 | 40 | 01 - Gas Storage | american | g51-40t34-3n | 10 |  | No, Unconditioned Space | No, Unconditioned Space | 01 - None |  |  |  | -99 | 34 | -100 | -100 | -99 | -99 |  |  | g5140t343n |  | 10 | 2002 |  |  | Dont Know | 40-49 Gallons | 40 | Age 2000 to 2005 | Gas | Storage | Gas | Primary System
568 | EG04684872 | 1900 - 1969 | 0.615 | 0.04065 | 1 | 40 | 01 - Gas Storage | reliance | 640ubrt100 | -99 | 02/01/2008 | Yes, Unconditioned Space | Yes, Unconditioned Space | 01 - None |  |  |  | 2008 | 40 | -100 | -100 | -99 | 2 | 0.59 | 40 | 640ubrt100 | CEC_2009 | 4 | 2008 | 3760.4021 | 2500.1778 | 0.56-0.599 EF | 40-49 Gallons | 40 | Age 2006 to 2009 | Gas | Storage | Gas | Primary System
569 | EG04686186 | 1900 - 1969 | 0.6 | -99 | 1 | -100 | 04 - Gas Instantaneous | noritz | N-069M-1 | 5 | 02/01/2006 | Not Applicable | No, Unconditioned Space | 01 - None |  |  |  | 2006 | 190 | -100 | -100 | -100 | 2 |  |  | N069M1 |  | 6 | 2006 |  |  | Dont Know | Tankless | -100 | Age 2006 to 2009 | Gas | Instantaneous | Gas | Primary System
570 | EG04688689 | 1900 - 1969 | 0.6 | 0.11667 | 1 | 50 | 01 - Gas Storage | Rheem | 42v50-40pr0f | 8 | 10/01/2004 | No, Unconditioned Space | Yes, Unconditioned Space | 01 - None |  |  |  | 2004 | 40 | -100 | -100 | -99 | 10 | 0.53 | 50 | 42v5040pr0f | CEC_gwh1 | 8 | 2004 | 4318.2088 | 2871.0466 | 0.52-0.559 EF | 50-59 Gallons | 50 | Age 2000 to 2005 | Gas | Storage | Gas | Primary System
571 | EG04692747 | 1900 - 1969 | 0.615 | 0.065041 | 1 | 40 | 01 - Gas Storage | reliance | 5 40 norto c | 15 |  | No, Conditioned Space | No, Conditioned Space | 01 - None |  |  |  | -99 | 32 | -100 | 0.57 | -99 | -99 | 0.575 | 40 | 540nortoc | CEC_gwh1 | 15 | 1997 | 15968.5022 | 15390.3474 | 0.56-0.599 EF | 40-49 Gallons | 40 | Age 1995 to 1999 | Gas | Storage | Gas | Primary System
572 | EG04693223 | 1900 - 1969 | 0.615 | -0.0081301 | 1 | 40 | 01 - Gas Storage | ge | gg40t06txk00 | 4 | 12/01/2008 | No, Conditioned Space | Yes, conditioned space | 01 - None |  |  | info missing | 2008 | 38 | -100 | -99 | -99 | 12 | 0.62 | 40 | gg40t06txk00 | CEC_2009 | 4 | 2008 | 13226.4988 | 12747.6208 | 0.60-0.639 EF | 40-49 Gallons | 40 | Age 2006 to 2009 | Gas | Storage | Gas | Primary System
573 | EG04700408 | 1900 - 1969 | 0.615 | -99 | 1 | 40 | 01 - Gas Storage | ge | pgt40t09aoj00 | 5 | 09/01/2007 | No, Unconditioned Space | No, Unconditioned Space | 01 - None |  |  |  | 2007 | 38 | -100 | -100 | -99 | 9 |  |  | pgt40t09aoj00 |  | 5 | 2007 |  |  | Dont Know | 40-49 Gallons | 40 | Age 2006 to 2009 | Gas | Storage | Gas | Primary System
574 | EG04718434 | 1970 - 1979 | 0.6 | -99 | 1 | 50 | 01 - Gas Storage | Dont Know |  | 10 |  | Yes, Unconditioned Space | No, Unconditioned Space | 01 - None |  |  | tank wrap obscured | -99 | -99 | -100 | -99 | -99 | -99 |  |  |  |  | 10 | 2002 |  |  | Dont Know | 50-59 Gallons | 50 | Age 2000 to 2005 | Gas | Storage | Gas | Primary System
575 | EG04725079 | 1970 - 1979 | 0.6 | 0.11667 | 1 | 50 | 01 - Gas Storage | rheem | 42vr50-40f | 5 | 02/01/2007 | No, Unconditioned Space | No, Unconditioned Space | 01 - None |  |  | info not on nameplate | 2007 | 40 | -100 | -99 | -99 | 2 | 0.53 | 50 | 42vr5040f | CEC_gwh1 | 5 | 2007 | 4032.7536 | 2868.3491 | 0.52-0.559 EF | 50-59 Gallons | 50 | Age 2006 to 2009 | Gas | Storage | Gas | Primary System
576 | EG04725251 | 1970 - 1979 | 0.615 | 0.04065 | 1 | 40 | 01 - Gas Storage | bradford white | mi40t6fbn7 | 6 |  | No, Unconditioned Space | No, Unconditioned Space | 01 - None |  |  | not on nameplate | -99 | 40 | -100 | -99 | -99 | -99 | 0.59 | 40 | mi40t6fbn7 | CEC_2009 | 6 | 2006 | 16122.6269 | 17958.4984 | 0.56-0.599 EF | 40-49 Gallons | 40 | Age 2006 to 2009 | Gas | Storage | Gas | Primary System
577 | EG04731244 | 1900 - 1969 | 0.6 | -0.36667 | 1 | -100 | 04 - Gas Instantaneous | paloma | PTG-74XN | 5 |  | Not Applicable | No, Unconditioned Space | 01 - None |  |  |  | -99 | 199.9 | -100 | -99 | -100 | -99 | 0.82 | 0.2 | PTG74XN | CEC_2009 | 5 | 2007 | 3760.4021 | 2500.1778 | 0.80-0.839 EF | Tankless | -100 | Age 2006 to 2009 | Gas | Instantaneous | Gas | Primary System
578 | EG04741282 | 1970 - 1979 | 0.6 | 0.11667 | 1 | 50 | 01 - Gas Storage | rheem | 42v50-40f | 7 | 02/01/2005 | No, Unconditioned Space | No, Unconditioned Space | 01 - None |  |  | info not on nameplate | 2005 | 40 | -100 | -99 | -99 | 2 | 0.53 | 50 | 42v5040f | CEC_gwh1 | 7 | 2005 | 9328.9863 | 6635.3645 | 0.52-0.559 EF | 50-59 Gallons | 50 | Age 2000 to 2005 | Gas | Storage | Gas | Primary System
579 | EG04767072 | 1970 - 1979 | 0.615 | 0.069807 | 1 | 40 | 01 - Gas Storage | rheem | RHGPRO4040 | 10 | 01/01/1996 | No, Unconditioned Space | No, Unconditioned Space | 01 - None |  |  | not listed | 1996 | 40 | -100 | -99 | -99 | -99 | 0.57207 | 50.1724 | RHGPRO4040 | CEC_gwh1 | 16 | 1996 | 8109.1784 | 5790.5205 | 0.56-0.599 EF | 40-49 Gallons | 40 | Age 1995 to 1999 | Gas | Storage | Gas | Primary System
580 | EG04770042 | 1900 - 1969 | #N/A | #N/A | 1 | 38 | 01 - Gas Storage | rheem | 22v40fn | 4 |  | No, Unconditioned Space | No, Unconditioned Space | 01 - None |  |  |  | -99 | 38 | -100 | -100 | -99 | -99 | 0.6 | 40 | 22v40fn | CEC_2009 | 4 | 2008 | 13226.4988 | 9444.6452 | 0.60-0.639 EF | 30-39 Gallons | 38 | Age 2006 to 2009 | Gas | Storage | Gas | Primary System
581 | EG04771005 | 1900 - 1969 | 0.615 | -0.02439 | 1 | 40 | 01 - Gas Storage | kenmore | 153.330452 | 4 | 04/01/2003 | No, Unconditioned Space | No, Unconditioned Space | 01 - None |  |  |  | 2003 | 40 | -100 | -100 | -99 | 4 | 0.63 | 40 | 153330452 | CEC_2009 | 9 | 2003 | 15188.4774 | 10845.6352 | 0.60-0.639 EF | 40-49 Gallons | 40 | Age 2000 to 2005 | Gas | Storage | Gas | Primary System
582 | EG04790037 | 1970 - 1979 | 0.615 | -99 | 1 | 40 | 01 - Gas Storage | rheem | 41VRP40NT | 12 |  | No, Conditioned Space | No, Conditioned Space | 01 - None |  |  |  | -99 | 40 | -100 | -99 | 19.2 | -99 |  |  | 41VRP40NT |  | 12 | 2000 |  |  | Dont Know | 40-49 Gallons | 40 | Age 2000 to 2005 | Gas | Storage | Gas | Primary System
583 | EG04806273 | 1980 - 1989 | 0.6 | -99 | 1 | 50 | 01 - Gas Storage | rheem | 41*R50 | 15 |  | No, Unconditioned Space | No, Unconditioned Space | 01 - None |  |  |  | -99 | 40 | -100 | -100 | -99 | -99 |  |  | 41R50 |  | 15 | 1997 |  |  | Dont Know | 50-59 Gallons | 50 | Age 1995 to 1999 | Gas | Storage | Gas | Primary System
584 | EG04813633 | 1980 - 1989 | 0.6 | 0.066667 | 1 | 50 | 01 - Gas Storage | reliance | 550nort1971 | -99 | 01/01/1996 | No, Unconditioned Space | Yes, Unconditioned Space | 01 - None |  |  |  | 1996 | 32 | -100 | -100 | -99 | -99 | 0.56 | 50 | 550nort1971 | CEC_gwh1 | 16 | 1996 | 4539.9762 | 3018.493 | 0.56-0.599 EF | 50-59 Gallons | 50 | Age 1995 to 1999 | Gas | Storage | Gas | Primary System
585 | EG04815663 | 1980 - 1989 | 0.6 | -99 | 1 | 50 | 01 - Gas Storage | american standard | g-50l1-3-6 nat | 2 | 09/01/2010 | No, Unconditioned Space | No, Unconditioned Space | 01 - None |  |  | info not on nameplate | 2010 | 40 | -100 | -99 | -99 | 9 |  |  | g50l136nat |  | 2 | 2010 |  |  | Dont Know | 50-59 Gallons | 50 | Age 2010 to 2012 | Gas | Storage | Gas | Primary System
586 | EG04817568 | 1980 - 1989 | 0.6 | 0.1 | 1 | 50 | 01 - Gas Storage | ge | pg50t9xa | 9 |  | No, Unconditioned Space | No, Unconditioned Space | 01 - None |  |  |  | -99 | 40 | -100 | -99 | 6.7 | -99 | 0.54 | 50 | pg50t9xa | CEC_gwh1 | 9 | 2003 | 15188.4774 | 10845.6352 | 0.52-0.559 EF | 50-59 Gallons | 50 | Age 2000 to 2005 | Gas | Storage | Gas | Primary System
587 | EG04817940 | 1980 - 1989 | 0.615 | 0.089431 | 1 | 40 | 01 - Gas Storage | whirlpool | bfg1h4040t3nov | 6 |  | No, Unconditioned Space | No, Unconditioned Space | 01 - None |  |  | info not on nameplate | -99 | 40 | -100 | -99 | -99 | -99 | 0.56 | 40 | bfg1h4040t3nov | CEC_gwh1 | 6 | 2006 | 6716.725 | 4796.2114 | 0.56-0.599 EF | 40-49 Gallons | 40 | Age 2006 to 2009 | Gas | Storage | Gas | Primary System
588 | EG04835351 | 1980 - 1989 | #N/A | #N/A | 1 | 29 | 01 - Gas Storage | richmond | 6v30ft | 7 | 01/01/2008 | Yes, Unconditioned Space | No, Unconditioned Space | 01 - None |  |  | nameplate | 2008 | 32 | -100 | -99 | -99 | 1 | 0.61 | 30 | 6v30ft | CEC_2009 | 4 | 2008 | 6716.725 | 5167.3477 | 0.60-0.639 EF | 01-29 Gallons | 29 | Age 2006 to 2009 | Gas | Storage | Gas | Primary System
589 | EG04836096 | 1995 - 1999 | 0.743 | -99 | 1 | 75 | 01 - Gas Storage | kenmore | 153.330752 | 10 |  | No, Unconditioned Space | No, Unconditioned Space | 01 - None |  |  |  | -99 | 55 | -100 | 0.52 | -99 | -99 |  |  | 153330752 |  | 10 | 2002 |  |  | Dont Know | 70-79 Gallons | 75 | Age 2000 to 2005 | Gas | Storage | Gas | Primary System
590 | EG04836396 | 1990 - 1994 | 0.615 | 0.04065 | 1 | 40 | 01 - Gas Storage | ge | GG40T06AVG00 | 4 | 01/01/2004 | No, Unconditioned Space | Yes, Unconditioned Space | 01 - None |  |  | nameplate | 2004 | 36 | -100 | -99 | -99 | 1 | 0.59 | 40 | GG40T06AVG00 | CEC_2009 | 8 | 2004 | 7713.0636 | 5507.6668 | 0.56-0.599 EF | 40-49 Gallons | 40 | Age 2000 to 2005 | Gas | Storage | Gas | Primary System
591 | EG04836895 | 1990 - 1994 | 0.6 | -99 | 1 | 50 | 01 - Gas Storage | ao smith | for 50 224 | 18 |  | No, Unconditioned Space | Yes, Unconditioned Space | Dont Know |  | does not work |  | -99 | 38 | -100 | -99 | 16 | -99 |  |  | for50224 |  | 18 | 1994 |  |  | Dont Know | 50-59 Gallons | 50 | Age 1990 to 1994 | Gas | Storage | Gas | Primary System
592 | EG04839331 | 1900 - 1969 | 0.615 | -99 | 1 | 40 | 01 - Gas Storage | whirlpool | nu40t61-403 | 1 |  | No, Unconditioned Space | No, Unconditioned Space | 01 - None |  |  |  | -99 | 40 | -100 | -100 | -99 | -99 |  |  | nu40t61403 |  | 1 | 2011 |  |  | Dont Know | 40-49 Gallons | 40 | Age 2010 to 2012 | Gas | Storage | Gas | Primary System
593 | EG04843338 | 1900 - 1969 | 0.615 | -0.02439 | 1 | 40 | 01 - Gas Storage | kenmore | 153.334476 | 6 | 01/01/1996 | No, Unconditioned Space | No, Unconditioned Space | 01 - None |  |  |  | 1996 | 40 | -100 | 0.58 | -99 | -99 | 0.63 | 40 | 153334476 | CEC_2009 | 16 | 1996 | 15968.5022 | 15390.3474 | 0.60-0.639 EF | 40-49 Gallons | 40 | Age 1995 to 1999 | Gas | Storage | Gas | Primary System
594 | EG04855258 | 1900 - 1969 | 0.615 | -0.0081301 | 1 | 40 | 01 - Gas Storage | ge | sg40t12aqj00 | 6 | 05/01/2006 | No, Unconditioned Space | No, Unconditioned Space | 01 - None |  |  |  | 2006 | 40 | -100 | -100 | -99 | 5 | 0.62 | 40 | sg40t12aqj00 | CEC_gwh1 | 6 | 2006 | 13226.4988 | 9444.6452 | 0.60-0.639 EF | 40-49 Gallons | 40 | Age 2006 to 2009 | Gas | Storage | Gas | Primary System
595 | EG04860768 | 1900 - 1969 | 0.6 | -99 | 1 | 50 | 01 - Gas Storage | whirlpool | nu50t61-403 | 1 | 07/01/2011 | No, Unconditioned Space | Yes, Unconditioned Space | 01 - None |  |  | not listed | 2011 | 40 | -100 | -99 | -99 | 7 |  |  | nu50t61403 |  | 1 | 2011 |  |  | Dont Know | 50-59 Gallons | 50 | Age 2010 to 2012 | Gas | Storage | Gas | Primary System
596 | EG04864476 | 1980 - 1989 | 0.948 | 0.029536 | 1 | 40 | 03 - Electric Storage | ge | ge40m06aag | 1 | 05/01/2011 | Yes, conditioned space | Yes, conditioned space | 01 - None |  |  | info not on label | 2011 | -100 | 4.5 | -99 | -99 | 5 | 0.92 | 40 | ge40m06aag | CEC_2009 | 1 | 2011 | 15494.6267 | 12423.7426 | 0.92-0.959 EF | 40-49 Gallons | 40 | Age 2010 to 2012 | Electric | Storage | Electric | Primary System
597 | EG04869621 | 1995 - 1999 | #N/A | #N/A | 1 | 48 | 01 - Gas Storage | rheem | 22v50fn | 1 | 09/01/2011 | No, Unconditioned Space | No, Unconditioned Space | 01 - None |  |  | info not on nameplate | 2011 | 40 | -100 | -99 | -99 | 9 | 0.58 | 50 | 22v50fn | CEC_2009 | 1 | 2011 | 9517.0276 | 6769.1114 | 0.56-0.599 EF | 40-49 Gallons | 48 | Age 2010 to 2012 | Gas | Storage | Gas | Primary System
598 | EG04870693 | 1900 - 1969 | 0.615 | -0.0081301 | 1 | 40 | 01 - Gas Storage | so smith | gvr 40 100 | 4 | 02/01/2006 | No, Conditioned Space | No, Conditioned Space | 01 - None |  |  | nameplate | 2006 | 40 | -100 | -99 | -99 | 2 | 0.62 | 40 | gvr40100 | CEC_2009 | 6 | 2006 | 0 | 0 | 0.60-0.639 EF | 40-49 Gallons | 40 | Age 2006 to 2009 | Gas | Storage | Gas
599 | EG04870693 | 1900 - 1969 | 0.6 | -99 | 2 | -100 | 04 - Gas Instantaneous | rinnai | r94-lsi | 2 | 10/01/2008 | Not Applicable | No, Unconditioned Space | 01 - None | tankless |  |  | 2008 | -99 | 189 | 84 | -100 | 10 |  |  | r94lsi |  | 4 | 2008 |  |  | Dont Know | Tankless | -100 | Age 2006 to 2009 | Gas | Instantaneous | Gas | Primary System
600 | EG04881569 | 1970 - 1979 | 0.615 | -99 | 1 | 40 | 01 - Gas Storage | reliance | 840nart7cjw | 23 |  | No, Unconditioned Space | No, Unconditioned Space | 01 - None |  |  |  | -99 | 40 | -100 | -99 | -99 | -99 |  |  | 840nart7cjw |  | 23 | 1989 |  |  | Dont Know | 40-49 Gallons | 40 | Age 1985 to 1989 | Gas | Storage | Gas | Primary System
601 | EG04892988 | 1980 - 1989 | 0.6 | -0.05 | 1 | 50 | 01 - Gas Storage | KENMORE | 153.331544 | 7 | 11/01/2005 | No, Unconditioned Space | Yes, Unconditioned Space | 03 - Timer |  |  | nameplate | 2005 | 40 | -100 | -99 | -99 | 11 | 0.63 | 50 | 153331544 | CEC_2009 | 7 | 2005 | 7713.0636 | 5507.6668 | 0.60-0.639 EF | 50-59 Gallons | 50 | Age 2000 to 2005 | Gas | Storage | Gas | Primary System
602 | EG04894237 | 1995 - 1999 | 0.6 | -0.033333 | 1 | 50 | 01 - Gas Storage | ge | sg50t12avg00 | 5 | 12/01/2004 | No, Unconditioned Space | No, Unconditioned Space | 01 - None |  |  | info missing | 2004 | 40 | -100 | -99 | -99 | 12 | 0.62 | 50 | sg50t12avg00 | CEC_gwh1 | 8 | 2004 | 4318.2088 | 2871.0466 | 0.60-0.639 EF | 50-59 Gallons | 50 | Age 2000 to 2005 | Gas | Storage | Gas | Primary System
603 | EG04894901 | 1900 - 1969 | 0.63 | 0.095238 | 1 | 30 | 01 - Gas Storage | ge | gg30t6xa | 8 |  | Yes, Unconditioned Space | No, Unconditioned Space | 01 - None |  |  |  | -99 | 32 | -100 | -99 | 6.7 | -99 | 0.57 | 30 | gg30t6xa | CEC_gwh1 | 8 | 2004 | 0 | 0 | 0.56-0.599 EF | 30-39 Gallons | 30 | Age 2000 to 2005 | Gas | Storage | Gas
604 | EG04894901 | 1900 - 1969 | #N/A | #N/A | 2 | 38 | 01 - Gas Storage | ge | pg38t09axk00 | 4 | 04/01/2008 | No, Unconditioned Space | Yes, Unconditioned Space | 01 - None |  |  | not on nameplate | 2008 | 38 | -100 | -99 | -99 | 4 | 0.6 | 40 | pg38t09axk00 | CEC_2009 | 4 | 2008 | 4318.8369 | 3806.2598 | 0.60-0.639 EF | 30-39 Gallons | 38 | Age 2006 to 2009 | Gas | Storage | Gas | Primary System
605 | EG04898604 | 1900 - 1969 | 0.63 | 0.095238 | 1 | 30 | 01 - Gas Storage | ge | gg30t6xa | 10 |  | No, Conditioned Space | No, Conditioned Space | 01 - None |  |  |  | -99 | 32 | -100 | -99 | 6.7 | -99 | 0.57 | 30 | gg30t6xa | CEC_gwh1 | 10 | 2002 | 0 | 0 | 0.56-0.599 EF | 30-39 Gallons | 30 | Age 2000 to 2005 | Gas | Storage | Gas
606 | EG04898604 | 1900 - 1969 | 0.63 | 0.079365 | 2 | 30 | 01 - Gas Storage | state industries | pr630n0rt | 12 |  | No, Unconditioned Space | No, Unconditioned Space | 01 - None |  |  |  | -99 | 33.5 | -100 | 0.57 | -99 | -99 | 0.58 | 30 | pr630n0rt | CEC_gwh1 | 12 | 2000 | 4630.96 | 3416.682 | 0.56-0.599 EF | 30-39 Gallons | 30 | Age 2000 to 2005 | Gas | Storage | Gas | Primary System
607 | EG04907251 | 1990 - 1994 | 0.6 | -99 | 1 | 50 | 01 - Gas Storage | whirlpool |  | 7 |  | No, Unconditioned Space | No, Unconditioned Space | 01 - None |  |  | dhw blocked by work bench with many tools on it | -99 | 40 | -100 | -99 | -99 | -99 |  |  |  |  | 7 | 2005 |  |  | Dont Know | 50-59 Gallons | 50 | Age 2000 to 2005 | Gas | Storage | Gas | Primary System
608 | EG04909235 | 1900 - 1969 | 0.743 | 0.28668 | 1 | 75 | 01 - Gas Storage | rheem | 22vr75-70n | 5 | 06/01/2007 | No, Unconditioned Space | No, Unconditioned Space | 01 - None |  |  | info not on nameplate | 2007 | 70 | -100 | -99 | -99 | 6 | 0.53 | 75 | 22vr7570n | CEC_2009 | 5 | 2007 | 4032.7536 | 2975.3305 | 0.52-0.559 EF | 70-79 Gallons | 75 | Age 2006 to 2009 | Gas | Storage | Gas | Primary System
609 | EG04912508 | 1990 - 1994 | 0.6 | -99 | 1 | -100 | 04 - Gas Instantaneous | noritz | n-084m | 7 | 06/01/2005 | Not Applicable | No, Unconditioned Space | Dont Know |  | instant |  | 2005 | 236 | -100 | -100 | -100 | 6 |  |  | n084m |  | 7 | 2005 |  |  | Dont Know | Tankless | -100 | Age 2000 to 2005 | Gas | Instantaneous | Gas | Primary System
610 | EG04918967 | 1900 - 1969 | #N/A | #N/A | 1 | 38 | 01 - Gas Storage | ge | gg38s06axk00 | 3 | 07/01/2008 | No, Unconditioned Space | No, Unconditioned Space | 01 - None |  |  |  | 2008 | 36 | -100 | -100 | -99 | 7 | 0.6 | 40 | gg38s06axk00 | CEC_2009 | 4 | 2008 | 4318.8369 | 5581.7644 | 0.60-0.639 EF | 30-39 Gallons | 38 | Age 2006 to 2009 | Gas | Storage | Gas | Primary System
611 | EG04924443 | 1900 - 1969 | 0.6 | -0.05 | 1 | 50 | 01 - Gas Storage | Bradford white | m45036fbn5 | 10 |  | No, Unconditioned Space | No, Unconditioned Space | 01 - None |  |  |  | -99 | 40 | -100 | -100 | -99 | -99 | 0.63 | 50 | m45036fbn5 | CEC_2009 | 10 | 2002 | 4318.2088 | 2871.0466 | 0.60-0.639 EF | 50-59 Gallons | 50 | Age 2000 to 2005 | Gas | Storage | Gas | Primary System
612 | EG04957792 | 1995 - 1999 | 0.615 | -99 | 1 | 40 | 01 - Gas Storage | whirlpool | nu40t62-403 | 1 |  | No, Unconditioned Space | No, Unconditioned Space | 01 - None |  |  | not listed on nameplate | -99 | 40 | -100 | -99 | -99 | -99 |  |  | nu40t62403 |  | 1 | 2011 |  |  | Dont Know | 40-49 Gallons | 40 | Age 2010 to 2012 | Gas | Storage | Gas | Primary System
613 | EG04962005 | 1970 - 1979 | 0.615 | -0.0081301 | 1 | 40 | 01 - Gas Storage | ge | gg40t06txk00 | 3 | 07/01/2008 | No, Unconditioned Space | No, Unconditioned Space | 01 - None |  |  |  | 2008 | 38 | -100 | -100 | -99 | 7 | 0.62 | 40 | gg40t06txk00 | CEC_2009 | 4 | 2008 | 7491.9812 | 6205.8969 | 0.60-0.639 EF | 40-49 Gallons | 40 | Age 2006 to 2009 | Gas | Storage | Gas | Primary System
614 | EG04976947 | 1900 - 1969 | 0.615 | -0.02439 | 1 | 40 | 01 - Gas Storage | Bradford white | m4403t6en12 | 8 |  | No, Unconditioned Space | No, Unconditioned Space | 01 - None |  |  | nameplate | -99 | 40 | -100 | -99 | -99 | -99 | 0.63 | 40 | m4403t6en12 | CEC_2009 | 8 | 2004 | 2615.4246 | 3847.6365 | 0.60-0.639 EF | 40-49 Gallons | 40 | Age 2000 to 2005 | Gas | Storage | Gas | Primary System
615 | EG04979825 | 1900 - 1969 | 0.615 | -99 | 1 | 40 | 01 - Gas Storage | ge | geln0601117942 | 11 |  | No, Unconditioned Space | Yes, Unconditioned Space | 01 - None |  |  |  | -99 | 40 | -100 | -100 | 6.7 | -99 |  |  | geln0601117942 |  | 11 | 2001 |  |  | Dont Know | 40-49 Gallons | 40 | Age 2000 to 2005 | Gas | Storage | Gas | Primary System
616 | EG05000658 | 1970 - 1979 | 0.754 | 0.25729 | 1 | 60 | 01 - Gas Storage | ge | sg60t12yng00 | 8 | 04/01/2006 | No, Unconditioned Space | Yes, Unconditioned Space | 01 - None |  |  | no info | 2006 | 50 | -100 | -99 | -99 | 4 | 0.56 | 60 | sg60t12yng00 | CEC_2009 | 6 | 2006 | 6716.725 | 4796.2114 | 0.56-0.599 EF | 60-69 Gallons | 60 | Age 2006 to 2009 | Gas | Storage | Gas | Primary System
617 | EG05013494 | 1995 - 1999 | 0.615 | -0.00271 | 1 | 40 | 01 - Gas Storage | ao smith | fgr 40 236 | 15 |  | No, Unconditioned Space | No, Unconditioned Space | 02 - Continuous |  |  | nlonp | -99 | 38 | -100 | -99 | -99 | -99 | 0.61667 | 40 | fgr40236 | CEC_gwh1 | 15 | 1997 | 4539.9762 | 3018.493 | 0.60-0.639 EF | 40-49 Gallons | 40 | Age 1995 to 1999 | Gas | Storage | Gas | Primary System
618 | EG05013494 | 1995 - 1999 | 0.615 | -0.00271 | 2 | 40 | 01 - Gas Storage | ao smith | fgr 40 236 | 15 |  | No, Unconditioned Space | No, Unconditioned Space | 01 - None |  |  | not listed on nameplate | -99 | 38 | -100 | -99 | -99 | -99 | 0.61667 | 40 | fgr40236 | CEC_gwh1 | 15 | 1997 | 0 | 0 | 0.60-0.639 EF | 40-49 Gallons | 40 | Age 1995 to 1999 | Gas | Storage | Gas
619 | EG05016837 | 1970 - 1979 | 0.615 | -99 | 1 | 40 | 01 - Gas Storage | American appliance mfg. | guf433tn | 16 |  | No, Unconditioned Space | No, Unconditioned Space | 01 - None |  |  |  | -99 | 33 | -100 | -99 | 8.3 | -99 |  |  | guf433tn |  | 16 | 1996 |  |  | Dont Know | 40-49 Gallons | 40 | Age 1995 to 1999 | Gas | Storage | Gas | Primary System
620 | EG05021977 | 1900 - 1969 | 0.63 | -99 | 1 | 30 | 01 - Gas Storage | rheem | 21*306 | 6 | 06/01/2006 | No, Conditioned Space | Yes, conditioned space | 01 - None |  |  | not listed | 2006 | -99 | -100 | -99 | -99 | 6 |  |  | 21306 |  | 6 | 2006 |  |  | Dont Know | 30-39 Gallons | 30 | Age 2006 to 2009 | Gas | Storage | Gas | Primary System
621 | EG05032447 | 1980 - 1989 | 0.615 | -99 | 1 | 40 | 01 - Gas Storage | kenmore | 153.332463 | 6 | 01/01/1998 | No, Unconditioned Space | No, Unconditioned Space | 01 - None |  |  | no data | 1998 | 32 | -100 | -99 | -99 | 1 |  |  | 153332463 |  | 14 | 1998 |  |  | Dont Know | 40-49 Gallons | 40 | Age 1995 to 1999 | Gas | Storage | Gas | Primary System
622 | EG05039998 | 1900 - 1969 | 0.63 | 0.079365 | 1 | 30 | 01 - Gas Storage | reliance | l 30 nopt970 c | 14 |  | No, Unconditioned Space | No, Unconditioned Space | 01 - None |  |  | not listed | -99 | 28 | -100 | -99 | -99 | -99 | 0.58 | 30 | l30nopt970c | CEC_gwh1 | 14 | 1998 | 5214.1808 | 3386.1897 | 0.56-0.599 EF | 30-39 Gallons | 30 | Age 1995 to 1999 | Gas | Storage | Gas | Primary System
623 | EG05048257 | 1995 - 1999 | 0.6 | 0.11667 | 1 | 50 | 01 - Gas Storage | whirlpool | UG2J5040T3NV | 5 |  | No, Unconditioned Space | No, Unconditioned Space | 01 - None |  |  | nameplate | -99 | 40 | -100 | -99 | -99 | -99 | 0.53 | 50 | UG2J5040T3NV | CEC_gwh1 | 5 | 2007 | 6716.725 | 4796.2114 | 0.52-0.559 EF | 50-59 Gallons | 50 | Age 2006 to 2009 | Gas | Storage | Gas | Primary System
624 | EG05053477 | 1900 - 1969 | 0.63 | 0.015873 | 1 | 30 | 01 - Gas Storage | ge | GG30T06AVG00 | 2 | 03/01/2006 | No, Unconditioned Space | No, Unconditioned Space | 01 - None |  |  |  | 2006 | 30 | -100 | -100 | -99 | 3 | 0.62 | 30 | GG30T06AVG00 | CEC_2009 | 6 | 2006 | 6716.725 | 4796.2114 | 0.60-0.639 EF | 30-39 Gallons | 30 | Age 2006 to 2009 | Gas | Storage | Gas | Primary System
625 | EG05061243 | 1995 - 1999 | 0.6 | 0.002381 | 1 | 50 | 01 - Gas Storage | a.o. smith | fgr 50 236 | 15 |  | No, Unconditioned Space | Yes, Unconditioned Space | 01 - None |  |  |  | -99 | 38 | -100 | 0.6 | 16 | -99 | 0.59857 | 50 | fgr50236 | CEC_gwh1 | 15 | 1997 | 15968.5022 | 15390.3474 | 0.56-0.599 EF | 50-59 Gallons | 50 | Age 1995 to 1999 | Gas | Storage | Gas | Primary System
626 | EG05067095 | 1900 - 1969 | 0.615 | 0.04065 | 1 | 40 | 01 - Gas Storage | whirlpool | bfg1j4040t3nov | 5 |  | No, Unconditioned Space | No, Unconditioned Space | 01 - None |  |  | not listed | -99 | 40 | -100 | -99 | -99 | -99 | 0.59 | 40 | bfg1j4040t3nov | CEC_2009 | 5 | 2007 | 3760.4021 | 2500.1778 | 0.56-0.599 EF | 40-49 Gallons | 40 | Age 2006 to 2009 | Gas | Storage | Gas | Primary System
627 | EG05079663 | 1900 - 1969 | 0.6 | -0.36667 | 1 | -100 | 04 - Gas Instantaneous | rheem | gt-199pvn-2 | 3 |  | Not Applicable | No, Unconditioned Space | 01 - None |  |  |  | -99 | 199.9 | -100 | -100 | -100 | -99 | 0.82 | 0.2 | gt199pvn2 | CEC_2009 | 3 | 2009 | 6716.725 | 4796.2114 | 0.80-0.839 EF | Tankless | -100 | Age 2006 to 2009 | Gas | Instantaneous | Gas | Primary System
628 | EG05080037 | 1900 - 1969 | 0.63 | -99 | 1 | 30 | 01 - Gas Storage | whirlpool | FG1F3030T3NOV | 5 |  | No, Conditioned Space | No, Conditioned Space | 01 - None |  |  | nameplate | -99 | 30 | -100 | -99 | -99 | -99 |  |  | FG1F3030T3NOV |  | 5 | 2007 |  |  | Dont Know | 30-39 Gallons | 30 | Age 2006 to 2009 | Gas | Storage | Gas | Primary System
629 | EG05099496 | 1970 - 1979 | 0.6 | -99 | 1 | 50 | 01 - Gas Storage | ge | geln0107z01500 | 5 | 01/01/2007 | No, Unconditioned Space | No, Unconditioned Space | 01 - None |  |  |  | 2007 | 38 | -100 | -100 | -99 | 1 |  |  | geln0107z01500 |  | 5 | 2007 |  |  | Dont Know | 50-59 Gallons | 50 | Age 2006 to 2009 | Gas | Storage | Gas | Primary System
1077 | EP05406874 | 1980 - 1989 | 0.615 | -0.0054201 | 1 | 40 | 01 - Gas Storage | Bradford white | m-4-40t5sn-6 | 23 |  | No, Unconditioned Space | Yes, Unconditioned Space | 01 - None |  |  |  | -99 | 34 | -100 | -100 | -99 | -99 | 0.61833 | 40 | m440t5sn6 | CEC_gwh1 | 23 | 1989 | 8114.9333 | 5395.374 | 0.60-0.639 EF | 40-49 Gallons | 40 | Age 1985 to 1989 | Gas | Storage | Gas | Primary System
1078 | EP05406874 | 1980 - 1989 | #N/A | #N/A | 2 | -100 | 05 - Elec. Instantaneous | eemax | sp3012 | 2 | 03/01/2011 | Not Applicable | No, Conditioned Space | 01 - None |  |  |  | 2011 | -100 | 3 | -100 | -99 | 3 | 0.99 | 0.1 | sp3012 | CEC_ewh1 | 1 | 2011 | 0 | 0 | 0.96-0.999 EF | Tankless | -100 | Age 2010 to 2012 | Electric | Instantaneous | Electric
1079 | EP05657930 | 1970 - 1979 | #N/A | #N/A | 1 | 65 | 01 - Gas Storage | kenmore | 153.33664011 | -99 |  | No, Unconditioned Space | No, Unconditioned Space | 01 - None |  |  |  | -99 | 50 | -100 | -100 | -99 | -99 |  |  | 15333664011 |  | -99 | -99 |  |  | Dont Know | 60-69 Gallons | 65 | Dont Know | Gas | Storage | Gas | Primary System
1080 | EP05657930 | 1970 - 1979 | -99 | -99 | 2 | -99 | 01 - Gas Storage | Dont Know |  | 14 |  | Yes, Unconditioned Space | No, Unconditioned Space | 01 - None |  |  |  | -99 | -99 | -100 | -100 | -99 | -99 |  |  |  |  | 14 | 1998 |  |  | Dont Know | Dont Know | -99 | Age 1995 to 1999 | Gas | Storage | Gas
1081 | EP05724433 | 1980 - 1989 | 0.615 | -99 | 1 | 40 | 01 - Gas Storage | american | gv2f8433t | 24 |  | No, Unconditioned Space | No, Unconditioned Space | 01 - None |  |  |  | -99 | 34 | -100 | -99 | 16.7 | -99 |  |  | gv2f8433t |  | 24 | 1988 |  |  | Dont Know | 40-49 Gallons | 40 | Age 1985 to 1989 | Gas | Storage | Gas | Primary System
1082 | EP05724433 | 1980 - 1989 | -99 | -99 | 2 | -99 | 01 - Gas Storage | ao smith |  | 24 |  | Yes, Unconditioned Space | No, Unconditioned Space | 01 - None |  |  | wrapped | -99 | -99 | -100 | -99 | -99 | -99 |  |  |  |  | 24 | 1988 |  |  | Dont Know | Dont Know | -99 | Age 1985 to 1989 | Gas | Storage | Gas
1083 | EP05872110 | 2000 - 2012 | 0.615 | -99 | 1 | 40 | 01 - Gas Storage | craftmaster | crgvf8433t | 10 |  | No, Conditioned Space | No, Conditioned Space | 01 - None |  |  |  | -99 | 34 | -100 | -100 | -99 | -99 |  |  | crgvf8433t |  | 10 | 2002 |  |  | Dont Know | 40-49 Gallons | 40 | Age 2000 to 2005 | Gas | Storage | Gas | Primary System
1084 | EP06781050 | 1980 - 1989 | 0.615 | -99 | 1 | 40 | 01 - Gas Storage | kenmore | 153.339462 | 6 |  | No, Unconditioned Space | No, Unconditioned Space | 01 - None |  |  |  | -99 | 40 | -100 | -100 | -99 | -99 |  |  | 153339462 |  | 6 | 2006 |  |  | Dont Know | 40-49 Gallons | 40 | Age 2006 to 2009 | Gas | Storage | Gas | Primary System
1085 | EX03824958 | 1900 - 1969 | 0.945 | 0.037037 | 1 | 50 | 03 - Electric Storage | american water heater | e62-50r-045d | 13 | 03/01/1999 | No, Unconditioned Space | No, Unconditioned Space | 01 - None |  |  | info not on nameplate | 1999 | -100 | 3.38 | -99 | -99 | 3 | 0.91 | 50 | e6250r045d | CEC_2009 | 13 | 1999 | 4868.7892 | 3592.1503 | 0.88-0.919 EF | 50-59 Gallons | 50 | Age 1995 to 1999 | Electric | Storage | Electric | Primary System
1086 | EX03831491 | 1900 - 1969 | #N/A | #N/A | 1 | 80 | 08 - Solar w/Elec Storage | ruud | rspe-80he-1 | 5 | 02/01/2007 | No, Unconditioned Space | Yes, Unconditioned Space | 02 - Continuous |  |  | info not on nameplate | 2007 | -100 | 4.5 | -99 | -99 | 2 |  |  | rspe80he1 |  | 5 | 2007 |  |  | Dont Know | 80-89 Gallons | 80 | Age 2006 to 2009 | Solar | Storage | Solar w/Elec | Primary System
1087 | EX03831491 | 1900 - 1969 | 0.945 | 0.015873 | 2 | 50 | 03 - Electric Storage | ge | se50t12aa01 | 9 | 01/01/2003 | No, Unconditioned Space | Yes, Unconditioned Space | 02 - Continuous |  |  |  | 2003 | -100 | 5.5 | -99 | 19.2 | 1 | 0.93 | 50 | se50t12aa01 | CEC_ewh1 | 9 | 2003 | 0 | 0 | 0.92-0.959 EF | 50-59 Gallons | 50 | Age 2000 to 2005 | Electric | Storage | Electric
1088 | PX18940427 | 1900 - 1969 | -99 | -99 | 1 | -99 | 13 - Common Building | Dont Know |  | -99 |  | Not Applicable | No, Unconditioned Space | Dont Know | gas storage, no access | dk |  | -100 | -99 | -100 | -99 | -100 | -99 |  |  |  |  | -100 | -100 |  |  | Dont Know | Dont Know | -99 | Dont Know | Unknown | Unknown | Not Applicable | Primary System
1089 | EX03854869 | 1900 - 1969 | #N/A | #N/A | 1 | 66 | 08 - Solar w/Elec Storage | american appliance mfg | ssta-66-e | 30 |  | No, Conditioned Space | Yes, conditioned space | 03 - Temperature |  |  | not listed | -99 | -100 | 4.5 | -99 | -99 | -99 |  |  | ssta66e |  | 30 | 1982 |  |  | Dont Know | 60-69 Gallons | 66 | Age 1980 to 1984 | Solar | Storage | Solar w/Elec
1090 | EX03854869 | 1900 - 1969 | #N/A | #N/A | 2 | 66 | 08 - Solar w/Elec Storage | kenmore | 153.321642 | 1 |  | Yes, Unconditioned Space | Yes, Unconditioned Space | 03 - Temperature |  |  | not listed | -99 | -100 | 5.5 | -99 | -99 | -99 | 0.95 | 66 | 153321642 | CEC_2009 | 1 | 2011 | 7868.5333 | 5618.6831 | 0.92-0.959 EF | 60-69 Gallons | 66 | Age 2010 to 2012 | Solar | Storage | Solar w/Elec | Primary System
1091 | EX03856650 | 1900 - 1969 | #N/A | #N/A | 1 | 50 | 08 - Solar w/Elec Storage | Bradford white | mi5056ds13 | 15 |  | No, Unconditioned Space | Yes, Unconditioned Space | 01 - None |  |  | no mfg date, internal r value, or energy factor on nameplate | -99 | -100 | 4.5 | -99 | -99 | -99 |  |  | mi5056ds13 |  | 15 | 1997 |  |  | Dont Know | 50-59 Gallons | 50 | Age 1995 to 1999 | Solar | Storage | Solar w/Elec | Primary System
1092 | EX03865020 | 1970 - 1979 | 0.945 | 0.047619 | 1 | 50 | 03 - Electric Storage | whirlpool | e1f50rd045v | 5 | 01/01/2006 | No, Unconditioned Space | Yes, Unconditioned Space | 01 - None |  |  | not listed | 2006 | -100 | 4.5 | -99 | -99 | -99 | 0.9 | 50 | e1f50rd045v | CEC_2009 | 6 | 2006 | 4032.7536 | 2975.3305 | 0.88-0.919 EF | 50-59 Gallons | 50 | Age 2006 to 2009 | Electric | Storage | Electric | Primary System
1093 | EX03908110 | 1970 - 1979 | #N/A | #N/A | 1 | 30 | 02 - Propane Storage | Dont Know |  | -99 |  | Yes, Unconditioned Space | No, Unconditioned Space | 01 - None |  |  | tank wrapped | -99 | -99 | -100 | -99 | -99 | -99 |  |  |  |  | -99 | -99 |  |  | Dont Know | 30-39 Gallons | 30 | Dont Know | Propane | Storage | Propane | Primary System
1094 | EX03970162 | 1980 - 1989 | 0.615 | -99 | 1 | 40 | 01 - Gas Storage | amana | gv2f433tn | 25 | 01/01/1986 | Yes, Unconditioned Space | No, Unconditioned Space | 01 - None |  |  |  | 1986 | 33 | -100 | -100 | -99 | -99 |  |  | gv2f433tn |  | 26 | 1986 |  |  | Dont Know | 40-49 Gallons | 40 | Age 1985 to 1989 | Gas | Storage | Gas | Primary System
1095 | EX04054126 | 1900 - 1969 | 0.6 | -0.033333 | 1 | 50 | 01 - Gas Storage | bradford white | m450s6en12 | 12 |  | No, Unconditioned Space | No, Unconditioned Space | 01 - None |  |  | no nameplate | -99 | 36 | -100 | -99 | -99 | -99 | 0.62 | 50 | m450s6en12 | CEC_2009 | 12 | 2000 | 4630.96 | 3416.682 | 0.60-0.639 EF | 50-59 Gallons | 50 | Age 2000 to 2005 | Gas | Storage | Gas | Primary System
1096 | EX04078562 | 1980 - 1989 | #N/A | #N/A | 1 | 75 | 02 - Propane Storage | american water heater co. | g62-75t75-4pv | 12 | 02/01/2000 | No, Conditioned Space | No, Conditioned Space | 01 - None |  |  | info n/a | 2000 | -99 | -100 | -99 | -99 | 2 |  |  | g6275t754pv |  | 12 | 2000 |  |  | Dont Know | 70-79 Gallons | 75 | Age 2000 to 2005 | Propane | Storage | Propane | Primary System
1097 | EX04386429 | 1970 - 1979 | 0.6 | 0.05 | 1 | 50 | 01 - Gas Storage | Bradford white | m45036fbn | 1 |  | Yes, conditioned space | No, Conditioned Space | 02 - Continuous |  |  |  | -99 | 40 | -100 | -100 | -99 | -99 | 0.57 | 50 | m45036fbn | CEC_gwh1 | 1 | 2011 | 4405.2495 | 2928.9173 | 0.56-0.599 EF | 50-59 Gallons | 50 | Age 2010 to 2012 | Gas | Storage | Gas | Primary System
1098 | EX04390293 | 1900 - 1969 | 0.948 | -99 | 1 | 40 | 03 - Electric Storage | Bradford white | m1140t6ds13 | 10 |  | No, Unconditioned Space | No, Unconditioned Space | 01 - None |  |  | no Ef or r value | -99 | -100 | 4.5 | -99 | -99 | -99 |  |  | m1140t6ds13 |  | 10 | 2002 |  |  | Dont Know | 40-49 Gallons | 40 | Age 2000 to 2005 | Electric | Storage | Electric | Primary System
1099 | EX04444459 | 1970 - 1979 | 0.615 | -99 | 1 | 40 | 01 - Gas Storage | Dont Know |  | 2 |  | Yes, Unconditioned Space | Yes, Unconditioned Space | 01 - None |  |  |  | -99 | -99 | -100 | -100 | -99 | -99 |  |  |  |  | 2 | 2010 |  |  | Dont Know | 40-49 Gallons | 40 | Age 2010 to 2012 | Gas | Storage | Gas | Primary System
1100 | EX04569379 | 1970 - 1979 | -99 | -99 | 1 | -99 | 01 - Gas Storage | Dont Know |  | -99 |  | No, Unconditioned Space | No, Unconditioned Space | 01 - None |  |  | could not open door | -99 | -99 | -100 | -99 | -99 | -99 |  |  |  |  | -99 | -99 |  |  | Dont Know | Dont Know | -99 | Dont Know | Gas | Storage | Gas | Primary System
1101 | EX04664468 | 1900 - 1969 | 0.615 | -99 | 1 | 40 | 01 - Gas Storage | rheem | 21vr40-7n | 15 | 01/01/1994 | No, Unconditioned Space | No, Unconditioned Space | 01 - None |  |  |  | 1994 | 34 | -100 | -99 | 16.7 | -99 |  |  | 21vr407n |  | 18 | 1994 |  |  | Dont Know | 40-49 Gallons | 40 | Age 1990 to 1994 | Gas | Storage | Gas | Primary System
1102 | EX04708862 | 1900 - 1969 | 0.615 | 0.056911 | 1 | 40 | 01 - Gas Storage | rheem | 21v40s-32n | 5 | 02/01/2001 | No, Unconditioned Space | No, Unconditioned Space | 01 - None |  |  | not listed | 2001 | 32 | -100 | -99 | -99 | 2 | 0.58 | 40 | 21v40s32n | CEC_gwh1 | 11 | 2001 | 4630.96 | 3416.682 | 0.56-0.599 EF | 40-49 Gallons | 40 | Age 2000 to 2005 | Gas | Storage | Gas | Primary System
1103 | EX04708862 | 1900 - 1969 | 0.615 | 0.056911 | 2 | 40 | 01 - Gas Storage | rheem | 21v40s-32n | 5 | 02/01/2001 | No, Unconditioned Space | No, Unconditioned Space | 01 - None |  |  | not listed | 2001 | 32 | -100 | -99 | -99 | 2 | 0.58 | 40 | 21v40s32n | CEC_gwh1 | 11 | 2001 | 0 | 0 | 0.56-0.599 EF | 40-49 Gallons | 40 | Age 2000 to 2005 | Gas | Storage | Gas
1104 | EX04782419 | 1980 - 1989 | 0.615 | -99 | 1 | 40 | 01 - Gas Storage | ge | gg40t0109v05839 | 2 | 01/01/2009 | Yes, Unconditioned Space | No, Unconditioned Space | 01 - None |  |  | no data | 2009 | 36 | -100 | -99 | -99 | 1 |  |  | gg40t0109v05839 |  | 3 | 2009 |  |  | Dont Know | 40-49 Gallons | 40 | Age 2006 to 2009 | Gas | Storage | Gas | Primary System
1105 | EX04795590 | 1980 - 1989 | #N/A | #N/A | 1 | 119.9 | 08 - Solar w/Elec Storage | rheem | 81vr-120tc-t | -99 |  | No, Unconditioned Space | Yes, Unconditioned Space | 01 - None |  |  | info not on nameplate | -99 | -100 | -99 | -99 | 16.7 | -99 | 0.83 | 119 | 81vr120tct | CEC_ewh1 | -99 | -99 | 2434.48 | 1618.6122 | 0.80-0.839 EF | 90+ Gallons | 119.9 | Dont Know | Solar | Storage | Solar w/Elec | Primary System
1106 | EX04795590 | 1980 - 1989 | 0.945 | 0.068783 | 2 | 50 | 03 - Electric Storage | rheem | 81v52d c | 5 |  | No, Unconditioned Space | Yes, Unconditioned Space | 03 - Temperature |  |  |  | -99 | -100 | 45 | -99 | 11.5 | -99 | 0.88 | 50 | 81v52dc | CEC_ewh1 | 5 | 2007 | 0 | 0 | 0.88-0.919 EF | 50-59 Gallons | 50 | Age 2006 to 2009 | Electric | Storage | Electric
1107 | EX04918634 | 1990 - 1994 | 0.6 | -99 | 1 | 50 | 01 - Gas Storage | ao smith | for 50 198e | 15 |  | Yes, Unconditioned Space | Yes, Unconditioned Space | 01 - None |  |  |  | -99 | 35 | -100 | -99 | 16 | -99 |  |  | for50198e |  | 15 | 1997 |  |  | Dont Know | 50-59 Gallons | 50 | Age 1995 to 1999 | Gas | Storage | Gas | Primary System
1108 | EX04930728 | 1900 - 1969 | 0.615 | 0.04065 | 1 | 40 | 01 - Gas Storage | whirlpool | ug1f4040t3nv | 2 |  | No, Unconditioned Space | No, Unconditioned Space | 01 - None |  |  |  | -99 | 40 | -100 | -99 | -99 | -99 | 0.59 | 40 | ug1f4040t3nv | CEC_2009 | 2 | 2010 | 9517.0276 | 6769.1114 | 0.56-0.599 EF | 40-49 Gallons | 40 | Age 2010 to 2012 | Gas | Storage | Gas | Primary System
1109 | EX04934671 | 1980 - 1989 | #N/A | #N/A | 1 | 40 | 02 - Propane Storage | ao smith | gvr 40 201 | 2 | 12/01/2010 | No, Unconditioned Space | No, Unconditioned Space | 01 - None |  |  |  | 2010 | 36 | -100 | -100 | -99 | 12 | 0.62 | 40 | gvr40201 | CEC_2009 | 2 | 2010 | 15494.6267 | 11064.2472 | 0.60-0.639 EF | 40-49 Gallons | 40 | Age 2010 to 2012 | Propane | Storage | Propane | Primary System
1110 | EX04957564 | 1900 - 1969 | 0.615 | -0.0081301 | 1 | 40 | 01 - Gas Storage | ge | sg40t12aqj00 | 1 | 09/01/2007 | No, Unconditioned Space | Yes, Unconditioned Space | 01 - None |  |  | not listed | 2007 | 40 | -100 | -99 | -99 | 9 | 0.62 | 40 | sg40t12aqj00 | CEC_gwh1 | 5 | 2007 | 3760.4021 | 2500.1778 | 0.60-0.639 EF | 40-49 Gallons | 40 | Age 2006 to 2009 | Gas | Storage | Gas | Primary System
1111 | EX05027529 | 1900 - 1969 | 0.951 | -99 | 1 | 30 | 03 - Electric Storage | Bradford white | m130l6ds-1ncww | 12 |  | No, Conditioned Space | No, Conditioned Space | 01 - None |  |  |  | -99 | -100 | 4.5 | -100 | -99 | -99 |  |  | m130l6ds1ncww |  | 12 | 2000 |  |  | Dont Know | 30-39 Gallons | 30 | Age 2000 to 2005 | Electric | Storage | Electric | Primary System
1112 | EX05051328 | 1900 - 1969 | 0.6 | -99 | 1 | -100 | 04 - Gas Instantaneous | rinnai | r94-lsi(reu-va2535ffud-us | 4 | 05/01/2008 | Not Applicable | No, Unconditioned Space | 01 - None |  |  |  | 2008 | 199 | -100 | -100 | -100 | 5 |  |  | r94lsireuva2535ffudus |  | 4 | 2008 |  |  | Dont Know | Tankless | -100 | Age 2006 to 2009 | Gas | Instantaneous | Gas | Primary System
1113 | EX05061529 | 1900 - 1969 | #N/A | #N/A | 1 | 64 | 01 - Gas Storage | Dont Know | es6417 eeg 40-tx 40ngl-t-eg | 17 | 08/01/1994 | Yes, conditioned space | No, Conditioned Space | 01 - None |  |  | nameplate under external tank wrap. I tried to uncover but tape would have ripped it. | 1994 | -99 | -100 | -99 | -99 | 8 |  |  | es6417eeg40tx40nglteg |  | 18 | 1994 |  |  | Dont Know | 60-69 Gallons | 64 | Age 1990 to 1994 | Gas | Storage | Gas | Primary System
1114 | EX05067126 | 1900 - 1969 | -99 | -99 | 1 | -99 | 01 - Gas Storage | reliance |  | -99 |  | No, Unconditioned Space | No, Unconditioned Space | 01 - None |  |  |  | -99 | -99 | -100 | -100 | -99 | 12 |  |  |  |  | -99 | -99 |  |  | Dont Know | Dont Know | -99 | Dont Know | Gas | Storage | Gas | Primary System
1115 | EX05173013 | 1980 - 1989 | 0.615 | -0.0081301 | 1 | 40 | 01 - Gas Storage | aosmith | gvr40100 | 5 |  | No, Unconditioned Space | No, Unconditioned Space | 01 - None |  |  |  | -99 | 40 | -100 | -100 | -99 | -99 | 0.62 | 40 | gvr40100 | CEC_2009 | 5 | 2007 | 13226.4988 | 4472.459 | 0.60-0.639 EF | 40-49 Gallons | 40 | Age 2006 to 2009 | Gas | Storage | Gas | Primary System
1116 | EX05185169 | 1900 - 1969 | 0.948 | -99 | 1 | 40 | 03 - Electric Storage | bradford white | m240l6ds-1ncww | 1 |  | No, Conditioned Space | No, Conditioned Space | 01 - None |  |  | info not on nameplate | -99 | -100 | 45 | -99 | -99 | -99 |  |  | m240l6ds1ncww |  | 1 | 2011 |  |  | Dont Know | 40-49 Gallons | 40 | Age 2010 to 2012 | Electric | Storage | Electric | Primary System
1117 | EX05209823 | 1900 - 1969 | 0.615 | -99 | 1 | 40 | 01 - Gas Storage | whirlpool |  | 2 |  | No, Conditioned Space | No, Conditioned Space | 01 - None |  |  | dryer in front | -99 | -99 | -100 | -99 | -99 | -99 |  |  |  |  | 2 | 2010 |  |  | Dont Know | 40-49 Gallons | 40 | Age 2010 to 2012 | Gas | Storage | Gas | Primary System
1118 | EX05355299 | 1900 - 1969 | 0.63 | -99 | 1 | 30 | 01 - Gas Storage | hi-test five | n 30 lh1 | -99 |  | No, Unconditioned Space | No, Unconditioned Space | 01 - None |  |  | not listed | -99 | 31 | -100 | -99 | -99 | -99 |  |  | n30lh1 |  | -99 | -99 |  |  | Dont Know | 30-39 Gallons | 30 | Dont Know | Gas | Storage | Gas | Primary System
1119 | EX05355299 | 1900 - 1969 | -99 | -99 | 2 | -99 | 01 - Gas Storage | american water heater group |  | -99 |  | No, Unconditioned Space | No, Unconditioned Space | 01 - None |  |  | no access to info | -99 | -99 | -100 | -99 | -99 | -99 |  |  |  |  | -99 | -99 |  |  | Dont Know | Dont Know | -99 | Dont Know | Gas | Storage | Gas
1120 | EX05370583 | 1980 - 1989 | 0.615 | -99 | 1 | 40 | 01 - Gas Storage | Dont Know |  | -99 |  | Yes, Unconditioned Space | Yes, Unconditioned Space | 01 - None |  |  | tank wrapped | -99 | -99 | -100 | -99 | -99 | -99 |  |  |  |  | -99 | -99 |  |  | Dont Know | 40-49 Gallons | 40 | Dont Know | Gas | Storage | Gas | Primary System
1121 | EX05384764 | 1995 - 1999 | 0.743 | -99 | 1 | 75 | 01 - Gas Storage | ao smith | fcg 75 300 | 3 | 07/01/2010 | No, Unconditioned Space | Yes, Unconditioned Space | 01 - None |  |  |  | 2010 | 75.1 | -100 | -99 | -99 | 7 |  |  | fcg75300 |  | 2 | 2010 |  |  | Dont Know | 70-79 Gallons | 75 | Age 2010 to 2012 | Gas | Storage | Gas | Primary System
1122 | EX05484418 | 1970 - 1979 | 0.6 | -99 | 1 | 50 | 01 - Gas Storage | craftmaster | crgkf8543t | 15 | 01/01/1989 | No, Unconditioned Space | No, Unconditioned Space | 01 - None |  |  | no data | 1989 | 40 | -100 | -99 | -99 | 1 |  |  | crgkf8543t |  | 23 | 1989 |  |  | Dont Know | 50-59 Gallons | 50 | Age 1985 to 1989 | Gas | Storage | Gas | Primary System
1123 | EX05613856 | 1990 - 1994 | 0.63 | 0.031746 | 1 | 30 | 01 - Gas Storage | richmond | 5vr30t | 6 | 05/01/2006 | No, Unconditioned Space | No, Unconditioned Space | 01 - None |  |  | info missing | 2006 | 34 | -100 | -99 | -99 | 5 | 0.61 | 30 | 5vr30t | CEC_2009 | 6 | 2006 | 14245.2834 | 21144.2923 | 0.60-0.639 EF | 30-39 Gallons | 30 | Age 2006 to 2009 | Gas | Storage | Gas | Primary System
1124 | EX05650797 | 1990 - 1994 | -99 | -99 | 1 | -99 | 01 - Gas Storage | state | pr63oncrt | 8 |  | No, Unconditioned Space | Yes, Unconditioned Space | 01 - None |  |  | name plate obscured by pipes | -99 | 33 | -100 | -99 | -99 | -99 |  |  | pr63oncrt |  | 8 | 2004 |  |  | Dont Know | Dont Know | -99 | Age 2000 to 2005 | Gas | Storage | Gas | Primary System
1125 | EX05693854 | 1900 - 1969 | 0.615 | -99 | 1 | 40 | 01 - Gas Storage | Bradford white | 1603-50 | 12 |  | No, Unconditioned Space | No, Unconditioned Space | 01 - None |  |  | no info | -99 | 40 | -100 | -99 | -99 | -99 |  |  | 160350 |  | 12 | 2000 |  |  | Dont Know | 40-49 Gallons | 40 | Age 2000 to 2005 | Gas | Storage | Gas | Primary System
1126 | EX05760326 | 1980 - 1989 | #N/A | #N/A | 1 | 40 | 02 - Propane Storage | american | zmhg84331 | 24 |  | No, Unconditioned Space | No, Unconditioned Space | 01 - None |  |  |  | -99 | 31 | -100 | -100 | -99 | -99 |  |  | zmhg84331 |  | 24 | 1988 |  |  | Dont Know | 40-49 Gallons | 40 | Age 1985 to 1989 | Propane | Storage | Propane | Primary System
1127 | EX05815964 | 1970 - 1979 | 0.615 | 0.04065 | 1 | 40 | 01 - Gas Storage | whirlpool | fg1f4034t3nov | 8 |  | No, Unconditioned Space | Yes, Unconditioned Space | 01 - None |  |  | no info | -99 | 34 | -100 | -99 | -99 | -99 | 0.59 | 40 | fg1f4034t3nov | CEC_2009 | 8 | 2004 | 15188.4774 | 14638.5642 | 0.56-0.599 EF | 40-49 Gallons | 40 | Age 2000 to 2005 | Gas | Storage | Gas | Primary System
1128 | EX05858508 | 1980 - 1989 | 0.948 | 0.029536 | 1 | 40 | 03 - Electric Storage | reliance | 640dors | 2 |  | No, Conditioned Space | No, Conditioned Space | 01 - None |  |  | not listed on nameplate | -99 | -100 | 4.5 | -99 | -99 | -99 | 0.92 | 40 | 640dors | CEC_2009 | 2 | 2010 | 6151.9829 | 7242.8141 | 0.92-0.959 EF | 40-49 Gallons | 40 | Age 2010 to 2012 | Electric | Storage | Electric | Primary System
1129 | EX05904816 | 1970 - 1979 | -99 | -99 | 1 | -99 | 11 - Common Boiler | Dont Know |  | 2 |  | Not Applicable | No, Unconditioned Space | 01 - None |  |  | no access | -100 | -99 | -100 | -99 | -100 | -99 |  |  |  |  | -100 | -100 |  |  | Dont Know | Dont Know | -99 | Dont Know | Unknown | Unknown | Not Applicable | Primary System
1130 | EX05928418 | 1900 - 1969 | -99 | -99 | 1 | -99 | 03 - Electric Storage | Dont Know |  | -99 |  | Yes, conditioned space | No, Conditioned Space | 01 - None |  |  |  | -99 | -100 | -99 | -100 | -99 | -99 |  |  |  |  | -99 | -99 |  |  | Dont Know | Dont Know | -99 | Dont Know | Electric | Storage | Electric | Primary System
1131 | EX05958025 | 1970 - 1979 | -99 | -99 | 1 | -99 | 13 - Common Building | Dont Know |  | -99 |  | Not Applicable | No, Unconditioned Space | Dont Know | shared building unit | dk |  | -100 | -99 | -100 | -99 | -100 | -99 |  |  |  |  | -100 | -100 |  |  | Dont Know | Dont Know | -99 | Dont Know | Unknown | Unknown | Not Applicable | Primary System
1132 | EX05987210 | 2000 - 2012 | #N/A | #N/A | 1 | 75 | 02 - Propane Storage | Bradford white | m475s6cx12 | 6 |  | No, Unconditioned Space | No, Unconditioned Space | 01 - None |  |  | no Ef or r value | -99 | 75 | -100 | -99 | -99 | -99 |  |  | m475s6cx12 |  | 6 | 2006 |  |  | Dont Know | 70-79 Gallons | 75 | Age 2006 to 2009 | Propane | Storage | Propane | Primary System
1133 | EX05987938 | 1970 - 1979 | 0.948 | 0.07173 | 1 | 40 | 03 - Electric Storage | ge | E40T06AAG01 | 0 | 07/01/2012 | No, Conditioned Space | No, Conditioned Space | 01 - None |  |  | info not on nameplate | 2012 | -100 | 45 | -99 | -99 | 7 | 0.88 | 40 | E40T06AAG01 | CEC_ewh1 | 0 | 2012 | 0 | 0 | 0.88-0.919 EF | 40-49 Gallons | 40 | Age 2010 to 2012 | Electric | Storage | Electric
1134 | EX05987938 | 1970 - 1979 | 0.945 | -99 | 2 | 50 | 03 - Electric Storage | kenmore | 153.320592ht | 3 |  | No, Conditioned Space | No, Conditioned Space | 01 - None |  |  | info not on nameplate | -99 | -100 | 38 | -99 | -99 | -99 |  |  | 153320592ht |  | 3 | 2009 |  |  | Dont Know | 50-59 Gallons | 50 | Age 2006 to 2009 | Electric | Storage | Electric | Primary System
1135 | EX06047771 | 1980 - 1989 | #N/A | #N/A | 1 | 65 | 03 - Electric Storage | bradford white | ms65r6ss-1ncw | 1 |  | No, Unconditioned Space | Yes, Unconditioned Space | 03 - Temperature |  |  | info not on nameplate | -99 | -100 | 4.5 | -99 | -99 | -99 |  |  | ms65r6ss1ncw |  | 1 | 2011 |  |  | Dont Know | 60-69 Gallons | 65 | Age 2010 to 2012 | Electric | Storage | Electric | Primary System
1136 | EX06050241 | 1980 - 1989 | #N/A | #N/A | 1 | -100 | 04 - Gas Instantaneous | takagi | t-k1s | 4 |  | Not Applicable | No, Unconditioned Space | Dont Know | propane tankless | on demand |  | -99 | -99 | 190 | -100 | -100 | -99 | 0.825 | 0.1 | tk1s | CEC_gwh1 | 4 | 2008 | 3760.4021 | 2500.1778 | 0.80-0.839 EF | Tankless | -100 | Age 2006 to 2009 | Propane | Instantaneous | Propane | Primary System
1137 | EX06060241 | Dont Know | 0.948 | 0.029536 | 1 | 40 | 03 - Electric Storage | whirlpool | e2f40rd045v | -99 |  | No, Unconditioned Space | No, Unconditioned Space | 01 - None |  |  | info not on nameplate | -99 | -100 | 3.38 | -99 | -99 | -99 | 0.92 | 40 | e2f40rd045v | CEC_2009 | -99 | -99 | 2796.01 | 3613.6278 | 0.92-0.959 EF | 40-49 Gallons | 40 | Dont Know | Electric | Storage | Electric | Primary System
1138 | EX06074517 | 1980 - 1989 | #N/A | #N/A | 1 | 50 | 02 - Propane Storage | whirlpool | fg1f5040t3pv | 8 | 02/01/2004 | Yes, Unconditioned Space | No, Unconditioned Space | 01 - None |  |  | info not on nameplate | 2004 | 40 | -100 | -99 | -99 | 2 | 0.58 | 50 | fg1f5040t3pv | CEC_2009 | 8 | 2004 | 4959.48 | 4389.2891 | 0.56-0.599 EF | 50-59 Gallons | 50 | Age 2000 to 2005 | Propane | Storage | Propane | Primary System
1139 | EX06185824 | 1900 - 1969 | 0.6 | -99 | 1 | 50 | 01 - Gas Storage | kenmore | 153.337563> | -99 |  | No, Conditioned Space | No, Conditioned Space | 01 - None |  |  | not listed | -99 | 40 | -100 | 0.54 | -99 | -99 |  |  | 153337563> |  | -99 | -99 |  |  | Dont Know | 50-59 Gallons | 50 | Dont Know | Gas | Storage | Gas | Primary System
1140 | EX06335325 | 2000 - 2012 | #N/A | #N/A | 1 | 40 | 02 - Propane Storage | state | sc140nhmt | 8 |  | No, Conditioned Space | No, Conditioned Space | 01 - None |  |  | nameplate | -99 | 30 | -100 | -99 | -99 | -99 |  |  | sc140nhmt |  | 8 | 2004 |  |  | Dont Know | 40-49 Gallons | 40 | Age 2000 to 2005 | Propane | Storage | Propane | Primary System
1141 | EX06386710 | 1970 - 1979 | 0.948 | -99 | 1 | 40 | 03 - Electric Storage | bradford white | m240s6ds-1ncww | 3 |  | Yes, Unconditioned Space | No, Unconditioned Space | 01 - None |  |  | not on label | -99 | -100 | 4.5 | -99 | -99 | -99 |  |  | m240s6ds1ncww |  | 3 | 2009 |  |  | Dont Know | 40-49 Gallons | 40 | Age 2006 to 2009 | Electric | Storage | Electric | Primary System
1142 | EX06390754 | 1900 - 1969 | 0.615 | -99 | 1 | 40 | 01 - Gas Storage | reliance | 640g0rt | 3 |  | No, Unconditioned Space | No, Unconditioned Space | 01 - None |  |  | info n/a | -99 | 35.5 | -100 | -99 | -99 | -99 |  |  | 640g0rt |  | 3 | 2009 |  |  | Dont Know | 40-49 Gallons | 40 | Age 2006 to 2009 | Gas | Storage | Gas | Primary System
1143 | EX06499227 | 1980 - 1989 | #N/A | #N/A | 1 | 50 | 02 - Propane Storage | whirlpool | BG1F5040T3PV | 2 |  | No, Unconditioned Space | No, Unconditioned Space | 01 - None |  |  | nameplate | -99 | 40 | -100 | -99 | -99 | -99 | 0.58 | 50 | BG1F5040T3PV | CEC_2009 | 2 | 2010 | 4405.2495 | 3155.5604 | 0.56-0.599 EF | 50-59 Gallons | 50 | Age 2010 to 2012 | Propane | Storage | Propane | Primary System
1144 | EX06509433 | 2000 - 2012 | 0.6 | 0.11667 | 1 | 50 | 01 - Gas Storage | rheem | 42vr50-40f | 7 | 08/01/2004 | No, Unconditioned Space | No, Unconditioned Space | 01 - None |  |  |  | 2004 | 40 | -100 | -100 | -99 | 8 | 0.53 | 50 | 42vr5040f | CEC_gwh1 | 8 | 2004 | 8603.319 | 7614.1963 | 0.52-0.559 EF | 50-59 Gallons | 50 | Age 2000 to 2005 | Gas | Storage | Gas | Primary System
1145 | EX06552247 | Dont Know | -99 | -99 | 1 | -99 | 13 - Common Building | Dont Know |  | 1 |  | Not Applicable | No, Unconditioned Space | 01 - None | gas water heater for 8 units |  |  | -100 | -99 | -100 | -99 | -100 | -99 |  |  |  |  | -100 | -100 |  |  | Dont Know | Dont Know | -99 | Dont Know | Unknown | Unknown | Not Applicable | Primary System
1146 | EX06620562 | 1900 - 1969 | #N/A | #N/A | 1 | 40 | 02 - Propane Storage | ao smith | fgr 40 249 | 10 |  | No, Unconditioned Space | No, Unconditioned Space | 01 - None |  |  | not listed on nameplate | -99 | 37 | -100 | -99 | -99 | -99 |  |  | fgr40249 |  | 10 | 2002 |  |  | Dont Know | 40-49 Gallons | 40 | Age 2000 to 2005 | Propane | Storage | Propane
1147 | EX06620562 | 1900 - 1969 | #N/A | #N/A | 2 | 119.9 | 03 - Electric Storage | rheem | 81vr-120tc-1 | -99 |  | No, Unconditioned Space | No, Unconditioned Space | 01 - None |  |  | don't know | -99 | -100 | 4.5 | -99 | 16.7 | -99 | 0.83 | 119 | 81vr120tc1 | CEC_ewh1 | -99 | -99 | 8562.82 | 8252.795 | 0.80-0.839 EF | 90+ Gallons | 119.9 | Dont Know | Electric | Storage | Electric | Primary System
1148 | EX06712938 | 1995 - 1999 | 0.6 | -99 | 1 | 50 | 01 - Gas Storage | craftmaster | crgvf90-533t | 10 |  | No, Unconditioned Space | Yes, Unconditioned Space | 01 - None |  |  | no data | -99 | 38 | -100 | -99 | -99 | -99 |  |  | crgvf90533t |  | 10 | 2002 |  |  | Dont Know | 50-59 Gallons | 50 | Age 2000 to 2005 | Gas | Storage | Gas | Primary System
1149 | EX06726940 | 2000 - 2012 | 0.951 | 0.022082 | 1 | 30 | 03 - Electric Storage | ge | ge30t06aag | 5 | 07/01/2004 | No, Unconditioned Space | No, Unconditioned Space | 01 - None |  |  | no data | 2004 | -100 | 4.5 | -99 | -99 | 7 | 0.93 | 30 | ge30t06aag | CEC_2009 | 8 | 2004 | 0 | 0 | 0.92-0.959 EF | 30-39 Gallons | 30 | Age 2000 to 2005 | Electric | Storage | Electric
1150 | EX06726940 | 2000 - 2012 | 0.945 | 0.015873 | 2 | 50 | 03 - Electric Storage | ge | pe50t09aag | 5 | 06/01/2004 | No, Conditioned Space | No, Conditioned Space | 01 - None |  |  | no data | 2004 | -100 | 4.5 | -99 | -99 | 6 | 0.93 | 50 | pe50t09aag | CEC_2009 | 8 | 2004 | 4959.48 | 4370.8688 | 0.92-0.959 EF | 50-59 Gallons | 50 | Age 2000 to 2005 | Electric | Storage | Electric | Primary System
1151 | EX06781642 | 1970 - 1979 | -99 | -99 | 1 | 100 | 13 - Common Building | Bradford white | 100t88b3n | -99 |  | Not Applicable | No, Unconditioned Space | 01 - None | gas storage for multiple units |  |  | -100 | 85 | -100 | -99 | -100 | -99 |  | 95.15 | 100t88b3n | CEC_gwh1 | -100 | -100 | 11527 | 5876.4308 | Dont Know | Dont Know | -99 | Dont Know | Unknown | Unknown | Not Applicable | Primary System
1152 | EX06920646 | 2000 - 2012 | #N/A | #N/A | 1 | 30 | 02 - Propane Storage | rheem | 21IR30T | 6 |  | No, Unconditioned Space | No, Unconditioned Space | 01 - None |  |  | nameplate | -99 | 34 | -100 | -99 | -99 | -99 | 0.57 | 30 | 21IR30T | CEC_gwh1 | 6 | 2006 | 13226.4988 | 12747.6208 | 0.56-0.599 EF | 30-39 Gallons | 30 | Age 2006 to 2009 | Propane | Storage | Propane | Primary System
1153 | EX06935726 | 1970 - 1979 | 0.948 | 0.0084388 | 1 | 40 | 03 - Electric Storage | ge | se40m12tah | 3 | 10/01/2006 | No, Unconditioned Space | Yes, Unconditioned Space | 01 - None |  |  | nameplate | 2006 | -100 | 55 | -99 | -99 | 10 | 0.94 | 40 | se40m12tah | CEC_2009 | 6 | 2006 | 3760.4021 | 2500.1778 | 0.92-0.959 EF | 40-49 Gallons | 40 | Age 2006 to 2009 | Electric | Storage | Electric | Primary System
1154 | EX06998455 | 2000 - 2012 | 0.615 | 0.10569 | 1 | 40 | 01 - Gas Storage | rheem | 21vr40t | 7 | 09/01/2005 | No, Unconditioned Space | No, Unconditioned Space | 01 - None |  |  | info not on nameplate | 2005 | 34 | -100 | -99 | -99 | 9 | 0.55 | 40 | 21vr40t | CEC_gwh1 | 7 | 2005 | 15188.4774 | 15771.3129 | 0.52-0.559 EF | 40-49 Gallons | 40 | Age 2000 to 2005 | Gas | Storage | Gas | Primary System
1155 | EX07095504 | 1970 - 1979 | 0.948 | 0.07173 | 1 | 40 | 03 - Electric Storage | Richmond | 8mv40-2c | 12 | 01/01/1999 | No, Conditioned Space | No, Conditioned Space | 01 - None |  |  |  | 1999 | -100 | -99 | -100 | 11.5 | 1 | 0.88 | 40 | 8mv402c | CEC_ewh1 | 13 | 1999 | 9045.1541 | 12547.3283 | 0.88-0.919 EF | 40-49 Gallons | 40 | Age 1995 to 1999 | Electric | Storage | Electric | Primary System
1156 | EX07183290 | 1970 - 1979 | 0.945 | 0.015873 | 1 | 50 | 03 - Electric Storage | ge | pe50t09aah | 5 | 03/01/2009 | No, Conditioned Space | No, Conditioned Space | 01 - None |  |  | info plate | 2009 | -100 | 4.5 | -99 | -99 | 3 | 0.93 | 50 | pe50t09aah | CEC_2009 | 3 | 2009 | 5251.4459 | 3373.1163 | 0.92-0.959 EF | 50-59 Gallons | 50 | Age 2006 to 2009 | Electric | Storage | Electric | Primary System
1157 | EX07193743 | 1900 - 1969 | -99 | -99 | 1 | -99 | 13 - Common Building | Dont Know |  | 5 |  | Not Applicable | No, Unconditioned Space | 01 - None | gas storage water heater shared between multiple units. tank is in one of the neighbors' units who wasn't home |  |  | -100 | -99 | -100 | -100 | -100 | -99 |  |  |  |  | -100 | -100 |  |  | Dont Know | Dont Know | -99 | Dont Know | Unknown | Unknown | Not Applicable | Primary System
1158 | EX07225571 | 1900 - 1969 | 0.948 | 0.029536 | 1 | 40 | 03 - Electric Storage | american water heater co. | e62-40r-045d | 6 |  | No, Conditioned Space | No, Conditioned Space | 01 - None |  |  | info not on nameplate | -99 | -100 | 3.38 | -99 | -99 | -99 | 0.92 | 40 | e6240r045d | CEC_2009 | 6 | 2006 | 8123.9101 | 6322.3919 | 0.92-0.959 EF | 40-49 Gallons | 40 | Age 2006 to 2009 | Electric | Storage | Electric | Primary System
1159 | EX07557879 | 1970 - 1979 | 0.6 | -99 | 1 | -100 | 04 - Gas Instantaneous | rinnai | r85i-0 (reu-v2532ffu-us) | 6 | 09/01/2005 | Not Applicable | No, Unconditioned Space | 01 - None |  |  |  | 2005 | 180 | -100 | 0.87 | -100 | 9 |  |  | r85i0reuv2532ffuus |  | 7 | 2005 |  |  | Dont Know | Tankless | -100 | Age 2000 to 2005 | Gas | Instantaneous | Gas | Primary System
1160 | PP19942983 | 1970 - 1979 | -99 | -99 | 1 | -99 | 01 - Gas Storage | Dont Know |  | -99 |  | Yes, Unconditioned Space | Yes, Unconditioned Space | 01 - None |  |  | wrap | -99 | -99 | -100 | -99 | -99 | -99 |  |  |  |  | -99 | -99 |  |  | Dont Know | Dont Know | -99 | Dont Know | Gas | Storage | Gas | Primary System
1161 | EX07649889 | 2000 - 2012 | 0.945 | -99 | 1 | 50 | 03 - Electric Storage | rheem | 72-52-2 | 5 | 07/01/2006 | No, Unconditioned Space | Yes, Unconditioned Space | 01 - None |  |  |  | 2006 | -100 | 4.5 | -100 | -99 | 7 |  |  | 72522 |  | 6 | 2006 |  |  | Dont Know | 50-59 Gallons | 50 | Age 2006 to 2009 | Electric | Storage | Electric
1162 | EX07649889 | 2000 - 2012 | #N/A | #N/A | 2 | 80 | 08 - Solar w/Elec Storage | Dont Know | 60452596 | 3 | 06/01/2008 | No, Unconditioned Space | No, Unconditioned Space | 01 - None |  |  |  | 2008 | -100 | 4.8 | -100 | -99 | 6 |  |  | 60452596 |  | 4 | 2008 |  |  | Dont Know | 80-89 Gallons | 80 | Age 2006 to 2009 | Solar | Storage | Solar w/Elec | Primary System
1163 | EX07665332 | 1900 - 1969 | 0.945 | 0.015873 | 1 | 50 | 03 - Electric Storage | ge | se50t12aah | 5 | 08/01/2007 | Yes, Unconditioned Space | No, Unconditioned Space | 01 - None |  |  | no data | 2007 | -100 | 4.5 | -99 | -99 | 8 | 0.93 | 50 | se50t12aah | CEC_ewh1 | 5 | 2007 | 7491.9812 | 6630.6289 | 0.92-0.959 EF | 50-59 Gallons | 50 | Age 2006 to 2009 | Electric | Storage | Electric | Primary System
1164 | EX07694606 | 1900 - 1969 | -99 | -99 | 1 | 100 | 13 - Common Building | American standard | 100-83 as | -99 | 01/01/2009 | Not Applicable | No, Unconditioned Space | 01 - None |  |  |  | -100 | 83 | -100 | -100 | -100 | -99 |  | 95 | 10083as | CEC_gwh1 | -100 | -100 | 4850.3 | 6728.2775 | Dont Know | Dont Know | -99 | Dont Know | Unknown | Unknown | Not Applicable | Primary System
1165 | EX07805715 | 1900 - 1969 | 0.63 | 0.063492 | 1 | 30 | 01 - Gas Storage | reliance | n30nkrt971c | 14 |  | No, Conditioned Space | No, Conditioned Space | 01 - None |  |  |  | -99 | 33.5 | -100 | -100 | -99 | -99 | 0.59 | 30 | n30nkrt971c | CEC_gwh1 | 14 | 1998 | 19465.0305 | 16936.7398 | 0.56-0.599 EF | 30-39 Gallons | 30 | Age 1995 to 1999 | Gas | Storage | Gas | Primary System
1166 | EX07833914 | 2000 - 2012 | #N/A | #N/A | 1 | 50 | 02 - Propane Storage | Bradford white | m45036fcx | 5 | 01/01/2006 | No, Unconditioned Space | No, Unconditioned Space | 01 - None |  |  |  | 2006 | 36 | -100 | -100 | -99 | -99 |  |  | m45036fcx |  | 6 | 2006 |  |  | Dont Know | 50-59 Gallons | 50 | Age 2006 to 2009 | Propane | Storage | Propane
1167 | EX07833914 | 2000 - 2012 | #N/A | #N/A | 2 | 75 | 02 - Propane Storage | Bradford white | m2xr75s6cx | 5 | 01/01/2006 | No, Unconditioned Space | No, Unconditioned Space | 01 - None |  |  |  | 2006 | 75 | -100 | -100 | -99 | -99 |  |  | m2xr75s6cx |  | 6 | 2006 |  |  | Dont Know | 70-79 Gallons | 75 | Age 2006 to 2009 | Propane | Storage | Propane | Primary System
1168 | EX07884798 | 2000 - 2012 | #N/A | #N/A | 1 | 48 | 01 - Gas Storage | Bradford white | mitw50l6bn12 | 7 |  | No, Unconditioned Space | Yes, Unconditioned Space | 01 - None |  |  |  | -99 | 40 | -100 | -100 | -99 | -99 | 0.635 | 48 | mitw50l6bn12 | CEC_gwh1 | 7 | 2005 | 16358.3855 | 7760.8774 | 0.60-0.639 EF | 40-49 Gallons | 48 | Age 2000 to 2005 | Gas | Storage | Gas | Primary System
1169 | EX07967043 | 1970 - 1979 | 0.945 | 0.015873 | 1 | 50 | 03 - Electric Storage | ge | pe50m09aah | 4 | 02/01/2008 | No, Unconditioned Space | No, Unconditioned Space | 01 - None |  |  | no info | 2008 | -100 | 4.5 | -99 | -99 | 2 | 0.93 | 50 | pe50m09aah | CEC_2009 | 4 | 2008 | 9247.2671 | 10886.9349 | 0.92-0.959 EF | 50-59 Gallons | 50 | Age 2006 to 2009 | Electric | Storage | Electric | Primary System
1170 | EX08006196 | 2000 - 2012 | 0.615 | -0.0054201 | 1 | 40 | 01 - Gas Storage | bradford white | m440t6fbn | 5 |  | No, Unconditioned Space | Yes, Unconditioned Space | 01 - None |  |  |  | -99 | 40 | -100 | -100 | -99 | -99 | 0.61833 | 40 | m440t6fbn | CEC_gwh1 | 5 | 2007 | 6716.725 | 4796.2114 | 0.60-0.639 EF | 40-49 Gallons | 40 | Age 2006 to 2009 | Gas | Storage | Gas | Primary System
1171 | EX08058842 | 1970 - 1979 | #N/A | #N/A | 1 | 38 | 03 - Electric Storage | ge | ge38s06aag | 2 | 10/01/2006 | No, Conditioned Space | No, Conditioned Space | 01 - None |  |  | not listed | 2006 | -100 | 4.5 | -99 | -99 | 10 | 0.92 | 38 | ge38s06aag | CEC_2009 | 6 | 2006 | 14245.2834 | 19760.885 | 0.92-0.959 EF | 30-39 Gallons | 38 | Age 2006 to 2009 | Electric | Storage | Electric | Primary System
1172 | EX08159284 | 1900 - 1969 | #N/A | #N/A | 1 | 55 | 03 - Electric Storage | kenmore | 153.321541 | -99 |  | No, Unconditioned Space | No, Unconditioned Space | 01 - None |  |  | info n/a | -99 | -100 | 3.8 | -99 | -99 | -99 | 0.95 | 55 | 153321541 | CEC_2009 | -99 | -99 | 2434.48 | 2669.1033 | 0.92-0.959 EF | 50-59 Gallons | 55 | Dont Know | Electric | Storage | Electric | Primary System
1173 | EX08162876 | 1900 - 1969 | -99 | -99 | 1 | 120 | 13 - Common Building | Dont Know |  | 1 |  | Not Applicable | Yes, Unconditioned Space | 01 - None | for 12 units storage tank |  |  | -100 | -99 | -100 | -99 | -100 | -99 |  |  |  |  | -100 | -100 |  |  | Dont Know | Dont Know | -99 | Dont Know | Unknown | Unknown | Not Applicable | Primary System
1174 | EX08252100 | 1970 - 1979 | #N/A | #N/A | 1 | 30 | 02 - Propane Storage | whirlpool | f1f3030t3pv | -99 | 10/01/2004 | No, Unconditioned Space | No, Unconditioned Space | 01 - None |  |  | nameplate | 2004 | 29 | -100 | -99 | -99 | 10 |  |  | f1f3030t3pv |  | 8 | 2004 |  |  | Dont Know | 30-39 Gallons | 30 | Age 2000 to 2005 | Propane | Storage | Propane | Primary System
1175 | EX08315903 | Dont Know | 0.615 | -0.0081301 | 1 | 40 | 01 - Gas Storage | ao smith | gvr40201 | 2 |  | No, Unconditioned Space | No, Unconditioned Space | 01 - None |  |  |  | -99 | 36 | -100 | -100 | -99 | -99 | 0.62 | 40 | gvr40201 | CEC_2009 | 2 | 2010 | 16688.1162 | 32098.2926 | 0.60-0.639 EF | 40-49 Gallons | 40 | Age 2010 to 2012 | Gas | Storage | Gas | Primary System
1176 | EX08417179 | 1900 - 1969 | #N/A | #N/A | 1 | 30 | 02 - Propane Storage | mobile home | mfg1f3030t3nov | 1 |  | No, Unconditioned Space | No, Unconditioned Space | 01 - None |  |  | nameplate | -99 | 30 | -100 | -99 | -99 | 11 | 0.61 | 30 | mfg1f3030t3nov | CEC_2009 | 1 | 2011 | 5059.4467 | 6538.9455 | 0.60-0.639 EF | 30-39 Gallons | 30 | Age 2010 to 2012 | Propane | Storage | Propane | Primary System
1177 | EX08627115 | 1900 - 1969 | 0.615 | 0.065041 | 1 | 40 | 01 - Gas Storage | reliance | 540nort6cf | 19 |  | No, Conditioned Space | No, Conditioned Space | 01 - None |  |  |  | -99 | 32 | -100 | -100 | -99 | -99 | 0.575 | 40 | 540nort6cf | CEC_gwh1 | 19 | 1993 | 14804.2652 | 10529.7288 | 0.56-0.599 EF | 40-49 Gallons | 40 | Age 1990 to 1994 | Gas | Storage | Gas | Primary System
1178 | EX08684575 | 1980 - 1989 | -99 | -99 | 1 | -99 | 02 - Propane Storage | Dont Know |  | -99 |  | Yes, Unconditioned Space | No, Unconditioned Space | 01 - None |  |  | wrapped | -99 | -99 | -100 | -99 | -99 | -99 |  |  |  |  | -99 | -99 |  |  | Dont Know | Dont Know | -99 | Dont Know | Propane | Storage | Propane | Primary System
1179 | EX08779098 | 1900 - 1969 | 0.615 | 0.04065 | 1 | 40 | 01 - Gas Storage | craftmaster | bfg1f4034t3pv | 4 |  | Yes, Unconditioned Space | No, Unconditioned Space | 03 - Timer |  |  | no info | -99 | 33 | -100 | -99 | -99 | -99 | 0.59 | 40 | bfg1f4034t3pv | CEC_2009 | 4 | 2008 | 8123.9101 | 9048.9737 | 0.56-0.599 EF | 40-49 Gallons | 40 | Age 2006 to 2009 | Gas | Storage | Gas | Primary System
1180 | EX08894938 | 2000 - 2012 | 0.6 | -0.033333 | 1 | 50 | 01 - Gas Storage | ao smith | gvr 50 100 | 10 | 05/01/2004 | No, Unconditioned Space | Yes, Unconditioned Space | 01 - None |  |  | no data | 2004 | 40 | -100 | -99 | -99 | 5 | 0.62 | 50 | gvr50100 | CEC_2009 | 8 | 2004 | 4959.48 | 4370.8688 | 0.60-0.639 EF | 50-59 Gallons | 50 | Age 2000 to 2005 | Gas | Storage | Gas | Primary System
1181 | EX09193540 | 1980 - 1989 | #N/A | #N/A | 1 | 50 | 02 - Propane Storage | whirlpool | fg1f5040t3pv | 9 | 09/01/2003 | No, Unconditioned Space | No, Unconditioned Space | 01 - None |  |  | ef, int insulation not gven | 2003 | 40 | -100 | -99 | -99 | 9 | 0.58 | 50 | fg1f5040t3pv | CEC_2009 | 9 | 2003 | 4318.2088 | 2871.0466 | 0.56-0.599 EF | 50-59 Gallons | 50 | Age 2000 to 2005 | Propane | Storage | Propane | Primary System
1182 | EX09273389 | 1970 - 1979 | 0.951 | 0.022082 | 1 | 30 | 03 - Electric Storage | so smith | ect 30 200 | 1 |  | No, Conditioned Space | No, Conditioned Space | 01 - None |  |  | no mfg date | -99 | -100 | 4.5 | -99 | -99 | -99 | 0.93 | 30 | ect30200 | CEC_2009 | 1 | 2011 | 16688.1162 | 9414.7421 | 0.92-0.959 EF | 30-39 Gallons | 30 | Age 2010 to 2012 | Electric | Storage | Electric | Primary System
1183 | EX09290904 | 1990 - 1994 | #N/A | #N/A | 2 | 40 | 02 - Propane Storage | Bradford white | m440t6fsx | 2 |  | No, Conditioned Space | Yes, conditioned space | 01 - None |  |  | nameplate | -99 | 36 | -100 | -99 | -99 | -99 |  |  | m440t6fsx |  | 2 | 2010 |  |  | Dont Know | 40-49 Gallons | 40 | Age 2010 to 2012 | Propane | Storage | Propane | Primary System
1184 | EX09496987 | 1990 - 1994 | 0.615 | 0.04065 | 1 | 40 | 01 - Gas Storage | reliance | 640yort4 | 3 | 05/01/2007 | No, Unconditioned Space | No, Unconditioned Space | 01 - None |  |  | no data | 2007 | 35.5 | -100 | -99 | -99 | 5 | 0.59 | 40 | 640yort4 | CEC_2009 | 5 | 2007 | 4318.8369 | 3822.3006 | 0.56-0.599 EF | 40-49 Gallons | 40 | Age 2006 to 2009 | Gas | Storage | Gas | Primary System
1185 | EX09655073 | 1995 - 1999 | 0.6 | 0.033333 | 1 | 50 | 01 - Gas Storage | Bradford white | u15036frn | 3 |  | No, Unconditioned Space | No, Unconditioned Space | 01 - None |  |  | no data | -99 | 40 | -100 | -99 | -99 | -99 | 0.58 | 50 | u15036frn | CEC_2009 | 3 | 2009 | 6716.725 | 15673.7883 | 0.56-0.599 EF | 50-59 Gallons | 50 | Age 2006 to 2009 | Gas | Storage | Gas | Primary System
1186 | EX09687314 | 1970 - 1979 | #N/A | #N/A | 1 | 40 | 02 - Propane Storage | AO SMITH | FGR 40 243 | -99 |  | No, Unconditioned Space | No, Unconditioned Space | 01 - None |  |  | nameplate | -99 | 37 | -100 | -99 | -99 | -99 |  |  | FGR40243 |  | -99 | -99 |  |  | Dont Know | 40-49 Gallons | 40 | Dont Know | Propane | Storage | Propane | Primary System
1187 | EX09779340 | 2000 - 2012 | #N/A | #N/A | 1 | 50 | 02 - Propane Storage | gvr | gvr50101 | 8 | 11/01/2004 | Yes, Unconditioned Space | Yes, Unconditioned Space | 01 - None |  |  |  | 2004 | 37 | -100 | -100 | -99 | 11 | 0.62 | 50 | gvr50101 | CEC_2009 | 8 | 2004 | 8603.319 | 7614.1963 | 0.60-0.639 EF | 50-59 Gallons | 50 | Age 2000 to 2005 | Propane | Storage | Propane | Primary System
1188 | EX09795490 | 1900 - 1969 | 0.63 | 0.031746 | 1 | 30 | 01 - Gas Storage | bradford white | mi30t6fbn7 | -99 |  | No, Unconditioned Space | No, Unconditioned Space | 01 - None |  |  | not listef | -99 | 32 | -100 | -99 | -99 | -99 | 0.61 | 30 | mi30t6fbn7 | CEC_2009 | -99 | -99 | 10437.77 | 9082.0199 | 0.60-0.639 EF | 30-39 Gallons | 30 | Dont Know | Gas | Storage | Gas | Primary System
1189 | EX09810721 | Dont Know | -99 | -99 | 1 | 115 | 13 - Common Building | raypak | rss115 | -99 | 01/01/1989 | Not Applicable | No, Unconditioned Space | 01 - None | multiple units |  |  | -100 | -99 | -100 | -99 | -100 | -99 |  |  | rss115 |  | -100 | -100 |  |  | Dont Know | Dont Know | -99 | Dont Know | Unknown | Unknown | Not Applicable | Primary System
1190 | EX09874237 | 1900 - 1969 | 0.615 | -99 | 1 | 40 | 01 - Gas Storage | american water heater group | scg101-40t38-3nv | 16 | 04/01/1996 | No, Unconditioned Space | No, Unconditioned Space | 01 - None |  |  | info not on nameplate | 1996 | 38 | -100 | -99 | -99 | 4 |  |  | scg10140t383nv |  | 16 | 1996 |  |  | Dont Know | 40-49 Gallons | 40 | Age 1995 to 1999 | Gas | Storage | Gas | Primary System
1191 | EX09895212 | 1995 - 1999 | 0.615 | -99 | 1 | 40 | 01 - Gas Storage | champion | g51-40t34-3n | 16 | 01/01/1996 | No, Unconditioned Space | No, Unconditioned Space | 01 - None |  |  |  | 1996 | 34 | -100 | -100 | -99 | -99 |  |  | g5140t343n |  | 16 | 1996 |  |  | Dont Know | 40-49 Gallons | 40 | Age 1995 to 1999 | Gas | Storage | Gas | Primary System
1192 | EX09908614 | 1970 - 1979 | #N/A | #N/A | 1 | 52 | 03 - Electric Storage | state | pv 52 2rt1 h | 10 |  | No, Unconditioned Space | No, Unconditioned Space | 01 - None |  |  | nameplate | -99 | -100 | 4.5 | -99 | -99 | -99 | 0.89167 | 50 | pv522rt1h | CEC_ewh1 | 10 | 2002 | 4318.2088 | 4734.3767 | 0.88-0.919 EF | 50-59 Gallons | 52 | Age 2000 to 2005 | Electric | Storage | Electric | Primary System
1193 | EX09973583 | Dont Know | 0.951 | 0.022082 | 1 | 30 | 03 - Electric Storage | state | es630dols | -99 |  | No, Conditioned Space | No, Conditioned Space | 01 - None |  |  |  | -99 | -100 | 4.5 | -100 | -99 | -99 | 0.93 | 30 | es630dols | CEC_2009 | -99 | -99 | 5259.41 | 13010.6068 | 0.92-0.959 EF | 30-39 Gallons | 30 | Dont Know | Electric | Storage | Electric | Primary System
1194 | EX10017261 | 1980 - 1989 | 0.6 | 0.036667 | 1 | 50 | 01 - Gas Storage | ge | gg50t6xa | 8 | 03/01/2003 | No, Unconditioned Space | No, Unconditioned Space | 01 - None |  |  |  | 2003 | 36 | -100 | -100 | 6.7 | 3 | 0.578 | 50 | gg50t6xa | CEC_gwh1 | 9 | 2003 | 15188.4774 | 5135.89 | 0.56-0.599 EF | 50-59 Gallons | 50 | Age 2000 to 2005 | Gas | Storage | Gas | Primary System
1195 | EX10023976 | 1970 - 1979 | #N/A | #N/A | 1 | 38 | 03 - Electric Storage | ao smith | PCLN 40 | -99 |  | No, Conditioned Space | No, Conditioned Space | 01 - None |  |  | n/a | -99 | -100 | 45 | -99 | -99 | -99 |  |  | PCLN40 |  | -99 | -99 |  |  | Dont Know | 30-39 Gallons | 38 | Dont Know | Electric | Storage | Electric | Primary System
1196 | EX10056138 | Dont Know | 0.945 | 0.047619 | 1 | 50 | 03 - Electric Storage | ge | ge50m06aag | 2 | 09/01/2009 | No, Conditioned Space | No, Conditioned Space | 01 - None |  |  | not listed on nameplate | 2009 | -100 | 4.5 | -99 | -99 | 9 | 0.9 | 50 | ge50m06aag | CEC_2009 | 3 | 2009 | 4318.8369 | 2804.7361 | 0.88-0.919 EF | 50-59 Gallons | 50 | Age 2006 to 2009 | Electric | Storage | Electric | Primary System
1197 | PP14934969 | 1980 - 1989 | 0.615 | -99 | 2 | 40 | 01 - Gas Storage | amana |  | 20 |  | Yes, Unconditioned Space | No, Unconditioned Space | 01 - None |  |  | please see picture | -99 | 34 | -100 | -99 | -99 | -99 |  |  |  |  | 20 | 1992 |  |  | Dont Know | 40-49 Gallons | 40 | Age 1990 to 1994 | Gas | Storage | Gas
1198 | EX10120605 | 1900 - 1969 | 0.615 | 0.02439 | 1 | 40 | 01 - Gas Storage | premier plus | ug6240t403n | 4 |  | No, Unconditioned Space | No, Unconditioned Space | 01 - None |  |  |  | -99 | 40 | -100 | -100 | -99 | -99 | 0.6 | 40 | ug6240t403n | CEC_2009 | 4 | 2008 | 3760.4021 | 4122.8113 | 0.60-0.639 EF | 40-49 Gallons | 40 | Age 2006 to 2009 | Gas | Storage | Gas | Primary System
1199 | EX10188440 | Dont Know | 0.951 | 0.043113 | 1 | 30 | 03 - Electric Storage | ge | ge30s6a | -99 | 12/01/2002 | No, Conditioned Space | No, Conditioned Space | 01 - None |  |  | not listed | 2002 | -100 | 4.5 | -99 | 11.5 | 12 | 0.91 | 30 | ge30s6a | CEC_ewh1 | 10 | 2002 | 4959.48 | 6879.7308 | 0.88-0.919 EF | 30-39 Gallons | 30 | Age 2000 to 2005 | Electric | Storage | Electric | Primary System
1200 | EX10198157 | 1900 - 1969 | #N/A | #N/A | 1 | 40 | 02 - Propane Storage | ge | gp40t6a | 9 | 03/01/2003 | No, Unconditioned Space | No, Unconditioned Space | 01 - None |  |  |  | 2003 | 34 | -100 | -99 | 6.7 | 3 | 0.57 | 40 | gp40t6a | CEC_gwh1 | 9 | 2003 | 4630.96 | 3416.682 | 0.56-0.599 EF | 40-49 Gallons | 40 | Age 2000 to 2005 | Propane | Storage | Propane | Primary System
1201 | EX10230404 | 1995 - 1999 | #N/A | #N/A | 1 | -100 | 05 - Elec. Instantaneous | Dont Know |  | -99 |  | Not Applicable | No, Conditioned Space | 01 - None | electric |  | not accessible | -99 | -100 | -99 | -99 | -99 | -99 |  |  |  |  | -99 | -99 |  |  | Dont Know | Tankless | -100 | Dont Know | Electric | Instantaneous | Electric | Primary System
1202 | EX10303248 | 1970 - 1979 | 0.615 | 0.053039 | 1 | 40 | 01 - Gas Storage | state | prv 40 nrt3h | 20 |  | No, Conditioned Space | No, Conditioned Space | 01 - None |  |  | old unit no data | -99 | 32 | -100 | -99 | -99 | -99 | 0.58238 | 39.9683 | prv40nrt3h | CEC_gwh1 | 20 | 1992 | 7870.2504 | 6936.1772 | 0.56-0.599 EF | 40-49 Gallons | 40 | Age 1990 to 1994 | Gas | Storage | Gas | Primary System
1203 | EX10303248 | 1970 - 1979 | 0.63 | -99 | 2 | 30 | 01 - Gas Storage | craftmaster | crgvf90-333t | 5 | 08/01/1990 | Yes, Unconditioned Space | Yes, Unconditioned Space | 01 - None |  |  |  | 1990 | 33 | -100 | -99 | 7.3 | 8 |  |  | crgvf90333t |  | 22 | 1990 |  |  | Dont Know | 30-39 Gallons | 30 | Age 1990 to 1994 | Gas | Storage | Gas
1204 | EX10465529 | 1980 - 1989 | -99 | -99 | 1 | 119 | 13 - Common Building | bradford white | a0078800 | -99 |  | Not Applicable | No, Unconditioned Space | 01 - None | for multiple units gas storage in boiler room |  |  | -100 | -99 | -100 | -99 | -100 | -99 |  |  | a0078800 |  | -100 | -100 |  |  | Dont Know | Dont Know | -99 | Dont Know | Unknown | Unknown | Not Applicable | Primary System
1205 | EX10639047 | 1970 - 1979 | #N/A | #N/A | 1 | 28 | 03 - Electric Storage | whirlpool | e1f30ld035v | 10 | 12/01/2002 | No, Conditioned Space | No, Conditioned Space | 01 - None |  |  | info missing | 2002 | -100 | -99 | -99 | -99 | 12 |  |  | e1f30ld035v |  | 10 | 2002 |  |  | Dont Know | 01-29 Gallons | 28 | Age 2000 to 2005 | Electric | Storage | Electric | Primary System
1206 | EX10728435 | 2000 - 2012 | 0.6 | -0.033333 | 1 | 50 | 01 - Gas Storage | ao smith | gvr 50 100 | 9 | 10/01/2006 | No, Unconditioned Space | No, Unconditioned Space | 01 - None |  |  | no data | 2006 | 40 | -100 | -99 | -99 | 10 | 0.62 | 50 | gvr50100 | CEC_2009 | 6 | 2006 | 13226.4988 | 30864.6461 | 0.60-0.639 EF | 50-59 Gallons | 50 | Age 2006 to 2009 | Gas | Storage | Gas | Primary System
1207 | EX10765520 | 1980 - 1989 | #N/A | #N/A | 1 | 40 | 02 - Propane Storage | rheem | 22v40t | -99 |  | No, Unconditioned Space | No, Unconditioned Space | 01 - None |  |  |  | -99 | 34 | -100 | -100 | -99 | -99 |  |  | 22v40t |  | -99 | -99 |  |  | Dont Know | 40-49 Gallons | 40 | Dont Know | Propane | Storage | Propane | Primary System
1208 | PP18055439 | 1970 - 1979 | -99 | -99 | 1 | -99 | 01 - Gas Storage | kenmore |  | 10 |  | Yes, Unconditioned Space | Yes, Unconditioned Space | 01 - None |  |  | blanket | -99 | -99 | -100 | -99 | -99 | -99 |  |  |  |  | 10 | 2002 |  |  | Dont Know | Dont Know | -99 | Age 2000 to 2005 | Gas | Storage | Gas | Primary System
1209 | EX10771678 | 1900 - 1969 | 0.951 | -99 | 1 | 30 | 03 - Electric Storage | rheem | 81sv-30da | -99 |  | No, Conditioned Space | No, Conditioned Space | 01 - None |  |  |  | -99 | -100 | 4.5 | -100 | 14 | -99 |  |  | 81sv30da |  | -99 | -99 |  |  | Dont Know | 30-39 Gallons | 30 | Dont Know | Electric | Storage | Electric | Primary System
1210 | EX10785214 | 1900 - 1969 | -99 | -99 | 1 | 100 | 13 - Common Building | Bradford white | 100t88b3n | 4 | 05/01/2005 | Not Applicable | No, Unconditioned Space | 01 - None | for 7 unit bldg |  |  | -100 | 85 | -100 | -99 | -100 | 5 |  | 95.15 | 100t88b3n | CEC_gwh1 | -100 | -100 | 10437.77 | 9805.5946 | Dont Know | Dont Know | -99 | Dont Know | Unknown | Unknown | Not Applicable | Primary System
1211 | EX11110027 | 1970 - 1979 | #N/A | #N/A | 1 | 30 | 02 - Propane Storage | reliance |  | 5 |  | No, Unconditioned Space | No, Unconditioned Space | 01 - None |  |  | nameplate | -99 | -99 | -100 | -99 | -99 | -99 |  |  |  |  | 5 | 2007 |  |  | Dont Know | 30-39 Gallons | 30 | Age 2006 to 2009 | Propane | Storage | Propane | Primary System
1212 | EX11132588 | 1980 - 1989 | #N/A | #N/A | 1 | 80 | 03 - Electric Storage | Bradford white | MII80R6DS13 | -99 |  | No, Unconditioned Space | No, Unconditioned Space | 01 - None |  |  | nameplate | -99 | -100 | 45 | -99 | -99 | -99 | 0.22 | 74.225 | MII80R6DS13 | CEC_ewh1 | -99 | -99 | 2434.48 | 2669.1033 | _Less than 0.48 EF | 80-89 Gallons | 80 | Dont Know | Electric | Storage | Electric | Primary System
1213 | EX11173284 | 1970 - 1979 | 0.948 | -99 | 1 | 40 | 03 - Electric Storage | reliance | 5 40 20rs0 | -99 |  | No, Conditioned Space | No, Conditioned Space | 01 - None |  |  | info not on nameplate | -99 | -100 | 4.5 | -99 | -99 | -99 |  |  | 54020rs0 |  | -99 | -99 |  |  | Dont Know | 40-49 Gallons | 40 | Dont Know | Electric | Storage | Electric | Primary System
1214 | EX11215974 | 1900 - 1969 | 0.948 | -99 | 1 | 40 | 03 - Electric Storage | Bradford white | m240s6ds-1ncww | 3 |  | No, Conditioned Space | No, Conditioned Space | 01 - None |  |  |  | -99 | -100 | 4.5 | -100 | -99 | -99 |  |  | m240s6ds1ncww |  | 3 | 2009 |  |  | Dont Know | 40-49 Gallons | 40 | Age 2006 to 2009 | Electric | Storage | Electric | Primary System
1215 | EX11217664 | 1900 - 1969 | 0.615 | -0.0081301 | 1 | 40 | 01 - Gas Storage | ge | gg40t06txk00 | 2 | 03/01/2010 | No, Unconditioned Space | Yes, Unconditioned Space | 01 - None |  |  |  | 2010 | 38 | -100 | -100 | -99 | 3 | 0.62 | 40 | gg40t06txk00 | CEC_2009 | 2 | 2010 | 15494.6267 | 11064.2472 | 0.60-0.639 EF | 40-49 Gallons | 40 | Age 2010 to 2012 | Gas | Storage | Gas | Primary System
1216 | EX11235559 | 1970 - 1979 | 0.948 | 0.07173 | 1 | 40 | 03 - Electric Storage | bradford white | mi40s6ds13 | -99 |  | No, Conditioned Space | Yes, conditioned space | 01 - None |  |  | info not on nameplate | -99 | -100 | 4.5 | -99 | -99 | -99 | 0.88 | 40 | mi40s6ds13 | CEC_ewh1 | -99 | -99 | 4850.3 | 5929.4304 | 0.88-0.919 EF | 40-49 Gallons | 40 | Dont Know | Electric | Storage | Electric | Primary System
1217 | EX11376882 | 1900 - 1969 | 0.945 | 0.047619 | 1 | 50 | 03 - Electric Storage | whirlpool | e1f50rd045v | 10 | 10/01/2004 | No, Unconditioned Space | No, Unconditioned Space | 01 - None |  |  | info n/a | 2004 | -100 | 3.38 | -99 | -99 | 10 | 0.9 | 50 | e1f50rd045v | CEC_2009 | 8 | 2004 | 4959.48 | 3220.7821 | 0.88-0.919 EF | 50-59 Gallons | 50 | Age 2000 to 2005 | Electric | Storage | Electric | Primary System
1218 | EX11433567 | 1980 - 1989 | 0.6 | 0.11667 | 1 | 50 | 01 - Gas Storage | whirlpool | fg2j5040t3nov | -99 |  | Yes, Unconditioned Space | Yes, Unconditioned Space | 01 - None |  |  | no data | -99 | 40 | -100 | -99 | -99 | -99 | 0.53 | 50 | fg2j5040t3nov | CEC_gwh1 | -99 | -99 | 2434.48 | 1618.6122 | 0.52-0.559 EF | 50-59 Gallons | 50 | Dont Know | Gas | Storage | Gas | Primary System
1219 | EX11498833 | 2000 - 2012 | #N/A | #N/A | 1 | -100 | 05 - Elec. Instantaneous | rheem |  | 4 |  | Not Applicable | Yes, conditioned space | Dont Know |  | on demand |  | -99 | -100 | -99 | -100 | -99 | -99 |  |  |  |  | 4 | 2008 |  |  | Dont Know | Tankless | -100 | Age 2006 to 2009 | Electric | Instantaneous | Electric | Primary System
1220 | EX11551251 | 1970 - 1979 | 0.951 | -99 | 1 | 30 | 03 - Electric Storage | reliance | 5 30 20ls960 | -99 |  | No, Conditioned Space | No, Conditioned Space | 01 - None |  |  | not listed | -99 | -100 | 45 | -99 | -99 | -99 |  |  | 53020ls960 |  | -99 | -99 |  |  | Dont Know | 30-39 Gallons | 30 | Dont Know | Electric | Storage | Electric | Primary System
1221 | EX11590593 | 1995 - 1999 | -99 | -99 | 1 | -99 | 01 - Gas Storage | Dont Know |  | -99 |  | Yes, Unconditioned Space | Yes, Unconditioned Space | 01 - None |  |  | wrapped with blanket tightly | -99 | -99 | -100 | -99 | -99 | -99 |  |  |  |  | -99 | -99 |  |  | Dont Know | Dont Know | -99 | Dont Know | Gas | Storage | Gas | Primary System
1222 | EX11647623 | 1900 - 1969 | 0.951 | -99 | 1 | 30 | 03 - Electric Storage | bradford white | m230r6ds-1ncww | 4 |  | No, Conditioned Space | No, Conditioned Space | 01 - None |  |  |  | -99 | -100 | 4.5 | -100 | -99 | -99 |  |  | m230r6ds1ncww |  | 4 | 2008 |  |  | Dont Know | 30-39 Gallons | 30 | Age 2006 to 2009 | Electric | Storage | Electric | Primary System
1223 | EX11749524 | Dont Know | 0.615 | -0.0081301 | 1 | 40 | 01 - Gas Storage | bradford white | u440t6frn | -99 |  | No, Unconditioned Space | No, Unconditioned Space | 01 - None |  |  | not listed | -99 | 40 | -100 | -99 | -99 | -99 | 0.62 | 40 | u440t6frn | CEC_2009 | -99 | -99 | 9222.38 | 11919.2166 | 0.60-0.639 EF | 40-49 Gallons | 40 | Dont Know | Gas | Storage | Gas | Primary System
1224 | PG12874469 | 1995 - 1999 | 0.615 | -0.00271 | 1 | 40 | 01 - Gas Storage | a.o. smith | fgr 40 236 | 17 |  | Yes, Unconditioned Space | No, Unconditioned Space | 01 - None |  |  |  | -99 | 38 | -100 | -99 | 16 | -99 | 0.61667 | 40 | fgr40236 | CEC_gwh1 | 17 | 1995 | 7661.5176 | 5325.3678 | 0.60-0.639 EF | 40-49 Gallons | 40 | Age 1995 to 1999 | Gas | Storage | Gas | Primary System
1225 | PG12925331 | 1900 - 1969 | -99 | -99 | 1 | -99 | 01 - Gas Storage | Dont Know |  | 15 |  | Yes, Unconditioned Space | No, Unconditioned Space | 01 - None |  |  | dhw wrapped tight, nameplate not accessible | -99 | -99 | -100 | -99 | -99 | -99 |  |  |  |  | 15 | 1997 |  |  | Dont Know | Dont Know | -99 | Age 1995 to 1999 | Gas | Storage | Gas | Primary System
1226 | PG13238150 | Dont Know | 0.63 | 0.095238 | 1 | 30 | 01 - Gas Storage | ge | gg30t6xa | 3 | 03/01/2003 | Yes, Unconditioned Space | No, Unconditioned Space | 01 - None |  |  | don't know | 2003 | 32 | -100 | -99 | -99 | 3 | 0.57 | 30 | gg30t6xa | CEC_gwh1 | 9 | 2003 | 7287.27 | 5730.3291 | 0.56-0.599 EF | 30-39 Gallons | 30 | Age 2000 to 2005 | Gas | Storage | Gas | Primary System
1227 | PG13284260 | 1900 - 1969 | 0.63 | -99 | 1 | 30 | 01 - Gas Storage | galaxie | crgvf90-333t | -99 |  | No, Unconditioned Space | No, Unconditioned Space | 01 - None |  |  | not listed on nameplate | -99 | 30 | -100 | -99 | -99 | -99 |  |  | crgvf90333t |  | -99 | -99 |  |  | Dont Know | 30-39 Gallons | 30 | Dont Know | Gas | Storage | Gas | Primary System
1228 | PG13682307 | 2000 - 2012 | 0.6 | -0.033333 | 1 | 50 | 01 - Gas Storage | bradford white | m450s6en12 | 12 |  | No, Unconditioned Space | Yes, Unconditioned Space | 01 - None |  |  | not listed on nameplate | -99 | 40 | -100 | -99 | -99 | -99 | 0.62 | 50 | m450s6en12 | CEC_2009 | 12 | 2000 | 7287.27 | 5691.919 | 0.60-0.639 EF | 50-59 Gallons | 50 | Age 2000 to 2005 | Gas | Storage | Gas | Primary System
1229 | PG13682307 | 2000 - 2012 | 0.6 | -0.033333 | 2 | 50 | 01 - Gas Storage | bradford white | m450s6en12 | 12 |  | No, Unconditioned Space | No, Unconditioned Space | 01 - None |  |  | not listed on nameplate | -99 | 40 | -100 | -99 | -99 | -99 | 0.62 | 50 | m450s6en12 | CEC_2009 | 12 | 2000 | 0 | 0 | 0.60-0.639 EF | 50-59 Gallons | 50 | Age 2000 to 2005 | Gas | Storage | Gas
1230 | PG13804062 | 1900 - 1969 | 0.615 | 0.056911 | 1 | 40 | 01 - Gas Storage | ge | gg40t6xa | -99 |  | No, Conditioned Space | No, Conditioned Space | 01 - None |  |  | not listed on nameplate | -99 | 34 | -100 | -99 | 6.7 | -99 | 0.58 | 40 | gg40t6xa | CEC_gwh1 | -99 | -99 | 4108.35 | 2855.632 | 0.56-0.599 EF | 40-49 Gallons | 40 | Dont Know | Gas | Storage | Gas | Primary System
1231 | PG14206318 | 1900 - 1969 | -99 | -99 | 1 | -99 | 01 - Gas Storage | Dont Know |  | 3 |  | Yes, Unconditioned Space | Yes, Unconditioned Space | 01 - None |  |  | dhw wrapped tight | -99 | -99 | -100 | -99 | -99 | -99 |  |  |  |  | 3 | 2009 |  |  | Dont Know | Dont Know | -99 | Age 2006 to 2009 | Gas | Storage | Gas | Primary System
1232 | PG14407534 | 2000 - 2012 | 0.615 | -0.02439 | 1 | 40 | 01 - Gas Storage | american water heater co. | bfg6240t403n0 | 5 |  | No, Unconditioned Space | Yes, Unconditioned Space | 01 - None |  |  | info not on nameplate | -99 | 40 | -100 | -99 | -99 | -99 | 0.63 | 40 | bfg6240t403n0 | CEC_2009 | 5 | 2007 | 6207.9505 | 7155.3741 | 0.60-0.639 EF | 40-49 Gallons | 40 | Age 2006 to 2009 | Gas | Storage | Gas | Primary System
1233 | PG14978030 | 1970 - 1979 | 0.615 | -0.02439 | 2 | 40 | 01 - Gas Storage | american water heater co. | bfg6240t403nov | 4 |  | No, Conditioned Space | No, Conditioned Space | 01 - None |  |  | info not on nameplate | -99 | 40 | -100 | -99 | -99 | -99 | 0.63 | 40 | bfg6240t403nov | CEC_2009 | 4 | 2008 | 18414.0119 | 12857.7828 | 0.60-0.639 EF | 40-49 Gallons | 40 | Age 2006 to 2009 | Gas | Storage | Gas | Primary System
1234 | PG15302966 | 1970 - 1979 | -99 | -99 | 1 | -99 | 01 - Gas Storage | ge |  | 1 |  | No, Unconditioned Space | No, Unconditioned Space | 01 - None |  |  | no nameplate on dhw | -99 | -99 | -100 | -99 | -99 | -99 |  |  |  |  | 1 | 2011 |  |  | Dont Know | Dont Know | -99 | Age 2010 to 2012 | Gas | Storage | Gas | Primary System
1235 | PG15370035 | 1990 - 1994 | 0.615 | -99 | 1 | 40 | 01 - Gas Storage | kenmore | 153.331661 | 0 | 03/01/2012 | No, Unconditioned Space | Yes, Unconditioned Space | 01 - None |  |  | info not on nameplate | 2012 | 35.5 | -100 | -99 | -99 | 3 |  |  | 153331661 |  | 0 | 2012 |  |  | Dont Know | 40-49 Gallons | 40 | Age 2010 to 2012 | Gas | Storage | Gas | Primary System
1236 | PG16203050 | 2000 - 2012 | 0.615 | -0.0081301 | 1 | 40 | 01 - Gas Storage | american water heater co. | fg6240t403n0 | 5 |  | No, Unconditioned Space | Yes, Unconditioned Space | 01 - None |  |  | info not on nameplate | -99 | 40 | -100 | -99 | -99 | -99 | 0.62 | 40 | fg6240t403n0 | CEC_2009 | 5 | 2007 | 18414.0119 | 58235.6377 | 0.60-0.639 EF | 40-49 Gallons | 40 | Age 2006 to 2009 | Gas | Storage | Gas | Primary System
1237 | PG16232120 | 2000 - 2012 | 0.6 | -0.033333 | 1 | 50 | 01 - Gas Storage | bradford white | m450s6en12 | 10 |  | No, Unconditioned Space | Yes, Unconditioned Space | 01 - None |  |  | info not on nameplate | -99 | 40 | -100 | -99 | -99 | -99 | 0.62 | 50 | m450s6en12 | CEC_2009 | 10 | 2002 | 9877.578 | 8384.1982 | 0.60-0.639 EF | 50-59 Gallons | 50 | Age 2000 to 2005 | Gas | Storage | Gas | Primary System
1238 | PG16279452 | Dont Know | -99 | -99 | 1 | -99 | 01 - Gas Storage | Dont Know |  | -99 |  | Yes, Unconditioned Space | No, Unconditioned Space | 01 - None |  |  | wrapped | -99 | -99 | -100 | -99 | -99 | -99 |  |  |  |  | -99 | -99 |  |  | Dont Know | Dont Know | -99 | Dont Know | Gas | Storage | Gas | Primary System
1239 | PG16304682 | 1980 - 1989 | 0.615 | -0.0054201 | 1 | 40 | 01 - Gas Storage | bradford white | m440t6fbn | 2 |  | No, Unconditioned Space | No, Unconditioned Space | 01 - None |  |  | info not on nameplate | -99 | 40 | -100 | -99 | -99 | -99 | 0.61833 | 40 | m440t6fbn | CEC_gwh1 | 2 | 2010 | 4460.6752 | 3100.5262 | 0.60-0.639 EF | 40-49 Gallons | 40 | Age 2010 to 2012 | Gas | Storage | Gas | Primary System
1240 | PG16308866 | 1970 - 1979 | 0.948 | -99 | 1 | 40 | 03 - Electric Storage | richmond | 8mv40-2 c | -99 |  | No, Conditioned Space | No, Conditioned Space | 01 - None |  |  | not listed on nameplate | -99 | -100 | -99 | -99 | -99 | -99 |  |  | 8mv402c |  | -99 | -99 |  |  | Dont Know | 40-49 Gallons | 40 | Dont Know | Electric | Storage | Electric | Primary System
1241 | PG16321522 | 1995 - 1999 | 0.615 | -0.00271 | 1 | 40 | 01 - Gas Storage | ao smith | fgr 40 242 | 14 |  | No, Unconditioned Space | No, Unconditioned Space | 01 - None |  |  | no ef | -99 | 38 | -100 | -99 | -99 | -99 | 0.61667 | 40 | fgr40242 | CEC_gwh1 | 14 | 1998 | 4597.097 | 3195.3503 | 0.60-0.639 EF | 40-49 Gallons | 40 | Age 1995 to 1999 | Gas | Storage | Gas | Primary System
1242 | PG16328923 | 1970 - 1979 | 0.6 | 0.002381 | 1 | 50 | 01 - Gas Storage | ao smith | fgr 50 242 | 12 |  | No, Unconditioned Space | No, Unconditioned Space | 01 - None |  |  | not listed on nameplate | -99 | 38 | -100 | -99 | -99 | -99 | 0.59857 | 50 | fgr50242 | CEC_gwh1 | 12 | 2000 | 4372.5394 | 3039.2647 | 0.56-0.599 EF | 50-59 Gallons | 50 | Age 2000 to 2005 | Gas | Storage | Gas | Primary System
1243 | PG16367536 | 1970 - 1979 | 0.615 | 0.04065 | 1 | 40 | 01 - Gas Storage | ge | pg40s09avg00 | -99 | 09/01/2004 | No, Unconditioned Space | No, Unconditioned Space | 01 - None |  |  | not listed on nameplate | 2004 | 40 | -100 | -99 | -99 | 9 | 0.59 | 40 | pg40s09avg00 | CEC_2009 | 8 | 2004 | 7287.27 | 5691.919 | 0.56-0.599 EF | 40-49 Gallons | 40 | Age 2000 to 2005 | Gas | Storage | Gas | Primary System
1244 | PG16679708 | 2000 - 2012 | 0.6 | -99 | 1 | -100 | 04 - Gas Instantaneous | rinnai | v2532w | 7 |  | Not Applicable | No, Unconditioned Space | 01 - None |  |  | no access to nameplate, dhw inside a box panel | -99 | -99 | -100 | -99 | -100 | -99 |  |  | v2532w |  | 7 | 2005 |  |  | Dont Know | Tankless | -100 | Age 2000 to 2005 | Gas | Instantaneous | Gas | Primary System
1245 | PG16679708 | 2000 - 2012 | 0.6 | -99 | 2 | -100 | 04 - Gas Instantaneous | rinnai | v2532w | 7 |  | Not Applicable | No, Unconditioned Space | 01 - None |  |  | no access to nameplate, dhw inside a box panel | -99 | -99 | -100 | -99 | -100 | -99 |  |  | v2532w |  | 7 | 2005 |  |  | Dont Know | Tankless | -100 | Age 2000 to 2005 | Gas | Instantaneous | Gas
1246 | PG16903826 | 1990 - 1994 | 0.615 | 0.089431 | 1 | 40 | 01 - Gas Storage | us craftmaster | g1h4040t3nv | -99 |  | No, Conditioned Space | No, Conditioned Space | 01 - None |  |  | not listed on nameplate | -99 | 39 | -100 | -99 | -99 | -99 | 0.56 | 40 | g1h4040t3nv | CEC_gwh1 | -99 | -99 | 2465.11 | 1713.4487 | 0.56-0.599 EF | 40-49 Gallons | 40 | Dont Know | Gas | Storage | Gas | Primary System
1247 | PG17371442 | 2000 - 2012 | #N/A | #N/A | 1 | 48 | 01 - Gas Storage | bradford white | miitw50t6en12 | 10 |  | No, Unconditioned Space | No, Unconditioned Space | 01 - None |  |  | not listed on nameplate | -99 | 65 | -100 | -99 | -99 | -99 |  |  | miitw50t6en12 |  | 10 | 2002 |  |  | Dont Know | 40-49 Gallons | 48 | Age 2000 to 2005 | Gas | Storage | Gas | Primary System
1248 | PG17490334 | 2000 - 2012 | -99 | -99 | 1 | -99 | 01 - Gas Storage | Dont Know |  | 1 |  | No, Unconditioned Space | No, Unconditioned Space | 01 - None |  |  | could not access dhw, garaged was full with stuff from storage | -99 | -99 | -100 | -99 | -99 | -99 |  |  |  |  | 1 | 2011 |  |  | Dont Know | Dont Know | -99 | Age 2010 to 2012 | Gas | Storage | Gas | Primary System
1249 | PG17931212 | 1900 - 1969 | 0.63 | -99 | 1 | 30 | 01 - Gas Storage | kenmore | 153.332361 | 14 |  | Yes, Unconditioned Space | No, Unconditioned Space | 01 - None |  |  |  | -99 | 30 | -100 | 0.57 | -99 | -99 |  |  | 153332361 |  | 14 | 1998 |  |  | Dont Know | 30-39 Gallons | 30 | Age 1995 to 1999 | Gas | Storage | Gas | Primary System
1250 | PG17979236 | 1900 - 1969 | 0.615 | -0.0081301 | 1 | 40 | 01 - Gas Storage | ao smith | gvr 40 100 | 6 | 12/01/2005 | No, Unconditioned Space | No, Unconditioned Space | 01 - None |  |  | not listed on nameplate | 2005 | 40 | -100 | -99 | -99 | 12 | 0.62 | 40 | gvr40100 | CEC_2009 | 7 | 2005 | 14406.6881 | 11252.733 | 0.60-0.639 EF | 40-49 Gallons | 40 | Age 2000 to 2005 | Gas | Storage | Gas | Primary System
1251 | PG17991118 | 1980 - 1989 | -99 | -99 | 1 | -99 | 01 - Gas Storage | Dont Know |  | 10 |  | Yes, Unconditioned Space | No, Unconditioned Space | 01 - None |  |  | dhw wrapped tight | -99 | -99 | -100 | -99 | -99 | -99 |  |  |  |  | 10 | 2002 |  |  | Dont Know | Dont Know | -99 | Age 2000 to 2005 | Gas | Storage | Gas | Primary System
1252 | PG18210489 | 1970 - 1979 | 0.6 | -99 | 1 | -100 | 04 - Gas Instantaneous | rinnai | r85e-0 | 3 | 02/01/2006 | Not Applicable | No, Unconditioned Space | 01 - None |  |  |  | 2006 | 199 | -100 | -99 | -100 | 2 |  |  | r85e0 |  | 6 | 2006 |  |  | Dont Know | Tankless | -100 | Age 2006 to 2009 | Gas | Instantaneous | Gas | Primary System
1253 | PG18420150 | 2000 - 2012 | 0.615 | -0.0081301 | 1 | 40 | 01 - Gas Storage | bradford white | m440t6fbn5 | 7 |  | No, Unconditioned Space | No, Unconditioned Space | 01 - None |  |  | info not on nameplate | -99 | 40 | -100 | -99 | -99 | -99 | 0.62 | 40 | m440t6fbn5 | CEC_2009 | 7 | 2005 | 7128.8191 | 8126.6248 | 0.60-0.639 EF | 40-49 Gallons | 40 | Age 2000 to 2005 | Gas | Storage | Gas | Primary System
1254 | PG18527567 | 1995 - 1999 | 0.615 | -0.00271 | 1 | 40 | 01 - Gas Storage | ao smith | fgr 40 242 | 13 |  | No, Unconditioned Space | No, Unconditioned Space | 01 - None |  |  | not listed | -99 | 38 | -100 | -99 | -99 | -99 | 0.61667 | 40 | fgr40242 | CEC_gwh1 | 13 | 1999 | 3983.1276 | 4690.372 | 0.60-0.639 EF | 40-49 Gallons | 40 | Age 1995 to 1999 | Gas | Storage | Gas | Primary System
1255 | PG18547686 | 1900 - 1969 | 0.615 | 0.04065 | 1 | 40 | 01 - Gas Storage | ge | gg40t06avg01 | 7 | 04/01/2005 | No, Unconditioned Space | No, Unconditioned Space | 01 - None |  |  | info not on nameplate | 2005 | 36 | -100 | -99 | -99 | 4 | 0.59 | 40 | gg40t06avg01 | CEC_2009 | 7 | 2005 | 14406.6881 | 12847.9013 | 0.56-0.599 EF | 40-49 Gallons | 40 | Age 2000 to 2005 | Gas | Storage | Gas | Primary System
1256 | PG19008205 | 1970 - 1979 | 0.6 | 0.1 | 1 | 50 | 01 - Gas Storage | ao smith | fsgh 50 216e | 23 |  | No, Unconditioned Space | No, Unconditioned Space | 01 - None |  |  | not listed on nameplate | -99 | 36 | -100 | -99 | -99 | -99 | 0.54 | 50 | fsgh50216e | CEC_gwh1 | 23 | 1989 | 8217.0333 | 5711.4957 | 0.52-0.559 EF | 50-59 Gallons | 50 | Age 1985 to 1989 | Gas | Storage | Gas | Primary System
1257 | PG19107888 | 1900 - 1969 | 0.63 | -99 | 1 | 30 | 01 - Gas Storage | Dont Know |  | -99 |  | Yes, Unconditioned Space | No, Unconditioned Space | 01 - None |  |  | tank wrapped | -99 | -99 | -100 | -99 | -99 | -99 |  |  |  |  | -99 | -99 |  |  | Dont Know | 30-39 Gallons | 30 | Dont Know | Gas | Storage | Gas | Primary System
1258 | PG19308581 | 1970 - 1979 | 0.6 | -0.033333 | 1 | 50 | 01 - Gas Storage | kenmore | 153.330552 | 9 | 01/01/2003 | No, Unconditioned Space | No, Unconditioned Space | 01 - None |  |  |  | 2003 | 40 | -100 | 0.62 | -99 | 1 | 0.62 | 50 | 153330552 | CEC_2009 | 9 | 2003 | 9877.578 | 15525.8926 | 0.60-0.639 EF | 50-59 Gallons | 50 | Age 2000 to 2005 | Gas | Storage | Gas | Primary System
1259 | PG19510481 | 2000 - 2012 | 0.615 | -0.0081301 | 1 | 40 | 01 - Gas Storage | bradford white | m440t6fbn7 | 7 |  | No, Unconditioned Space | No, Unconditioned Space | 01 - None |  |  | not listed on nameplate | -99 | 40 | -100 | -99 | -99 | -99 | 0.62 | 40 | m440t6fbn7 | CEC_2009 | 7 | 2005 | 7128.8191 | 8216.7805 | 0.60-0.639 EF | 40-49 Gallons | 40 | Age 2000 to 2005 | Gas | Storage | Gas | Primary System
1260 | PG19782987 | 1990 - 1994 | 0.6 | -99 | 1 | 50 | 01 - Gas Storage | ao smith |  | -99 |  | No, Unconditioned Space | No, Unconditioned Space | 01 - None |  |  | no access to nameplate | -99 | -99 | -100 | -99 | -99 | -99 |  |  |  |  | -99 | -99 |  |  | Dont Know | 50-59 Gallons | 50 | Dont Know | Gas | Storage | Gas | Primary System
1261 | PG20180661 | 1980 - 1989 | 0.6 | -0.05 | 1 | 50 | 01 - Gas Storage | bradford white | m45036fbn7 | 6 |  | No, Unconditioned Space | Yes, Unconditioned Space | 01 - None |  |  | info not on nameplate | -99 | 40 | -100 | -99 | -99 | -99 | 0.63 | 50 | m45036fbn7 | CEC_2009 | 6 | 2006 | 8601.6372 | 7301.1655 | 0.60-0.639 EF | 50-59 Gallons | 50 | Age 2006 to 2009 | Gas | Storage | Gas | Primary System
1262 | PG20782089 | 1970 - 1979 | -99 | -99 | 1 | -99 | 01 - Gas Storage | Dont Know |  | -99 |  | Yes, Unconditioned Space | No, Unconditioned Space | 01 - None |  |  | wrapped | -99 | -99 | -100 | -99 | -99 | -99 |  |  |  |  | -99 | -99 |  |  | Dont Know | Dont Know | -99 | Dont Know | Gas | Storage | Gas | Primary System
1263 | PG20827828 | 1990 - 1994 | 0.754 | 0.24403 | 1 | 60 | 01 - Gas Storage | ge | SG60T12YVK00 | 2 |  | No, Unconditioned Space | No, Unconditioned Space | 01 - None |  |  | not listed on nameplate | -99 | 45 | -100 | -99 | -99 | -99 | 0.57 | 60 | SG60T12YVK00 | CEC_2009 | 2 | 2010 | 3864.9257 | 4551.1822 | 0.56-0.599 EF | 60-69 Gallons | 60 | Age 2010 to 2012 | Gas | Storage | Gas | Primary System
1264 | PG21084229 | 2000 - 2012 | 0.6 | -0.033333 | 1 | 50 | 01 - Gas Storage | ao smith | gvr 50 100 | 4 | 11/01/2007 | No, Unconditioned Space | No, Unconditioned Space | 01 - None |  |  | nlonp | 2007 | 40 | -100 | -99 | -99 | 11 | 0.62 | 50 | gvr50100 | CEC_2009 | 5 | 2007 | 11519.4058 | 13277.4346 | 0.60-0.639 EF | 50-59 Gallons | 50 | Age 2006 to 2009 | Gas | Storage | Gas | Primary System

## CODE
Fuel | Gallons | Lookup | Min. Code
Electric | 30 | Electric30 | 0.951 | EF
Electric | 40 | Electric40 | 0.948 | EF
Electric | 50 | Electric50 | 0.945 | EF
Electric | 60 | Electric60 | 1.98 | EF
Electric | 75 | Electric75 | 1.96 | EF
Gas | tankless | Gastankless | 0.6 | based on 50 gal gas
Gas | 30 | Gas30 | 0.63 | EF
Gas | 40 | Gas40 | 0.615 | EF
Gas | 50 | Gas50 | 0.6 | EF
Gas | 60 | Gas60 | 0.754 | EF
Gas | 75 | Gas75 | 0.743 | EF

## SiteData
SiteID | Home_Age_Range | Vintage | HH_Total_people | Res_Type | Dem_13 | Dem_14 | Dem_11 | Total_Adults | Clim_Zone
DD12863602 | Before the 1970s | 1900 - 1969 | 6 | 01 - Single Family Detached | 1 | SDG&E | 2200 | 4 | 10
DD12886979 | 1970s | 1970 - 1979 | 4 | 01 - Single Family Detached | 1 | SDG&E | 1650 | 2 | 7
DD13428243 | 2000s | 2000 - 2012 | 1 | 03 - Apt 5+ Units | 3 | SDG&E | 2200 | Refused | 7
DD13430578 | Before the 1970s | 1900 - 1969 | 5 | 01 - Single Family Detached | 2 | SDG&E | 1700 | 4 | 7
DD13592307 | 2000s | 2000 - 2012 | 3 | 01 - Single Family Detached | 2 | SDG&E | 2500 | 1 | 7
DD13614017 | 2000s | 2000 - 2012 | 4 | 03 - Apt 5+ Units | 3 | SDG&E | 950 | 3 | 7
DD13787793 | Before the 1970s | 1900 - 1969 | 2 | 01 - Single Family Detached | 2 | SDG&E | 2275 | 2 | 7
DD13798904 | Dont Know | Dont Know | 3 | 03 - Apt 5+ Units | 1 | SDG&E | 1200 | 1 | 10
DD13801849 | 1970s | 1970 - 1979 | 1 | 03 - Apt 5+ Units | 2 | SDG&E | 600 | 1 | 7
DD13802207 | 1970s | 1970 - 1979 | 4 | 01 - Single Family Detached | 1 | SDG&E | 3000 | 4 | 10
DD13915801 | 1995 - 1999 | 1995 - 1999 | 4 | 01 - Single Family Detached | 2 | SDG&E | 1651 | 2 | 7
DD13921200 | 1970s | 1970 - 1979 | 7 | 01 - Single Family Detached | 1 | SDG&E | 2000 | 4 | 10
DD13938450 | Before the 1970s | 1900 - 1969 | 2 | 01 - Single Family Detached | 1.5 | SDG&E | 1500 | 2 | 7
DD13995251 | 2000s | 2000 - 2012 | 1 | 01 - Single Family Detached | 1 | SDG&E | 2640 | 1 | 10
DD14025293 | Dont Know | Dont Know | 1 | 02 - Apt 2-4 Units | 1 | SDG&E | 600 | 1 | 7
DD14038902 | Before the 1970s | 1900 - 1969 | 4 | 01 - Single Family Detached | 1 | SDG&E | 2200 | 3 | 10
DD14073591 | 1970s | 1970 - 1979 | 1 | 01 - Single Family Detached | 2 | SDG&E | 1975 | 1 | 10
DD14108609 | Before the 1970s | 1900 - 1969 | 2 | 01 - Single Family Detached | 1 | SDG&E | 900 | 2 | 7
DD14160052 | 1990 - 1994 | 1990 - 1994 | 6 | 01 - Single Family Detached | 2 | SDG&E | 2614 | 4 | 7
DD14172004 | 1990 - 1994 | 1990 - 1994 | 3 | 01 - Single Family Detached | 1.5 | SDG&E | 1775 | 1 | 10
DD14185496 | 1980s | 1980 - 1989 | 2 | 04 - Duplex (Single Story) | 1 | SDG&E | 1200 | 2 | 7
DD14249702 | Before the 1970s | 1900 - 1969 | 2 | 01 - Single Family Detached | 1 | SDG&E | 1400 | 2 | 7
DD14252716 | 2000s | 2000 - 2012 | 5 | 01 - Single Family Detached | 2 | SDG&E | 3864 | 3 | 7
DD14253637 | 1980s | 1980 - 1989 | 1 | 01 - Single Family Detached | 1 | SDG&E | 2500 | 1 | 7
DD14271302 | 2000s | 2000 - 2012 | 1 | 03 - Apt 5+ Units | 2 | SDG&E | 650 | 1 | 7
DD14550622 | Before the 1970s | 1900 - 1969 | 4 | 02 - Apt 2-4 Units | 1 | SDG&E | 2400 | 3 | 7
DD14562652 | 1980s | 1980 - 1989 | 1 | 03 - Apt 5+ Units | 2 | SDG&E | 1100 | 1 | 7
DD14635889 | Before the 1970s | 1900 - 1969 | 3 | 01 - Single Family Detached | 1 | SDG&E | 1246 | 4 | 10
DD14731314 | Before the 1970s | 1900 - 1969 | 6 | 01 - Single Family Detached | 1 | SDG&E | 1465 | 5 | 7
DD14735792 | 2000s | 2000 - 2012 | 5 | 01 - Single Family Detached | 2 | SDG&E | 3600 | 4 | 10
DD14784125 | 1980s | 1980 - 1989 | 2 | 06 - Townhouse/Rowhouse (2-4 Unit Multi-Story) | 2 | SDG&E | 895 | 1 | 7
DD14785952 | 2000s | 2000 - 2012 | 1 | 03 - Apt 5+ Units | 2 | SDG&E | 1600 | 1 | 7
DD14825779 | 1980s | 1980 - 1989 | 2 | 01 - Single Family Detached | 1 | SDG&E | 1500 | 2 | 7
DD14972264 | 1970s | 1970 - 1979 | 2 | 01 - Single Family Detached | 2.5 | SDG&E | 2460 | 2 | 10
DD14977737 | 1970s | 1970 - 1979 | 6 | 06 - Townhouse/Rowhouse (2-4 Unit Multi-Story) | 2 | SDG&E | 1394 | 3 | 10
DD15013051 | 1980s | 1980 - 1989 | 2 | 01 - Single Family Detached | 1 | SDG&E | 1530 | 2 | 10
DD15043804 | 1970s | 1970 - 1979 | 4 | 01 - Single Family Detached | 2 | SDG&E | 1470 | 4 | 10
DD15085133 | Before the 1970s | 1900 - 1969 | 4 | 01 - Single Family Detached | 2 | SDG&E | 1880 | 2 | 7
DD15100483 | 1980s | 1980 - 1989 | 2 | 03 - Apt 5+ Units | 2 | SDG&E | 600 | 8 | 7
DD15125263 | 1970s | 1970 - 1979 | 7 | 06 - Townhouse/Rowhouse (2-4 Unit Multi-Story) | 2 | SDG&E | 1500 | 5 | 7
DD15150175 | Before the 1970s | 1900 - 1969 | 5 | 02 - Apt 2-4 Units | 1 | SDG&E | 1200 | 5 | 7
DD15180050 | Before the 1970s | 1900 - 1969 | 1 | 01 - Single Family Detached | 1 | SDG&E | 1650 | 1 | 7
DD15278127 | 1980s | 1980 - 1989 | 1 | 03 - Apt 5+ Units | 3 | SDG&E | 1500 | 1 | 7
DD15288276 | 1980s | 1980 - 1989 | 4 | 01 - Single Family Detached | 1 | SDG&E | 1968 | 3 | 10
DD15321391 | 1995 - 1999 | 1995 - 1999 | 5 | 01 - Single Family Detached | 2 | SDG&E | 3300 | 3 | 7
DD15439597 | 2000s | 2000 - 2012 | 3 | 01 - Single Family Detached | 2 | SDG&E | 3200 | 3 | 7
DD15457146 | Before the 1970s | 1900 - 1969 | 2 | 01 - Single Family Detached | 1 | SDG&E | 2100 | 2 | 7
DD15465264 | 1980s | 1980 - 1989 | 5 | 01 - Single Family Detached | 1 | SDG&E | 1900 | 3 | 7
DD15512449 | Before the 1970s | 1900 - 1969 | 3 | 01 - Single Family Detached | 1 | SDG&E | 1600 | 2 | 7
DD15541745 | 1980s | 1980 - 1989 | 2 | 01 - Single Family Detached | 2 | SDG&E | 2259 | 2 | 10
DD15557715 | Before the 1970s | 1900 - 1969 | 4 | 01 - Single Family Detached | 2.5 | SDG&E | 3700 | 2 | 7
DD15625203 | Before the 1970s | 1900 - 1969 | 4 | 01 - Single Family Detached | 1 | SDG&E | 1800 | 2 | 7
DD15648646 | Before the 1970s | 1900 - 1969 | 3 | 01 - Single Family Detached | 1 | SDG&E | 2000 | 3 | 7
DD15706151 | 2000s | 2000 - 2012 | 3 | 03 - Apt 5+ Units | 2 | SDG&E | 2069 | 2 | 7
DD15720912 | Before the 1970s | 1900 - 1969 | 4 | 01 - Single Family Detached | 1 | SDG&E | 2000 | 0 | 7
DD15733658 | 2000s | 2000 - 2012 | 3 | 03 - Apt 5+ Units | 3 | SDG&E | 1500 | 3 | 7
DD15755425 | Before the 1970s | 1900 - 1969 | 5 | 01 - Single Family Detached | 1 | SDG&E | 1200 | Refused | 7
DD15828123 | 1980s | 1980 - 1989 | 1 | 04 - Duplex (Single Story) | 1 | SDG&E | 885 | 1 | 7
DD15863073 | 1980s | 1980 - 1989 | 2 | 01 - Single Family Detached | 3 | SDG&E | 7100 | 2 | 10
DD15891234 | 2000s | 2000 - 2012 | 5 | 01 - Single Family Detached | 2 | SDG&E | 3046 | 4 | 10
DD15992420 | 1980s | 1980 - 1989 | 3 | 01 - Single Family Detached | 1 | SDG&E | 1700 | 2 | 7
DD16005521 | 1995 - 1999 | 1995 - 1999 | 4 | 01 - Single Family Detached | 2 | SDG&E | 2500 | 2 | 7
DD16017299 | Before the 1970s | 1900 - 1969 | 2 | 01 - Single Family Detached | 1 | SDG&E | 1500 | 2 | 7
DD16132396 | 2000s | 2000 - 2012 | 2 | 01 - Single Family Detached | 1 | SDG&E | 1745 | 2 | 10
DD16143768 | 1970s | 1970 - 1979 | 1 | 06 - Townhouse/Rowhouse (2-4 Unit Multi-Story) | 2 | SDG&E | 1400 | 1 | 7
DD16185879 | 1980s | 1980 - 1989 | 4 | 01 - Single Family Detached | 2 | SDG&E | 1871 | 4 | 10
DD16201451 | 1995 - 1999 | 1995 - 1999 | 2 | 01 - Single Family Detached | 2 | SDG&E | 1744 | 2 | 7
DD16214295 | 2000s | 2000 - 2012 | 3 | 01 - Single Family Detached | 2 | SDG&E | 1744 | 2 | 7
DD16222172 | Before the 1970s | 1900 - 1969 | 2 | 01 - Single Family Detached | 2.5 | SDG&E | 2200 | 2 | 7
DD16242907 | 1970s | 1970 - 1979 | 2 | 01 - Single Family Detached | 1 | SDG&E | 2100 | 2 | 7
DD16278974 | Before the 1970s | 1900 - 1969 | 4 | 01 - Single Family Detached | 2 | SDG&E | 2800 | 1 | 10
DD16444449 | 2000s | 2000 - 2012 | 5 | 01 - Single Family Detached | 2 | SDG&E | 2400 | 2 | 7
DD16452661 | Before the 1970s | 1900 - 1969 | 4 | 01 - Single Family Detached | 1 | SDG&E | 1885 | 4 | 7
DD16555619 | 2000s | 2000 - 2012 | 2 | 03 - Apt 5+ Units | 2 | SDG&E | 2100 | 2 | 7
DD16592222 | 1980s | 1980 - 1989 | 4 | 01 - Single Family Detached | 1 | SDG&E | 1500 | 5 | 7
DD16593123 | Before the 1970s | 1900 - 1969 | 1 | 01 - Single Family Detached | 2 | SDG&E | 1600 | 1 | 7
DD16605570 | Before the 1970s | 1900 - 1969 | 4 | 01 - Single Family Detached | 1 | SDG&E | 1140 | 3 | 7
DD16642185 | Before the 1970s | 1900 - 1969 | 4 | 01 - Single Family Detached | 2 | SDG&E | 1880 | 3 | 7
DD16645869 | Before the 1970s | 1900 - 1969 | 6 | 01 - Single Family Detached | 2 | SDG&E | 1800 | 6 | 7
DD16677315 | 1970s | 1970 - 1979 | 4 | 01 - Single Family Detached | 2 | SDG&E | 1895 | 2 | 7
DD16678383 | 1980s | 1980 - 1989 | 2 | 01 - Single Family Detached | 2 | SDG&E | 3200 | 2 | 7
DD16697332 | 1970s | 1970 - 1979 | 2 | 01 - Single Family Detached | 1 | SDG&E | 1750 | 2 | 10
DD16705732 | 2000s | 2000 - 2012 | 4 | 01 - Single Family Detached | 2 | SDG&E | 1548 | 3 | 10
DD16706070 | Before the 1970s | 1900 - 1969 | 7 | 01 - Single Family Detached | 1 | SDG&E | 1500 | 5 | 7
DD16713944 | 2000s | 2000 - 2012 | 4 | 01 - Single Family Detached | 2 | SDG&E | 2500 | 2 | 10
DD16731906 | 1995 - 1999 | 1995 - 1999 | 2 | 01 - Single Family Detached | 2 | SDG&E | 3300 | 1 | 7
DD16738625 | 2000s | 2000 - 2012 | 3 | 01 - Single Family Detached | 2 | SDG&E | 2100 | 2 | 7
DD16759948 | Before the 1970s | 1900 - 1969 | 3 | 01 - Single Family Detached | 1 | SDG&E | 1400 | 3 | 7
DD16770675 | 2000s | 2000 - 2012 | 2 | 03 - Apt 5+ Units | -98 | SDG&E | 1375 | 3 | 7
DD16953373 | 1995 - 1999 | 1995 - 1999 | 4 | 01 - Single Family Detached | 2 | SDG&E | 1900 | 2 | 7
DD16959647 | 2000s | 2000 - 2012 | 5 | 01 - Single Family Detached | 2 | SDG&E | 1724 | 2 | 7
DD16991969 | Before the 1970s | 1900 - 1969 | 3 | 01 - Single Family Detached | 2 | SDG&E | 2246 | 3 | 7
DD17015954 | 1980s | 1980 - 1989 | 1 | 04 - Duplex (Single Story) | 1 | SDG&E | 1350 | 1 | 10
DD17046094 | 1970s | 1970 - 1979 | 3 | 01 - Single Family Detached | 1 | SDG&E | 1800 | 2 | 10
DD17054181 | 1970s | 1970 - 1979 | 1 | 03 - Apt 5+ Units | 2 | SDG&E | 750 | 1 | 7
DD17093802 | Before the 1970s | 1900 - 1969 | 3 | 01 - Single Family Detached | 1 | SDG&E | 1498 | 3 | 7
DD17181031 | 1990 - 1994 | 1990 - 1994 | 3 | 01 - Single Family Detached | 2 | SDG&E | 2200 | 3 | 7
DD17243634 | 1990 - 1994 | 1990 - 1994 | 4 | 01 - Single Family Detached | 2 | SDG&E | 2550 | 3 | 7
DD17265761 | 1970s | 1970 - 1979 | 1 | 01 - Single Family Detached | 1 | SDG&E | 1100 | 1 | 7
DD17296793 | 2000s | 2000 - 2012 | 2 | 01 - Single Family Detached | 2 | SDG&E | 2902 | 1 | 10
DD17323970 | Before the 1970s | 1900 - 1969 | 5 | 01 - Single Family Detached | 1 | SDG&E | 1200 | 2 | 7
DD17332446 | 1990 - 1994 | 1990 - 1994 | 1 | 06 - Townhouse/Rowhouse (2-4 Unit Multi-Story) | 3 | SDG&E | 1100 | Refused | 7
DD17345470 | Before the 1970s | 1900 - 1969 | 2 | 01 - Single Family Detached | 1 | SDG&E | 1345 | 2 | 7
DD17411323 | 1995 - 1999 | 1995 - 1999 | 3 | 01 - Single Family Detached | 2 | SDG&E | 1750 | 2 | 7
DD17417227 | 1970s | 1970 - 1979 | 5 | 01 - Single Family Detached | 1 | SDG&E | 1600 | 3 | 10
DD17421494 | 1990 - 1994 | 1990 - 1994 | 2 | 01 - Single Family Detached | 1 | SDG&E | 2100 | 2 | 10
DD17467797 | Before the 1970s | 1900 - 1969 | 1 | 01 - Single Family Detached | 2 | SDG&E | 2500 | 1 | 10
DD17499355 | 1970s | 1970 - 1979 | 2 | 01 - Single Family Detached | 1 | SDG&E | 1600 | 1 | 10
DD17546331 | 1970s | 1970 - 1979 | 3 | 04 - Duplex (Single Story) | 1 | SDG&E | 1550 | 3 | 10
DD17657400 | 1970s | 1970 - 1979 | 2 | 01 - Single Family Detached | 2 | SDG&E | 2600 | 2 | 10
DD17739184 | 1995 - 1999 | 1995 - 1999 | 5 | 01 - Single Family Detached | 2 | SDG&E | 2010 | 2 | 10
DD17749515 | 1980s | 1980 - 1989 | 4 | 01 - Single Family Detached | 2 | SDG&E | 3500 | 2 | 7
DD17812759 | 1980s | 1980 - 1989 | 2 | 01 - Single Family Detached | 1 | SDG&E | 1776 | 2 | 7
DD17862908 | 2000s | 2000 - 2012 | 4 | 01 - Single Family Detached | 2 | SDG&E | 4700 | 2 | 7
DD17866506 | 1980s | 1980 - 1989 | 2 | 01 - Single Family Detached | 2 | SDG&E | 2837 | 1 | 7
DD17896698 | 1970s | 1970 - 1979 | 7 | 03 - Apt 5+ Units | 2 | SDG&E | 900 | 5 | 7
DD17970106 | 1980s | 1980 - 1989 | 2 | 02 - Apt 2-4 Units | 2 | SDG&E | 750 | 2 | 7
DD17979182 | Before the 1970s | 1900 - 1969 | 1 | 01 - Single Family Detached | 1 | SDG&E | 800 | 1 | 7
DD17989744 | 1980s | 1980 - 1989 | 2 | 02 - Apt 2-4 Units | 2 | SDG&E | 1660 | 2 | 7
DD18072296 | Before the 1970s | 1900 - 1969 | 2 | 01 - Single Family Detached | 1 | SDG&E | 1000 | 2 | 7
DD18077176 | Before the 1970s | 1900 - 1969 | 4 | 01 - Single Family Detached | 1 | SDG&E | 745 | 2 | 7
DD18180923 | 1970s | 1970 - 1979 | 2 | 01 - Single Family Detached | 1 | SDG&E | 2200 | 2 | 7
DD18198007 | 2000s | 2000 - 2012 | 3 | 01 - Single Family Detached | 1 | SDG&E | 1525 | 2 | 10
DD18259038 | 1980s | 1980 - 1989 | 2 | 01 - Single Family Detached | 1 | SDG&E | 1975 | 2 | 10
DD18288568 | 1980s | 1980 - 1989 | 2 | 02 - Apt 2-4 Units | 2 | SDG&E | 1400 | 1 | 10
DD18311896 | 2000s | 2000 - 2012 | 5 | 01 - Single Family Detached | 2 | SDG&E | 3696 | 2 | 10
DD18365860 | 1980s | 1980 - 1989 | 5 | 01 - Single Family Detached | 2 | SDG&E | 1600 | 3 | 7
DD18423741 | 1970s | 1970 - 1979 | 2 | 01 - Single Family Detached | 2 | SDG&E | 2224 | 2 | 7
DD18441429 | 1980s | 1980 - 1989 | 5 | 01 - Single Family Detached | 2 | SDG&E | 1955 | 2 | 7
DD18491073 | 2000s | 2000 - 2012 | 4 | 03 - Apt 5+ Units | 2 | SDG&E | 2600 | 1 | 7
DD18513157 | 1970s | 1970 - 1979 | 4 | 01 - Single Family Detached | 2 | SDG&E | 2100 | 3 | 7
DD18555579 | 1980s | 1980 - 1989 | 4 | 01 - Single Family Detached | 2 | SDG&E | 1428 | 2 | 10
DD18563921 | 1980s | 1980 - 1989 | 2 | 01 - Single Family Detached | 1 | SDG&E | 1524 | 2 | 10
DD18567062 | 1990 - 1994 | 1990 - 1994 | 9 | 03 - Apt 5+ Units | 2 | SDG&E | 791 | 3 | 10
DD18590017 | Before the 1970s | 1900 - 1969 | 5 | 01 - Single Family Detached | 2 | SDG&E | 2000 | 2 | 7
DD18610238 | 1970s | 1970 - 1979 | 1 | 02 - Apt 2-4 Units | 2 | SDG&E | 1400 | 1 | 7
DD18709466 | 1970s | 1970 - 1979 | 2 | 01 - Single Family Detached | 1 | SDG&E | 1600 | 2 | 7
DD18727046 | Dont Know | Dont Know | 4 | 03 - Apt 5+ Units | 1 | SDG&E | -99 | 2 | 10
DD18742630 | Before the 1970s | 1900 - 1969 | 4 | 01 - Single Family Detached | 2 | SDG&E | 2298 | 2 | 7
DD18764138 | 1970s | 1970 - 1979 | 2 | 01 - Single Family Detached | 1 | SDG&E | 2000 | 2 | 7
DD18764590 | 1970s | 1970 - 1979 | 3 | 01 - Single Family Detached | 1 | SDG&E | 1800 | 3 | 7
DD18814995 | 1980s | 1980 - 1989 | 2 | 01 - Single Family Detached | 1 | SDG&E | 1775 | 2 | 10
DD18853852 | Before the 1970s | 1900 - 1969 | 2 | 01 - Single Family Detached | 1 | SDG&E | 700 | 0 | 7
DD18886878 | 1980s | 1980 - 1989 | 4 | 01 - Single Family Detached | 2 | SDG&E | 3120 | 3 | 10
DD18956425 | Before the 1970s | 1900 - 1969 | 1 | 03 - Apt 5+ Units | 2 | SDG&E | 850 | 1 | 7
DD18997735 | Dont Know | Dont Know | 1 | 03 - Apt 5+ Units | 1 | SDG&E | 720 | 1 | 10
DD19159772 | Before the 1970s | 1900 - 1969 | 4 | 01 - Single Family Detached | 1 | SDG&E | 2800 | 3 | 7
DD19186497 | 1990 - 1994 | 1990 - 1994 | 2 | 01 - Single Family Detached | 3 | SDG&E | 3200 | 2 | 7
DD19198120 | 2000s | 2000 - 2012 | 2 | 01 - Single Family Detached | 2 | SDG&E | 1900 | 1 | 10
DD19203116 | 1970s | 1970 - 1979 | 2 | 04 - Duplex (Single Story) | 1 | SDG&E | 1116 | 2 | 7
DD19210081 | 1980s | 1980 - 1989 | 4 | 01 - Single Family Detached | 2 | SDG&E | 2250 | 3 | 7
DD19214836 | Before the 1970s | 1900 - 1969 | 3 | 01 - Single Family Detached | 1 | SDG&E | 1500 | 3 | 7
DD19250179 | Before the 1970s | 1900 - 1969 | 1 | 03 - Apt 5+ Units | 2 | SDG&E | 1400 | 1 | 7
DD19419120 | Before the 1970s | 1900 - 1969 | 3 | 01 - Single Family Detached | 1 | SDG&E | 1400 | 2 | 10
DD19452906 | 1980s | 1980 - 1989 | 3 | 01 - Single Family Detached | 2 | SDG&E | 4100 | 5 | 7
DD19493581 | 1980s | 1980 - 1989 | 2 | 03 - Apt 5+ Units | 1 | SDG&E | 899 | 2 | 7
DD19500398 | 1980s | 1980 - 1989 | 1 | 01 - Single Family Detached | 1 | SDG&E | 3600 | 1 | 10
DD19518039 | Before the 1970s | 1900 - 1969 | 3 | 01 - Single Family Detached | 1 | SDG&E | 1700 | 3 | 7
DD19528088 | 1995 - 1999 | 1995 - 1999 | 7 | 01 - Single Family Detached | 2 | SDG&E | 3200 | 5 | 10
DD19565700 | Before the 1970s | 1900 - 1969 | 2 | 01 - Single Family Detached | 1 | SDG&E | 1400 | 2 | 7
DD19604394 | Before the 1970s | 1900 - 1969 | 2 | 01 - Single Family Detached | 1 | SDG&E | 3800 | 2 | 7
DD19674129 | 2000s | 2000 - 2012 | 2 | 03 - Apt 5+ Units | 3 | SDG&E | 1290 | 0 | 7
DD19760097 | 1980s | 1980 - 1989 | 7 | 01 - Single Family Detached | 2 | SDG&E | 1900 | 4 | 7
DD19791268 | 1980s | 1980 - 1989 | 1 | 02 - Apt 2-4 Units | 2 | SDG&E | 1147 | 1 | 10
DD19796981 | 1970s | 1970 - 1979 | 4 | 01 - Single Family Detached | 2 | SDG&E | 2428 | 3 | 7
DD19829373 | Dont Know | Dont Know | 1 | 03 - Apt 5+ Units | 1 | SDG&E | 700 | 1 | 7
DD19901144 | 1980s | 1980 - 1989 | 5 | 01 - Single Family Detached | 1 | SDG&E | 1800 | 3 | 10
DD19907684 | 1980s | 1980 - 1989 | 2 | 01 - Single Family Detached | 1 | SDG&E | 2400 | 2 | 10
DD20001334 | Before the 1970s | 1900 - 1969 | 4 | 01 - Single Family Detached | 1 | SDG&E | 1600 | 1 | 10
DD20026338 | Dont Know | Dont Know | 3 | 03 - Apt 5+ Units | 1 | SDG&E | 800 | 1 | 10
DD20074336 | Dont Know | Dont Know | 4 | 01 - Single Family Detached | 2 | SDG&E | 3300 | 3 | 10
DD20090998 | Before the 1970s | 1900 - 1969 | 2 | 01 - Single Family Detached | 1 | SDG&E | 1000 | 2 | 7
DD20101417 | 1970s | 1970 - 1979 | 2 | 03 - Apt 5+ Units | 2 | SDG&E | 1180 | 0 | 10
DD20156388 | 1980s | 1980 - 1989 | 2 | 01 - Single Family Detached | 1 | SDG&E | 2100 | 2 | 10
DD20169500 | 1970s | 1970 - 1979 | 5 | 01 - Single Family Detached | 2 | SDG&E | 1950 | 5 | 7
DD20224474 | 1980s | 1980 - 1989 | 2 | 04 - Duplex (Single Story) | 1 | SDG&E | 1100 | 2 | 7
DD20257327 | 1995 - 1999 | 1995 - 1999 | 3 | 03 - Apt 5+ Units | 2 | SDG&E | 1325 | 3 | 7
DD20267070 | 1990 - 1994 | 1990 - 1994 | 5 | 01 - Single Family Detached | 2 | SDG&E | 2600 | 3 | 10
DD20267676 | Before the 1970s | 1900 - 1969 | 1 | 01 - Single Family Detached | 2 | SDG&E | 1750 | 1 | 7
DD20339003 | Before the 1970s | 1900 - 1969 | 2 | 01 - Single Family Detached | 1 | SDG&E | 3400 | 2 | 7
DD20375569 | Before the 1970s | 1900 - 1969 | 4 | 01 - Single Family Detached | 3 | SDG&E | 3974 | 2 | 7
DD20407688 | 1970s | 1970 - 1979 | 3 | 01 - Single Family Detached | 2 | SDG&E | 1875 | 2 | 7
DD20422148 | 2000s | 2000 - 2012 | 5 | 01 - Single Family Detached | 3 | SDG&E | 2541 | 3 | 7
DD20433694 | 1980s | 1980 - 1989 | 1 | 03 - Apt 5+ Units | 3 | SDG&E | 1050 | 1 | 7
DD20437635 | Before the 1970s | 1900 - 1969 | 4 | 01 - Single Family Detached | 1 | SDG&E | 900 | 2 | 7
DD20536140 | 1995 - 1999 | 1995 - 1999 | 3 | 01 - Single Family Detached | 1 | SDG&E | 1075 | 2 | 7
DD20549940 | Before the 1970s | 1900 - 1969 | 4 | 01 - Single Family Detached | 1 | SDG&E | 1500 | 2 | 7
DD20665570 | Before the 1970s | 1900 - 1969 | 4 | 01 - Single Family Detached | 1 | SDG&E | 1000 | 3 | 7
DD20685515 | 1970s | 1970 - 1979 | 1 | 03 - Apt 5+ Units | 2 | SDG&E | 850 | 1 | 7
DD20765638 | 1970s | 1970 - 1979 | 4 | 01 - Single Family Detached | 1 | SDG&E | 1541 | 2 | 10
DD20766767 | 1970s | 1970 - 1979 | 2 | 06 - Townhouse/Rowhouse (2-4 Unit Multi-Story) | 2 | SDG&E | 1530 | 2 | 10
DD20796807 | 1980s | 1980 - 1989 | 6 | 01 - Single Family Detached | 1 | SDG&E | 1700 | 5 | 7
DD20808591 | 1980s | 1980 - 1989 | 3 | 01 - Single Family Detached | 2 | SDG&E | 2878 | 3 | 7
DD20817611 | 1970s | 1970 - 1979 | 4 | 01 - Single Family Detached | 1 | SDG&E | 1700 | 2 | 7
DD20856823 | 1980s | 1980 - 1989 | 3 | 01 - Single Family Detached | 1 | SDG&E | 1150 | 2 | 7
DD20880540 | 1970s | 1970 - 1979 | 3 | 04 - Duplex (Single Story) | 1 | SDG&E | 1250 | 3 | 7
DD20992050 | 1970s | 1970 - 1979 | 2 | 03 - Apt 5+ Units | 2 | SDG&E | 1000 | Refused | 7
DD21029086 | 1980s | 1980 - 1989 | 2 | 01 - Single Family Detached | 2 | SDG&E | 2400 | 2 | 7
DD21039264 | 1995 - 1999 | 1995 - 1999 | 5 | 01 - Single Family Detached | 2 | SDG&E | 3300 | 2 | 7
DD21042096 | 1995 - 1999 | 1995 - 1999 | 2 | 01 - Single Family Detached | 2 | SDG&E | 2800 | 2 | 7
DD21050803 | 1970s | 1970 - 1979 | 4 | 01 - Single Family Detached | 1 | SDG&E | 800 | 2 | 10
DD21074628 | 2000s | 2000 - 2012 | 3 | 01 - Single Family Detached | 2 | SDG&E | 3100 | 2 | 10
DD21110345 | Before the 1970s | 1900 - 1969 | 1 | 01 - Single Family Detached | 1 | SDG&E | 700 | Refused | 7
DD21129389 | Before the 1970s | 1900 - 1969 | 4 | 01 - Single Family Detached | 1 | SDG&E | 1200 | 2 | 7
DD21149931 | 1980s | 1980 - 1989 | 2 | 01 - Single Family Detached | 2 | SDG&E | 1428 | 2 | 10
DD21156743 | Before the 1970s | 1900 - 1969 | 2 | 02 - Apt 2-4 Units | 1 | SDG&E | 1452 | 2 | 7
DD21173303 | Before the 1970s | 1900 - 1969 | 3 | 01 - Single Family Detached | 1 | SDG&E | 1700 | 2 | 10
DD21223195 | Before the 1970s | 1900 - 1969 | 3 | 01 - Single Family Detached | 1 | SDG&E | 1100 | 3 | 7
DD21240062 | Dont Know | Dont Know | 5 | 01 - Single Family Detached | 2 | SDG&E | 2000 | 3 | 7
DD21240662 | Before the 1970s | 1900 - 1969 | 4 | 01 - Single Family Detached | 1 | SDG&E | 968 | 2 | 7
DD21284767 | 1980s | 1980 - 1989 | 2 | 01 - Single Family Detached | 1 | SDG&E | 1300 | 2 | 10
DD21436260 | 1970s | 1970 - 1979 | 4 | 01 - Single Family Detached | 2 | SDG&E | 4300 | 2 | 10
DD21450027 | 1970s | 1970 - 1979 | 4 | 01 - Single Family Detached | 1 | SDG&E | 2000 | 2 | 7
DD21478778 | Before the 1970s | 1900 - 1969 | 3 | 01 - Single Family Detached | 2 | SDG&E | 2210 | 3 | 10
DD21531979 | 2000s | 2000 - 2012 | 3 | 01 - Single Family Detached | 2 | SDG&E | 3500 | 2 | 10
DD21532723 | 1970s | 1970 - 1979 | 2 | 06 - Townhouse/Rowhouse (2-4 Unit Multi-Story) | 2 | SDG&E | 2000 | 2 | 7
DD21554101 | Before the 1970s | 1900 - 1969 | 3 | 01 - Single Family Detached | 2 | SDG&E | 2700 | 2 | 7
DD21611044 | 2000s | 2000 - 2012 | 1 | 06 - Townhouse/Rowhouse (2-4 Unit Multi-Story) | 2 | SDG&E | 1200 | 1 | 10
DD21620811 | Before the 1970s | 1900 - 1969 | 4 | 01 - Single Family Detached | 1 | SDG&E | 1800 | 2 | 7
DD21671090 | Before the 1970s | 1900 - 1969 | 2 | 01 - Single Family Detached | 1 | SDG&E | 1700 | 2 | 7
DD21715673 | Before the 1970s | 1900 - 1969 | 3 | 01 - Single Family Detached | 2 | SDG&E | 3000 | 2 | 7
DD21769452 | 1970s | 1970 - 1979 | 2 | 01 - Single Family Detached | 2 | SDG&E | 2100 | 1 | 7
DD21790896 | 1980s | 1980 - 1989 | 5 | 03 - Apt 5+ Units | 2 | SDG&E | 1200 | 4 | 7
DD21820727 | 1970s | 1970 - 1979 | 1 | 01 - Single Family Detached | 3 | SDG&E | 3000 | 1 | 7
DD21824085 | Before the 1970s | 1900 - 1969 | 6 | 01 - Single Family Detached | 1 | SDG&E | 2200 | 5 | 7
DD21834427 | 1980s | 1980 - 1989 | 9 | 01 - Single Family Detached | 2 | SDG&E | 2200 | 2 | 10
DD21881350 | Before the 1970s | 1900 - 1969 | 2 | 01 - Single Family Detached | 1 | SDG&E | 1000 | 2 | 7
DD21895444 | 1990 - 1994 | 1990 - 1994 | 2 | 02 - Apt 2-4 Units | 2 | SDG&E | 1100 | 2 | 10
DD21966749 | 1970s | 1970 - 1979 | 4 | 01 - Single Family Detached | 1.5 | SDG&E | 1350 | 4 | 7
DD21970646 | Before the 1970s | 1900 - 1969 | 3 | 01 - Single Family Detached | 1.5 | SDG&E | 2800 | 3 | 7
DD21990114 | 1980s | 1980 - 1989 | 5 | 01 - Single Family Detached | 2 | SDG&E | 2297 | 5 | 7
DD22062989 | 1970s | 1970 - 1979 | 2 | 01 - Single Family Detached | 2 | SDG&E | 1558 | 2 | 7
DD22092206 | 2000s | 2000 - 2012 | 5 | 01 - Single Family Detached | 2 | SDG&E | 6200 | 3 | 7
DD22146683 | Before the 1970s | 1900 - 1969 | 2 | 01 - Single Family Detached | 2 | SDG&E | 2800 | Refused | 7
DD22151180 | 1970s | 1970 - 1979 | 5 | 01 - Single Family Detached | 1 | SDG&E | 3500 | 3 | 10
DD22184783 | 1980s | 1980 - 1989 | 1 | 03 - Apt 5+ Units | -98 | SDG&E | 1150 | 1 | 7
DD22201692 | Before the 1970s | 1900 - 1969 | 1 | 02 - Apt 2-4 Units | 1 | SDG&E | 800 | Refused | 7
DD22270905 | 1970s | 1970 - 1979 | 4 | 01 - Single Family Detached | 1 | SDG&E | 2500 | 4 | 10
DD22403531 | Before the 1970s | 1900 - 1969 | 6 | 01 - Single Family Detached | 2 | SDG&E | 1700 | 3 | 7
DD22404196 | Before the 1970s | 1900 - 1969 | 3 | 01 - Single Family Detached | 2 | SDG&E | 2350 | 3 | 7
DD22665488 | 1970s | 1970 - 1979 | 2 | 01 - Single Family Detached | 1 | SDG&E | 2135 | 2 | 10
DD22680776 | Before the 1970s | 1900 - 1969 | 1 | 01 - Single Family Detached | 1 | SDG&E | 1100 | 1 | 7
DD22684768 | 1970s | 1970 - 1979 | 4 | 01 - Single Family Detached | 1 | SDG&E | 2000 | 2 | 7
DD22743169 | Before the 1970s | 1900 - 1969 | 4 | 01 - Single Family Detached | 2 | SDG&E | 2400 | 2 | 7
DD22753854 | Before the 1970s | 1900 - 1969 | 3 | 01 - Single Family Detached | 1 | SDG&E | 1450 | 2 | 7
DD22768316 | Before the 1970s | 1900 - 1969 | 5 | 01 - Single Family Detached | 1 | SDG&E | 1600 | 4 | 7
DD22841904 | Before the 1970s | 1900 - 1969 | 1 | 03 - Apt 5+ Units | 1 | SDG&E | 600 | 1 | 7
DD22851088 | Before the 1970s | 1900 - 1969 | 3 | 01 - Single Family Detached | 1 | SDG&E | 1400 | 1 | 7
DD22865454 | Before the 1970s | 1900 - 1969 | 2 | 03 - Apt 5+ Units | 1 | SDG&E | 600 | 1 | 7
DD22911728 | 1970s | 1970 - 1979 | 3 | 01 - Single Family Detached | 2 | SDG&E | 2500 | 2 | 7
DD22919784 | 1970s | 1970 - 1979 | 2 | 04 - Duplex (Single Story) | 1 | SDG&E | 1180 | 1 | 7
DD23070538 | 1970s | 1970 - 1979 | 3 | 01 - Single Family Detached | 1 | SDG&E | 1824 | 2 | 7
DD23078284 | 1980s | 1980 - 1989 | 5 | 01 - Single Family Detached | 2 | SDG&E | 3230 | 4 | 10
DD23094569 | 1970s | 1970 - 1979 | 3 | 01 - Single Family Detached | 1 | SDG&E | 1610 | 3 | 7
DD23133485 | 1970s | 1970 - 1979 | 8 | 06 - Townhouse/Rowhouse (2-4 Unit Multi-Story) | 2 | SDG&E | 1238 | 4 | 10
DD23155939 | 1980s | 1980 - 1989 | 5 | 01 - Single Family Detached | 2 | SDG&E | 1880 | 3 | 7
DD23164501 | 1980s | 1980 - 1989 | 2 | 01 - Single Family Detached | 1 | SDG&E | 1100 | 1 | 7
DD23251473 | 2000s | 2000 - 2012 | 2 | 03 - Apt 5+ Units | 2 | SDG&E | 1262 | 1 | 7
DD23261353 | Before the 1970s | 1900 - 1969 | 3 | 01 - Single Family Detached | 1 | SDG&E | 1200 | Refused | 7
DD23283845 | 1990 - 1994 | 1990 - 1994 | 2 | 03 - Apt 5+ Units | 2 | SDG&E | 944 | 1 | 7
DD23310995 | Before the 1970s | 1900 - 1969 | 3 | 03 - Apt 5+ Units | 2 | SDG&E | 880 | 2 | 7
DG13975125 | 1995 - 1999 | 1995 - 1999 | 2 | 06 - Townhouse/Rowhouse (2-4 Unit Multi-Story) | 2 | SDG&E | 1670 | 2 | 8
DG13999833 | 2000s | 2000 - 2012 | 4 | 01 - Single Family Detached | 2 | SDG&E | 2330 | 2 | 6
DG14904357 | 1980s | 1980 - 1989 | 3 | 01 - Single Family Detached | 2 | SDG&E | 4660 | 3 | 7
DG15127285 | 1970s | 1970 - 1979 | 5 | 01 - Single Family Detached | 1 | SCE | 2200 | 2 | 8
DG15361595 | Before the 1970s | 1900 - 1969 | 1 | 01 - Single Family Detached | 1 | SDG&E | 1377 | 1 | 8
DG16121942 | Before the 1970s | 1900 - 1969 | 2 | 06 - Townhouse/Rowhouse (2-4 Unit Multi-Story) | -98 | SDG&E | 850 | 2 | 7
DG16460502 | Dont Know | Dont Know | 1 | 06 - Townhouse/Rowhouse (2-4 Unit Multi-Story) | 2 | SDG&E | 675 | 1 | 6
DG17065450 | 1980s | 1980 - 1989 | 1 | 01 - Single Family Detached | 2 | SDG&E | 1400 | 1 | 6
DG17065794 | 1990 - 1994 | 1990 - 1994 | 2 | 01 - Single Family Detached | 2 | SDG&E | 3800 | 1 | 6
DG17187383 | 1995 - 1999 | 1995 - 1999 | 4 | 01 - Single Family Detached | 2 | SDG&E | 2700 | 4 | 7
DG17187664 | 1980s | 1980 - 1989 | 3 | 01 - Single Family Detached | 1 | SDG&E | 1120 | 1 | 7
DG17366449 | 1970s | 1970 - 1979 | 2 | 03 - Apt 5+ Units | 2 | SDG&E | 1200 | 2 | 7
DG17588899 | 1970s | 1970 - 1979 | 2 | 01 - Single Family Detached | 2 | SDG&E | 3200 | 2 | 8
DG17913430 | 2000s | 2000 - 2012 | 4 | 01 - Single Family Detached | 2 | SDG&E | 4500 | 2 | 6
DG18185483 | 2000s | 2000 - 2012 | 4 | 01 - Single Family Detached | 2 | SDG&E | 1900 | 3 | 6
DG18199391 | 1980s | 1980 - 1989 | 4 | 01 - Single Family Detached | 2 | SDG&E | 2400 | 4 | 6
DG18448544 | 1970s | 1970 - 1979 | 2 | 01 - Single Family Detached | 1 | SDG&E | 1421 | 1 | 6
DG18620880 | 1970s | 1970 - 1979 | 2 | 01 - Single Family Detached | 1 | SDG&E | 1750 | 2 | 8
DG18772882 | Before the 1970s | 1900 - 1969 | 5 | 01 - Single Family Detached | 2 | SDG&E | 1875 | 3 | 8
DG19104847 | 1980s | 1980 - 1989 | 2 | 01 - Single Family Detached | 2 | SDG&E | 2000 | 2 | 6
DG19198087 | 1980s | 1980 - 1989 | 2 | 06 - Townhouse/Rowhouse (2-4 Unit Multi-Story) | 2 | SDG&E | 1350 | 2 | 6
DG19229876 | 1980s | 1980 - 1989 | 2 | 01 - Single Family Detached | 2 | SDG&E | 1800 | 2 | 6
DG19327046 | 1970s | 1970 - 1979 | 2 | 01 - Single Family Detached | 1 | SDG&E | 2200 | 2 | 6
DG19377159 | Dont Know | Dont Know | 6 | 01 - Single Family Detached | 2 | SDG&E | 2100 | 3 | 6
DG19377297 | Before the 1970s | 1900 - 1969 | 4 | 01 - Single Family Detached | 2 | SDG&E | 2800 | 4 | 6
DG19618715 | 1970s | 1970 - 1979 | 4 | 06 - Townhouse/Rowhouse (2-4 Unit Multi-Story) | 3 | SDG&E | 1400 | 2 | 7
DG19895626 | 1970s | 1970 - 1979 | 8 | 01 - Single Family Detached | 2 | SDG&E | 1740 | 5 | 8
DG20009736 | 1995 - 1999 | 1995 - 1999 | 2 | 01 - Single Family Detached | 1 | SDG&E | 2100 | 2 | 8
DG20011518 | 1995 - 1999 | 1995 - 1999 | 4 | 01 - Single Family Detached | 2 | SDG&E | 2650 | 2 | 8
DG20125920 | 1980s | 1980 - 1989 | 3 | 01 - Single Family Detached | 2 | SCE | 4900 | 1 | 8
DG20137328 | 2000s | 2000 - 2012 | 4 | 01 - Single Family Detached | 2 | SDG&E | 4000 | 2 | 6
DG20175313 | 2000s | 2000 - 2012 | 3 | 01 - Single Family Detached | 2 | SDG&E | 3800 | 3 | 6
DG20292712 | 1995 - 1999 | 1995 - 1999 | 3 | 01 - Single Family Detached | 2 | SDG&E | 3100 | 2 | 6
DG20294754 | 1980s | 1980 - 1989 | 4 | 01 - Single Family Detached | 2 | SDG&E | 2400 | 4 | 6
DG20565845 | 1980s | 1980 - 1989 | 4 | 01 - Single Family Detached | 1 | SDG&E | 2030 | 2 | 6
DG21249265 | 1970s | 1970 - 1979 | 4 | 01 - Single Family Detached | 1 | SDG&E | 1200 | 2 | 6
DG21251246 | 1990 - 1994 | 1990 - 1994 | 2 | 01 - Single Family Detached | 2 | SDG&E | 3800 | 2 | 6
DG21633035 | 1970s | 1970 - 1979 | 1 | 01 - Single Family Detached | 1 | SDG&E | 1500 | 9 | 6
DG21983399 | 1970s | 1970 - 1979 | 2 | 01 - Single Family Detached | 1 | SDG&E | 5200 | 2 | 7
DG22223328 | 1980s | 1980 - 1989 | 3 | 01 - Single Family Detached | 2 | SDG&E | 3800 | 2 | 8
DG22357087 | 2000s | 2000 - 2012 | 6 | 01 - Single Family Detached | 2 | SDG&E | 2900 | 2 | 6
DG22727310 | 1970s | 1970 - 1979 | 3 | 01 - Single Family Detached | 1 | SDG&E | 1600 | 2 | 6
DX13106139 | 1980s | 1980 - 1989 | 4 | 06 - Townhouse/Rowhouse (2-4 Unit Multi-Story) | 2 | SDG&E | 1559 | 2 | 10
DX13235222 | 1980s | 1980 - 1989 | 1 | 03 - Apt 5+ Units | 2 | SDG&E | 1050 | 1 | 10
DX13389362 | 1980s | 1980 - 1989 | 4 | 01 - Single Family Detached | 1 | SDG&E | 1300 | 3 | 10
DX13510638 | 2000s | 2000 - 2012 | 4 | 01 - Single Family Detached | 2 | SDG&E | 2500 | 3 | 14
DX13531795 | 1995 - 1999 | 1995 - 1999 | 2 | 02 - Apt 2-4 Units | 3 | SDG&E | 700 | 1 | 6
DX13888890 | 1970s | 1970 - 1979 | 2 | 03 - Apt 5+ Units | 2 | SDG&E | 1000 | 1 | 7
DX13968994 | 1970s | 1970 - 1979 | 3 | 01 - Single Family Detached | 1 | SDG&E | 3800 | 2 | 7
DX14108555 | 2000s | 2000 - 2012 | 2 | 01 - Single Family Detached | 1 | SDG&E | 2200 | 2 | 10
DX14252321 | 1980s | 1980 - 1989 | 2 | 03 - Apt 5+ Units | 2 | SDG&E | 2266 | 1 | 7
DX14294462 | 1970s | 1970 - 1979 | 1 | 06 - Townhouse/Rowhouse (2-4 Unit Multi-Story) | 2 | SDG&E | 1440 | 1 | 7
DX14302576 | 1980s | 1980 - 1989 | 3 | 03 - Apt 5+ Units | 2 | SDG&E | 1100 | 3 | 7
DX14345647 | 2000s | 2000 - 2012 | 4 | 01 - Single Family Detached | 1 | SDG&E | 2350 | 2 | 10
DX14394902 | 1980s | 1980 - 1989 | 2 | 01 - Single Family Detached | 1 | SDG&E | 1690 | 2 | 10
DX14622606 | 1970s | 1970 - 1979 | 3 | 03 - Apt 5+ Units | 1 | SDG&E | 1400 | 1 | 7
DX14637479 | 1970s | 1970 - 1979 | 3 | 01 - Single Family Detached | 2 | SDG&E | 1400 | 2 | 10
DX14674265 | 1970s | 1970 - 1979 | 3 | 01 - Single Family Detached | 2 | SDG&E | 1550 | 1 | 14
DX14722428 | 2000s | 2000 - 2012 | 2 | 03 - Apt 5+ Units | -98 | SDG&E | 1100 | 2 | 7
DX14989075 | Dont Know | Dont Know | 3 | 03 - Apt 5+ Units | 1 | SDG&E | 1100 | 0 | 7
DX15064754 | Before the 1970s | 1900 - 1969 | 2 | 03 - Apt 5+ Units | 2 | SDG&E | 800 | 2 | 10
DX15117527 | 1970s | 1970 - 1979 | 2 | 01 - Single Family Detached | 1 | SDG&E | 2800 | 1 | 10
DX15195332 | Before the 1970s | 1900 - 1969 | 2 | 01 - Single Family Detached | 1 | SDG&E | 2115 | 2 | 10
DX15195818 | Before the 1970s | 1900 - 1969 | 2 | 01 - Single Family Detached | 1 | SDG&E | 1800 | 2 | 10
DX15231885 | Before the 1970s | 1900 - 1969 | 2 | 01 - Single Family Detached | 2 | SDG&E | 960 | 2 | 10
DX15478660 | 1970s | 1970 - 1979 | 2 | 03 - Apt 5+ Units | 1 | SDG&E | 800 | 2 | 10
DX15492960 | Before the 1970s | 1900 - 1969 | 4 | 01 - Single Family Detached | 2 | SDG&E | 2900 | 3 | 10
DX15618829 | 2000s | 2000 - 2012 | 2 | 01 - Single Family Detached | 1 | SDG&E | 1500 | 2 | 10
DX15621770 | 2000s | 2000 - 2012 | 3 | 03 - Apt 5+ Units | -98 | SDG&E | 799 | 2 | 7
DX15681694 | Before the 1970s | 1900 - 1969 | 2 | 03 - Apt 5+ Units | 2 | SDG&E | 800 | 2 | 7
DX15821802 | 1970s | 1970 - 1979 | 3 | 01 - Single Family Detached | 1 | SDG&E | 2300 | 3 | 10
DX15871753 | 1970s | 1970 - 1979 | 1 | 03 - Apt 5+ Units | -98 | SDG&E | 1250 | 1 | 7
DX15879617 | 1980s | 1980 - 1989 | 3 | 01 - Single Family Detached | 1 | SDG&E | 2600 | 3 | 10
DX15879884 | 1970s | 1970 - 1979 | 6 | 01 - Single Family Detached | 2 | SDG&E | 2700 | 6 | 10
DX16134479 | Dont Know | Dont Know | 8 | 03 - Apt 5+ Units | 2 | SDG&E | -99 | 4 | 10
DX16322352 | Before the 1970s | 1900 - 1969 | 2 | 03 - Apt 5+ Units | 2 | SDG&E | 800 | 1 | 7
DX16336208 | 1990 - 1994 | 1990 - 1994 | 3 | 01 - Single Family Detached | 2 | SDG&E | 4000 | 4 | 10
DX16384391 | 1970s | 1970 - 1979 | 4 | 03 - Apt 5+ Units | 2 | SDG&E | 827 | 2 | 10
DX16453017 | 1970s | 1970 - 1979 | 2 | 01 - Single Family Detached | 1 | SDG&E | 5000 | 9 | 7
DX16494920 | Before the 1970s | 1900 - 1969 | 3 | 01 - Single Family Detached | 1 | SDG&E | 1500 | 3 | 10
DX16511348 | 1980s | 1980 - 1989 | 1 | 06 - Townhouse/Rowhouse (2-4 Unit Multi-Story) | 2 | SDG&E | 900 | 1 | 6
DX16788311 | 2000s | 2000 - 2012 | 1 | 03 - Apt 5+ Units | -98 | SDG&E | 800 | 1 | 7
DX16795366 | 1970s | 1970 - 1979 | 5 | 01 - Single Family Detached | 2 | SDG&E | 2400 | 5 | 7
DX17051072 | Before the 1970s | 1900 - 1969 | 5 | 04 - Duplex (Single Story) | 1 | SDG&E | 750 | 5 | 10
DX17118482 | 2000s | 2000 - 2012 | 5 | 03 - Apt 5+ Units | 2 | SDG&E | 1608 | 1 | 6
DX17384827 | Before the 1970s | 1900 - 1969 | 3 | 01 - Single Family Detached | 2 | SDG&E | 2300 | 2 | 10
DX17519160 | 1970s | 1970 - 1979 | 5 | 01 - Single Family Detached | 2 | SDG&E | 2217 | 5 | 10
DX17520476 | Before the 1970s | 1900 - 1969 | 2 | 01 - Single Family Detached | 1 | SDG&E | 1497 | 1 | 10
DX17529022 | 1970s | 1970 - 1979 | 2 | 01 - Single Family Detached | 1 | SDG&E | 2800 | 2 | 10
DX17575549 | Before the 1970s | 1900 - 1969 | 4 | 01 - Single Family Detached | 1 | SCE | 620 | 4 | 10
DX17628560 | Dont Know | Dont Know | 2 | 02 - Apt 2-4 Units | 2 | SDG&E | 893 | 2 | 10
DX17650144 | Dont Know | Dont Know | 1 | 03 - Apt 5+ Units | 1 | SDG&E | 500 | 1 | 10
DX17676612 | Before the 1970s | 1900 - 1969 | 1 | 01 - Single Family Detached | 1 | SDG&E | 1050 | Refused | 10
DX17752801 | Dont Know | Dont Know | 2 | 03 - Apt 5+ Units | 2 | SDG&E | 950 | 2 | 7
DX17887499 | 1980s | 1980 - 1989 | 4 | 01 - Single Family Detached | 1 | SDG&E | 3500 | 2 | 10
DX18019331 | 1970s | 1970 - 1979 | 2 | 03 - Apt 5+ Units | 2 | SDG&E | 900 | 1 | 7
DX18151200 | 1970s | 1970 - 1979 | 4 | 01 - Single Family Detached | 1 | SDG&E | 2100 | 3 | 10
DX18154176 | 1980s | 1980 - 1989 | 5 | 01 - Single Family Detached | 1 | SDG&E | 2497 | 3 | 10
DX18229252 | Before the 1970s | 1900 - 1969 | 1 | 03 - Apt 5+ Units | -98 | SDG&E | 790 | 1 | 7
DX18523044 | 1980s | 1980 - 1989 | 1 | 03 - Apt 5+ Units | 1 | SDG&E | 1300 | 1 | 7
DX18533942 | 1970s | 1970 - 1979 | 4 | 03 - Apt 5+ Units | 2 | SDG&E | 960 | 2 | 10
DX18864247 | Before the 1970s | 1900 - 1969 | 3 | 01 - Single Family Detached | 1 | SDG&E | 1700 | 3 | 10
DX18867911 | 1970s | 1970 - 1979 | 3 | 06 - Townhouse/Rowhouse (2-4 Unit Multi-Story) | 2 | SDG&E | 1100 | 2 | 10
DX19273805 | 1980s | 1980 - 1989 | 1 | 03 - Apt 5+ Units | 3 | SDG&E | 800 | Refused | 7
DX19303890 | 1970s | 1970 - 1979 | 1 | 03 - Apt 5+ Units | 2 | SDG&E | 1000 | 1 | 7
DX19352575 | 1970s | 1970 - 1979 | 1 | 03 - Apt 5+ Units | -98 | SDG&E | 630 | 1 | 7
DX19945474 | Before the 1970s | 1900 - 1969 | 3 | 01 - Single Family Detached | 1 | SDG&E | 2169 | 3 | 10
DX20050692 | Before the 1970s | 1900 - 1969 | 2 | 01 - Single Family Detached | 1 | SDG&E | 2086 | 1 | 10
DX20072708 | 1970s | 1970 - 1979 | 2 | 01 - Single Family Detached | 1 | SDG&E | 2150 | 2 | 10
DX20072984 | 1980s | 1980 - 1989 | 6 | 01 - Single Family Detached | 2 | SDG&E | 5000 | 2 | 10
DX20220836 | Before the 1970s | 1900 - 1969 | 2 | 03 - Apt 5+ Units | 2 | SDG&E | 800 | 2 | 7
DX20310349 | 1970s | 1970 - 1979 | 2 | 03 - Apt 5+ Units | 2 | SDG&E | 950 | 1 | 10
DX20434741 | 1970s | 1970 - 1979 | 3 | 06 - Townhouse/Rowhouse (2-4 Unit Multi-Story) | 2 | SDG&E | 1550 | 0 | 7
DX20437115 | 1980s | 1980 - 1989 | 4 | 03 - Apt 5+ Units | 2 | SDG&E | 1000 | 3 | 7
DX20453408 | 2000s | 2000 - 2012 | 1 | 03 - Apt 5+ Units | 1 | SDG&E | 1400 | 1 | 7
DX20453564 | 1980s | 1980 - 1989 | 2 | 03 - Apt 5+ Units | 2 | SDG&E | 800 | 2 | 7
DX20696975 | 2000s | 2000 - 2012 | 4 | 01 - Single Family Detached | 1 | SDG&E | 2700 | 2 | 14
DX20741982 | 1980s | 1980 - 1989 | 1 | 03 - Apt 5+ Units | 2 | SDG&E | 500 | 1 | 7
DX20804553 | 1970s | 1970 - 1979 | 2 | 01 - Single Family Detached | 1 | SDG&E | 2067 | 1 | 7
DX20876356 | 1970s | 1970 - 1979 | 2 | 03 - Apt 5+ Units | 2 | SDG&E | 825 | 2 | 7
DX21100179 | Before the 1970s | 1900 - 1969 | 4 | 01 - Single Family Detached | 2 | SDG&E | 1500 | 4 | 14
DX21313726 | Before the 1970s | 1900 - 1969 | 5 | 03 - Apt 5+ Units | 2 | SDG&E | 800 | 2 | 7
DX21348629 | 1995 - 1999 | 1995 - 1999 | 3 | 01 - Single Family Detached | 1 | SDG&E | 3000 | 3 | 10
DX21490926 | 1980s | 1980 - 1989 | 2 | 01 - Single Family Detached | 2 | SDG&E | 2700 | 2 | 10
DX21698905 | 1980s | 1980 - 1989 | 5 | 01 - Single Family Detached | 1 | SDG&E | 2260 | 5 | 10
DX22194202 | Before the 1970s | 1900 - 1969 | 1 | 02 - Apt 2-4 Units | 2 | SDG&E | 800 | 1 | 7
DX22269962 | 1970s | 1970 - 1979 | 3 | 01 - Single Family Detached | 2 | SDG&E | 4269 | 5 | 10
DX22429951 | 1980s | 1980 - 1989 | 1 | 06 - Townhouse/Rowhouse (2-4 Unit Multi-Story) | 2 | SDG&E | 713 | 1 | 6
DX22673204 | 1980s | 1980 - 1989 | 3 | 02 - Apt 2-4 Units | 2 | SDG&E | 750 | 1 | 7
DX22886125 | Before the 1970s | 1900 - 1969 | 1 | 01 - Single Family Detached | 1 | SDG&E | 2700 | 1 | 10
DX22887737 | 1980s | 1980 - 1989 | 1 | 01 - Single Family Detached | 2.5 | SDG&E | 1800 | 1 | 7
DX22895847 | 1980s | 1980 - 1989 | 1 | 03 - Apt 5+ Units | 2 | SDG&E | 704 | 1 | 7
DX22930806 | 1970s | 1970 - 1979 | 2 | 01 - Single Family Detached | 1 | SDG&E | 2600 | 2 | 10
DX23005436 | 2000s | 2000 - 2012 | 5 | 01 - Single Family Detached | 1 | SDG&E | 2968 | 3 | 14
DX23053442 | 1970s | 1970 - 1979 | 1 | 01 - Single Family Detached | 1 | SDG&E | 3500 | 1 | 10
DX23243199 | 1970s | 1970 - 1979 | 1 | 03 - Apt 5+ Units | 1 | SDG&E | 504 | 1 | 7
EG03836677 | 1990 - 1994 | 1990 - 1994 | 4 | 01 - Single Family Detached | 2 | SCE | 1900 | 4 | 10
EG03845114 | Before the 1970s | 1900 - 1969 | 3 | 01 - Single Family Detached | 1.5 | SCE | 2000 | 2 | 9
EG03850546 | Before the 1970s | 1900 - 1969 | 1 | 01 - Single Family Detached | 1 | SCE | 2100 | 1 | 9
EG03850918 | Before the 1970s | 1900 - 1969 | 5 | 01 - Single Family Detached | 1 | SCE | 2700 | 5 | 9
EG03855746 | Before the 1970s | 1900 - 1969 | 2 | 01 - Single Family Detached | 1 | SCE | 1365 | 2 | 8
EG03856805 | Before the 1970s | 1900 - 1969 | 5 | 01 - Single Family Detached | 1 | SCE | 2050 | 5 | 9
EG03870634 | Before the 1970s | 1900 - 1969 | 1 | 01 - Single Family Detached | 2 | SCE | 2000 | 1 | 8
EG03870893 | Before the 1970s | 1900 - 1969 | 4 | 01 - Single Family Detached | 1 | SCE | 1700 | 4 | 8
EG03884388 | 1980s | 1980 - 1989 | 3 | 01 - Single Family Detached | 1 | SCE | 980 | 2 | 10
EG03891955 | Before the 1970s | 1900 - 1969 | 1 | 01 - Single Family Detached | 1 | SCE | 1600 | 1 | 15
EG03894535 | 1995 - 1999 | 1995 - 1999 | 3 | 01 - Single Family Detached | 2 | SCE | 5600 | 3 | 9
EG03914817 | Before the 1970s | 1900 - 1969 | 4 | 01 - Single Family Detached | 1 | SCE | 1800 | 4 | 9
EG03916221 | Before the 1970s | 1900 - 1969 | 3 | 01 - Single Family Detached | 2 | SCE | 1728 | 3 | 9
EG03916435 | Before the 1970s | 1900 - 1969 | 2 | 01 - Single Family Detached | 1 | SCE | 2150 | 2 | 16
EG03931107 | Before the 1970s | 1900 - 1969 | 2 | 01 - Single Family Detached | 1 | SCE | 1800 | 2 | 9
EG03934719 | Before the 1970s | 1900 - 1969 | 2 | 01 - Single Family Detached | 1 | SCE | 2300 | 2 | 8
EG03935120 | Before the 1970s | 1900 - 1969 | 8 | 01 - Single Family Detached | 2 | SCE | 2200 | 7 | 9
EG03938954 | 1980s | 1980 - 1989 | 4 | 01 - Single Family Detached | 2 | SCE | 2563 | 3 | 9
EG03941449 | 1995 - 1999 | 1995 - 1999 | 3 | 01 - Single Family Detached | 1 | SCE | 2500 | 3 | 15
EG03947602 | Before the 1970s | 1900 - 1969 | 2 | 01 - Single Family Detached | 1 | SCE | 1550 | 1 | 8
EG03958363 | 1980s | 1980 - 1989 | 2 | 01 - Single Family Detached | 1 | SCE | 1485 | 1 | 10
EG03959242 | 1980s | 1980 - 1989 | 6 | 01 - Single Family Detached | 2 | SCE | 1900 | 3 | 10
EG03963375 | Before the 1970s | 1900 - 1969 | 2 | 01 - Single Family Detached | 1 | SCE | 1400 | 2 | 9
EG03964940 | 1980s | 1980 - 1989 | 3 | 01 - Single Family Detached | 2 | SCE | 2300 | 2 | 10
EG03976394 | Before the 1970s | 1900 - 1969 | 3 | 01 - Single Family Detached | 1 | SCE | 1300 | 3 | 9
EG03978276 | 1980s | 1980 - 1989 | 4 | 01 - Single Family Detached | 1 | SCE | 1700 | 4 | 10
EG03994551 | Before the 1970s | 1900 - 1969 | 2 | 02 - Apt 2-4 Units | 2 | SCE | 1800 | 2 | 6
EG03996155 | Before the 1970s | 1900 - 1969 | 2 | 01 - Single Family Detached | 1 | SCE | 1800 | 2 | 9
EG04000254 | 1980s | 1980 - 1989 | 3 | 01 - Single Family Detached | 1 | SCE | 1200 | 3 | 10
EG04007778 | Before the 1970s | 1900 - 1969 | 1 | 03 - Apt 5+ Units | 1 | SCE | 500 | Refused | 6
EG04008992 | Before the 1970s | 1900 - 1969 | 2 | 01 - Single Family Detached | 1 | SCE | 2200 | 2 | 9
EG04010160 | 1980s | 1980 - 1989 | 8 | 01 - Single Family Detached | 1 | SCE | 900 | 4 | 14
EG04020669 | 1990 - 1994 | 1990 - 1994 | 5 | 01 - Single Family Detached | 1 | PG&E | 1700 | 4 | 13
EG04025906 | Before the 1970s | 1900 - 1969 | 4 | 01 - Single Family Detached | 1 | SCE | 1800 | 4 | 10
EG04028065 | Before the 1970s | 1900 - 1969 | 3 | 01 - Single Family Detached | 1 | SCE | 1500 | 2 | 8
EG04036887 | Before the 1970s | 1900 - 1969 | 3 | 01 - Single Family Detached | 1 | SCE | 1375 | 3 | 10
EG04043272 | Before the 1970s | 1900 - 1969 | 2 | 01 - Single Family Detached | 1 | SCE | 2375 | 2 | 8
EG04047779 | Before the 1970s | 1900 - 1969 | 3 | 01 - Single Family Detached | 1 | SCE | 1100 | Refused | 8
EG04050699 | 1970s | 1970 - 1979 | 3 | 01 - Single Family Detached | 1 | SCE | 1796 | 3 | 9
EG04057946 | 1970s | 1970 - 1979 | 0 | 03 - Apt 5+ Units | 2 | SCE | 1420 | 0 | 15
EG04059205 | 1970s | 1970 - 1979 | 2 | 01 - Single Family Detached | 1 | SCE | 1500 | 2 | 10
EG04065214 | Before the 1970s | 1900 - 1969 | 4 | 01 - Single Family Detached | 2 | SCE | 2400 | 4 | 6
EG04067553 | 1970s | 1970 - 1979 | 2 | 01 - Single Family Detached | 2 | SCE | 2035 | 2 | 8
EG04081190 | Before the 1970s | 1900 - 1969 | 1 | 01 - Single Family Detached | 1 | SCE | 1000 | 1 | 10
EG04082694 | 1970s | 1970 - 1979 | 3 | 01 - Single Family Detached | 1 | SCE | 1600 | 3 | 10
EG04083051 | 1980s | 1980 - 1989 | 6 | 01 - Single Family Detached | 1 | SCE | 1750 | 4 | 14
EG04083705 | Before the 1970s | 1900 - 1969 | 2 | 01 - Single Family Detached | 1 | SCE | 1205 | 2 | 8
EG04086202 | 1980s | 1980 - 1989 | 2 | 01 - Single Family Detached | 2.5 | SCE | 2500 | 2 | 6
EG04090667 | Before the 1970s | 1900 - 1969 | 3 | 01 - Single Family Detached | 1 | SCE | 1946 | 3 | 9
EG04108495 | 1990 - 1994 | 1990 - 1994 | 1 | 01 - Single Family Detached | 2 | SCE | 2118 | 1 | 10
EG04111466 | 1970s | 1970 - 1979 | 2 | 01 - Single Family Detached | 1 | SCE | 1400 | 2 | 8
EG04111817 | Before the 1970s | 1900 - 1969 | 4 | 01 - Single Family Detached | 2 | SCE | 2900 | 4 | 8
EG04113604 | Before the 1970s | 1900 - 1969 | 5 | 02 - Apt 2-4 Units | 2 | SCE | 1500 | 4 | 9
EG04117751 | Before the 1970s | 1900 - 1969 | 7 | 01 - Single Family Detached | 1 | SCE | 1200 | 6 | 6
EG04121356 | Before the 1970s | 1900 - 1969 | 5 | 01 - Single Family Detached | 2 | SCE | 2600 | 3 | 9
EG04123157 | 1980s | 1980 - 1989 | 6 | 01 - Single Family Detached | 2 | SCE | 3200 | 5 | 9
EG04132657 | 1970s | 1970 - 1979 | 2 | 01 - Single Family Detached | 1 | SCE | 2145 | 1 | 9
EG04144142 | Before the 1970s | 1900 - 1969 | 3 | 01 - Single Family Detached | 1 | SCE | 1360 | 3 | 8
EG04162896 | 1980s | 1980 - 1989 | 3 | 01 - Single Family Detached | 1 | SCE | 2000 | 2 | 15
EG04183287 | 1970s | 1970 - 1979 | 2 | 01 - Single Family Detached | 1.5 | SCE | 1800 | 2 | 8
EG04190395 | Before the 1970s | 1900 - 1969 | 3 | 01 - Single Family Detached | 1 | SCE | 1273 | 3 | 10
EG04202770 | Before the 1970s | 1900 - 1969 | 2 | 01 - Single Family Detached | 2 | SCE | 3000 | 2 | 6
EG04204361 | 1970s | 1970 - 1979 | 3 | 01 - Single Family Detached | 2 | SCE | 2475 | 3 | 6
EG04214373 | Before the 1970s | 1900 - 1969 | 3 | 01 - Single Family Detached | 1 | SCE | 1200 | 2 | 6
EG04217023 | Before the 1970s | 1900 - 1969 | 1 | 01 - Single Family Detached | 1 | SCE | 1600 | 1 | 6
EG04235732 | Before the 1970s | 1900 - 1969 | 2 | 01 - Single Family Detached | 1 | SCE | 1500 | 2 | 9
EG04236706 | 1970s | 1970 - 1979 | 1 | 01 - Single Family Detached | 1 | SCE | 1240 | 1 | 9
EG04240648 | Before the 1970s | 1900 - 1969 | 4 | 01 - Single Family Detached | 2 | SCE | 5200 | 4 | 9
EG04241605 | Before the 1970s | 1900 - 1969 | 2 | 01 - Single Family Detached | 1 | SCE | 1984 | 2 | 9
EG04245018 | 1970s | 1970 - 1979 | 2 | 01 - Single Family Detached | 1.5 | SCE | 2300 | 2 | 8
EG04246852 | Before the 1970s | 1900 - 1969 | 4 | 01 - Single Family Detached | 1 | SCE | 1700 | 4 | 8
EG04263642 | Before the 1970s | 1900 - 1969 | 1 | 01 - Single Family Detached | 1 | SCE | 1200 | 1 | 6
EG04267013 | Before the 1970s | 1900 - 1969 | 2 | 01 - Single Family Detached | 1 | SCE | 2300 | 2 | 8
EG04275482 | Before the 1970s | 1900 - 1969 | 2 | 01 - Single Family Detached | 1 | SCE | 1230 | 2 | 10
EG04277823 | 1970s | 1970 - 1979 | 1 | 01 - Single Family Detached | 1 | SCE | 3150 | 1 | 9
EG04283534 | Before the 1970s | 1900 - 1969 | 2 | 01 - Single Family Detached | 1 | SCE | 1555 | 2 | 6
EG04284863 | Before the 1970s | 1900 - 1969 | 2 | 01 - Single Family Detached | 1 | SCE | 1700 | 2 | 9
EG04295328 | 1970s | 1970 - 1979 | 1 | 01 - Single Family Detached | 1 | SCE | 2200 | 1 | 6
EG04298804 | Before the 1970s | 1900 - 1969 | 2 | 01 - Single Family Detached | 1 | SCE | 1530 | 1 | 6
EG04303541 | Before the 1970s | 1900 - 1969 | 2 | 01 - Single Family Detached | 1 | SCE | 1258 | 1 | 8
EG04311849 | Before the 1970s | 1900 - 1969 | 1 | 01 - Single Family Detached | 1 | SCE | 1276 | 1 | 9
EG04336244 | Before the 1970s | 1900 - 1969 | 5 | 01 - Single Family Detached | 3 | SCE | 2600 | 4 | 16
EG04353220 | Before the 1970s | 1900 - 1969 | 1 | 01 - Single Family Detached | 1 | SCE | 1082 | 2 | 8
EG04361665 | Before the 1970s | 1900 - 1969 | 4 | 01 - Single Family Detached | 1 | SCE | 1250 | 4 | 8
EG04363309 | 1970s | 1970 - 1979 | 2 | 01 - Single Family Detached | 2 | SCE | 2600 | 2 | 9
EG04368823 | 1970s | 1970 - 1979 | 1 | 02 - Apt 2-4 Units | 1 | SCE | 1200 | 1 | 9
EG04370665 | 1970s | 1970 - 1979 | 3 | 01 - Single Family Detached | 2 | SCE | 3860 | 3 | 8
EG04374102 | Before the 1970s | 1900 - 1969 | 1 | 01 - Single Family Detached | 1 | SCE | 1550 | 1 | 8
EG04374319 | Before the 1970s | 1900 - 1969 | 2 | 01 - Single Family Detached | 1 | SCE | 1475 | 2 | 8
EG04385046 | Before the 1970s | 1900 - 1969 | 4 | 01 - Single Family Detached | 1 | SCE | 1250 | 3 | 9
EG04385192 | 1970s | 1970 - 1979 | 2 | 01 - Single Family Detached | 2 | SCE | 2300 | 2 | 9
EG04408518 | Before the 1970s | 1900 - 1969 | 4 | 01 - Single Family Detached | 1 | SCE | 1800 | 4 | 8
EG04414631 | 1970s | 1970 - 1979 | 2 | 01 - Single Family Detached | 2 | SCE | 2000 | 2 | 6
EG04419431 | Before the 1970s | 1900 - 1969 | 2 | 01 - Single Family Detached | 2 | SCE | 3000 | 2 | 6
EG04420589 | 1970s | 1970 - 1979 | 1 | 03 - Apt 5+ Units | 1 | SCE and commerce energy | 785 | 1 | 6
EG04429971 | 1980s | 1980 - 1989 | 1 | 01 - Single Family Detached | 1 | SCE | 1000 | 1 | 13
EG04432684 | 1970s | 1970 - 1979 | 3 | 01 - Single Family Detached | 1 | SCE | 1650 | 3 | 10
EG04447001 | Before the 1970s | 1900 - 1969 | 4 | 01 - Single Family Detached | 1 | SCE | 1315 | 3 | 9
EG04447955 | Before the 1970s | 1900 - 1969 | 4 | 01 - Single Family Detached | 1 | SCE | 1500 | 2 | 9
EG04449005 | 1970s | 1970 - 1979 | 3 | 01 - Single Family Detached | 1 | SCE | 1500 | 3 | 9
EG04450495 | Before the 1970s | 1900 - 1969 | 3 | 01 - Single Family Detached | 1 | SCE | 912 | 2 | 9
EG04452064 | Before the 1970s | 1900 - 1969 | 5 | 01 - Single Family Detached | 2 | SCE | 2000 | 5 | 9
EG04454924 | Before the 1970s | 1900 - 1969 | 3 | 01 - Single Family Detached | 2 | SCE | 2500 | 3 | 10
EG04457728 | Before the 1970s | 1900 - 1969 | 1 | 01 - Single Family Detached | 1 | SCE | 1492 | 1 | 10
EG04463333 | 1970s | 1970 - 1979 | 3 | 01 - Single Family Detached | 2 | SCE | 2400 | 3 | 6
EG04466642 | Before the 1970s | 1900 - 1969 | 2 | 01 - Single Family Detached | 1 | SCE | 1753 | 2 | 6
EG04468779 | Before the 1970s | 1900 - 1969 | 1 | 01 - Single Family Detached | 2 | SCE | 1978 | Refused | 6
EG04473886 | 1970s | 1970 - 1979 | 2 | 01 - Single Family Detached | 1 | SCE | 1330 | 2 | 13
EG04486437 | 1980s | 1980 - 1989 | 1 | 01 - Single Family Detached | 2 | SCE | 2005 | 1 | 8
EG04506834 | 1980s | 1980 - 1989 | 2 | 01 - Single Family Detached | 1 | SCE | 2000 | 2 | 15
EG04514188 | Before the 1970s | 1900 - 1969 | 2 | 01 - Single Family Detached | 1 | SCE | 1300 | 2 | 9
EG04518295 | Before the 1970s | 1900 - 1969 | 6 | 01 - Single Family Detached | 2 | SCE | 2900 | 3 | 9
EG04528383 | 1980s | 1980 - 1989 | 2 | 01 - Single Family Detached | 1 | SCE | 1300 | 2 | 6
EG04529068 | Before the 1970s | 1900 - 1969 | 2 | 01 - Single Family Detached | 1 | SCE | 1900 | 2 | 9
EG04537927 | 1970s | 1970 - 1979 | 2 | 01 - Single Family Detached | 1 | SCE | 1492 | 2 | 8
EG04547698 | 1990 - 1994 | 1990 - 1994 | 2 | 01 - Single Family Detached | 2 | SCE | 4921 | 2 | 10
EG04549926 | 1990 - 1994 | 1990 - 1994 | 4 | 01 - Single Family Detached | 2 | SCE | 2530 | 2 | 8
EG04552342 | 1990 - 1994 | 1990 - 1994 | 4 | 01 - Single Family Detached | 2 | SCE | 1900 | 4 | 10
EG04565224 | Before the 1970s | 1900 - 1969 | 4 | 01 - Single Family Detached | 1 | SCE | 1400 | 3 | 13
EG04565653 | Before the 1970s | 1900 - 1969 | 1 | 01 - Single Family Detached | 1 | SCE | 1544 | 1 | 13
EG04588199 | 1970s | 1970 - 1979 | 2 | 01 - Single Family Detached | 1 | SCE | 2640 | 2 | 10
EG04597642 | Before the 1970s | 1900 - 1969 | 1 | 03 - Apt 5+ Units | 1 | SCE | 350 | Refused | 6
EG04604078 | Before the 1970s | 1900 - 1969 | 4 | 01 - Single Family Detached | 1 | SCE | 1700 | 2 | 13
EG04616037 | 1980s | 1980 - 1989 | 1 | 01 - Single Family Detached | 2 | SCE | 2400 | 1 | 9
EG04616718 | 1980s | 1980 - 1989 | 3 | 01 - Single Family Detached | 2 | SCE | 1495 | 3 | 9
EG04626517 | 1980s | 1980 - 1989 | 2 | 01 - Single Family Detached | 1 | SCE | 2200 | 2 | 9
EG04635045 | 1980s | 1980 - 1989 | 1 | 01 - Single Family Detached | 2 | SCE | 1463 | 1 | 10
EG04645911 | 1990 - 1994 | 1990 - 1994 | 3 | 01 - Single Family Detached | 2 | SCE | 2300 | 3 | 10
EG04662699 | Before the 1970s | 1900 - 1969 | 2 | 01 - Single Family Detached | 1 | SCE | 1600 | 2 | 6
EG04667328 | 1970s | 1970 - 1979 | 2 | 03 - Apt 5+ Units | 1 | SCE | 800 | 1 | 6
EG04667835 | Before the 1970s | 1900 - 1969 | 3 | 01 - Single Family Detached | 1 | SCE | 1700 | 3 | 6
EG04668243 | 1970s | 1970 - 1979 | 1 | 02 - Apt 2-4 Units | 2 | SCE | 800 | 1 | 8
EG04669183 | 1970s | 1970 - 1979 | 2 | 01 - Single Family Detached | 3 | SCE | 2400 | 2 | 6
EG04683129 | Before the 1970s | 1900 - 1969 | 2 | 01 - Single Family Detached | 1 | SCE | 1610 | 2 | 9
EG04684229 | Before the 1970s | 1900 - 1969 | 3 | 01 - Single Family Detached | 1 | SCE | 3000 | 3 | 9
EG04684872 | Before the 1970s | 1900 - 1969 | 2 | 01 - Single Family Detached | 1 | SCE | 1930 | 2 | 9
EG04686186 | Before the 1970s | 1900 - 1969 | 2 | 01 - Single Family Detached | 1.5 | SCE | 1700 | 2 | 9
EG04688689 | Before the 1970s | 1900 - 1969 | 2 | 01 - Single Family Detached | 2 | SCE | 3077 | 2 | 9
EG04692747 | Before the 1970s | 1900 - 1969 | 2 | 01 - Single Family Detached | 1 | SCE | 1400 | 2 | 8
EG04693223 | Before the 1970s | 1900 - 1969 | 2 | 01 - Single Family Detached | 1 | SCE | 1700 | 1 | 8
EG04700408 | Before the 1970s | 1900 - 1969 | 1 | 01 - Single Family Detached | 1 | SCE | 1300 | 1 | 10
EG04718434 | 1970s | 1970 - 1979 | 2 | 01 - Single Family Detached | 1 | SCE | 1100 | 2 | 10
EG04725079 | 1970s | 1970 - 1979 | 2 | 01 - Single Family Detached | 2 | SCE | 1650 | 2 | 6
EG04725251 | 1970s | 1970 - 1979 | 1 | 01 - Single Family Detached | 2 | SCE | 2100 | 1 | 6
EG04731244 | Before the 1970s | 1900 - 1969 | 2 | 01 - Single Family Detached | 1 | SCE | 1500 | 2 | 9
EG04741282 | 1970s | 1970 - 1979 | 2 | 01 - Single Family Detached | 2 | SCE | 4032 | 2 | 6
EG04767072 | 1970s | 1970 - 1979 | 2 | 01 - Single Family Detached | 1 | SCE | 1750 | 2 | 8
EG04770042 | Before the 1970s | 1900 - 1969 | 2 | 01 - Single Family Detached | 1 | SCE | 2100 | 2 | 8
EG04771005 | Before the 1970s | 1900 - 1969 | 2 | 01 - Single Family Detached | 2 | SCE | 2100 | 2 | 8
EG04790037 | 1970s | 1970 - 1979 | 2 | 06 - Townhouse/Rowhouse (2-4 Unit Multi-Story) | 3 | SCE | 1800 | 2 | 6
EG04806273 | 1980s | 1980 - 1989 | 3 | 01 - Single Family Detached | 2 | SCE | 1602 | 3 | 10
EG04806604 | 1980s | 1980 - 1989 | 2 | 01 - Single Family Detached | 1 | SCE | 1800 | 2 | 10
EG04813633 | 1980s | 1980 - 1989 | 3 | 01 - Single Family Detached | 1 | SCE | 2363 | 2 | 10
EG04815663 | 1980s | 1980 - 1989 | 2 | 01 - Single Family Detached | 2 | SCE | 2856 | 2 | 9
EG04817568 | 1980s | 1980 - 1989 | 2 | 01 - Single Family Detached | 2 | SCE | 2319 | 1 | 10
EG04817940 | 1980s | 1980 - 1989 | 2 | 01 - Single Family Detached | 1 | SCE | 1400 | 2 | 14
EG04835351 | 1980s | 1980 - 1989 | 2 | 05 - Mobile Home | 1 | SCE | 1500 | 2 | 10
EG04836096 | 1995 - 1999 | 1995 - 1999 | 2 | 01 - Single Family Detached | 1 | SCE | 2800 | 2 | 9
EG04836396 | 1990 - 1994 | 1990 - 1994 | 1 | 01 - Single Family Detached | 1 | SCE | 2100 | 1 | 10
EG04836895 | 1990 - 1994 | 1990 - 1994 | 4 | 01 - Single Family Detached | 2 | SCE | 2032 | 2 | 10
EG04839331 | Before the 1970s | 1900 - 1969 | 4 | 01 - Single Family Detached | 1 | SCE | 1400 | 3 | 9
EG04843338 | Before the 1970s | 1900 - 1969 | 1 | 01 - Single Family Detached | 1 | SCE | 1600 | 1 | 8
EG04855258 | Before the 1970s | 1900 - 1969 | 5 | 01 - Single Family Detached | 1 | SCE | 1420 | 5 | 9
EG04860768 | Before the 1970s | 1900 - 1969 | 4 | 01 - Single Family Detached | 2 | PG&E | 2600 | 2 | 6
EG04864476 | 1980s | 1980 - 1989 | 1 | 06 - Townhouse/Rowhouse (2-4 Unit Multi-Story) | 2 | SCE | 1250 | 1 | 9
EG04869621 | 1995 - 1999 | 1995 - 1999 | 2 | 01 - Single Family Detached | 2 | SCE | 1500 | 2 | 6
EG04870693 | Before the 1970s | 1900 - 1969 | 2 | 01 - Single Family Detached | 1 | SCE | 3500 | 2 | 15
EG04876884 | Before the 1970s | 1900 - 1969 | 5 | 01 - Single Family Detached | 1 | SCE | 1400 | 3 | 9
EG04881569 | 1970s | 1970 - 1979 | 1 | 01 - Single Family Detached | 1 | SCE | 1400 | 1 | 10
EG04892988 | 1980s | 1980 - 1989 | 2 | 01 - Single Family Detached | 2 | SCE | 2480 | 2 | 10
EG04894237 | 1995 - 1999 | 1995 - 1999 | 2 | 01 - Single Family Detached | 2 | SCE | 1900 | 1 | 8
EG04894901 | Before the 1970s | 1900 - 1969 | 2 | 01 - Single Family Detached | 1 | SCE | 3000 | 2 | 9
EG04898604 | Before the 1970s | 1900 - 1969 | 8 | 01 - Single Family Detached | 1 | SCE | 2000 | 7 | 6
EG04907251 | 1990 - 1994 | 1990 - 1994 | 4 | 01 - Single Family Detached | 2 | SCE | 2000 | 3 | 9
EG04909235 | Before the 1970s | 1900 - 1969 | 2 | 01 - Single Family Detached | 2 | SCE | 2325 | 2 | 6
EG04912508 | 1990 - 1994 | 1990 - 1994 | 7 | 01 - Single Family Detached | 2 | SCE | 3200 | 3 | 8
EG04918967 | Before the 1970s | 1900 - 1969 | 3 | 01 - Single Family Detached | 1 | SCE | 900 | 4 | 10
EG04924443 | Before the 1970s | 1900 - 1969 | 4 | 01 - Single Family Detached | 1 | SCE | 1100 | 2 | 10
EG04957792 | 1995 - 1999 | 1995 - 1999 | 4 | 01 - Single Family Detached | 1 | SCE | 1450 | 3 | 13
EG04962005 | 1970s | 1970 - 1979 | 6 | 02 - Apt 2-4 Units | 2 | SCE | 1150 | 3 | 9
EG04976947 | Before the 1970s | 1900 - 1969 | 1 | 01 - Single Family Detached | 1 | SCE | 2400 | 1 | 15
EG04979825 | Before the 1970s | 1900 - 1969 | 3 | 01 - Single Family Detached | 1 | SCE | 2169 | 2 | 10
EG05000658 | 1970s | 1970 - 1979 | 4 | 01 - Single Family Detached | 1 | SCE | 1490 | 2 | 8
EG05013494 | 1995 - 1999 | 1995 - 1999 | 3 | 01 - Single Family Detached | 1 | SCE | 2300 | 3 | 13
EG05016837 | 1970s | 1970 - 1979 | 1 | 01 - Single Family Detached | 1 | SCE | 2100 | 1 | 9
EG05021977 | Before the 1970s | 1900 - 1969 | 2 | 01 - Single Family Detached | 1 | SCE | 950 | 1 | 6
EG05032447 | 1980s | 1980 - 1989 | 4 | 01 - Single Family Detached | 1 | SCE | 1050 | 2 | 10
EG05039998 | Before the 1970s | 1900 - 1969 | 4 | 01 - Single Family Detached | 1 | SCE | 1500 | 1 | 13
EG05048257 | 1995 - 1999 | 1995 - 1999 | 3 | 01 - Single Family Detached | 2 | SCE | 2800 | 2 | 10
EG05053477 | Before the 1970s | 1900 - 1969 | 6 | 01 - Single Family Detached | 1 | SCE | 1350 | 4 | 8
EG05061243 | 1995 - 1999 | 1995 - 1999 | 3 | 01 - Single Family Detached | 2 | SCE | 1980 | 2 | 9
EG05067095 | Before the 1970s | 1900 - 1969 | 3 | 01 - Single Family Detached | 1 | SCE | 1081 | 3 | 8
EG05079663 | Before the 1970s | 1900 - 1969 | 2 | 01 - Single Family Detached | 1 | SCE | 2200 | 2 | 10
EG05080037 | Before the 1970s | 1900 - 1969 | 5 | 01 - Single Family Detached | 1 | SCE | 1800 | 4 | 10
EG05099496 | 1970s | 1970 - 1979 | 4 | 01 - Single Family Detached | 1 | SCE | 3000 | 4 | 10
EG05100887 | Before the 1970s | 1900 - 1969 | 2 | 01 - Single Family Detached | 1 | SCE | 2600 | 2 | 5
EG05114750 | Before the 1970s | 1900 - 1969 | 1 | 01 - Single Family Detached | 1 | SCE | 916 | 1 | 10
EG05132716 | Before the 1970s | 1900 - 1969 | 4 | 01 - Single Family Detached | 1 | SCE | 1200 | 3 | 9
EG05134247 | Dont Know | Dont Know | 7 | 01 - Single Family Detached | 2 | SCE | 2054 | 4 | 9
EG05135331 | Before the 1970s | 1900 - 1969 | 1 | 02 - Apt 2-4 Units | 2 | SCE | 900 | 1 | 8
EG05140863 | 1980s | 1980 - 1989 | 3 | 01 - Single Family Detached | 1 | SCE | 1260 | 2 | 15
EG05141292 | Before the 1970s | 1900 - 1969 | 6 | 01 - Single Family Detached | 1 | SCE | -99 | 4 | 9
EG05171144 | 1995 - 1999 | 1995 - 1999 | 2 | 01 - Single Family Detached | 1 | SCE | 2300 | 2 | 15
EG05187140 | 1970s | 1970 - 1979 | 1 | 03 - Apt 5+ Units | 1 | SCE | 500 | 1 | 10
EG05192304 | 1970s | 1970 - 1979 | 6 | 01 - Single Family Detached | 3 | SCE | 3600 | 1 | 6
EG05193321 | 1995 - 1999 | 1995 - 1999 | 3 | 06 - Townhouse/Rowhouse (2-4 Unit Multi-Story) | 2 | SCE | 1480 | 2 | 8
EG05207329 | 1995 - 1999 | 1995 - 1999 | 2 | 01 - Single Family Detached | 1 | SCE | 1850 | 2 | 10
EG05212194 | Before the 1970s | 1900 - 1969 | 2 | 01 - Single Family Detached | 1 | SCE | 1560 | 2 | 9
EG05212698 | 1970s | 1970 - 1979 | 2 | 04 - Duplex (Single Story) | 1 | SCE | 1128 | 2 | 9
EG05233103 | Before the 1970s | 1900 - 1969 | 4 | 02 - Apt 2-4 Units | 2 | SCE | 1300 | Refused | 8
EG05238256 | Before the 1970s | 1900 - 1969 | 6 | 02 - Apt 2-4 Units | 1 | SCE | -99 | 1 | 8
EG05263849 | 1980s | 1980 - 1989 | 3 | 03 - Apt 5+ Units | 3 | SCE | 980 | 2 | 8
EG05268125 | 1980s | 1980 - 1989 | 2 | 06 - Townhouse/Rowhouse (2-4 Unit Multi-Story) | 2 | SCE | 1500 | 2 | 6
EG05293379 | 1980s | 1980 - 1989 | 6 | 01 - Single Family Detached | 1 | SCE | 2000 | 5 | 8
EG05296530 | 1980s | 1980 - 1989 | 2 | 01 - Single Family Detached | 1 | SCE | 1060 | 2 | 10
EG05305737 | Before the 1970s | 1900 - 1969 | 4 | 01 - Single Family Detached | 1 | SCE | 1500 | 4 | 9
EG05307280 | 1990 - 1994 | 1990 - 1994 | 5 | 01 - Single Family Detached | 2 | SCE | 2500 | 5 | 10
EG05325983 | 1995 - 1999 | 1995 - 1999 | 3 | 01 - Single Family Detached | 2 | SCE | 2040 | 3 | 9
EG05329465 | Before the 1970s | 1900 - 1969 | 3 | 01 - Single Family Detached | 1 | SCE | 1400 | 2 | 13
EG05349358 | 1980s | 1980 - 1989 | 8 | 01 - Single Family Detached | 2 | SCE | 1584 | 5 | 14
EG05354428 | 1970s | 1970 - 1979 | 1 | 04 - Duplex (Single Story) | 1 | SCE | 1000 | 1 | 8
EG05356473 | Before the 1970s | 1900 - 1969 | 2 | 01 - Single Family Detached | 1 | SCE | 1200 | 0 | 13
EG05363574 | 1980s | 1980 - 1989 | 1 | 01 - Single Family Detached | 2 | SCE | 1415 | 1 | 9
EG05365214 | 1990 - 1994 | 1990 - 1994 | 1 | 01 - Single Family Detached | 1 | SCE | 1950 | 1 | 10
EG05370288 | Before the 1970s | 1900 - 1969 | 2 | 01 - Single Family Detached | 1 | SCE | 1250 | 4 | 13
EG05376986 | 1980s | 1980 - 1989 | 4 | 03 - Apt 5+ Units | 1 | SCE | 700 | 4 | 10
EG05378841 | 1980s | 1980 - 1989 | 1 | 06 - Townhouse/Rowhouse (2-4 Unit Multi-Story) | 2 | SCE | 1300 | 1 | 9
EG05401687 | 1995 - 1999 | 1995 - 1999 | 4 | 01 - Single Family Detached | 2 | SDG&E | 1800 | 4 | 8
EG05419406 | Before the 1970s | 1900 - 1969 | 2 | 03 - Apt 5+ Units | 2 | SCE | 800 | 2 | 8
EG05425084 | Before the 1970s | 1900 - 1969 | 4 | 01 - Single Family Detached | 2 | SCE | 1300 | 3 | 8
EG05430547 | 1990 - 1994 | 1990 - 1994 | 5 | 01 - Single Family Detached | 1 | SCE | 2200 | 4 | 9
EG05449065 | Before the 1970s | 1900 - 1969 | 2 | 01 - Single Family Detached | 1 | SCE | 1600 | 2 | 13
EG05456574 | 1995 - 1999 | 1995 - 1999 | 5 | 01 - Single Family Detached | 2 | SCE | 3340 | 4 | 10
EG05465495 | 1995 - 1999 | 1995 - 1999 | 3 | 01 - Single Family Detached | 1 | SCE | 1800 | 3 | 10
EG05484839 | 1980s | 1980 - 1989 | 3 | 01 - Single Family Detached | 1 | SCE | 2200 | 1 | 6
EG05493492 | Before the 1970s | 1900 - 1969 | 4 | 03 - Apt 5+ Units | 1 | SCE | 1200 | 1 | 6
EG05494926 | 1980s | 1980 - 1989 | 2 | 05 - Mobile Home | 1 | SCE | 1750 | 2 | 15
EG05504771 | 2000s | 2000 - 2012 | 2 | 01 - Single Family Detached | 1 | SCE | 3000 | 2 | 15
EG05518660 | 1995 - 1999 | 1995 - 1999 | 4 | 01 - Single Family Detached | 2 | SCE | 2400 | 4 | 10
EG05528051 | Before the 1970s | 1900 - 1969 | 2 | 01 - Single Family Detached | 1 | SCE | 1504 | 2 | 8
EG05536059 | 1980s | 1980 - 1989 | 2 | 04 - Duplex (Single Story) | 1 | SCE | 1104 | 2 | 10
EG05546154 | Before the 1970s | 1900 - 1969 | 2 | 01 - Single Family Detached | 1 | SCE | 1500 | 2 | 6
EG05549673 | 1995 - 1999 | 1995 - 1999 | 3 | 01 - Single Family Detached | 1 | SCE | 1500 | 0 | 13
EG05562744 | 1990 - 1994 | 1990 - 1994 | 4 | 01 - Single Family Detached | 2 | SCE | 2200 | 2 | 9
EG05569660 | 1980s | 1980 - 1989 | 2 | 01 - Single Family Detached | 1 | SCE | 1700 | 2 | 6
EG05586325 | Before the 1970s | 1900 - 1969 | 9 | 01 - Single Family Detached | 1 | SCE | 1145 | 6 | 9
EG05591123 | 2000s | 2000 - 2012 | 3 | 01 - Single Family Detached | 2 | SCE | 2900 | 3 | 14
EG05596605 | 1980s | 1980 - 1989 | 3 | 01 - Single Family Detached | 2 | SCE | 2323 | 3 | 6
EG05600856 | 1980s | 1980 - 1989 | 2 | 02 - Apt 2-4 Units | 2 | SCE | 1400 | 2 | 8
EG05607891 | Before the 1970s | 1900 - 1969 | 3 | 01 - Single Family Detached | 1 | SCE | 950 | 1 | 6
EG05622522 | 1980s | 1980 - 1989 | 4 | 01 - Single Family Detached | 2 | SCE | 5500 | 6 | 9
EG05634966 | 1970s | 1970 - 1979 | 2 | 01 - Single Family Detached | 1 | SCE | 1450 | 2 | 10
EG05636299 | Before the 1970s | 1900 - 1969 | 4 | 01 - Single Family Detached | 1 | SCE | 1621 | 2 | 8
EG05651022 | 2000s | 2000 - 2012 | 4 | 01 - Single Family Detached | 2 | SCE | 3800 | 3 | 10
EG05651300 | Before the 1970s | 1900 - 1969 | 4 | 01 - Single Family Detached | 1 | SCE | 1500 | 2 | 8
EG05657602 | 2000s | 2000 - 2012 | 3 | 01 - Single Family Detached | 2 | SCE | 2200 | 3 | 6
EG05657744 | 1970s | 1970 - 1979 | 1 | 01 - Single Family Detached | 1 | SCE | 2026 | 1 | 8
EG05677218 | 1995 - 1999 | 1995 - 1999 | 5 | 01 - Single Family Detached | 1 | PG&E | 1580 | 2 | 14
EG05679814 | 2000s | 2000 - 2012 | 4 | 01 - Single Family Detached | 2 | SCE | 2300 | 3 | 10
EG05686708 | 1980s | 1980 - 1989 | 4 | 01 - Single Family Detached | 1 | SCE | 1600 | 1 | 14
EG05689209 | 2000s | 2000 - 2012 | 4 | 01 - Single Family Detached | 2 | SCE | 2400 | 2 | 6
EG05690251 | 1980s | 1980 - 1989 | 4 | 01 - Single Family Detached | 2 | SCE | 2800 | 1 | 9
EG05693601 | 1990 - 1994 | 1990 - 1994 | 2 | 01 - Single Family Detached | 2 | SCE | 2000 | 2 | 8
EG05694011 | Before the 1970s | 1900 - 1969 | 3 | 01 - Single Family Detached | 1 | SCE | 1266 | 3 | 8
EG05694672 | 2000s | 2000 - 2012 | 2 | 01 - Single Family Detached | 1 | SCE | 2100 | 2 | 10
EG05697378 | Before the 1970s | 1900 - 1969 | 2 | 01 - Single Family Detached | 1 | SCE | 1350 | 1 | 6
EG05704433 | 2000s | 2000 - 2012 | 2 | 06 - Townhouse/Rowhouse (2-4 Unit Multi-Story) | 1.5 | SCE | 1200 | 2 | 6
EG05708854 | 2000s | 2000 - 2012 | 4 | 01 - Single Family Detached | 2 | SCE | 3170 | 2 | 6
EG05711946 | 1995 - 1999 | 1995 - 1999 | 3 | 03 - Apt 5+ Units | 2 | SCE | 1605 | 2 | 6
EG05715521 | Before the 1970s | 1900 - 1969 | 3 | 01 - Single Family Detached | 1 | SCE | 1400 | 3 | 9
EG05731657 | Before the 1970s | 1900 - 1969 | 2 | 01 - Single Family Detached | 2 | SCE | 1800 | 2 | 6
EG05738758 | 2000s | 2000 - 2012 | 4 | 01 - Single Family Detached | 1 | SCE | 2300 | 2 | 10
EG05740866 | 2000s | 2000 - 2012 | 5 | 01 - Single Family Detached | 2 | SCE | 3200 | 2 | 9
EG05744901 | Before the 1970s | 1900 - 1969 | 1 | 01 - Single Family Detached | 1 | SCE | 1150 | 1 | 15
EG05754656 | 1995 - 1999 | 1995 - 1999 | 8 | 01 - Single Family Detached | 2 | SCE | 4700 | 2 | 6
EG05766771 | 2000s | 2000 - 2012 | 3 | 01 - Single Family Detached | 2 | SCE | 2400 | 3 | 9
EG05767657 | 1980s | 1980 - 1989 | 2 | 01 - Single Family Detached | 3 | SCE | 4200 | 2 | 16
EG05774472 | Before the 1970s | 1900 - 1969 | 3 | 01 - Single Family Detached | 1 | SCE | 1200 | 3 | 9
EG05790075 | 1990 - 1994 | 1990 - 1994 | 4 | 01 - Single Family Detached | 2 | SCE | 2670 | 2 | 10
EG05792819 | 2000s | 2000 - 2012 | 4 | 01 - Single Family Detached | 2 | SCE | 2600 | 2 | 9
EG05801144 | 2000s | 2000 - 2012 | 2 | 01 - Single Family Detached | 1 | SCE | 2220 | 2 | 10
EG05802788 | Before the 1970s | 1900 - 1969 | 4 | 01 - Single Family Detached | 1 | SCE | 1300 | 2 | 10
EG05803129 | Before the 1970s | 1900 - 1969 | 3 | 01 - Single Family Detached | 1 | SCE | 1600 | 2 | 9
EG05804519 | Before the 1970s | 1900 - 1969 | 7 | 01 - Single Family Detached | 2 | SCE | 1640 | 4 | 6
EG05812428 | 1970s | 1970 - 1979 | 3 | 01 - Single Family Detached | 2 | SCE | 2700 | 3 | 10
EG05812919 | Before the 1970s | 1900 - 1969 | 1 | 01 - Single Family Detached | 1 | SCE | 908 | 1 | 8
EG05822621 | Dont Know | Dont Know | 6 | 01 - Single Family Detached | 1 | SCE | 1500 | 3 | 13
EG05828351 | Before the 1970s | 1900 - 1969 | 4 | 01 - Single Family Detached | 1 | SCE | 1034 | 2 | 6
EG05839416 | 2000s | 2000 - 2012 | 3 | 06 - Townhouse/Rowhouse (2-4 Unit Multi-Story) | 2.5 | SCE | 1560 | 3 | 6
EG05861599 | 1970s | 1970 - 1979 | 2 | 01 - Single Family Detached | 2 | SCE | 2400 | 2 | 9
EG05871116 | Before the 1970s | 1900 - 1969 | 2 | 01 - Single Family Detached | 3 | SCE | 2800 | 1 | 8
EG05873051 | Before the 1970s | 1900 - 1969 | 5 | 01 - Single Family Detached | 1 | SCE | 1800 | 3 | 8
EG05877480 | 1990 - 1994 | 1990 - 1994 | 5 | 01 - Single Family Detached | 2 | SCE | 3100 | 5 | 8
EG05877944 | 2000s | 2000 - 2012 | 2 | 01 - Single Family Detached | 2 | SCE | 3250 | 2 | 8
EG05896392 | 1970s | 1970 - 1979 | 2 | 01 - Single Family Detached | 1 | SCE | 1944 | 2 | 10
EG05898624 | Before the 1970s | 1900 - 1969 | 4 | 01 - Single Family Detached | 1 | SCE | 1000 | 3 | 10
EG05907945 | 1980s | 1980 - 1989 | 2 | 02 - Apt 2-4 Units | 2 | SCE | 1450 | 1 | 9
EG05918697 | 1980s | 1980 - 1989 | 1 | 01 - Single Family Detached | 1 | SCE | 1130 | 1 | 10
EG05924904 | Before the 1970s | 1900 - 1969 | 5 | 01 - Single Family Detached | 2 | SCE | 1300 | 5 | 10
EG05928801 | Before the 1970s | 1900 - 1969 | 3 | 01 - Single Family Detached | 1 | SCE | 3000 | 3 | 15
EG05945180 | Before the 1970s | 1900 - 1969 | 3 | 01 - Single Family Detached | 1 | SCE | 1987 | 2 | 8
EG05973762 | 2000s | 2000 - 2012 | 1 | 01 - Single Family Detached | 2 | SCE | 2350 | 1 | 6
EG05978918 | 1980s | 1980 - 1989 | 1 | 03 - Apt 5+ Units | 2 | SCE | 1400 | 1 | 6
EG05980694 | Before the 1970s | 1900 - 1969 | 2 | 01 - Single Family Detached | 1 | SCE | 1300 | 1 | 9
EG05984477 | 2000s | 2000 - 2012 | 8 | 01 - Single Family Detached | 2 | SCE | 2400 | 4 | 9
EG05989561 | 1970s | 1970 - 1979 | 4 | 01 - Single Family Detached | 2 | SCE | 2700 | 3 | 8
EG05994489 | Before the 1970s | 1900 - 1969 | 5 | 01 - Single Family Detached | 1 | SCE | 1965 | 3 | 10
EG05995097 | Before the 1970s | 1900 - 1969 | 2 | 01 - Single Family Detached | 1 | SCE | 2380 | 2 | 10
EG06001916 | 2000s | 2000 - 2012 | 2 | 01 - Single Family Detached | 2 | SCE | 3200 | 2 | 9
EG06009970 | Before the 1970s | 1900 - 1969 | 2 | 01 - Single Family Detached | 1 | SCE | 2700 | 2 | 9
EG06014998 | 1970s | 1970 - 1979 | 4 | 01 - Single Family Detached | 1 | SCE | 1495 | 3 | 10
EG06021937 | Before the 1970s | 1900 - 1969 | 5 | 01 - Single Family Detached | 2 | SCE | 3524 | 5 | 6
EG06030375 | 1995 - 1999 | 1995 - 1999 | 4 | 01 - Single Family Detached | 2 | SCE | 1647 | 2 | 10
EG06032011 | Before the 1970s | 1900 - 1969 | 5 | 01 - Single Family Detached | 1 | SCE | 1500 | 2 | 9
EG06045553 | 2000s | 2000 - 2012 | 3 | 01 - Single Family Detached | 1 | SCE | 1750 | 2 | 10
EG06058746 | Before the 1970s | 1900 - 1969 | 4 | 01 - Single Family Detached | 2 | SCE | 2450 | 4 | 9
EG06078057 | 1995 - 1999 | 1995 - 1999 | 4 | 06 - Townhouse/Rowhouse (2-4 Unit Multi-Story) | 2 | SCE | 1407 | 1 | 9
EG06083172 | 2000s | 2000 - 2012 | 4 | 01 - Single Family Detached | 2 | SCE | 4315 | 3 | 10
EG06127981 | 1990 - 1994 | 1990 - 1994 | 4 | 01 - Single Family Detached | 2 | SCE | 3400 | 3 | 8
EG06142054 | 1980s | 1980 - 1989 | 2 | 03 - Apt 5+ Units | 1 | SCE | 700 | 1 | 13
EG06142277 | 1970s | 1970 - 1979 | 5 | 01 - Single Family Detached | 1 | SCE | 1800 | 2 | 6
EG06144524 | 1995 - 1999 | 1995 - 1999 | 2 | 01 - Single Family Detached | 1 | SCE | 2909 | 2 | 15
EG06144855 | Before the 1970s | 1900 - 1969 | 1 | 01 - Single Family Detached | 1 | SCE | 1870 | 1 | 8
EG06167089 | Before the 1970s | 1900 - 1969 | 7 | 01 - Single Family Detached | 1 | SCE | 1200 | 3 | 8
EG06167180 | Dont Know | Dont Know | 4 | 05 - Mobile Home | 1 | SCE | 800 | 4 | 10
EG06173491 | Before the 1970s | 1900 - 1969 | 4 | 01 - Single Family Detached | 1 | SCE | 1260 | 2 | 9
EG06196672 | 2000s | 2000 - 2012 | 4 | 03 - Apt 5+ Units | 2 | SCE | 1964 | 2 | 10
EG06198233 | 2000s | 2000 - 2012 | 5 | 01 - Single Family Detached | 2 | SCE | 3013 | 2 | 6
EG06208893 | Before the 1970s | 1900 - 1969 | 3 | 01 - Single Family Detached | 1 | SCE | 1900 | 10 | 9
EG06214640 | 1995 - 1999 | 1995 - 1999 | 4 | 01 - Single Family Detached | 2 | SCE | 3000 | 4 | 14
EG06239051 | Dont Know | Dont Know | 4 | 01 - Single Family Detached | 1 | SCE | 1600 | 2 | 15
EG06239687 | 2000s | 2000 - 2012 | 2 | 01 - Single Family Detached | 1 | SCE | 1873 | 2 | 14
EG06242992 | 1970s | 1970 - 1979 | 6 | 01 - Single Family Detached | 1 | SCE | 1002 | 3 | 10
EG06246003 | 2000s | 2000 - 2012 | 2 | 05 - Mobile Home | 1 | SCE | 1523 | 2 | 10
EG06246768 | 1970s | 1970 - 1979 | 2 | 02 - Apt 2-4 Units | 2 | SCE | 1000 | 1 | 6
EG06249563 | Before the 1970s | 1900 - 1969 | 6 | 01 - Single Family Detached | 1 | SCE | 990 | 2 | 10
EG06260864 | 1970s | 1970 - 1979 | 1 | 02 - Apt 2-4 Units | 1 | SCE | 1800 | 1 | 6
EG06273453 | 1980s | 1980 - 1989 | 2 | 02 - Apt 2-4 Units | 1 | SCE | 1620 | 1 | 15
EG06291111 | 1980s | 1980 - 1989 | 1 | 03 - Apt 5+ Units | 1 | SCE | 794 | 1 | 9
EG06299737 | Before the 1970s | 1900 - 1969 | 6 | 04 - Duplex (Single Story) | 1 | SCE | 650 | 2 | 8
EG06311659 | 2000s | 2000 - 2012 | 3 | 01 - Single Family Detached | 2 | SCE | 6000 | 2 | 10
EG06323692 | Before the 1970s | 1900 - 1969 | 4 | 01 - Single Family Detached | 1 | SCE | 2800 | 3 | 8
EG06328733 | 1980s | 1980 - 1989 | 4 | 01 - Single Family Detached | 1 | SCE | 2140 | 2 | 14
EG06330603 | 2000s | 2000 - 2012 | 1 | 01 - Single Family Detached | 1 | SCE | 2870 | 1 | 14
EG06342256 | 2000s | 2000 - 2012 | 1 | 01 - Single Family Detached | 1 | SCE | 3800 | 1 | 15
EG06345219 | 1980s | 1980 - 1989 | 3 | 01 - Single Family Detached | 1 | SCE | 1100 | 2 | 10
EG06351004 | Before the 1970s | 1900 - 1969 | 4 | 01 - Single Family Detached | 2 | SCE | 2100 | 2 | 9
EG06354490 | 2000s | 2000 - 2012 | 4 | 01 - Single Family Detached | 2 | SCE | 4000 | 3 | 10
EG06363494 | 1970s | 1970 - 1979 | 2 | 01 - Single Family Detached | 2 | SCE | 3300 | 2 | 6
EG06365497 | 1970s | 1970 - 1979 | 2 | 06 - Townhouse/Rowhouse (2-4 Unit Multi-Story) | 2 | SCE | 1344 | 2 | 14
EG06378529 | 1970s | 1970 - 1979 | 3 | 06 - Townhouse/Rowhouse (2-4 Unit Multi-Story) | 2 | SCE | 2000 | 2 | 6
EG06388505 | 1990 - 1994 | 1990 - 1994 | 2 | 01 - Single Family Detached | 1 | SCE | 2147 | 1 | 14
EG06389375 | 1990 - 1994 | 1990 - 1994 | 1 | 05 - Mobile Home | 1 | SCE | 1956 | 1 | 15
EG06421828 | Before the 1970s | 1900 - 1969 | 2 | 02 - Apt 2-4 Units | 1 | SCE | 600 | 1 | 10
EG06430253 | Before the 1970s | 1900 - 1969 | 4 | 01 - Single Family Detached | 1 | SCE | 1000 | 3 | 9
EG06431517 | 1990 - 1994 | 1990 - 1994 | 2 | 01 - Single Family Detached | 1 | SCE | 2100 | 2 | 15
EG06438286 | Before the 1970s | 1900 - 1969 | 2 | 01 - Single Family Detached | 1 | SCE | 1900 | 2 | 14
EG06442571 | Before the 1970s | 1900 - 1969 | 5 | 01 - Single Family Detached | 1 | SCE | 1300 | 2 | 9
EG06451581 | 2000s | 2000 - 2012 | 4 | 01 - Single Family Detached | 2 | SCE | 3400 | 3 | 10
EG06479440 | 1970s | 1970 - 1979 | 2 | 01 - Single Family Detached | 1 | SCE | 1100 | 2 | 9
EG06480728 | 1970s | 1970 - 1979 | 4 | 02 - Apt 2-4 Units | 2 | SCE | 1400 | 2 | 9
EG06489070 | Before the 1970s | 1900 - 1969 | 2 | 01 - Single Family Detached | 1 | SCE | 1450 | 2 | 15
EG06490214 | 2000s | 2000 - 2012 | 4 | 01 - Single Family Detached | 2 | SCE | 4300 | 2 | 6
EG06490590 | 1995 - 1999 | 1995 - 1999 | 1 | 01 - Single Family Detached | 2 | SCE | 2005 | 1 | 9
EG06493646 | Before the 1970s | 1900 - 1969 | 7 | 01 - Single Family Detached | 1 | SCE | 1400 | 3 | 6
EG06502370 | 2000s | 2000 - 2012 | 3 | 01 - Single Family Detached | 2 | SCE | 3342 | 3 | 8
EG06514302 | 2000s | 2000 - 2012 | 3 | 01 - Single Family Detached | 2 | SCE | 3900 | Refused | 10
EG06536583 | 1970s | 1970 - 1979 | 5 | 01 - Single Family Detached | 1 | SCE | 1720 | 8 | 8
EG06566563 | Before the 1970s | 1900 - 1969 | 1 | 01 - Single Family Detached | 1 | SCE | 1400 | 1 | 6
EG06574008 | Before the 1970s | 1900 - 1969 | 2 | 03 - Apt 5+ Units | 2 | SCE | 1500 | 2 | 8
EG06581502 | 1980s | 1980 - 1989 | 1 | 04 - Duplex (Single Story) | 1 | SCE | 970 | 1 | 9
EG06623107 | 1990 - 1994 | 1990 - 1994 | 4 | 01 - Single Family Detached | 2 | SCE | 1500 | 2 | 10
EG06624091 | 2000s | 2000 - 2012 | 5 | 01 - Single Family Detached | 2 | SCE | 4850 | 3 | 9
EG06630337 | 1970s | 1970 - 1979 | 0 | 02 - Apt 2-4 Units | 1 | SCE | 1300 | 2 | 15
EG06646519 | Before the 1970s | 1900 - 1969 | 2 | 01 - Single Family Detached | 1 | SCE | 1252 | 2 | 8
EG06655332 | Before the 1970s | 1900 - 1969 | 5 | 01 - Single Family Detached | 1 | SCE | 2500 | 2 | 9
EG06678215 | 1995 - 1999 | 1995 - 1999 | 5 | 01 - Single Family Detached | 1 | SCE | 2340 | 2 | 13
EG06684647 | 2000s | 2000 - 2012 | 4 | 02 - Apt 2-4 Units | 2 | SCE | 1500 | 2 | 8
EG06685972 | 2000s | 2000 - 2012 | 2 | 01 - Single Family Detached | 1 | SCE | 2400 | 2 | 15
EG06708382 | Before the 1970s | 1900 - 1969 | 6 | 01 - Single Family Detached | 1 | SCE | 1800 | 6 | 9
EG06720855 | Dont Know | Dont Know | 5 | 01 - Single Family Detached | 1 | SCE | 1513 | 3 | 9
EG06753778 | 1970s | 1970 - 1979 | 6 | 01 - Single Family Detached | 1 | SCE | 2125 | 4 | 14
EG06755249 | Before the 1970s | 1900 - 1969 | 4 | 02 - Apt 2-4 Units | 2 | SCE | -99 | 2 | 9
EG06765935 | 2000s | 2000 - 2012 | 4 | 01 - Single Family Detached | 2 | SCE | 2430 | 4 | 6
EG06768810 | 2000s | 2000 - 2012 | 4 | 01 - Single Family Detached | 2 | SCE | 2600 | 2 | 10
EG06769014 | Dont Know | Dont Know | 5 | 01 - Single Family Detached | 1 | SCE | 1300 | 3 | 8
EG06779686 | 1970s | 1970 - 1979 | 4 | 01 - Single Family Detached | 1 | SCE | 1800 | 2 | 10
EG06780510 | 2000s | 2000 - 2012 | 5 | 01 - Single Family Detached | 2 | SCE | 3500 | 2 | 10
EG06799068 | 1980s | 1980 - 1989 | 1 | 03 - Apt 5+ Units | 1 | SCE | 568 | 1 | 6
EG06815633 | Before the 1970s | 1900 - 1969 | 6 | 03 - Apt 5+ Units | 2 | SCE | 1000 | 4 | 8
EG06820433 | Before the 1970s | 1900 - 1969 | 1 | 01 - Single Family Detached | 1 | SCE | 1500 | 1 | 8
EG06848111 | Before the 1970s | 1900 - 1969 | 4 | 03 - Apt 5+ Units | 2 | SCE | -99 | 2 | 9
EG06854990 | 2000s | 2000 - 2012 | 3 | 01 - Single Family Detached | 1 | SCE | 2000 | 3 | 13
EG06871532 | 1995 - 1999 | 1995 - 1999 | 2 | 06 - Townhouse/Rowhouse (2-4 Unit Multi-Story) | 2 | SCE | 1676 | 2 | 9
EG06890503 | Before the 1970s | 1900 - 1969 | 3 | 03 - Apt 5+ Units | 1 | SCE | 650 | 2 | 9
EG06901601 | 2000s | 2000 - 2012 | 6 | 01 - Single Family Detached | 2 | SCE | 3000 | 2 | 10
EG06902843 | Before the 1970s | 1900 - 1969 | 7 | 01 - Single Family Detached | 2 | SCE | 2300 | 8 | 9
EG06911885 | 2000s | 2000 - 2012 | 3 | 01 - Single Family Detached | 2 | SCE | 2000 | 2 | 8
EG06913430 | 2000s | 2000 - 2012 | 2 | 01 - Single Family Detached | 2 | SCE | 4000 | 2 | 10
EG06927993 | 2000s | 2000 - 2012 | 2 | 01 - Single Family Detached | 1 | SCE | 2300 | 1 | 14
EG06940339 | 1970s | 1970 - 1979 | 5 | 01 - Single Family Detached | 2 | SCE | 1800 | 6 | 9
EG06955086 | Before the 1970s | 1900 - 1969 | 3 | 01 - Single Family Detached | 1 | SCE | 1000 | 4 | 9
EG06980092 | 2000s | 2000 - 2012 | 6 | 01 - Single Family Detached | 2 | SCE | 4000 | 4 | 10
EG06983423 | Before the 1970s | 1900 - 1969 | 4 | 01 - Single Family Detached | 1 | SCE | 1500 | 2 | 8
EG07017308 | Before the 1970s | 1900 - 1969 | 4 | 04 - Duplex (Single Story) | 1 | SCE | 385 | 2 | 9
EG07019939 | Dont Know | Dont Know | 3 | 01 - Single Family Detached | 1 | SCE | 2268 | 2 | 8
EG07026332 | 2000s | 2000 - 2012 | 2 | 01 - Single Family Detached | 1 | SCE | 2400 | 2 | 10
EG07028797 | 2000s | 2000 - 2012 | 2 | 01 - Single Family Detached | 1 | SCE | 1600 | 2 | 16
EG07038506 | Dont Know | Dont Know | 5 | 01 - Single Family Detached | 1 | SCE | 2200 | 3 | 10
EG07071450 | 2000s | 2000 - 2012 | 3 | 01 - Single Family Detached | 2 | SCE | 2600 | 3 | 10
EG07083980 | Before the 1970s | 1900 - 1969 | 4 | 01 - Single Family Detached | 1 | SCE | 1670 | 0 | 9
EG07085012 | 1970s | 1970 - 1979 | 1 | 01 - Single Family Detached | 1 | SCE | 1300 | 1 | 14
EG07090127 | Before the 1970s | 1900 - 1969 | 4 | 01 - Single Family Detached | 2 | SCE | 4800 | 4 | 9
EG07097810 | 1980s | 1980 - 1989 | 4 | 01 - Single Family Detached | 2 | SCE | 1800 | 2 | 10
EG07137989 | 2000s | 2000 - 2012 | 6 | 01 - Single Family Detached | 2 | SCE | 4233 | 2 | 10
EG07150174 | Before the 1970s | 1900 - 1969 | 5 | 01 - Single Family Detached | 1 | SCE | 1600 | 3 | 6
EG07151340 | Before the 1970s | 1900 - 1969 | 2 | 04 - Duplex (Single Story) | 1 | SCE | 800 | 2 | 9
EG07171419 | Before the 1970s | 1900 - 1969 | 2 | 01 - Single Family Detached | 1 | SCE | 1383 | 2 | 13
EG07178441 | 1980s | 1980 - 1989 | 4 | 01 - Single Family Detached | 2.5 | SCE | 2750 | 2 | 9
EG07192234 | Before the 1970s | 1900 - 1969 | 9 | 01 - Single Family Detached | 1 | SCE | 1284 | 7 | 9
EG07193838 | 2000s | 2000 - 2012 | 2 | 01 - Single Family Detached | 1 | SCE | 2380 | 2 | 15
EG07231301 | 1970s | 1970 - 1979 | 8 | 01 - Single Family Detached | 1 | SCE | 1200 | 5 | 6
EG07251732 | 1980s | 1980 - 1989 | 9 | 05 - Mobile Home | 1 | SCE | 1344 | 4 | 10
EG07267682 | 1980s | 1980 - 1989 | 4 | 05 - Mobile Home | 1 | SCE | 1944 | 3 | 6
EG07280811 | Before the 1970s | 1900 - 1969 | 9 | 01 - Single Family Detached | 1 | SCE | 1200 | 9 | 8
EG07281723 | Before the 1970s | 1900 - 1969 | 1 | 03 - Apt 5+ Units | 2 | SCE | 900 | 1 | 8
EG07314814 | 1980s | 1980 - 1989 | 8 | 03 - Apt 5+ Units | 1 | SCE | 850 | 1 | 14
EG07319749 | 1990 - 1994 | 1990 - 1994 | 2 | 05 - Mobile Home | 1 | SCE | 2100 | 2 | 15
EG07334868 | 2000s | 2000 - 2012 | 2 | 04 - Duplex (Single Story) | 1 | SCE | 1800 | 2 | 6
EG07335466 | 1970s | 1970 - 1979 | 1 | 01 - Single Family Detached | 1 | SCE | 800 | 1 | 9
EG07338167 | 1970s | 1970 - 1979 | 1 | 02 - Apt 2-4 Units | 1 | SCE | 1596 | 1 | 15
EG07380132 | 1990 - 1994 | 1990 - 1994 | 5 | 01 - Single Family Detached | 2 | SCE | 1800 | 2 | 8
EG07382597 | 2000s | 2000 - 2012 | 2 | 01 - Single Family Detached | 1 | SCE | 2000 | 2 | 15
EG07391325 | 1980s | 1980 - 1989 | 2 | 01 - Single Family Detached | 2 | SCE | 3000 | Refused | 8
EG07443172 | 2000s | 2000 - 2012 | 2 | 01 - Single Family Detached | 2 | SCE | 2515 | 2 | 14
EG07470015 | 1980s | 1980 - 1989 | 3 | 01 - Single Family Detached | 2 | SCE | 2300 | 2 | 10
EG07493559 | 2000s | 2000 - 2012 | 1 | 03 - Apt 5+ Units | 2 | SCE | 740 | 1 | 10
EG07528056 | Before the 1970s | 1900 - 1969 | 5 | 01 - Single Family Detached | 1 | SCE | 1477 | 4 | 8
EG07530576 | 1970s | 1970 - 1979 | 5 | 01 - Single Family Detached | 2 | SCE | 2200 | 2 | 10
EG07544851 | 1980s | 1980 - 1989 | 3 | 02 - Apt 2-4 Units | 2 | SCE | 1500 | 3 | 10
EG07562824 | 1980s | 1980 - 1989 | 4 | 04 - Duplex (Single Story) | 1 | SCE | 850 | 2 | 9
EG07579499 | 2000s | 2000 - 2012 | 2 | 01 - Single Family Detached | 2 | SCE | 2290 | 2 | 10
EG07621925 | Before the 1970s | 1900 - 1969 | 4 | 01 - Single Family Detached | 1 | SCE | 1000 | 0 | 8
EG07703919 | Before the 1970s | 1900 - 1969 | 5 | 01 - Single Family Detached | 1 | SCE | 900 | 3 | 9
EG07721664 | 2000s | 2000 - 2012 | 3 | 01 - Single Family Detached | 2 | SCE | 3100 | 3 | 10
EG07733897 | Before the 1970s | 1900 - 1969 | 4 | 01 - Single Family Detached | 2 | SCE | 1728 | 13 | 8
EG07736558 | 1995 - 1999 | 1995 - 1999 | 6 | 01 - Single Family Detached | 2 | SCE | 3500 | 2 | 10
EG07751189 | 2000s | 2000 - 2012 | 2 | 01 - Single Family Detached | 2 | SCE | 3500 | 2 | 13
EG07780192 | 2000s | 2000 - 2012 | 1 | 01 - Single Family Detached | 1 | SCE | 1500 | 1 | 10
EG07811166 | 1970s | 1970 - 1979 | 5 | 01 - Single Family Detached | 2 | SCE | 2500 | 4 | 8
EG07843007 | 1995 - 1999 | 1995 - 1999 | 2 | 01 - Single Family Detached | 1 | SCE | 2300 | 2 | 15
EG07900744 | 1980s | 1980 - 1989 | 5 | 02 - Apt 2-4 Units | 2 | SCE | 1300 | 3 | 8
EG07903426 | Before the 1970s | 1900 - 1969 | 2 | 01 - Single Family Detached | 1 | SCE | 900 | 1 | 8
EG07912852 | Before the 1970s | 1900 - 1969 | 5 | 01 - Single Family Detached | 2 | SCE | 2774 | 3 | 6
EG07968664 | 2000s | 2000 - 2012 | 4 | 01 - Single Family Detached | 2 | SCE | 3500 | 2 | 6
EG08008650 | 1970s | 1970 - 1979 | 1 | 01 - Single Family Detached | 1 | SCE | 700 | 1 | 14
EG08052112 | 2000s | 2000 - 2012 | 3 | 01 - Single Family Detached | 2 | SCE | 1951 | 3 | 10
EG08060039 | 1990 - 1994 | 1990 - 1994 | 2 | 06 - Townhouse/Rowhouse (2-4 Unit Multi-Story) | 2 | SCE | 1419 | 2 | 9
EG08095862 | 1970s | 1970 - 1979 | 1 | 01 - Single Family Detached | 2 | SCE | 2700 | 1 | 6
EG08115202 | Before the 1970s | 1900 - 1969 | 2 | 01 - Single Family Detached | 1 | SCE | 1594 | 1 | 10
EG08143702 | Before the 1970s | 1900 - 1969 | 4 | 01 - Single Family Detached | 1 | SCE | 1032 | 2 | 9
EG08155892 | 1980s | 1980 - 1989 | 2 | 06 - Townhouse/Rowhouse (2-4 Unit Multi-Story) | 2.5 | SCE | 1900 | 2 | 6
EG08172683 | 1980s | 1980 - 1989 | 2 | 02 - Apt 2-4 Units | 3 | SCE | 1500 | 2 | 9
EG08205884 | Before the 1970s | 1900 - 1969 | 3 | 03 - Apt 5+ Units | 1 | SCE | -99 | 3 | 6
EG08225237 | Before the 1970s | 1900 - 1969 | 2 | 01 - Single Family Detached | 1 | SCE | 2000 | 1 | 8
EG08276964 | 2000s | 2000 - 2012 | 2 | 01 - Single Family Detached | 2 | SCE | 2800 | 1 | 10
EG08317486 | 1995 - 1999 | 1995 - 1999 | 4 | 01 - Single Family Detached | 2 | SCE | 3800 | 3 | 9
EG08318830 | 1990 - 1994 | 1990 - 1994 | 3 | 01 - Single Family Detached | 1 | SCE | 1600 | 2 | 10
EG08329935 | Before the 1970s | 1900 - 1969 | 2 | 02 - Apt 2-4 Units | 2 | SCE | 900 | 2 | 8
EG08332471 | 2000s | 2000 - 2012 | 3 | 01 - Single Family Detached | 1 | SCE | 3950 | 3 | 9
EG08351283 | 2000s | 2000 - 2012 | 7 | 01 - Single Family Detached | 2 | SCE | 3200 | 2 | 10
EG08367368 | 1980s | 1980 - 1989 | 6 | 01 - Single Family Detached | 2 | SCE | 2300 | 4 | 10
EG08416448 | Before the 1970s | 1900 - 1969 | 6 | 01 - Single Family Detached | 1 | SCE | 1820 | 6 | 8
EG08419065 | 2000s | 2000 - 2012 | 4 | 01 - Single Family Detached | 2 | SCE | 1900 | 2 | 10
EG08432114 | Before the 1970s | 1900 - 1969 | 1 | 02 - Apt 2-4 Units | 1 | SCE | 900 | 1 | 14
EG08447448 | 2000s | 2000 - 2012 | 3 | 06 - Townhouse/Rowhouse (2-4 Unit Multi-Story) | 2 | SCE | 2400 | 3 | 8
EG08458333 | Before the 1970s | 1900 - 1969 | 5 | 01 - Single Family Detached | 2 | SCE | 7000 | 4 | 9
EG08520880 | Before the 1970s | 1900 - 1969 | 3 | 01 - Single Family Detached | 1 | SCE | 1500 | 4 | 8
EG08521691 | 1980s | 1980 - 1989 | 3 | 01 - Single Family Detached | 2 | SCE | 2979 | 3 | 13
EG08541514 | 1995 - 1999 | 1995 - 1999 | 2 | 01 - Single Family Detached | 2 | SCE | 2180 | 2 | 6
EG08689839 | 1970s | 1970 - 1979 | 8 | 01 - Single Family Detached | 1 | SCE | 1500 | 4 | 9
EG08718007 | Before the 1970s | 1900 - 1969 | 8 | 01 - Single Family Detached | 1 | SCE | 1250 | 2 | 10
EG08729484 | Dont Know | Dont Know | 5 | 02 - Apt 2-4 Units | 1 | SCE | 800 | 1 | 13
EG08738096 | 1980s | 1980 - 1989 | 3 | 03 - Apt 5+ Units | 1 | SCE | 700 | 0 | 10
EG08743387 | 1995 - 1999 | 1995 - 1999 | 3 | 01 - Single Family Detached | 1 | SCE | 1100 | 2 | 13
EG08755888 | Before the 1970s | 1900 - 1969 | 8 | 01 - Single Family Detached | 1 | SCE | -99 | 4 | 9
EG08770388 | 2000s | 2000 - 2012 | 7 | 01 - Single Family Detached | 1 | SCE | 1750 | 8 | 9
EG08808526 | 2000s | 2000 - 2012 | 3 | 01 - Single Family Detached | 2 | SCE | 2700 | 2 | 6
EG08808783 | 2000s | 2000 - 2012 | 6 | 01 - Single Family Detached | 2 | SCE | 2741 | 3 | 10
EG08899468 | 1980s | 1980 - 1989 | 3 | 01 - Single Family Detached | 1 | SCE | 1460 | 1 | 10
EG08906174 | Before the 1970s | 1900 - 1969 | 8 | 01 - Single Family Detached | 2 | SCE | 2865 | 8 | 6
EG08924802 | Before the 1970s | 1900 - 1969 | 3 | 03 - Apt 5+ Units | 2 | SCE | 925 | 2 | 10
EG08928742 | 2000s | 2000 - 2012 | 2 | 03 - Apt 5+ Units | 1 | SCE | 900 | 2 | 6
EG08934138 | 2000s | 2000 - 2012 | 3 | 01 - Single Family Detached | 2 | SCE | 3100 | 3 | 10
EG08997259 | 2000s | 2000 - 2012 | 2 | 01 - Single Family Detached | 2 | SCE | 2100 | 1 | 8
EG09030732 | 1970s | 1970 - 1979 | 2 | 01 - Single Family Detached | 1 | SCE | 1350 | 1 | 10
EG09035660 | 1980s | 1980 - 1989 | 2 | 01 - Single Family Detached | 2 | SCE | 2000 | 2 | 14
EG09048741 | 2000s | 2000 - 2012 | 2 | 01 - Single Family Detached | 2 | SCE | 2820 | 4 | 6
EG09083162 | Before the 1970s | 1900 - 1969 | 3 | 01 - Single Family Detached | 2 | SCE | 1279 | 2 | 6
EG09085635 | Dont Know | Dont Know | 2 | 01 - Single Family Detached | 2 | PG&E | 1600 | 2 | 10
EG09129029 | 1980s | 1980 - 1989 | 5 | 01 - Single Family Detached | 2 | SCE | 2290 | 2 | 10
EG09171115 | 1970s | 1970 - 1979 | 3 | 01 - Single Family Detached | 2 | SCE | 2400 | 1 | 8
EG09203953 | Before the 1970s | 1900 - 1969 | 8 | 01 - Single Family Detached | 1 | SCE | 2044 | 6 | 6
EG09212561 | 1990 - 1994 | 1990 - 1994 | 3 | 01 - Single Family Detached | 2 | SCE | 2626 | 2 | 10
EG09214209 | Before the 1970s | 1900 - 1969 | 4 | 03 - Apt 5+ Units | 2 | SCE | 800 | 2 | 13
EG09240313 | 1970s | 1970 - 1979 | 4 | 01 - Single Family Detached | 1 | SCE | 1600 | 3 | 10
EG09295919 | Dont Know | Dont Know | 2 | 03 - Apt 5+ Units | 1 | SCE | -99 | 1 | 13
EG09297066 | 1970s | 1970 - 1979 | 5 | 01 - Single Family Detached | 1 | SCE | 1500 | 4 | 9
EG09310728 | 2000s | 2000 - 2012 | 2 | 01 - Single Family Detached | 1 | SCE | 1200 | 2 | 13
EG09311634 | Before the 1970s | 1900 - 1969 | 1 | 02 - Apt 2-4 Units | 1 | SCE | 1200 | 1 | 9
EG09357582 | Before the 1970s | 1900 - 1969 | 5 | 01 - Single Family Detached | 1 | SCE | 2200 | 3 | 10
EG09357782 | 1980s | 1980 - 1989 | 4 | 01 - Single Family Detached | 1 | SCE | 1480 | 1 | 10
EG09359310 | Before the 1970s | 1900 - 1969 | 3 | 01 - Single Family Detached | 1 | SCE | 1350 | 4 | 8
EG09364414 | 2000s | 2000 - 2012 | 8 | 01 - Single Family Detached | 2 | SCE | 3500 | 5 | 6
EG09397180 | 1970s | 1970 - 1979 | 2 | 05 - Mobile Home | 1 | SCE | 1500 | 2 | 8
EG09405863 | 2000s | 2000 - 2012 | 4 | 03 - Apt 5+ Units | 2 | SCE | -99 | Refused | 13
EG09427622 | Dont Know | Dont Know | 4 | 03 - Apt 5+ Units | 2 | SCE | -99 | 1 | 9
EG09434591 | 2000s | 2000 - 2012 | 7 | 01 - Single Family Detached | 2 | SCE | 2788 | 5 | 10
EG09450841 | 2000s | 2000 - 2012 | 3 | 01 - Single Family Detached | 1 | SCE | 2700 | 2 | 10
EG09486437 | 1980s | 1980 - 1989 | 4 | 01 - Single Family Detached | 2 | SCE | 2300 | 2 | 10
EG09508131 | 1980s | 1980 - 1989 | 8 | 01 - Single Family Detached | 2 | SCE | 1237 | 3 | 13
EG09517456 | 1980s | 1980 - 1989 | 6 | 01 - Single Family Detached | 2 | SCE | 3000 | 6 | 10
EG09522510 | Before the 1970s | 1900 - 1969 | 1 | 04 - Duplex (Single Story) | 1 | SCE | -99 | 1 | 9
EG09569999 | Before the 1970s | 1900 - 1969 | 6 | 03 - Apt 5+ Units | 1 | SCE | -99 | 2 | 10
EG09574205 | 1980s | 1980 - 1989 | 1 | 03 - Apt 5+ Units | 2 | SCE | 650 | 1 | 8
EG09598050 | Before the 1970s | 1900 - 1969 | 2 | 01 - Single Family Detached | 1 | SCE | 1340 | 2 | 6
EG09603496 | Before the 1970s | 1900 - 1969 | 3 | 01 - Single Family Detached | 1 | SCE | 1100 | 3 | 9
EG09614269 | Dont Know | Dont Know | 2 | 01 - Single Family Detached | 1 | SCE | 2500 | 2 | 10
EG09625660 | Dont Know | Dont Know | 2 | 04 - Duplex (Single Story) | 1 | SCE | 1000 | 2 | 13
EG09647347 | 2000s | 2000 - 2012 | 5 | 01 - Single Family Detached | 2 | SCE | 2800 | 2 | 10
EG09652366 | Before the 1970s | 1900 - 1969 | 2 | 01 - Single Family Detached | 1 | SCE | 1220 | 2 | 9
EG09671909 | 1980s | 1980 - 1989 | 5 | 02 - Apt 2-4 Units | 2 | SCE | 1400 | 2 | 8
EG09673385 | 1980s | 1980 - 1989 | 2 | 03 - Apt 5+ Units | 2 | SCE | 1600 | 1 | 6
EG09680936 | 1990 - 1994 | 1990 - 1994 | 4 | 01 - Single Family Detached | 2 | SCE | 5400 | Refused | 8
EG09692886 | 1980s | 1980 - 1989 | 3 | 06 - Townhouse/Rowhouse (2-4 Unit Multi-Story) | 2 | SDG&E | 1000 | 1 | 6
EG09696750 | Before the 1970s | 1900 - 1969 | 4 | 01 - Single Family Detached | 1 | SCE | 1600 | 2 | 13
EG09746776 | 2000s | 2000 - 2012 | 2 | 01 - Single Family Detached | 1 | SCE | 3120 | 2 | 13
EG09777362 | Before the 1970s | 1900 - 1969 | 5 | 02 - Apt 2-4 Units | 2 | SCE | -99 | 4 | 9
EG09787427 | 1980s | 1980 - 1989 | 2 | 03 - Apt 5+ Units | 3 | SCE | 530 | 1 | 8
EG09797731 | Before the 1970s | 1900 - 1969 | 1 | 01 - Single Family Detached | 1 | SCE | 1100 | 1 | 9
EG09805260 | 2000s | 2000 - 2012 | 2 | 01 - Single Family Detached | 2 | SCE | 3198 | 2 | 10
EG09823063 | Before the 1970s | 1900 - 1969 | 2 | 01 - Single Family Detached | 1 | SCE | 900 | 1 | 9
EG09868594 | 1995 - 1999 | 1995 - 1999 | 6 | 01 - Single Family Detached | 2 | SCE | 3200 | 5 | 9
EG09941314 | Dont Know | Dont Know | 6 | 03 - Apt 5+ Units | 1 | SCE | 900 | 3 | 8
EG09951595 | 1980s | 1980 - 1989 | 3 | 01 - Single Family Detached | 1 | SCE | 2114 | 2 | 10
EG09973326 | 1970s | 1970 - 1979 | 4 | 03 - Apt 5+ Units | 2 | SCE | 1458 | 6 | 9
EG10004062 | Before the 1970s | 1900 - 1969 | 2 | 04 - Duplex (Single Story) | 1 | SCE | 850 | 1 | 6
EG10034292 | Before the 1970s | 1900 - 1969 | 3 | 01 - Single Family Detached | 1 | SCE | 1200 | 2 | 8
EG10035889 | 2000s | 2000 - 2012 | 6 | 01 - Single Family Detached | 2 | SCE | 2700 | 5 | 8
EG10040657 | 1970s | 1970 - 1979 | 9 | 01 - Single Family Detached | 1 | SCE | 1500 | 6 | 9
EG10041060 | Before the 1970s | 1900 - 1969 | 1 | 01 - Single Family Detached | 1 | SCE | 1352 | 1 | 6
EG10042197 | 1970s | 1970 - 1979 | 1 | 03 - Apt 5+ Units | 1 | SCE | 600 | 1 | 6
EG10046673 | Before the 1970s | 1900 - 1969 | 7 | 01 - Single Family Detached | 1 | SCE | 1550 | 5 | 9
EG10089387 | 1995 - 1999 | 1995 - 1999 | 4 | 01 - Single Family Detached | 1 | SCE | 2600 | 2 | 15
EG10164239 | Before the 1970s | 1900 - 1969 | 2 | 01 - Single Family Detached | 2 | SCE | 2850 | Refused | 9
EG10165902 | 1970s | 1970 - 1979 | 5 | 03 - Apt 5+ Units | 2 | SCE | 915 | 5 | 8
EG10181767 | Before the 1970s | 1900 - 1969 | 2 | 01 - Single Family Detached | 1 | SCE | 1000 | 2 | 9
EG10231733 | 1970s | 1970 - 1979 | 4 | 01 - Single Family Detached | 1 | SCE | 3100 | 2 | 10
EG10257944 | 2000s | 2000 - 2012 | 5 | 01 - Single Family Detached | 2 | SCE | 2900 | 4 | 10
EG10273396 | 1970s | 1970 - 1979 | 2 | 06 - Townhouse/Rowhouse (2-4 Unit Multi-Story) | 3 | SCE | 1480 | 2 | 8
EG10308383 | 1980s | 1980 - 1989 | 4 | 01 - Single Family Detached | 2 | SCE | 2300 | 2 | 9
EG10308847 | Before the 1970s | 1900 - 1969 | 4 | 01 - Single Family Detached | 2 | SCE | 1400 | 4 | 10
EG10363155 | Before the 1970s | 1900 - 1969 | 4 | 01 - Single Family Detached | 1 | SCE | 1600 | 2 | 9
EG10364401 | 1980s | 1980 - 1989 | 4 | 01 - Single Family Detached | 1 | SCE | 900 | 2 | 10
EG10377792 | 1980s | 1980 - 1989 | 5 | 01 - Single Family Detached | 2 | SCE | 1636 | 2 | 10
EG10388220 | 1970s | 1970 - 1979 | 3 | 01 - Single Family Detached | 2 | SCE | 2311 | 3 | 6
EG10406270 | 1970s | 1970 - 1979 | 5 | 01 - Single Family Detached | 2 | SCE | 2600 | 3 | 8
EG10427758 | 1980s | 1980 - 1989 | 4 | 06 - Townhouse/Rowhouse (2-4 Unit Multi-Story) | 3 | SCE | 2200 | 2 | 6
EG10441487 | Dont Know | Dont Know | 4 | 01 - Single Family Detached | 2 | SCE | 1900 | 4 | 10
EG10471972 | Before the 1970s | 1900 - 1969 | 4 | 01 - Single Family Detached | 1 | SCE | 1250 | 2 | 8
EG10498016 | 1970s | 1970 - 1979 | 3 | 03 - Apt 5+ Units | 1 | SCE | 900 | 1 | 6
EG10502138 | Before the 1970s | 1900 - 1969 | 6 | 01 - Single Family Detached | 3 | SCE | 3646 | 3 | 10
EG10502585 | 1970s | 1970 - 1979 | 3 | 01 - Single Family Detached | 1 | SCE | 2700 | 2 | 9
EG10505701 | Before the 1970s | 1900 - 1969 | 4 | 01 - Single Family Detached | 1 | SCE | 2000 | 2 | 9
EG10514717 | 1995 - 1999 | 1995 - 1999 | 4 | 01 - Single Family Detached | 2 | SCE | 2200 | 3 | 10
EG10535343 | 1980s | 1980 - 1989 | 1 | 03 - Apt 5+ Units | 1 | SCE | 750 | Refused | 14
EG10541081 | Before the 1970s | 1900 - 1969 | 5 | 01 - Single Family Detached | 1 | SCE | 1072 | 5 | 8
EG10543857 | Dont Know | Dont Know | 9 | 01 - Single Family Detached | 1 | SCE | 1700 | 6 | 6
EG10564410 | Before the 1970s | 1900 - 1969 | 7 | 01 - Single Family Detached | 1 | SCE | 1600 | 5 | 9
EG10568268 | Before the 1970s | 1900 - 1969 | 5 | 01 - Single Family Detached | 1 | SCE | 1500 | 2 | 6
EG10632547 | Before the 1970s | 1900 - 1969 | 2 | 01 - Single Family Detached | 2 | SCE | 2400 | 2 | 9
EG10633949 | Before the 1970s | 1900 - 1969 | 3 | 01 - Single Family Detached | 1 | SCE | 480 | 2 | 10
EG10644558 | 2000s | 2000 - 2012 | 5 | 01 - Single Family Detached | 2 | SCE | 3100 | 4 | 10
EG10654090 | 2000s | 2000 - 2012 | 4 | 01 - Single Family Detached | 1 | SCE | 2031 | 2 | 10
EG10667616 | 1990 - 1994 | 1990 - 1994 | 1 | 01 - Single Family Detached | 2 | SCE | 2300 | 1 | 10
EG10673149 | 2000s | 2000 - 2012 | 1 | 01 - Single Family Detached | 1 | SCE | 3300 | 2 | 13
EG10675004 | 2000s | 2000 - 2012 | 1 | 01 - Single Family Detached | 2 | SCE | 2000 | 1 | 10
EG10675368 | 1970s | 1970 - 1979 | 4 | 04 - Duplex (Single Story) | 1 | SCE | 1001 | 3 | 9
EG10713766 | 2000s | 2000 - 2012 | 1 | 01 - Single Family Detached | 1 | SCE | 1680 | 1 | 13
EG10730414 | Before the 1970s | 1900 - 1969 | 4 | 01 - Single Family Detached | 1 | SCE | 900 | 2 | 9
EG10747048 | Before the 1970s | 1900 - 1969 | 3 | 01 - Single Family Detached | 1 | SCE | 1500 | 1 | 9
EG10777650 | 1970s | 1970 - 1979 | 5 | 01 - Single Family Detached | 1 | SCE | 2980 | 4 | 10
EG10808763 | Before the 1970s | 1900 - 1969 | 2 | 03 - Apt 5+ Units | 2 | SCE | 800 | 2 | 13
EG10847506 | Before the 1970s | 1900 - 1969 | 7 | 03 - Apt 5+ Units | 3 | SCE | 900 | 4 | 8
EG10866452 | 1970s | 1970 - 1979 | 2 | 03 - Apt 5+ Units | 1 | SCE | 1348 | 2 | 15
EG10867384 | Before the 1970s | 1900 - 1969 | 6 | 01 - Single Family Detached | 1 | SCE | 2732 | 2 | 9
EG10882706 | 1970s | 1970 - 1979 | 4 | 01 - Single Family Detached | 1 | SCE | 1700 | 2 | 8
EG10888024 | Before the 1970s | 1900 - 1969 | 3 | 01 - Single Family Detached | 1 | SCE | 1200 | 3 | 8
EG10901354 | 2000s | 2000 - 2012 | 7 | 01 - Single Family Detached | 2 | SCE | 2780 | 4 | 8
EG10915237 | 2000s | 2000 - 2012 | 3 | 01 - Single Family Detached | 2 | SCE | 2890 | 4 | 14
EG10919616 | 1980s | 1980 - 1989 | 1 | 06 - Townhouse/Rowhouse (2-4 Unit Multi-Story) | 2 | SCE | 1200 | 1 | 8
EG10975473 | 1980s | 1980 - 1989 | 4 | 03 - Apt 5+ Units | 1 | SCE | 1000 | 2 | 14
EG10977882 | Before the 1970s | 1900 - 1969 | 4 | 01 - Single Family Detached | 1 | SCE | 1250 | 2 | 9
EG11000006 | Before the 1970s | 1900 - 1969 | 2 | 01 - Single Family Detached | 1 | SCE | 1340 | 1 | 10
EG11058304 | 1980s | 1980 - 1989 | 4 | 01 - Single Family Detached | 2 | SCE | 1200 | 2 | 8
EG11071455 | 2000s | 2000 - 2012 | 5 | 01 - Single Family Detached | 2 | SCE | 3800 | 2 | 9
EG11105298 | 2000s | 2000 - 2012 | 4 | 01 - Single Family Detached | 3 | SCE | 3200 | 2 | 10
EG11107315 | 1970s | 1970 - 1979 | 3 | 02 - Apt 2-4 Units | 2 | SCE | 1400 | 3 | 9
EG11132848 | 1995 - 1999 | 1995 - 1999 | 3 | 01 - Single Family Detached | 2 | SCE | 2500 | 2 | 10
EG11141570 | 2000s | 2000 - 2012 | 5 | 03 - Apt 5+ Units | 3 | SCE | 1600 | 3 | 8
EG11148489 | 1995 - 1999 | 1995 - 1999 | 4 | 01 - Single Family Detached | 2 | SCE | 2400 | 2 | 10
EG11156498 | 1970s | 1970 - 1979 | 6 | 01 - Single Family Detached | 1 | SCE | 1700 | 4 | 6
EG11157329 | 1980s | 1980 - 1989 | 1 | 03 - Apt 5+ Units | 1 | SCE | 750 | 1 | 9
EG11177833 | 1970s | 1970 - 1979 | 2 | 02 - Apt 2-4 Units | 2 | SCE | -99 | 1 | 10
EG11215970 | 1970s | 1970 - 1979 | 3 | 02 - Apt 2-4 Units | 3 | SCE | 900 | 2 | 6
EG11219181 | Before the 1970s | 1900 - 1969 | 5 | 03 - Apt 5+ Units | 2 | SCE | 1000 | 2 | 9
EG11221958 | 2000s | 2000 - 2012 | 5 | 01 - Single Family Detached | 2 | SCE | 4800 | 3 | 10
EG11223222 | Dont Know | Dont Know | 2 | 03 - Apt 5+ Units | 2 | SCE | 800 | 2 | 10
EG11237902 | 1970s | 1970 - 1979 | 2 | 01 - Single Family Detached | 2 | SCE | 4000 | 1 | 9
EG11241325 | 1990 - 1994 | 1990 - 1994 | 5 | 01 - Single Family Detached | 1 | SCE | 1900 | 2 | 10
EG11273476 | 1970s | 1970 - 1979 | 2 | 03 - Apt 5+ Units | 2 | SCE | 700 | 1 | 8
EG11295041 | 1990 - 1994 | 1990 - 1994 | 5 | 01 - Single Family Detached | 2 | SCE | 2600 | 3 | 8
EG11336255 | Before the 1970s | 1900 - 1969 | 5 | 01 - Single Family Detached | 1 | SCE | 1250 | 2 | 9
EG11341265 | 2000s | 2000 - 2012 | 7 | 01 - Single Family Detached | 1 | SCE | 1898 | 4 | 10
EG11346319 | Before the 1970s | 1900 - 1969 | 4 | 01 - Single Family Detached | 2 | SCE | 2800 | Refused | 10
EG11351123 | Before the 1970s | 1900 - 1969 | 1 | 03 - Apt 5+ Units | 1 | SCE | 700 | 1 | 5
EG11353118 | Before the 1970s | 1900 - 1969 | 5 | 01 - Single Family Detached | 1 | SCE | 1600 | 3 | 15
EG11353581 | 2000s | 2000 - 2012 | 2 | 06 - Townhouse/Rowhouse (2-4 Unit Multi-Story) | 2 | SCE | 1780 | 2 | 6
EG11363950 | 2000s | 2000 - 2012 | 6 | 01 - Single Family Detached | 2 | SCE | 3300 | 1 | 10
EG11376381 | 1980s | 1980 - 1989 | 3 | 03 - Apt 5+ Units | 1 | SCE | 1078 | Refused | 6
EG11418897 | Before the 1970s | 1900 - 1969 | 2 | 01 - Single Family Detached | 1 | SCE | 1400 | 2 | 6
EG11432377 | Before the 1970s | 1900 - 1969 | 6 | 01 - Single Family Detached | 1 | SCE | 1300 | 6 | 8
EG11449346 | Before the 1970s | 1900 - 1969 | 4 | 01 - Single Family Detached | 1 | SCE | 1750 | 3 | 6
EG11477629 | Before the 1970s | 1900 - 1969 | 6 | 03 - Apt 5+ Units | 1 | SCE | 800 | 4 | 8
EG11510738 | 2000s | 2000 - 2012 | 5 | 01 - Single Family Detached | 2 | SCE | 2400 | 4 | 9
EG11529411 | 1980s | 1980 - 1989 | 2 | 03 - Apt 5+ Units | 3 | SCE | 980 | 2 | 8
EG11579659 | 2000s | 2000 - 2012 | 2 | 03 - Apt 5+ Units | 1 | SCE | 1000 | 2 | 8
EG11586386 | Before the 1970s | 1900 - 1969 | 3 | 01 - Single Family Detached | 1 | SCE | 1700 | 2 | 13
EG11593647 | Before the 1970s | 1900 - 1969 | 2 | 03 - Apt 5+ Units | 1 | SDG&E | 750 | 2 | 8
EG11601845 | Before the 1970s | 1900 - 1969 | 3 | 02 - Apt 2-4 Units | 2 | SCE | 900 | 3 | 8
EG11603740 | Before the 1970s | 1900 - 1969 | 1 | 04 - Duplex (Single Story) | 1 | SCE | 700 | Refused | 6
EG11604876 | 1970s | 1970 - 1979 | 1 | 03 - Apt 5+ Units | 1 | SCE | 750 | 1 | 9
EG11608452 | Before the 1970s | 1900 - 1969 | 2 | 03 - Apt 5+ Units | 1 | SCE | 700 | 1 | 8
EG11613890 | 1980s | 1980 - 1989 | 6 | 01 - Single Family Detached | 1 | SCE | 1400 | 2 | 10
EG11624931 | Before the 1970s | 1900 - 1969 | 5 | 01 - Single Family Detached | 1 | SCE | 1500 | 2 | 9
EG11657220 | 2000s | 2000 - 2012 | 3 | 06 - Townhouse/Rowhouse (2-4 Unit Multi-Story) | 2 | SCE | 1600 | 1 | 8
EG11674973 | 1990 - 1994 | 1990 - 1994 | 2 | 02 - Apt 2-4 Units | 2 | SCE | 1980 | 2 | 10
EG11689699 | 1980s | 1980 - 1989 | 1 | 02 - Apt 2-4 Units | 2 | SCE | 1307 | 1 | 15
EP05406874 | 1980s | 1980 - 1989 | 2 | 01 - Single Family Detached | 1 | SCE | 1600 | 2 | 16
EP05657930 | 1970s | 1970 - 1979 | 3 | 01 - Single Family Detached | 1 | SCE | 2100 | 3 | 16
EP05724433 | 1980s | 1980 - 1989 | 2 | 01 - Single Family Detached | 1 | SCE | 3025 | 2 | 16
EP05872110 | 2000s | 2000 - 2012 | 3 | 01 - Single Family Detached | 1 | SCE | 1140 | 1 | 16
EP06781050 | 1980s | 1980 - 1989 | 2 | 01 - Single Family Detached | 1 | SCE | 1486 | 2 | 16
EX03824958 | Before the 1970s | 1900 - 1969 | 2 | 01 - Single Family Detached | 2 | SCE | 2850 | 2 | 6
EX03831491 | Before the 1970s | 1900 - 1969 | 2 | 01 - Single Family Detached | 2 | SCE | 2500 | 2 | 6
EX03848312 | 1970s | 1970 - 1979 | 2 | 03 - Apt 5+ Units | 1 | SCE | 1100 | 2 | 9
EX03854869 | Before the 1970s | 1900 - 1969 | 2 | 01 - Single Family Detached | 2 | SCE | 2400 | 1 | 8
EX03856650 | Before the 1970s | 1900 - 1969 | 2 | 06 - Townhouse/Rowhouse (2-4 Unit Multi-Story) | 2 | SCE | 1900 | 2 | 8
EX03857343 | Dont Know | Dont Know | 1 | 03 - Apt 5+ Units | 2 | SCE | -99 | 1 | 9
EX03865020 | 1970s | 1970 - 1979 | 4 | 01 - Single Family Detached | 1 | SCE | 1512 | 4 | 6
EX03908110 | 1970s | 1970 - 1979 | 1 | 05 - Mobile Home | 1 | SCE | 1200 | 1 | 13
EX03970162 | 1980s | 1980 - 1989 | 2 | 03 - Apt 5+ Units | 2 | SCE | 1600 | 2 | 9
EX04054126 | Before the 1970s | 1900 - 1969 | 4 | 01 - Single Family Detached | 2 | SCE | 3400 | 3 | 6
EX04078562 | 1980s | 1980 - 1989 | 2 | 01 - Single Family Detached | -98 | SCE | 3600 | 2 | 9
EX04386429 | 1970s | 1970 - 1979 | 3 | 01 - Single Family Detached | 1 | SCE | 2300 | 1 | 14
EX04390293 | Before the 1970s | 1900 - 1969 | 4 | 01 - Single Family Detached | 1 | SCE | -99 | 3 | 16
EX04444459 | 1970s | 1970 - 1979 | 2 | 05 - Mobile Home | 1 | SCE | 1440 | 2 | 9
EX04569379 | 1970s | 1970 - 1979 | 1 | 05 - Mobile Home | 1 | SCE | 1440 | 1 | 15
EX04664468 | Before the 1970s | 1900 - 1969 | 1 | 01 - Single Family Detached | 2 | SCE | 1500 | 1 | 16
EX04708862 | Before the 1970s | 1900 - 1969 | 2 | 01 - Single Family Detached | 3 | SCE | 2500 | 2 | 10
EX04782419 | 1980s | 1980 - 1989 | 4 | 01 - Single Family Detached | 1 | SCE | 1500 | 3 | 14
EX04795590 | 1980s | 1980 - 1989 | 1 | 01 - Single Family Detached | 1.5 | SCE | 2400 | 3 | 9
EX04918634 | 1990 - 1994 | 1990 - 1994 | 3 | 01 - Single Family Detached | 2 | SCE | 2400 | 2 | 14
EX04930728 | Before the 1970s | 1900 - 1969 | 4 | 01 - Single Family Detached | 1 | SCE | 5500 | 4 | 6
EX04934671 | 1980s | 1980 - 1989 | 3 | 01 - Single Family Detached | 1 | SCE | 2450 | 2 | 10
EX04957564 | Before the 1970s | 1900 - 1969 | 3 | 01 - Single Family Detached | 1 | SCE | 1450 | 2 | 8
EX05027529 | Before the 1970s | 1900 - 1969 | 2 | 03 - Apt 5+ Units | 2 | SCE | 700 | 2 | 9
EX05051328 | Before the 1970s | 1900 - 1969 | 1 | 01 - Single Family Detached | 1 | SCE | 1350 | 1 | 8
EX05061529 | Before the 1970s | 1900 - 1969 | 2 | 01 - Single Family Detached | 1 | SCE | 1200 | 3 | 8
EX05067126 | Before the 1970s | 1900 - 1969 | 4 | 01 - Single Family Detached | 1 | SCE | 900 | 1 | 8
EX05144435 | 1970s | 1970 - 1979 | 2 | 03 - Apt 5+ Units | 1 | SCE | 750 | 2 | 6
EX05173013 | 1980s | 1980 - 1989 | 2 | 02 - Apt 2-4 Units | 1 | SCE | 1200 | Refused | 14
EX05185169 | Before the 1970s | 1900 - 1969 | 3 | 04 - Duplex (Single Story) | 1 | SCE | 1900 | 2 | 8
EX05209823 | Before the 1970s | 1900 - 1969 | 2 | 01 - Single Family Detached | 1 | SCE | 1400 | 2 | 15
EX05281529 | 1990 - 1994 | 1990 - 1994 | 1 | 03 - Apt 5+ Units | 3 | SCE | 800 | 1 | 8
EX05355299 | Before the 1970s | 1900 - 1969 | 3 | 01 - Single Family Detached | 1 | SCE | 2300 | 3 | 6
EX05370583 | 1980s | 1980 - 1989 | 0 | 01 - Single Family Detached | 3 | SCE | 1400 | 2 | 16
EX05384764 | 1995 - 1999 | 1995 - 1999 | 3 | 01 - Single Family Detached | 2 | SCE | 3600 | 2 | 6
EX05484418 | 1970s | 1970 - 1979 | 3 | 01 - Single Family Detached | 3 | SCE | 1109 | 3 | 16
EX05591291 | Before the 1970s | 1900 - 1969 | 1 | 03 - Apt 5+ Units | 1 | SCE | 750 | 1 | 8
EX05613856 | 1990 - 1994 | 1990 - 1994 | 2 | 01 - Single Family Detached | 1 | SCE | 1248 | 2 | 8
EX05650797 | 1990 - 1994 | 1990 - 1994 | 2 | 05 - Mobile Home | 1 | SCE | 960 | 2 | 10
EX05693854 | Before the 1970s | 1900 - 1969 | 1 | 04 - Duplex (Single Story) | 1 | SCE | 1500 | 1 | 6
EX05760326 | 1980s | 1980 - 1989 | 2 | 05 - Mobile Home | 1 | SCE | 1200 | 1 | 14
EX05815964 | 1970s | 1970 - 1979 | 1 | 01 - Single Family Detached | 1 | SCE | 1400 | 1 | 14
EX05858508 | 1980s | 1980 - 1989 | 2 | 01 - Single Family Detached | 1 | SCE | 1650 | 2 | 16
EX05904816 | 1970s | 1970 - 1979 | 4 | 03 - Apt 5+ Units | -98 | SCE | 1300 | 2 | 6
EX05928418 | Before the 1970s | 1900 - 1969 | 3 | 02 - Apt 2-4 Units | 2 | SCE | 600 | 3 | 8
EX05958025 | 1970s | 1970 - 1979 | 1 | 03 - Apt 5+ Units | 2 | SCE | 1500 | 1 | 16
EX05987210 | 2000s | 2000 - 2012 | 2 | 06 - Townhouse/Rowhouse (2-4 Unit Multi-Story) | 2 | SCE | 2200 | 2 | 16
EX05987938 | 1970s | 1970 - 1979 | 2 | 01 - Single Family Detached | 3 | SCE | 2500 | 4 | 16
EX06047771 | 1980s | 1980 - 1989 | 3 | 01 - Single Family Detached | 1 | SCE | 2400 | 5 | 14
EX06050241 | 1980s | 1980 - 1989 | 7 | 01 - Single Family Detached | 2 | SCE | 2600 | 4 | 16
EX06060241 | Dont Know | Dont Know | 6 | 01 - Single Family Detached | 1 | SCE | 825 | 4 | 14
EX06074517 | 1980s | 1980 - 1989 | 7 | 01 - Single Family Detached | 1 | SCE | 1300 | 6 | 14
EX06093851 | Dont Know | Dont Know | 2 | 02 - Apt 2-4 Units | 2 | SCE | -99 | 2 | 9
EX06185824 | Before the 1970s | 1900 - 1969 | 3 | 01 - Single Family Detached | 3 | SCE | 2900 | 3 | 6
EX06335325 | 2000s | 2000 - 2012 | 5 | 01 - Single Family Detached | 1 | SCE | 2800 | 3 | 10
EX06386710 | 1970s | 1970 - 1979 | 1 | 04 - Duplex (Single Story) | 1 | SCE | 1800 | 1 | 6
EX06390754 | Before the 1970s | 1900 - 1969 | 4 | 03 - Apt 5+ Units | 1 | SCE | 1400 | 4 | 6
EX06499227 | 1980s | 1980 - 1989 | 3 | 05 - Mobile Home | 1 | SCE | 1400 | 2 | 10
EX06509433 | 2000s | 2000 - 2012 | 3 | 01 - Single Family Detached | 2 | SCE | 2100 | 1 | 14
EX06528126 | Before the 1970s | 1900 - 1969 | 2 | 03 - Apt 5+ Units | 2 | SCE | 700 | 1 | 8
EX06552247 | Dont Know | Dont Know | 1 | 03 - Apt 5+ Units | 2 | SCE | 754 | 1 | 6
EX06619530 | Before the 1970s | 1900 - 1969 | 1 | 06 - Townhouse/Rowhouse (2-4 Unit Multi-Story) | 2 | SCE | 1200 | 1 | 16
EX06620562 | Before the 1970s | 1900 - 1969 | 2 | 01 - Single Family Detached | 1 | SCE | 2400 | 2 | 13
EX06712938 | 1995 - 1999 | 1995 - 1999 | 1 | 01 - Single Family Detached | 1 | SCE | 2000 | 1 | 14
EX06726940 | 2000s | 2000 - 2012 | 7 | 01 - Single Family Detached | 1 | SCE | 4000 | 6 | 16
EX06781642 | 1970s | 1970 - 1979 | 2 | 03 - Apt 5+ Units | 1 | SCE | 500 | 2 | 6
EX06920646 | 2000s | 2000 - 2012 | 5 | 01 - Single Family Detached | 1 | SCE | 1500 | 2 | 10
EX06935726 | 1970s | 1970 - 1979 | 3 | 01 - Single Family Detached | 1 | SCE | 1500 | 2 | 10
EX06998455 | 2000s | 2000 - 2012 | 1 | 05 - Mobile Home | 1 | SCE | 1750 | 1 | 9
EX07095504 | 1970s | 1970 - 1979 | 2 | 03 - Apt 5+ Units | 2 | SCE | 975 | 1 | 10
EX07183290 | 1970s | 1970 - 1979 | 9 | 01 - Single Family Detached | 1 | SCE | 1200 | 7 | 6
EX07193743 | Before the 1970s | 1900 - 1969 | 1 | 03 - Apt 5+ Units | 1 | SCE | 680 | 1 | 8
EX07225571 | Before the 1970s | 1900 - 1969 | 2 | 04 - Duplex (Single Story) | 1 | SCE | 1200 | 2 | 6
EX07557879 | 1970s | 1970 - 1979 | 3 | 01 - Single Family Detached | 1 | SCE | 1580 | 2 | 16
EX07649889 | 2000s | 2000 - 2012 | 2 | 05 - Mobile Home | 1 | SCE | 2200 | 1 | 16
EX07665332 | Before the 1970s | 1900 - 1969 | 3 | 01 - Single Family Detached | 1 | SCE | 1200 | 2 | 14
EX07694606 | Before the 1970s | 1900 - 1969 | 5 | 03 - Apt 5+ Units | 2 | SCE | 1100 | 5 | 9
EX07805715 | Before the 1970s | 1900 - 1969 | 2 | 02 - Apt 2-4 Units | 1 | SCE | 800 | 2 | 6
EX07833914 | 2000s | 2000 - 2012 | 2 | 01 - Single Family Detached | 1 | SCE | 3200 | 2 | 15
EX07880460 | Before the 1970s | 1900 - 1969 | 2 | 03 - Apt 5+ Units | 3 | SCE | -99 | 2 | 9
EX07884798 | 2000s | 2000 - 2012 | 3 | 02 - Apt 2-4 Units | 2 | SCE | 900 | 2 | 9
EX07967043 | 1970s | 1970 - 1979 | 2 | 01 - Single Family Detached | 2 | SCE | 1650 | 1 | 6
EX08006196 | 2000s | 2000 - 2012 | 2 | 01 - Single Family Detached | 1 | SCE | 1195 | 2 | 14
EX08058842 | 1970s | 1970 - 1979 | 4 | 03 - Apt 5+ Units | 1 | SCE | 1000 | 2 | 8
EX08159284 | Before the 1970s | 1900 - 1969 | 2 | 01 - Single Family Detached | 1 | SCE | 2200 | 2 | 9
EX08162876 | Before the 1970s | 1900 - 1969 | 3 | 03 - Apt 5+ Units | 2 | SCE | 997 | 1 | 8
EX08252100 | 1970s | 1970 - 1979 | 3 | 01 - Single Family Detached | 1 | SCE | 1000 | 3 | 10
EX08315903 | Dont Know | Dont Know | 1 | 01 - Single Family Detached | 1 | SCE | 697 | 1 | 14
EX08351531 | 1980s | 1980 - 1989 | 3 | 02 - Apt 2-4 Units | 2 | SCE | 926 | 1 | 9
EX08417179 | Before the 1970s | 1900 - 1969 | 4 | 01 - Single Family Detached | 1 | SCE | 1000 | 4 | 10
EX08627115 | Before the 1970s | 1900 - 1969 | 1 | 01 - Single Family Detached | 1 | SCE | 1200 | 1 | 6
EX08684575 | 1980s | 1980 - 1989 | 2 | 01 - Single Family Detached | 1.5 | SCE | 2000 | 2 | 13
EX08779098 | Before the 1970s | 1900 - 1969 | 2 | 01 - Single Family Detached | 1 | SCE | 1400 | 2 | 16
EX08894938 | 2000s | 2000 - 2012 | 6 | 01 - Single Family Detached | 2 | SCE | 2832 | 3 | 14
EX09193540 | 1980s | 1980 - 1989 | 3 | 01 - Single Family Detached | 1 | SCE | 1800 | 2 | 10
EX09273389 | 1970s | 1970 - 1979 | 5 | 03 - Apt 5+ Units | 1 | SCE | 800 | 3 | 8
EX09290904 | 1990 - 1994 | 1990 - 1994 | 4 | 01 - Single Family Detached | 1 | SCE | 2500 | 2 | 14
EX09496987 | 1990 - 1994 | 1990 - 1994 | 4 | 01 - Single Family Detached | 1 | SCE | 800 | 4 | 14
EX09655073 | 1995 - 1999 | 1995 - 1999 | 2 | 01 - Single Family Detached | 2 | SCE | 1800 | 2 | 14
EX09687314 | 1970s | 1970 - 1979 | 4 | 05 - Mobile Home | 1 | SCE | 1200 | 1 | 10
EX09779340 | 2000s | 2000 - 2012 | 4 | 01 - Single Family Detached | 1 | SCE | 2400 | 1 | 14
EX09795490 | Before the 1970s | 1900 - 1969 | 1 | 02 - Apt 2-4 Units | 2 | SCE | 500 | 1 | 6
EX09810721 | Dont Know | Dont Know | 2 | 03 - Apt 5+ Units | 2 | SCE | 750 | 2 | 6
EX09844975 | 1990 - 1994 | 1990 - 1994 | 3 | 03 - Apt 5+ Units | 3 | SCE | 750 | 2 | 9
EX09851275 | Before the 1970s | 1900 - 1969 | 2 | 03 - Apt 5+ Units | 2 | SCE | 2000 | 1 | 9
EX09874237 | Before the 1970s | 1900 - 1969 | 1 | 03 - Apt 5+ Units | 1 | SCE | 750 | 1 | 6
EX09895212 | 1995 - 1999 | 1995 - 1999 | 6 | 01 - Single Family Detached | 1 | SCE | 1600 | 7 | 8
EX09908614 | 1970s | 1970 - 1979 | 3 | 01 - Single Family Detached | 1 | SCE | 1750 | 3 | 10
EX09973583 | Dont Know | Dont Know | 3 | 03 - Apt 5+ Units | 2 | SCE | -99 | 1 | 6
EX10017261 | 1980s | 1980 - 1989 | 2 | 02 - Apt 2-4 Units | 2 | SCE | 1610 | 2 | 9
EX10023976 | 1970s | 1970 - 1979 | 2 | 03 - Apt 5+ Units | 2 | SCE | 1100 | 2 | 6
EX10056138 | Dont Know | Dont Know | 7 | 01 - Single Family Detached | 1 | SCE | 1200 | 5 | 13
EX10120605 | Before the 1970s | 1900 - 1969 | 5 | 01 - Single Family Detached | 1 | SCE | 1500 | 3 | 10
EX10188440 | Dont Know | Dont Know | 4 | 03 - Apt 5+ Units | 1 | SCE | 400 | 4 | 8
EX10198157 | Before the 1970s | 1900 - 1969 | 2 | 01 - Single Family Detached | 1 | SCE | 450 | 2 | 6
EX10230404 | 1995 - 1999 | 1995 - 1999 | 1 | 03 - Apt 5+ Units | 3 | SCE | 500 | 1 | 6
EX10303248 | 1970s | 1970 - 1979 | 5 | 01 - Single Family Detached | 1 | SCE | 1850 | 2 | 14
EX10465529 | 1980s | 1980 - 1989 | 3 | 03 - Apt 5+ Units | 1 | SCE | 1008 | 2 | 6
EX10639047 | 1970s | 1970 - 1979 | 5 | 03 - Apt 5+ Units | 2 | SCE | 900 | 4 | 8
EX10728435 | 2000s | 2000 - 2012 | 4 | 01 - Single Family Detached | 1 | SCE | 2400 | 2 | 14
EX10765520 | 1980s | 1980 - 1989 | 4 | 05 - Mobile Home | 1 | SCE | 1200 | 2 | 14
EX10771678 | Before the 1970s | 1900 - 1969 | 3 | 03 - Apt 5+ Units | 2 | SCE | 700 | 2 | 8
EX10785214 | Before the 1970s | 1900 - 1969 | 1 | 03 - Apt 5+ Units | 2 | SCE | 830 | 1 | 6
EX10938608 | 2000s | 2000 - 2012 | 2 | 03 - Apt 5+ Units | 1 | SCE | 690 | 2 | 9
EX11110027 | 1970s | 1970 - 1979 | 1 | 05 - Mobile Home | 1 | SCE | 1344 | 1 | 14
EX11132588 | 1980s | 1980 - 1989 | 4 | 01 - Single Family Detached | 2 | SCE | 3300 | 2 | 10
EX11173284 | 1970s | 1970 - 1979 | 1 | 03 - Apt 5+ Units | 1 | SCE | 650 | 1 | 6
EX11215974 | Before the 1970s | 1900 - 1969 | 2 | 02 - Apt 2-4 Units | 1 | SCE | 900 | 0 | 15
EX11217664 | Before the 1970s | 1900 - 1969 | 4 | 01 - Single Family Detached | 1 | SCE | 1200 | 2 | 8
EX11235559 | 1970s | 1970 - 1979 | 4 | 03 - Apt 5+ Units | 2 | SCE | -99 | 3 | 9
EX11265530 | 2000s | 2000 - 2012 | 3 | 03 - Apt 5+ Units | 2 | SCE | 1000 | 3 | 8
EX11376882 | Before the 1970s | 1900 - 1969 | 6 | 01 - Single Family Detached | 1 | SCE | 1100 | 4 | 14
EX11426907 | Dont Know | Dont Know | 1 | 03 - Apt 5+ Units | 2 | SCE | -99 | 1 | 9
EX11433567 | 1980s | 1980 - 1989 | 4 | 01 - Single Family Detached | 1 | SCE | 2895 | 3 | 14
EX11498833 | 2000s | 2000 - 2012 | 5 | 02 - Apt 2-4 Units | 1 | SCE | 900 | 2 | 16
EX11521826 | Dont Know | Dont Know | 2 | 03 - Apt 5+ Units | 2 | SCE | 500 | Refused | 6
EX11551251 | 1970s | 1970 - 1979 | 4 | 03 - Apt 5+ Units | 2 | SCE | 900 | 2 | 8
EX11590593 | 1995 - 1999 | 1995 - 1999 | 5 | 06 - Townhouse/Rowhouse (2-4 Unit Multi-Story) | 2 | SCE | 1200 | 3 | 8
EX11647623 | Before the 1970s | 1900 - 1969 | 2 | 02 - Apt 2-4 Units | 2 | SCE | 1100 | 2 | 9
EX11749524 | Dont Know | Dont Know | 8 | 01 - Single Family Detached | 1 | SCE | 1200 | 6 | 8
PG12874469 | 1995 - 1999 | 1995 - 1999 | 2 | 01 - Single Family Detached | 1 | PG&E | 1940 | 2 | 13
PG12925331 | Before the 1970s | 1900 - 1969 | 3 | 01 - Single Family Detached | 1 | PG&E | 1300 | 2 | 13
PG13238150 | Dont Know | Dont Know | 5 | 05 - Mobile Home | 1 | PG&E | 800 | 2 | 13
PG13284260 | Before the 1970s | 1900 - 1969 | 3 | 01 - Single Family Detached | 1 | PG&E | 1000 | 3 | 13
PG13682307 | 2000s | 2000 - 2012 | 2 | 01 - Single Family Detached | 1 | PG&E | 3500 | 2 | 13
PG13804062 | Before the 1970s | 1900 - 1969 | 2 | 01 - Single Family Detached | 1 | PG&E | 1152 | 2 | 13
PG14206318 | Before the 1970s | 1900 - 1969 | 1 | 01 - Single Family Detached | 2 | PG&E | 2000 | 1 | 5
PG14407534 | 2000s | 2000 - 2012 | 6 | 01 - Single Family Detached | 1 | PG&E | 1417 | 3 | 13
PG14978030 | 1970s | 1970 - 1979 | 2 | 04 - Duplex (Single Story) | 1 | PG&E | 1100 | 1 | 4
PG15302966 | 1970s | 1970 - 1979 | 1 | 03 - Apt 5+ Units | 1 | PG&E | 750 | 0 | 13
PG15370035 | 1990 - 1994 | 1990 - 1994 | 4 | 01 - Single Family Detached | 2 | PG&E | 1400 | 2 | 5
PG16203050 | 2000s | 2000 - 2012 | 1 | 03 - Apt 5+ Units | 1 | PG&E | 900 | 1 | 5
PG16232120 | 2000s | 2000 - 2012 | 2 | 01 - Single Family Detached | 1 | PG&E | 1800 | 1 | 4
PG16279452 | Dont Know | Dont Know | 6 | 02 - Apt 2-4 Units | 1 | PG&E | 700 | 2 | 13
PG16304682 | 1980s | 1980 - 1989 | 3 | 01 - Single Family Detached | 1 | PG&E | 1150 | 3 | 13
PG16308866 | 1970s | 1970 - 1979 | 2 | 01 - Single Family Detached | 1 | PG&E | 1176 | 2 | 13
PG16321522 | 1995 - 1999 | 1995 - 1999 | 5 | 01 - Single Family Detached | 2 | PG&E | 2700 | 2 | 13
PG16328923 | 1970s | 1970 - 1979 | 4 | 01 - Single Family Detached | 1.5 | PG&E | 3200 | 2 | 13
PG16367536 | 1970s | 1970 - 1979 | 1 | 01 - Single Family Detached | 1 | PG&E | 1100 | 2 | 13
PG16679708 | 2000s | 2000 - 2012 | 4 | 01 - Single Family Detached | 1 | PG&E | 3790 | 4 | 5
PG16903826 | 1990 - 1994 | 1990 - 1994 | 2 | 01 - Single Family Detached | 1 | PG&E | 2700 | 2 | 13
PG17031585 | Before the 1970s | 1900 - 1969 | 7 | 01 - Single Family Detached | 1 | PG&E | 900 | 4 | 13
PG17371442 | 2000s | 2000 - 2012 | 3 | 01 - Single Family Detached | 2 | PG&E | 2340 | 2 | 13
PG17490334 | 2000s | 2000 - 2012 | 4 | 01 - Single Family Detached | 1 | PG&E | 2800 | 2 | 13
PG17931212 | Before the 1970s | 1900 - 1969 | 2 | 01 - Single Family Detached | 1 | PG&E | 900 | 1 | 5
PG17979236 | Before the 1970s | 1900 - 1969 | 2 | 01 - Single Family Detached | 1 | PG&E | 1600 | 2 | 13
PG17991118 | 1980s | 1980 - 1989 | 2 | 01 - Single Family Detached | 1 | PG&E | 2400 | 2 | 13
PG18210489 | 1970s | 1970 - 1979 | 2 | 01 - Single Family Detached | 1 | PG&E | 1200 | 2 | 4
PG18420150 | 2000s | 2000 - 2012 | 4 | 01 - Single Family Detached | 1 | PG&E | 1660 | 2 | 13
PG18527567 | 1995 - 1999 | 1995 - 1999 | 4 | 01 - Single Family Detached | 1 | PG&E | 1624 | 5 | 13
PG18547686 | Before the 1970s | 1900 - 1969 | 1 | 01 - Single Family Detached | 1 | PG&E | 1000 | Refused | 13
PG19008205 | 1970s | 1970 - 1979 | 2 | 01 - Single Family Detached | 1 | PG&E | 2350 | 2 | 13
PG19107888 | Before the 1970s | 1900 - 1969 | 4 | 01 - Single Family Detached | 2 | PG&E | 1370 | 2 | 13
PG19308581 | 1970s | 1970 - 1979 | 3 | 01 - Single Family Detached | 1 | PG&E | 1300 | 3 | 5
PG19510481 | 2000s | 2000 - 2012 | 5 | 01 - Single Family Detached | 1 | PG&E | 1700 | 3 | 13
PG19782987 | 1990 - 1994 | 1990 - 1994 | 2 | 01 - Single Family Detached | 1 | PG&E | 2200 | 2 | 13
PG20180661 | 1980s | 1980 - 1989 | 2 | 01 - Single Family Detached | 2 | PG&E | 2800 | 1 | 5
PG20782089 | 1970s | 1970 - 1979 | 2 | 01 - Single Family Detached | 1 | PG&E | 1200 | 2 | 13
PG20827828 | 1990 - 1994 | 1990 - 1994 | 5 | 01 - Single Family Detached | 1 | PG&E | 2500 | 4 | 13
PG21084229 | 2000s | 2000 - 2012 | 5 | 01 - Single Family Detached | 1 | PG&E | 2300 | 2 | 13
PG21124377 | Before the 1970s | 1900 - 1969 | 6 | 01 - Single Family Detached | 1 | PG&E | 1040 | 2 | 5
PG21229191 | 2000s | 2000 - 2012 | 6 | 01 - Single Family Detached | 2 | PG&E | 2700 | 2 | 4
PG21276056 | 1990 - 1994 | 1990 - 1994 | 2 | 01 - Single Family Detached | 1 | PG&E | 2700 | 2 | 4
PG21309111 | 1995 - 1999 | 1995 - 1999 | 4 | 01 - Single Family Detached | 1 | PG&E | 1650 | 3 | 13
PG21450356 | 1990 - 1994 | 1990 - 1994 | 2 | 01 - Single Family Detached | 1 | PG&E | 1900 | 2 | 4
PG21498234 | 1980s | 1980 - 1989 | 2 | 01 - Single Family Detached | 2 | PG&E | 2000 | 2 | 5
PG21583885 | 1980s | 1980 - 1989 | 1 | 05 - Mobile Home | 1 | PG&E | 1100 | 1 | 5
PG21749151 | 2000s | 2000 - 2012 | 3 | 01 - Single Family Detached | 1 | PG&E | 1240 | 2 | 13
PG21984755 | 1995 - 1999 | 1995 - 1999 | 2 | 01 - Single Family Detached | 1 | PG&E | 1980 | 2 | 13
PG22452944 | 1970s | 1970 - 1979 | 3 | 01 - Single Family Detached | 1 | PG&E | 1850 | 2 | 13
PG22580742 | 1980s | 1980 - 1989 | 2 | 01 - Single Family Detached | 1 | PG&E | 1800 | 2 | 4
PG22778450 | 2000s | 2000 - 2012 | 1 | 01 - Single Family Detached | 2 | PG&E | 1700 | 1 | 5
PG22850005 | 1990 - 1994 | 1990 - 1994 | 3 | 01 - Single Family Detached | 1 | PG&E | 1200 | 2 | 13
PG22944031 | Before the 1970s | 1900 - 1969 | 4 | 01 - Single Family Detached | 1 | PG&E | 1900 | 4 | 5
PP03883853 | 1995 - 1999 | 1995 - 1999 | 3 | 01 - Single Family Detached | 1 | PG&E | 1870 | 3 | 13
PP04047320 | 1970s | 1970 - 1979 | 1 | 01 - Single Family Detached | 1 | PG&E | 1650 | 1 | 13
PP08763703 | Before the 1970s | 1900 - 1969 | 2 | 01 - Single Family Detached | 1 | PG&E | 1710 | 2 | 3
PP09987251 | Before the 1970s | 1900 - 1969 | 5 | 01 - Single Family Detached | 3 | PG&E | 3000 | Refused | 3
PP12858623 | Before the 1970s | 1900 - 1969 | 3 | 01 - Single Family Detached | 2 | PG&E | 3200 | 3 | 3
PP12877209 | Before the 1970s | 1900 - 1969 | 3 | 01 - Single Family Detached | -98 | PG&E | 7000 | 3 | 3
PP12889051 | 1970s | 1970 - 1979 | 1 | 01 - Single Family Detached | 2 | PG&E | 2162 | 1 | 12
PP12896824 | 1980s | 1980 - 1989 | 3 | 01 - Single Family Detached | 1 | PG&E | 2700 | 2 | 13
PP12902788 | 1970s | 1970 - 1979 | 4 | 01 - Single Family Detached | 1 | PG&E | 1800 | 3 | 13
PP12904623 | Dont Know | Dont Know | 7 | 01 - Single Family Detached | 1 | PG&E | 2000 | 6 | 4
PP12929521 | 2000s | 2000 - 2012 | 2 | 01 - Single Family Detached | 2 | PG&E | 3000 | 2 | 12
PP12941797 | 1980s | 1980 - 1989 | 2 | 01 - Single Family Detached | 2 | PG&E | 2575 | 1 | 3
PP12983698 | Before the 1970s | 1900 - 1969 | 5 | 01 - Single Family Detached | 1 | PG&E | 1963 | 2 | 13
PP13029152 | Before the 1970s | 1900 - 1969 | 4 | 01 - Single Family Detached | 1 | PG&E | 1600 | 2 | 12
PP13039847 | Before the 1970s | 1900 - 1969 | 2 | 01 - Single Family Detached | 1 | PG&E | 600 | 2 | 12
PP13042941 | Before the 1970s | 1900 - 1969 | 2 | 01 - Single Family Detached | 1.5 | PG&E | 2275 | 2 | 4
PP13052766 | 1970s | 1970 - 1979 | 1 | 01 - Single Family Detached | 1.5 | PG&E | 3200 | 1 | 3
PP13060495 | 1990 - 1994 | 1990 - 1994 | 3 | 03 - Apt 5+ Units | 1 | PG&E | 1200 | 1 | 3
PP13061815 | Before the 1970s | 1900 - 1969 | 2 | 01 - Single Family Detached | 1 | PG&E | 3100 | 2 | 12
PP13090131 | Before the 1970s | 1900 - 1969 | 4 | 01 - Single Family Detached | 2.5 | PG&E | 3500 | 5 | 3
PP13099936 | 1990 - 1994 | 1990 - 1994 | 6 | 01 - Single Family Detached | 1 | PG&E | 1400 | 2 | 13
PP13118744 | 1995 - 1999 | 1995 - 1999 | 5 | 01 - Single Family Detached | 2 | PG&E | 1800 | 2 | 12
PP13173388 | Dont Know | Dont Know | 4 | 01 - Single Family Detached | 1 | PG&E | 1578 | 2 | 3
PP13180807 | Before the 1970s | 1900 - 1969 | 2 | 01 - Single Family Detached | 1 | PG&E | 700 | 1 | 2
PP13183864 | Before the 1970s | 1900 - 1969 | 3 | 01 - Single Family Detached | 1 | PG&E | 1700 | 3 | 4
PP13223242 | Before the 1970s | 1900 - 1969 | 2 | 01 - Single Family Detached | 1 | PG&E | 920 | 2 | 2
PP13240093 | Before the 1970s | 1900 - 1969 | 1 | 03 - Apt 5+ Units | 1 | PG&E | 400 | 1 | 3
PP13249764 | 1990 - 1994 | 1990 - 1994 | 2 | 01 - Single Family Detached | 2 | PG&E | 1350 | 2 | 3
PP13260328 | Before the 1970s | 1900 - 1969 | 2 | 02 - Apt 2-4 Units | 1 | PG&E | 700 | 2 | 3
PP13264306 | Before the 1970s | 1900 - 1969 | 1 | 02 - Apt 2-4 Units | 1 | PG&E | -99 | 1 | 3
PP13267269 | 1980s | 1980 - 1989 | 6 | 06 - Townhouse/Rowhouse (2-4 Unit Multi-Story) | 2 | PG&E | 1404 | 2 | 4
PP13285150 | Dont Know | Dont Know | 6 | 01 - Single Family Detached | 2 | PG&E | 1709 | 2 | 3
PP13289070 | 1970s | 1970 - 1979 | 2 | 01 - Single Family Detached | 1 | PG&E | 1700 | 2 | 12
PP13291937 | Before the 1970s | 1900 - 1969 | 1 | 01 - Single Family Detached | 2 | PG&E | 800 | 1 | 3
PP13313645 | Dont Know | Dont Know | 4 | 01 - Single Family Detached | 1 | PG&E | 1994 | 4 | 3
PP13336573 | Before the 1970s | 1900 - 1969 | 3 | 01 - Single Family Detached | 1 | PG&E | 1200 | 3 | 2
PP13366590 | Before the 1970s | 1900 - 1969 | 2 | 01 - Single Family Detached | 2 | PG&E | 1500 | 2 | 12
PP13368960 | Before the 1970s | 1900 - 1969 | 5 | 01 - Single Family Detached | 2 | PG&E | 2250 | 4 | 3
PP13373600 | Before the 1970s | 1900 - 1969 | 2 | 01 - Single Family Detached | 1 | PG&E | 1850 | 1 | 12
PP13379489 | Before the 1970s | 1900 - 1969 | 3 | 01 - Single Family Detached | 1 | PG&E | 1420 | 3 | 13
PP13382246 | 2000s | 2000 - 2012 | 4 | 01 - Single Family Detached | 2 | PG&E | 1934 | 2 | 13
PP13388657 | 1995 - 1999 | 1995 - 1999 | 3 | 01 - Single Family Detached | 2 | PG&E | 2400 | 2 | 12
PP13392360 | 1980s | 1980 - 1989 | 7 | 01 - Single Family Detached | 1 | PG&E | 6700 | 5 | 12
PP13393988 | 1970s | 1970 - 1979 | 2 | 01 - Single Family Detached | 1 | PG&E | 3000 | 2 | 4
PP13426002 | Dont Know | Dont Know | 4 | 01 - Single Family Detached | 1 | PG&E | 1164 | 4 | 4
PP13426194 | Before the 1970s | 1900 - 1969 | 2 | 01 - Single Family Detached | 1 | PG&E | 1800 | 2 | 2
PP13428824 | 2000s | 2000 - 2012 | 4 | 01 - Single Family Detached | 2 | PG&E | 3098 | 3 | 11
PP13455959 | 1990 - 1994 | 1990 - 1994 | 2 | 01 - Single Family Detached | 2 | PG&E | 2450 | 1 | 12
PP13485496 | Before the 1970s | 1900 - 1969 | 4 | 01 - Single Family Detached | 2 | PG&E | 3450 | 2 | 12
PP13486849 | Before the 1970s | 1900 - 1969 | 1 | 01 - Single Family Detached | 1.5 | PG&E | 1700 | 1 | 3
PP13524151 | Before the 1970s | 1900 - 1969 | 4 | 01 - Single Family Detached | 2 | PG&E | 1700 | 2 | 3
PP13557423 | 1980s | 1980 - 1989 | 3 | 01 - Single Family Detached | 1 | PG&E | 1407 | 3 | 12
PP13583873 | 1970s | 1970 - 1979 | 4 | 01 - Single Family Detached | 1 | PG&E | 2350 | 3 | 12
PP13616700 | 1970s | 1970 - 1979 | 4 | 01 - Single Family Detached | 2 | PG&E | 2450 | 2 | 12
PP13623906 | 1990 - 1994 | 1990 - 1994 | 2 | 01 - Single Family Detached | 1 | PG&E | 1350 | 2 | 12
PP13629107 | Before the 1970s | 1900 - 1969 | 1 | 01 - Single Family Detached | 1.5 | PG&E | 960 | 1 | 3
PP13663624 | Before the 1970s | 1900 - 1969 | 3 | 01 - Single Family Detached | 1 | PG&E | 1850 | 2 | 13
PP13679397 | 1970s | 1970 - 1979 | 2 | 01 - Single Family Detached | 2 | PG&E | 2000 | 2 | 12
PP13714938 | Before the 1970s | 1900 - 1969 | 2 | 02 - Apt 2-4 Units | 1 | PG&E | 1200 | 2 | 3
PP13742844 | 1980s | 1980 - 1989 | 1 | 02 - Apt 2-4 Units | 1 | PG&E | 1800 | 1 | 3
PP13743578 | Before the 1970s | 1900 - 1969 | 4 | 03 - Apt 5+ Units | 2 | PG&E | 1400 | 2 | 3
PP13782067 | 2000s | 2000 - 2012 | 2 | 01 - Single Family Detached | 2.5 | PG&E | 2100 | 2 | 4
PP13783349 | Before the 1970s | 1900 - 1969 | 4 | 01 - Single Family Detached | 1 | PG&E | 1400 | 2 | 4
PP13793570 | 2000s | 2000 - 2012 | 6 | 01 - Single Family Detached | 2 | PG&E | 2590 | 2 | 13
PP13815925 | Before the 1970s | 1900 - 1969 | 2 | 03 - Apt 5+ Units | 2 | PG&E | 500 | 2 | 3
PP13821052 | Before the 1970s | 1900 - 1969 | 3 | 03 - Apt 5+ Units | 1 | PG&E | 1400 | 3 | 3
PP13827254 | Before the 1970s | 1900 - 1969 | 2 | 01 - Single Family Detached | 1 | PG&E | 1500 | 2 | 12
PP13835755 | 1995 - 1999 | 1995 - 1999 | 2 | 01 - Single Family Detached | 2 | PG&E | 1859 | 1 | 12
PP13862610 | 1995 - 1999 | 1995 - 1999 | 4 | 01 - Single Family Detached | 2 | PG&E | 3500 | 4 | 12
PP13879624 | Dont Know | Dont Know | 5 | 01 - Single Family Detached | 1 | PG&E | 964 | 2 | 12
PP13882374 | Dont Know | Dont Know | 5 | 01 - Single Family Detached | 1 | PG&E | 1537 | 4 | 13
PP13889969 | Before the 1970s | 1900 - 1969 | 4 | 01 - Single Family Detached | 1 | PG&E | 1800 | 4 | 12
PP13992417 | Before the 1970s | 1900 - 1969 | 2 | 01 - Single Family Detached | 1 | PG&E | 2100 | 2 | 3
PP13997288 | Before the 1970s | 1900 - 1969 | 4 | 01 - Single Family Detached | 1 | PG&E | 1600 | 4 | 12
PP14002821 | Before the 1970s | 1900 - 1969 | 2 | 01 - Single Family Detached | 2 | PG&E | 500 | Refused | 3
PP14013927 | Before the 1970s | 1900 - 1969 | 2 | 01 - Single Family Detached | 2 | PG&E | 1200 | 2 | 3
PP14027847 | 2000s | 2000 - 2012 | 5 | 01 - Single Family Detached | 1 | PG&E | 1600 | 2 | 11
PP14045936 | 2000s | 2000 - 2012 | 2 | 01 - Single Family Detached | 1.5 | PG&E | 4310 | 2 | 4
PP14049637 | 1970s | 1970 - 1979 | 2 | 03 - Apt 5+ Units | 3 | PG&E | 900 | 2 | 3
PP14118471 | 1970s | 1970 - 1979 | 5 | 01 - Single Family Detached | 1 | PG&E | 1200 | 5 | 12
PP14178864 | Before the 1970s | 1900 - 1969 | 1 | 01 - Single Family Detached | 1 | PG&E | 1500 | 1 | 2
PP14190516 | Before the 1970s | 1900 - 1969 | 2 | 01 - Single Family Detached | 2 | PG&E | 2400 | 2 | 4
PP14237448 | Before the 1970s | 1900 - 1969 | 7 | 04 - Duplex (Single Story) | 1 | PG&E | 1300 | 2 | 12
PP14245969 | 2000s | 2000 - 2012 | 4 | 01 - Single Family Detached | 2 | PG&E | 3715 | 2 | 13
PP14279893 | 1980s | 1980 - 1989 | 5 | 01 - Single Family Detached | 2 | PG&E | 1530 | 2 | 12
PP14285774 | 1970s | 1970 - 1979 | 4 | 01 - Single Family Detached | 2.5 | PG&E | 2150 | 2 | 3
PP14306038 | Before the 1970s | 1900 - 1969 | 2 | 01 - Single Family Detached | 1 | PG&E | 1980 | 2 | 3
PP14322780 | 1970s | 1970 - 1979 | 4 | 01 - Single Family Detached | 1 | PG&E | 1450 | 2 | 3
PP14344663 | 1990 - 1994 | 1990 - 1994 | 2 | 03 - Apt 5+ Units | 2 | PG&E | 1000 | 2 | 12
PP14350649 | 1970s | 1970 - 1979 | 4 | 01 - Single Family Detached | 1 | PG&E | 2214 | 3 | 11
PP14399778 | 2000s | 2000 - 2012 | 2 | 01 - Single Family Detached | 1 | PG&E | 2900 | 2 | 11
PP14401040 | Before the 1970s | 1900 - 1969 | 3 | 01 - Single Family Detached | 2 | PG&E | 2400 | 2 | 3
PP14428248 | Before the 1970s | 1900 - 1969 | 4 | 01 - Single Family Detached | 1 | PG&E | 1280 | 2 | 3
PP14451290 | Before the 1970s | 1900 - 1969 | 3 | 01 - Single Family Detached | 2 | PG&E | 1200 | 1 | 2
PP14488004 | Dont Know | Dont Know | 3 | 01 - Single Family Detached | 1 | PG&E | 1031 | 2 | 3
PP14501077 | Before the 1970s | 1900 - 1969 | 3 | 01 - Single Family Detached | 1 | PG&E | 2800 | 3 | 3
PP14505098 | Before the 1970s | 1900 - 1969 | 3 | 01 - Single Family Detached | 1 | PG&E | 1100 | 3 | 12
PP14516983 | 1980s | 1980 - 1989 | 2 | 01 - Single Family Detached | 1 | PG&E | 2000 | 2 | 3
PP14566565 | 1970s | 1970 - 1979 | 3 | 01 - Single Family Detached | 2 | PG&E | 1455 | 2 | 4
PP14571716 | Before the 1970s | 1900 - 1969 | 1 | 01 - Single Family Detached | 1 | PG&E | 1600 | 1 | 11
PP14572141 | Before the 1970s | 1900 - 1969 | 1 | 02 - Apt 2-4 Units | 1 | PG&E | -99 | 1 | 12
PP14588437 | Before the 1970s | 1900 - 1969 | 3 | 01 - Single Family Detached | 1 | PG&E | 1100 | 2 | 3
PP14627681 | Before the 1970s | 1900 - 1969 | 4 | 01 - Single Family Detached | 2 | PG&E | 1500 | 2 | 12
PP14647632 | 1980s | 1980 - 1989 | 2 | 04 - Duplex (Single Story) | 1 | PG&E | 900 | 2 | 3
PP14649798 | Before the 1970s | 1900 - 1969 | 5 | 01 - Single Family Detached | 2 | PG&E | 1624 | 3 | 3
PP14664260 | 2000s | 2000 - 2012 | 1 | 03 - Apt 5+ Units | 2.5 | PG&E | 700 | 1 | 12
PP14691156 | 1970s | 1970 - 1979 | 5 | 01 - Single Family Detached | 2 | PG&E | 2428 | 5 | 12
PP14698423 | Before the 1970s | 1900 - 1969 | 2 | 01 - Single Family Detached | 1 | PG&E | 1520 | 2 | 3
PP14710898 | Before the 1970s | 1900 - 1969 | 5 | 01 - Single Family Detached | 3 | PG&E | 6500 | 2 | 12
PP14711084 | 2000s | 2000 - 2012 | 4 | 01 - Single Family Detached | 1 | PG&E | 2000 | 3 | 12
PP14712921 | Before the 1970s | 1900 - 1969 | 3 | 06 - Townhouse/Rowhouse (2-4 Unit Multi-Story) | 1.5 | PG&E | 800 | 2 | 2
PP14722924 | 1980s | 1980 - 1989 | 2 | 06 - Townhouse/Rowhouse (2-4 Unit Multi-Story) | 2 | PG&E | 1100 | 2 | 2
PP14725106 | 1970s | 1970 - 1979 | 3 | 01 - Single Family Detached | 1.5 | PG&E | 3000 | 3 | 13
PP14730968 | Before the 1970s | 1900 - 1969 | 6 | 01 - Single Family Detached | 1 | PG&E | 1700 | 3 | 3
PP14754909 | Before the 1970s | 1900 - 1969 | 6 | 01 - Single Family Detached | 2.5 | PG&E | 2950 | 3 | 3
PP14764605 | 2000s | 2000 - 2012 | 3 | 01 - Single Family Detached | 2 | PG&E | 700 | 3 | 3
PP14783954 | 1995 - 1999 | 1995 - 1999 | 2 | 01 - Single Family Detached | 2 | PG&E | 2800 | 2 | 11
PP14813857 | 1980s | 1980 - 1989 | 4 | 01 - Single Family Detached | 1 | PG&E | 1500 | 2 | 12
PP14819789 | 1970s | 1970 - 1979 | 4 | 06 - Townhouse/Rowhouse (2-4 Unit Multi-Story) | 2 | PG&E | 2280 | 4 | 3
PP14829673 | 1970s | 1970 - 1979 | 6 | 01 - Single Family Detached | 1 | PG&E | 1300 | 2 | 13
PP14830414 | 1980s | 1980 - 1989 | 4 | 01 - Single Family Detached | 1 | PG&E | 1967 | 2 | 12
PP14836825 | Before the 1970s | 1900 - 1969 | 1 | 02 - Apt 2-4 Units | 1 | PG&E | -99 | 1 | 3
PP14853632 | 1980s | 1980 - 1989 | 1 | 01 - Single Family Detached | 1 | PG&E | 1200 | 1 | 4
PP14933242 | 1980s | 1980 - 1989 | 2 | 01 - Single Family Detached | 2 | PG&E | 3176 | 1 | 12
PP14934969 | 1980s | 1980 - 1989 | 4 | 01 - Single Family Detached | 1 | PG&E | 2200 | 3 | 12
PP14940390 | Before the 1970s | 1900 - 1969 | 3 | 01 - Single Family Detached | 2 | PG&E | 1850 | 3 | 3
PP14959950 | Before the 1970s | 1900 - 1969 | 2 | 01 - Single Family Detached | 1 | PG&E | 840 | 1 | 3
PP14965242 | Before the 1970s | 1900 - 1969 | 4 | 01 - Single Family Detached | 2 | PG&E | 3850 | 3 | 13
PP14979206 | Before the 1970s | 1900 - 1969 | 2 | 01 - Single Family Detached | 2 | PG&E | 5000 | 2 | 12
PP14989238 | 2000s | 2000 - 2012 | 2 | 01 - Single Family Detached | 2 | PG&E | 2100 | 2 | 2
PP14992227 | 1970s | 1970 - 1979 | 4 | 01 - Single Family Detached | 1 | PG&E | 1526 | 4 | 13
PP15002135 | 1980s | 1980 - 1989 | 2 | 01 - Single Family Detached | 2 | PG&E | 4200 | 2 | 12
PP15018565 | 1970s | 1970 - 1979 | 1 | 05 - Mobile Home | 1 | PG&E | 1100 | Refused | 11
PP15077247 | 1970s | 1970 - 1979 | 1 | 03 - Apt 5+ Units | 1 | PG&E | 1200 | 1 | 4
PP15115550 | 1970s | 1970 - 1979 | 3 | 01 - Single Family Detached | 1 | PG&E | 1400 | 3 | 13
PP15128443 | Before the 1970s | 1900 - 1969 | 2 | 03 - Apt 5+ Units | 1 | PG&E | -99 | 2 | 12
PP15129180 | Before the 1970s | 1900 - 1969 | 1 | 01 - Single Family Detached | 1 | PG&E | 943 | 1 | 3
PP15150240 | Before the 1970s | 1900 - 1969 | 5 | 04 - Duplex (Single Story) | 1 | PG&E | -99 | 3 | 3
PP15169340 | 1970s | 1970 - 1979 | 3 | 04 - Duplex (Single Story) | 1 | PG&E | 1300 | 2 | 2
PP15191946 | 1990 - 1994 | 1990 - 1994 | 4 | 01 - Single Family Detached | 2 | PG&E | 3604 | 2 | 12
PP15240455 | Before the 1970s | 1900 - 1969 | 1 | 03 - Apt 5+ Units | 2 | PG&E | 400 | 1 | 12
PP15251769 | Before the 1970s | 1900 - 1969 | 2 | 01 - Single Family Detached | 1.5 | PG&E | 1850 | 2 | 12
PP15265771 | 1980s | 1980 - 1989 | 2 | 01 - Single Family Detached | 1 | PG&E | 1288 | 1 | 12
PP15278958 | Before the 1970s | 1900 - 1969 | 1 | 03 - Apt 5+ Units | 1 | PG&E | 884 | 1 | 12
PP15306381 | Before the 1970s | 1900 - 1969 | 3 | 01 - Single Family Detached | 2 | PG&E | 2300 | 3 | 12
PP15313905 | Before the 1970s | 1900 - 1969 | 2 | 01 - Single Family Detached | 1 | PG&E | 1800 | 1 | 13
PP15339490 | 1980s | 1980 - 1989 | 2 | 06 - Townhouse/Rowhouse (2-4 Unit Multi-Story) | 2 | PG&E | 1800 | 2 | 3
PP15361155 | 1980s | 1980 - 1989 | 2 | 01 - Single Family Detached | 1 | PG&E | 900 | 2 | 13
PP15391697 | Before the 1970s | 1900 - 1969 | 2 | 01 - Single Family Detached | 1 | PG&E | 732 | 2 | 11
PP15393052 | 2000s | 2000 - 2012 | 6 | 01 - Single Family Detached | 1 | PG&E | 1550 | 3 | 13
PP15399281 | 2000s | 2000 - 2012 | 4 | 01 - Single Family Detached | 2 | PG&E | 3500 | 2 | 12
PP15435914 | Before the 1970s | 1900 - 1969 | 3 | 01 - Single Family Detached | 3 | PG&E | 5300 | 3 | 3
PP15439618 | 1995 - 1999 | 1995 - 1999 | 3 | 01 - Single Family Detached | 2 | PG&E | 1670 | 2 | 12
PP15443659 | Before the 1970s | 1900 - 1969 | 3 | 01 - Single Family Detached | 1 | PG&E | 1600 | 2 | 4
PP15476988 | Before the 1970s | 1900 - 1969 | 2 | 03 - Apt 5+ Units | 1 | PG&E | 600 | 2 | 4
PP15480691 | Before the 1970s | 1900 - 1969 | 3 | 01 - Single Family Detached | 1.5 | PG&E | 1200 | 3 | 3
PP15497625 | Before the 1970s | 1900 - 1969 | 1 | 04 - Duplex (Single Story) | 1 | PG&E | 500 | 1 | 4
PP15556191 | 2000s | 2000 - 2012 | 3 | 01 - Single Family Detached | 2 | PG&E | 2232 | 2 | 12
PP15563110 | Before the 1970s | 1900 - 1969 | 5 | 01 - Single Family Detached | 2 | PG&E | 1800 | 4 | 3
PP15576828 | 1970s | 1970 - 1979 | 2 | 01 - Single Family Detached | 1 | PG&E | 2600 | 2 | 12
PP15617013 | Before the 1970s | 1900 - 1969 | 4 | 01 - Single Family Detached | 1 | PG&E | 888 | 2 | 11
PP15618408 | Before the 1970s | 1900 - 1969 | 1 | 01 - Single Family Detached | 1 | PG&E | 1435 | 1 | 4
PP15643383 | Before the 1970s | 1900 - 1969 | 3 | 01 - Single Family Detached | 1 | PG&E | 1600 | 1 | 3
PP15652126 | 1980s | 1980 - 1989 | 3 | 06 - Townhouse/Rowhouse (2-4 Unit Multi-Story) | 2 | PG&E | 1350 | 3 | 3
PP15690353 | 2000s | 2000 - 2012 | 2 | 01 - Single Family Detached | 1 | PG&E | 3400 | 2 | 3
PP15692377 | Before the 1970s | 1900 - 1969 | 4 | 01 - Single Family Detached | 1 | PG&E | 1400 | 3 | 2
PP15712237 | 1970s | 1970 - 1979 | 5 | 01 - Single Family Detached | 1 | PG&E | 1200 | 4 | 2
PP15712433 | 2000s | 2000 - 2012 | 1 | 06 - Townhouse/Rowhouse (2-4 Unit Multi-Story) | 2 | PG&E | 900 | 1 | 11
PP15715428 | Before the 1970s | 1900 - 1969 | 1 | 03 - Apt 5+ Units | 1 | PG&E | 550 | 1 | 3
PP15718240 | 1990 - 1994 | 1990 - 1994 | 1 | 01 - Single Family Detached | 1 | PG&E | 5600 | 1 | 12
PP15751746 | Before the 1970s | 1900 - 1969 | 4 | 01 - Single Family Detached | 2 | PG&E | 3200 | 4 | 3
PP15782631 | Before the 1970s | 1900 - 1969 | 2 | 01 - Single Family Detached | 1 | PG&E | 1500 | 1 | 12
PP15782912 | Before the 1970s | 1900 - 1969 | 1 | 01 - Single Family Detached | 1 | PG&E | 1150 | 1 | 4
PP15809083 | Before the 1970s | 1900 - 1969 | 3 | 01 - Single Family Detached | 2 | PG&E | 1700 | 2 | 3
PP15814154 | 2000s | 2000 - 2012 | 5 | 01 - Single Family Detached | 1 | PG&E | 1650 | 2 | 12
PP15820799 | 1990 - 1994 | 1990 - 1994 | 3 | 01 - Single Family Detached | 1 | PG&E | 1000 | 0 | 13
PP15826312 | Before the 1970s | 1900 - 1969 | 6 | 01 - Single Family Detached | 1 | PG&E | 1221 | Refused | 13
PP15830834 | Dont Know | Dont Know | 2 | 02 - Apt 2-4 Units | 1 | PG&E | 1000 | 1 | 13
PP15858884 | 1995 - 1999 | 1995 - 1999 | 2 | 01 - Single Family Detached | 1 | PG&E | 2500 | 2 | 12
PP15893168 | Before the 1970s | 1900 - 1969 | 2 | 01 - Single Family Detached | 2 | PG&E | 1900 | 2 | 11
PP15917176 | 1970s | 1970 - 1979 | 2 | 01 - Single Family Detached | 2 | PG&E | 1900 | 2 | 3
PP15929037 | 2000s | 2000 - 2012 | 7 | 01 - Single Family Detached | 2 | PG&E | 3000 | 4 | 11
PP15939092 | 1970s | 1970 - 1979 | 7 | 01 - Single Family Detached | 1 | PG&E | 1500 | 6 | 3
PP15941149 | Before the 1970s | 1900 - 1969 | 2 | 01 - Single Family Detached | 1 | PG&E | -99 | 1 | 12
PP15986855 | 1980s | 1980 - 1989 | 3 | 01 - Single Family Detached | 1 | PG&E | 2700 | 2 | 12
PP15988346 | 1970s | 1970 - 1979 | 5 | 01 - Single Family Detached | 1 | PG&E | 1589 | 2 | 13
PP15990959 | Dont Know | Dont Know | 4 | 01 - Single Family Detached | 1 | PG&E | 1500 | 3 | 12
PP16007264 | Before the 1970s | 1900 - 1969 | 2 | 01 - Single Family Detached | 1 | PG&E | 1850 | 2 | 3
PP16017546 | 1995 - 1999 | 1995 - 1999 | 2 | 01 - Single Family Detached | 1.5 | PG&E | 3100 | 2 | 11
PP16022434 | Before the 1970s | 1900 - 1969 | 1 | 02 - Apt 2-4 Units | 1 | PG&E | -99 | 1 | 3
PP16040511 | Before the 1970s | 1900 - 1969 | 3 | 01 - Single Family Detached | 1 | PG&E | 2200 | 2 | 4
PP16084179 | Dont Know | Dont Know | 5 | 01 - Single Family Detached | 1 | PG&E | -99 | 2 | 12
PP16085219 | Before the 1970s | 1900 - 1969 | 2 | 01 - Single Family Detached | 1 | PG&E | 912 | 2 | 13
PP16087777 | Before the 1970s | 1900 - 1969 | 2 | 01 - Single Family Detached | 1 | PG&E | 2700 | 1 | 13
PP16092895 | Before the 1970s | 1900 - 1969 | 1 | 01 - Single Family Detached | 1 | PG&E | 2700 | 1 | 12
PP16102130 | 1980s | 1980 - 1989 | 2 | 01 - Single Family Detached | 1 | PG&E | 1890 | 2 | 12
PP16128822 | 1980s | 1980 - 1989 | 3 | 01 - Single Family Detached | 1 | PG&E | 1431 | 1 | 13
PP16139913 | 2000s | 2000 - 2012 | 4 | 01 - Single Family Detached | 1 | PG&E | 2100 | 2 | 13
PP16153601 | 1970s | 1970 - 1979 | 4 | 06 - Townhouse/Rowhouse (2-4 Unit Multi-Story) | 2 | PG&E | 800 | 6 | 3
PP16153908 | Before the 1970s | 1900 - 1969 | 2 | 01 - Single Family Detached | 1 | PG&E | 1460 | 2 | 3
PP16159981 | 1970s | 1970 - 1979 | 4 | 01 - Single Family Detached | 1 | PG&E | 1400 | 3 | 3
PP16179841 | 2000s | 2000 - 2012 | 4 | 01 - Single Family Detached | 2 | PG&E | 2162 | 2 | 3
PP16208300 | Before the 1970s | 1900 - 1969 | 3 | 01 - Single Family Detached | 1 | PG&E | 1371 | 3 | 2
PP16218753 | Before the 1970s | 1900 - 1969 | 7 | 01 - Single Family Detached | 1 | PG&E | 875 | 4 | 13
PP16229143 | Before the 1970s | 1900 - 1969 | 4 | 01 - Single Family Detached | 2 | PG&E | 2400 | 2 | 3
PP16237277 | Before the 1970s | 1900 - 1969 | 2 | 01 - Single Family Detached | 1 | PG&E | 825 | 2 | 12
PP16258146 | Before the 1970s | 1900 - 1969 | 1 | 01 - Single Family Detached | 1 | PG&E | 2950 | 1 | 3
PP16266822 | Before the 1970s | 1900 - 1969 | 2 | 01 - Single Family Detached | 1.5 | PG&E | 1400 | 2 | 3
PP16285869 | 1980s | 1980 - 1989 | 3 | 01 - Single Family Detached | 2 | PG&E | -99 | 2 | 1
PP16287558 | Dont Know | Dont Know | 4 | 02 - Apt 2-4 Units | 1 | PG&E | 924 | 2 | 12
PP16298147 | 1980s | 1980 - 1989 | 4 | 01 - Single Family Detached | 1 | PG&E | 2200 | 3 | 12
PP16311379 | Before the 1970s | 1900 - 1969 | 4 | 01 - Single Family Detached | 1 | PG&E | 1800 | 2 | 13
PP16335206 | Before the 1970s | 1900 - 1969 | 4 | 01 - Single Family Detached | 2.5 | PG&E | 1800 | 2 | 3
PP16336132 | 1980s | 1980 - 1989 | 2 | 01 - Single Family Detached | 2 | PG&E | 1920 | 1 | 3
PP16405490 | Before the 1970s | 1900 - 1969 | 1 | 01 - Single Family Detached | 2 | PG&E | 2150 | 1 | 4
PP16415851 | 1970s | 1970 - 1979 | 2 | 01 - Single Family Detached | 1 | PG&E | 2400 | 2 | 11
PP16420928 | 1970s | 1970 - 1979 | 3 | 01 - Single Family Detached | 1 | PG&E | 1200 | 2 | 3
PP16433753 | Before the 1970s | 1900 - 1969 | 3 | 01 - Single Family Detached | 1 | PG&E | -99 | 2 | 11
PP16477762 | 1970s | 1970 - 1979 | 5 | 01 - Single Family Detached | 2 | PG&E | 2200 | 4 | 4
PP16524603 | 1990 - 1994 | 1990 - 1994 | 4 | 01 - Single Family Detached | 2 | PG&E | 2300 | 1 | 3
PP16524727 | Before the 1970s | 1900 - 1969 | 1 | 03 - Apt 5+ Units | 3 | PG&E | 500 | Refused | 3
PP16526279 | Before the 1970s | 1900 - 1969 | 1 | 01 - Single Family Detached | 1 | PG&E | 1200 | 1 | 13
PP16544219 | Dont Know | Dont Know | 4 | 03 - Apt 5+ Units | 1 | PG&E | -99 | 2 | 3
PP16558122 | Dont Know | Dont Know | 4 | 03 - Apt 5+ Units | 2 | PG&E | 1240 | 4 | 12
PP16575565 | 1990 - 1994 | 1990 - 1994 | 7 | 01 - Single Family Detached | 1 | PG&E | 1730 | 3 | 13
PP16576583 | Before the 1970s | 1900 - 1969 | 3 | 01 - Single Family Detached | 1 | PG&E | 1260 | 1 | 4
PP16591019 | 2000s | 2000 - 2012 | 4 | 01 - Single Family Detached | 2 | PG&E | 3249 | 2 | 12
PP16606092 | Before the 1970s | 1900 - 1969 | 4 | 01 - Single Family Detached | 1 | PG&E | 2500 | 4 | 2
PP16636114 | 2000s | 2000 - 2012 | 2 | 01 - Single Family Detached | 1 | PG&E | 1850 | 2 | 11
PP16664318 | Before the 1970s | 1900 - 1969 | 2 | 01 - Single Family Detached | 1 | PG&E | 1900 | 2 | 12
PP16683662 | Before the 1970s | 1900 - 1969 | 1 | 01 - Single Family Detached | 1 | PG&E | 1900 | 1 | 12
PP16699412 | Before the 1970s | 1900 - 1969 | 3 | 01 - Single Family Detached | 1 | PG&E | 1800 | 2 | 4
PP16710126 | Dont Know | Dont Know | 1 | 01 - Single Family Detached | 1 | PG&E | 900 | Refused | 12
PP16718534 | Before the 1970s | 1900 - 1969 | 2 | 06 - Townhouse/Rowhouse (2-4 Unit Multi-Story) | 3 | PG&E | 1482 | 1 | 3
PP16722534 | Before the 1970s | 1900 - 1969 | 4 | 01 - Single Family Detached | 1 | PG&E | 1500 | 2 | 12
PP16724448 | 1980s | 1980 - 1989 | 2 | 01 - Single Family Detached | 2 | PG&E | 2300 | 2 | 3
PP16727402 | Before the 1970s | 1900 - 1969 | 4 | 01 - Single Family Detached | 2 | PG&E | 1950 | 3 | 3
PP16731929 | Before the 1970s | 1900 - 1969 | 1 | 01 - Single Family Detached | 1 | PG&E | 850 | 1 | 3
PP16750483 | Before the 1970s | 1900 - 1969 | 3 | 01 - Single Family Detached | 1 | PG&E | 1300 | 2 | 4
PP16761095 | 1980s | 1980 - 1989 | 2 | 01 - Single Family Detached | 1 | PG&E | 1950 | 2 | 2
PP16762352 | 2000s | 2000 - 2012 | 4 | 01 - Single Family Detached | 2 | PG&E | 3100 | 2 | 12
PP16774928 | Before the 1970s | 1900 - 1969 | 2 | 01 - Single Family Detached | 1 | PG&E | 1080 | 2 | 12
PP16779889 | Dont Know | Dont Know | 1 | 03 - Apt 5+ Units | 1 | PG&E | 800 | Refused | 12
PP16795234 | 2000s | 2000 - 2012 | 2 | 01 - Single Family Detached | 1.5 | PG&E | 4600 | 8 | 12
PP16811682 | Before the 1970s | 1900 - 1969 | 3 | 01 - Single Family Detached | 1 | PG&E | 1600 | 2 | 12
PP16823290 | Before the 1970s | 1900 - 1969 | 3 | 01 - Single Family Detached | 1 | PG&E | 1000 | 2 | 11
PP16827157 | Before the 1970s | 1900 - 1969 | 4 | 01 - Single Family Detached | 1 | PG&E | 2200 | 2 | 4
PP16831202 | Dont Know | Dont Know | 7 | 01 - Single Family Detached | 1 | PG&E | 1200 | 6 | 13
PP16842147 | Before the 1970s | 1900 - 1969 | 5 | 01 - Single Family Detached | 1 | PG&E | 1500 | 4 | 12
PP16855063 | Before the 1970s | 1900 - 1969 | 2 | 04 - Duplex (Single Story) | 1 | PG&E | -99 | 2 | 12
PP16860533 | 1970s | 1970 - 1979 | 2 | 01 - Single Family Detached | 2 | PG&E | 2700 | 2 | 12
PP16872970 | 1970s | 1970 - 1979 | 2 | 01 - Single Family Detached | 1 | PG&E | 2200 | 1 | 13
PP16897261 | Before the 1970s | 1900 - 1969 | 1 | 01 - Single Family Detached | 1 | PG&E | 1290 | 1 | 3
PP16909972 | Before the 1970s | 1900 - 1969 | 3 | 01 - Single Family Detached | 1 | PG&E | 2400 | 1 | 4
PP16955897 | 2000s | 2000 - 2012 | 2 | 01 - Single Family Detached | 1 | PG&E | 1500 | 2 | 12
PP16966471 | 2000s | 2000 - 2012 | 2 | 01 - Single Family Detached | 2 | PG&E | 3314 | 2 | 12
PP16979153 | Before the 1970s | 1900 - 1969 | 4 | 01 - Single Family Detached | 1 | PG&E | 1650 | 2 | 4
PP16990778 | 2000s | 2000 - 2012 | 5 | 01 - Single Family Detached | 2 | PG&E | 3400 | 3 | 12
PP17008016 | 1980s | 1980 - 1989 | 2 | 01 - Single Family Detached | 1 | PG&E | 1700 | 2 | 12
PP17008589 | 1980s | 1980 - 1989 | 3 | 01 - Single Family Detached | 2 | PG&E | 2100 | 3 | 4
PP17022119 | Before the 1970s | 1900 - 1969 | 4 | 01 - Single Family Detached | 2 | PG&E | 1900 | 2 | 3
PP17031655 | 1970s | 1970 - 1979 | 3 | 01 - Single Family Detached | 1 | PG&E | 2000 | 3 | 12
PP17035197 | 1990 - 1994 | 1990 - 1994 | 1 | 02 - Apt 2-4 Units | 2 | PG&E | -99 | 1 | 3
PP17036091 | 1970s | 1970 - 1979 | 2 | 01 - Single Family Detached | 3 | PG&E | 2100 | 2 | 3
PP17075637 | Before the 1970s | 1900 - 1969 | 2 | 03 - Apt 5+ Units | 1 | PG&E | 950 | 2 | 4
PP17094398 | 1995 - 1999 | 1995 - 1999 | 4 | 01 - Single Family Detached | 2 | PG&E | 2500 | 4 | 4
PP17116116 | 1970s | 1970 - 1979 | 5 | 01 - Single Family Detached | 1 | PG&E | 1679 | 3 | 13
PP17151267 | Dont Know | Dont Know | 2 | 03 - Apt 5+ Units | 1 | PG&E | 1071 | 2 | 3
PP17156190 | 2000s | 2000 - 2012 | 4 | 06 - Townhouse/Rowhouse (2-4 Unit Multi-Story) | 3 | PG&E | 1500 | 4 | 2
PP17206819 | Before the 1970s | 1900 - 1969 | 1 | 02 - Apt 2-4 Units | 1 | PG&E | 800 | 1 | 11
PP17208348 | 1980s | 1980 - 1989 | 2 | 01 - Single Family Detached | 2 | PG&E | 3100 | 2 | 12
PP17276334 | Before the 1970s | 1900 - 1969 | 1 | 06 - Townhouse/Rowhouse (2-4 Unit Multi-Story) | 2 | PG&E | 1200 | 1 | 3
PP17283793 | Before the 1970s | 1900 - 1969 | 1 | 02 - Apt 2-4 Units | 1 | PG&E | 600 | 1 | 3
PP17295406 | Before the 1970s | 1900 - 1969 | 4 | 01 - Single Family Detached | 2 | PG&E | 2000 | 3 | 4
PP17310693 | 1980s | 1980 - 1989 | 2 | 01 - Single Family Detached | 2 | PG&E | 1750 | 2 | 2
PP17346387 | 1970s | 1970 - 1979 | 3 | 01 - Single Family Detached | 2 | PG&E | 1990 | 2 | 3
PP17367019 | 1970s | 1970 - 1979 | 1 | 05 - Mobile Home | 1 | PG&E | 1001 | 1 | 13
PP17389100 | 2000s | 2000 - 2012 | 4 | 03 - Apt 5+ Units | 3 | PG&E | 1200 | 4 | 4
PP17389127 | Before the 1970s | 1900 - 1969 | 4 | 01 - Single Family Detached | 3 | PG&E | 2650 | 2 | 3
PP17389216 | 1995 - 1999 | 1995 - 1999 | 2 | 01 - Single Family Detached | 2 | PG&E | 3889 | 2 | 4
PP17390670 | Before the 1970s | 1900 - 1969 | 3 | 02 - Apt 2-4 Units | 1 | PG&E | -99 | 3 | 3
PP17441037 | 1980s | 1980 - 1989 | 4 | 01 - Single Family Detached | 1 | PG&E | 1800 | 2 | 13
PP17476347 | Before the 1970s | 1900 - 1969 | 6 | 01 - Single Family Detached | 1 | PG&E | 1779 | 3 | 12
PP17485479 | 1970s | 1970 - 1979 | 4 | 01 - Single Family Detached | 1 | PG&E | 2400 | 2 | 4
PP17493698 | Before the 1970s | 1900 - 1969 | 3 | 01 - Single Family Detached | 1 | PG&E | 1100 | 2 | 4
PP17525654 | Before the 1970s | 1900 - 1969 | 2 | 01 - Single Family Detached | 1 | PG&E | 1650 | 2 | 2
PP17550703 | Before the 1970s | 1900 - 1969 | 5 | 01 - Single Family Detached | 1 | PG&E | 1540 | 2 | 13
PP17563785 | 1970s | 1970 - 1979 | 3 | 03 - Apt 5+ Units | 2 | PG&E | 900 | 0 | 4
PP17564013 | Before the 1970s | 1900 - 1969 | 4 | 01 - Single Family Detached | 1 | PG&E | 2200 | 2 | 11
PP17575155 | Before the 1970s | 1900 - 1969 | 1 | 04 - Duplex (Single Story) | 1 | PG&E | -99 | Refused | 3
PP17593164 | 2000s | 2000 - 2012 | 4 | 01 - Single Family Detached | 2 | PG&E | 2400 | 4 | 3
PP17599009 | 1970s | 1970 - 1979 | 1 | 06 - Townhouse/Rowhouse (2-4 Unit Multi-Story) | 2 | PG&E | 1025 | 1 | 12
PP17605027 | 1990 - 1994 | 1990 - 1994 | 1 | 01 - Single Family Detached | 1 | PG&E | 1300 | 1 | 11
PP17640945 | 1970s | 1970 - 1979 | 1 | 01 - Single Family Detached | 1 | PG&E | 1250 | 1 | 2
PP17655522 | 2000s | 2000 - 2012 | 1 | 03 - Apt 5+ Units | 1 | PG&E | -99 | Refused | 2
PP17675257 | 2000s | 2000 - 2012 | 3 | 01 - Single Family Detached | 1 | PG&E | 1350 | 2 | 12
PP17719287 | 1980s | 1980 - 1989 | 2 | 01 - Single Family Detached | 1 | PG&E | 1750 | 2 | 12
PP17734740 | Before the 1970s | 1900 - 1969 | 2 | 01 - Single Family Detached | 1 | PG&E | 1700 | 2 | 3
PP17746225 | 1995 - 1999 | 1995 - 1999 | 1 | 01 - Single Family Detached | 1 | PG&E | 1625 | 1 | 12
PP17746377 | 1980s | 1980 - 1989 | 4 | 06 - Townhouse/Rowhouse (2-4 Unit Multi-Story) | 2.5 | PG&E | 1777 | 2 | 2
PP17749127 | 1980s | 1980 - 1989 | 4 | 01 - Single Family Detached | 1 | PG&E | 4000 | 3 | 3
PP17750882 | Before the 1970s | 1900 - 1969 | 1 | 01 - Single Family Detached | 1 | PG&E | 1500 | 1 | 13
PP17758243 | 2000s | 2000 - 2012 | 3 | 01 - Single Family Detached | 2 | PG&E | 1990 | 3 | 11
PP17807003 | Before the 1970s | 1900 - 1969 | 2 | 02 - Apt 2-4 Units | 1 | PG&E | 950 | 1 | 2
PP17890279 | 1970s | 1970 - 1979 | 3 | 01 - Single Family Detached | 1 | PG&E | 1500 | 3 | 13
PP17891035 | 2000s | 2000 - 2012 | 5 | 01 - Single Family Detached | 2 | PG&E | 3900 | 3 | 12
PP17926303 | Dont Know | Dont Know | 2 | 03 - Apt 5+ Units | 1 | PG&E | 800 | 1 | 13
PP17962343 | Before the 1970s | 1900 - 1969 | 3 | 01 - Single Family Detached | 1 | PG&E | 1645 | 2 | 4
PP17993120 | 2000s | 2000 - 2012 | 4 | 01 - Single Family Detached | 1 | PG&E | 1510 | 4 | 12
PP17994192 | Dont Know | Dont Know | 1 | 02 - Apt 2-4 Units | 1 | PG&E | -99 | 2 | 4
PP18018796 | 1990 - 1994 | 1990 - 1994 | 4 | 01 - Single Family Detached | 1 | PG&E | 1400 | 2 | 13
PP18055439 | 1970s | 1970 - 1979 | 4 | 01 - Single Family Detached | 1 | PG&E | 1450 | 4 | 12
PP18069125 | Before the 1970s | 1900 - 1969 | 4 | 01 - Single Family Detached | 1.5 | PG&E | 2400 | 4 | 2
PP18104963 | 2000s | 2000 - 2012 | 2 | 01 - Single Family Detached | 1 | PG&E | 2902 | 2 | 12
PP18113939 | Before the 1970s | 1900 - 1969 | 2 | 02 - Apt 2-4 Units | 1 | PG&E | 1000 | 2 | 4
PP18147648 | Before the 1970s | 1900 - 1969 | 4 | 01 - Single Family Detached | 1 | PG&E | 1460 | 2 | 4
PP18201844 | Dont Know | Dont Know | 2 | 01 - Single Family Detached | 1 | PG&E | 2488 | 2 | 11
PP18211031 | Before the 1970s | 1900 - 1969 | 2 | 03 - Apt 5+ Units | 1 | PG&E | -99 | 2 | 3
PP18237119 | Before the 1970s | 1900 - 1969 | 1 | 02 - Apt 2-4 Units | 1 | PG&E | -99 | Refused | 3
PP18241187 | Before the 1970s | 1900 - 1969 | 4 | 05 - Mobile Home | 1 | PG&E | 1600 | 4 | 11
PP18268648 | 1995 - 1999 | 1995 - 1999 | 4 | 01 - Single Family Detached | 1 | PG&E | 1650 | 2 | 4
PP18273778 | 1980s | 1980 - 1989 | 2 | 01 - Single Family Detached | 2 | PG&E | 2200 | 2 | 2
PP18285506 | Before the 1970s | 1900 - 1969 | 2 | 01 - Single Family Detached | 1 | PG&E | 1500 | 1 | 3
PP18299719 | Before the 1970s | 1900 - 1969 | 1 | 01 - Single Family Detached | 2.5 | PG&E | 2200 | 1 | 3
PP18309522 | 1980s | 1980 - 1989 | 4 | 01 - Single Family Detached | 1 | PG&E | 2650 | 2 | 12
PP18312117 | Before the 1970s | 1900 - 1969 | 3 | 01 - Single Family Detached | 2 | PG&E | 1700 | 2 | 12
PP18358929 | Before the 1970s | 1900 - 1969 | 3 | 01 - Single Family Detached | 1 | PG&E | 1300 | 2 | 3
PP18364313 | Before the 1970s | 1900 - 1969 | 3 | 01 - Single Family Detached | 1 | PG&E | 1800 | 2 | 12
PP18364710 | 1970s | 1970 - 1979 | 2 | 01 - Single Family Detached | 2 | PG&E | 2800 | 2 | 4
PP18375624 | Before the 1970s | 1900 - 1969 | 4 | 01 - Single Family Detached | 1 | PG&E | 1800 | 3 | 4
PP18401051 | 1970s | 1970 - 1979 | 1 | 03 - Apt 5+ Units | 2 | PG&E | 790 | Refused | 12
PP18401111 | 1970s | 1970 - 1979 | 4 | 01 - Single Family Detached | 2 | PG&E | 2049 | 2 | 12
PP18421141 | Before the 1970s | 1900 - 1969 | 1 | 06 - Townhouse/Rowhouse (2-4 Unit Multi-Story) | 3 | PG&E | 400 | Refused | 3
PP18481215 | Before the 1970s | 1900 - 1969 | 2 | 01 - Single Family Detached | 1.5 | PG&E | 1983 | 2 | 12
PP18541445 | Before the 1970s | 1900 - 1969 | 9 | 01 - Single Family Detached | 2 | PG&E | 2300 | 4 | 13
PP18549015 | 2000s | 2000 - 2012 | 2 | 03 - Apt 5+ Units | 1 | PG&E | 1100 | 2 | 4
PP18563909 | 1980s | 1980 - 1989 | 4 | 01 - Single Family Detached | 2 | PG&E | 2600 | 2 | 4
PP18568155 | Before the 1970s | 1900 - 1969 | 4 | 01 - Single Family Detached | 2 | PG&E | 2000 | 3 | 3
PP18585173 | 1970s | 1970 - 1979 | 3 | 01 - Single Family Detached | 2 | PG&E | 2860 | 2 | 4
PP18602967 | 2000s | 2000 - 2012 | 4 | 01 - Single Family Detached | 2 | PG&E | 3600 | Refused | 13
PP18618510 | Before the 1970s | 1900 - 1969 | 1 | 01 - Single Family Detached | 1 | PG&E | 1800 | 1 | 2
PP18637640 | Before the 1970s | 1900 - 1969 | 1 | 05 - Mobile Home | 1 | PG&E | 700 | Refused | 12
PP18655996 | Dont Know | Dont Know | 5 | 04 - Duplex (Single Story) | 1 | PG&E | -99 | 2 | 12
PP18704956 | Before the 1970s | 1900 - 1969 | 3 | 01 - Single Family Detached | 2 | PG&E | 3000 | 3 | 2
PP18725971 | 1970s | 1970 - 1979 | 2 | 01 - Single Family Detached | 1.5 | PG&E | 4400 | 2 | 4
PP18733950 | 1970s | 1970 - 1979 | 2 | 05 - Mobile Home | 1.5 | PG&E | 1100 | 2 | 4
PP18761758 | Before the 1970s | 1900 - 1969 | 6 | 01 - Single Family Detached | 1.5 | PG&E | 2400 | 4 | 12
PP18790383 | 1995 - 1999 | 1995 - 1999 | 5 | 01 - Single Family Detached | 2 | PG&E | 1800 | 3 | 3
PP18797462 | Before the 1970s | 1900 - 1969 | 1 | 02 - Apt 2-4 Units | 1 | PG&E | 1100 | 1 | 3
PP18802253 | Before the 1970s | 1900 - 1969 | 2 | 01 - Single Family Detached | 1 | PG&E | 1980 | 2 | 4
PP18831327 | Before the 1970s | 1900 - 1969 | 2 | 01 - Single Family Detached | 1 | PG&E | -99 | 1 | 12
PP18837267 | 2000s | 2000 - 2012 | 4 | 01 - Single Family Detached | 1 | PG&E | 1566 | 2 | 12
PP18841532 | 2000s | 2000 - 2012 | 1 | 06 - Townhouse/Rowhouse (2-4 Unit Multi-Story) | 2 | PG&E | 1350 | 1 | 12
PP18851941 | 1970s | 1970 - 1979 | 1 | 01 - Single Family Detached | 1 | PG&E | 1200 | 1 | 4
PP18859931 | Dont Know | Dont Know | 5 | 02 - Apt 2-4 Units | 1 | PG&E | -99 | 2 | 3
PP18878122 | Before the 1970s | 1900 - 1969 | 1 | 01 - Single Family Detached | 1 | PG&E | 626 | 1 | 3
PP18886631 | 1995 - 1999 | 1995 - 1999 | 2 | 01 - Single Family Detached | 2 | PG&E | 2400 | 2 | 3
PP18900614 | 1970s | 1970 - 1979 | 3 | 01 - Single Family Detached | 1 | PG&E | 1350 | 2 | 4
PP18926302 | 2000s | 2000 - 2012 | 4 | 01 - Single Family Detached | 2 | PG&E | 4000 | 2 | 12
PP18936988 | Before the 1970s | 1900 - 1969 | 6 | 01 - Single Family Detached | 1 | PG&E | 1300 | 4 | 13
PP18971587 | Dont Know | Dont Know | 2 | 03 - Apt 5+ Units | 1 | PG&E | -99 | 1 | 4
PP18999016 | Dont Know | Dont Know | 5 | 03 - Apt 5+ Units | 1 | PG&E | 900 | 3 | 13
PP19007122 | Before the 1970s | 1900 - 1969 | 4 | 01 - Single Family Detached | 1 | PG&E | 1370 | 3 | 3
PP19008377 | 2000s | 2000 - 2012 | 5 | 01 - Single Family Detached | 2 | PG&E | 2857 | 3 | 11
PP19088553 | 1990 - 1994 | 1990 - 1994 | 4 | 01 - Single Family Detached | 2 | PG&E | 2400 | 3 | 12
PP19095553 | Before the 1970s | 1900 - 1969 | 2 | 01 - Single Family Detached | 2 | PG&E | 1400 | 2 | 3
PP19098997 | 1980s | 1980 - 1989 | 2 | 01 - Single Family Detached | 1 | PG&E | 1559 | 1 | 3
PP19119428 | 1980s | 1980 - 1989 | 2 | 03 - Apt 5+ Units | 1 | PG&E | 990 | 2 | 3
PP19145851 | 1980s | 1980 - 1989 | 3 | 01 - Single Family Detached | 2 | PG&E | 1200 | 3 | 2
PP19182543 | 1970s | 1970 - 1979 | 4 | 04 - Duplex (Single Story) | 1 | PG&E | 1140 | 2 | 4
PP19206508 | Before the 1970s | 1900 - 1969 | 5 | 01 - Single Family Detached | 1 | PG&E | 1600 | 3 | 3
PP19220178 | 1990 - 1994 | 1990 - 1994 | 4 | 02 - Apt 2-4 Units | 1 | PG&E | -99 | 2 | 4
PP19223939 | 1980s | 1980 - 1989 | 1 | 03 - Apt 5+ Units | 1 | PG&E | 684 | 1 | 12
PP19226522 | Before the 1970s | 1900 - 1969 | 2 | 01 - Single Family Detached | 1 | PG&E | 1790 | 2 | 11
PP19239632 | 1970s | 1970 - 1979 | 3 | 01 - Single Family Detached | 2 | PG&E | 1850 | 4 | 1
PP19244862 | Dont Know | Dont Know | 7 | 06 - Townhouse/Rowhouse (2-4 Unit Multi-Story) | 2 | PG&E | 1431 | 4 | 4
PP19246245 | 1980s | 1980 - 1989 | 3 | 01 - Single Family Detached | 1 | PG&E | 1800 | 3 | 13
PP19266496 | 2000s | 2000 - 2012 | 2 | 03 - Apt 5+ Units | 1 | PG&E | 921 | 2 | 12
PP19266621 | 1995 - 1999 | 1995 - 1999 | 4 | 01 - Single Family Detached | 2 | PG&E | 1536 | Refused | 12
PP19278336 | 2000s | 2000 - 2012 | 2 | 01 - Single Family Detached | 1 | PG&E | 3000 | 2 | 12
PP19284108 | 2000s | 2000 - 2012 | 7 | 01 - Single Family Detached | 2 | PG&E | 2905 | 4 | 12
PP19284377 | 1995 - 1999 | 1995 - 1999 | 3 | 01 - Single Family Detached | 2 | PG&E | 3400 | 2 | 13
PP19290363 | Before the 1970s | 1900 - 1969 | 1 | 01 - Single Family Detached | 2 | PG&E | 1550 | 1 | 13
PP19291130 | Before the 1970s | 1900 - 1969 | 1 | 03 - Apt 5+ Units | 1 | PG&E | 1600 | Refused | 12
PP19354227 | 1970s | 1970 - 1979 | 4 | 01 - Single Family Detached | 2 | PG&E | 1515 | 1 | 12
PP19359540 | Before the 1970s | 1900 - 1969 | 1 | 01 - Single Family Detached | 2 | PG&E | 1672 | 1 | 3
PP19374350 | Before the 1970s | 1900 - 1969 | 1 | 03 - Apt 5+ Units | 1 | PG&E | 750 | 1 | 3
PP19408426 | Before the 1970s | 1900 - 1969 | 9 | 01 - Single Family Detached | 2 | PG&E | 2871 | 7 | 3
PP19430619 | 1970s | 1970 - 1979 | 4 | 01 - Single Family Detached | 1 | PG&E | 1600 | 2 | 12
PP19452114 | Before the 1970s | 1900 - 1969 | 2 | 01 - Single Family Detached | 1 | PG&E | 1769 | 2 | 11
PP19465610 | 1970s | 1970 - 1979 | 3 | 01 - Single Family Detached | 1 | PG&E | 1200 | 5 | 12
PP19472330 | Before the 1970s | 1900 - 1969 | 4 | 01 - Single Family Detached | 2 | PG&E | 2400 | 4 | 4
PP19520721 | 1980s | 1980 - 1989 | 5 | 01 - Single Family Detached | 1 | PG&E | 2000 | 2 | 12
PP19541293 | Before the 1970s | 1900 - 1969 | 1 | 01 - Single Family Detached | 1 | PG&E | 2330 | 1 | 4
PP19555828 | 1980s | 1980 - 1989 | 2 | 01 - Single Family Detached | 1 | PG&E | 1500 | 2 | 3
PP19559105 | Before the 1970s | 1900 - 1969 | 4 | 01 - Single Family Detached | 1 | PG&E | 900 | 2 | 13
PP19575807 | 2000s | 2000 - 2012 | 3 | 01 - Single Family Detached | 1 | PG&E | 1700 | 2 | 11
PP19582372 | 1990 - 1994 | 1990 - 1994 | 6 | 01 - Single Family Detached | 2 | PG&E | 2600 | 3 | 12
PP19585616 | 1980s | 1980 - 1989 | 2 | 01 - Single Family Detached | 2 | PG&E | 3325 | 2 | 3
PP19625362 | 1970s | 1970 - 1979 | 2 | 01 - Single Family Detached | 2 | PG&E | 2800 | 2 | 12
PP19635774 | Dont Know | Dont Know | 1 | 03 - Apt 5+ Units | 1 | PG&E | 300 | 1 | 11
PP19638199 | Before the 1970s | 1900 - 1969 | 2 | 01 - Single Family Detached | 1 | PG&E | 950 | 2 | 13
PP19670517 | 1990 - 1994 | 1990 - 1994 | 1 | 01 - Single Family Detached | 1 | PG&E | 1296 | 2 | 11
PP19687860 | 1990 - 1994 | 1990 - 1994 | 3 | 01 - Single Family Detached | 2 | PG&E | 2200 | 5 | 13
PP19727458 | 1970s | 1970 - 1979 | 3 | 01 - Single Family Detached | 1 | PG&E | 1796 | 3 | 4
PP19735336 | Dont Know | Dont Know | 4 | 01 - Single Family Detached | 1 | PG&E | 2000 | 2 | 13
PP19742828 | Before the 1970s | 1900 - 1969 | 1 | 03 - Apt 5+ Units | 1 | PG&E | -99 | 1 | 3
PP19765872 | Before the 1970s | 1900 - 1969 | 2 | 01 - Single Family Detached | 2 | PG&E | 2400 | 2 | 4
PP19786931 | Before the 1970s | 1900 - 1969 | 1 | 01 - Single Family Detached | 1 | PG&E | 2471 | 1 | 12
PP19791988 | Before the 1970s | 1900 - 1969 | 1 | 01 - Single Family Detached | 1 | PG&E | 800 | 1 | 3
PP19797452 | Before the 1970s | 1900 - 1969 | 1 | 01 - Single Family Detached | 1 | PG&E | 1500 | 1 | 3
PP19807122 | 1970s | 1970 - 1979 | 1 | 01 - Single Family Detached | 1 | PG&E | 1640 | 1 | 2
PP19873508 | Before the 1970s | 1900 - 1969 | 4 | 01 - Single Family Detached | 1 | PG&E | 1000 | 2 | 12
PP19875164 | Before the 1970s | 1900 - 1969 | 2 | 01 - Single Family Detached | 1.5 | PG&E | 850 | 2 | 3
PP19875635 | 2000s | 2000 - 2012 | 8 | 01 - Single Family Detached | 2 | PG&E | 3700 | 6 | 3
PP19882359 | Before the 1970s | 1900 - 1969 | 4 | 01 - Single Family Detached | 1 | PG&E | 2126 | 2 | 12
PP19886969 | Before the 1970s | 1900 - 1969 | 1 | 03 - Apt 5+ Units | 1 | PG&E | 600 | 1 | 3
PP19937861 | 1980s | 1980 - 1989 | 5 | 01 - Single Family Detached | 2 | PG&E | 2105 | 5 | 3
PP19942983 | 1970s | 1970 - 1979 | 2 | 01 - Single Family Detached | 1 | PG&E | 1575 | 2 | 12
PP19976904 | 1995 - 1999 | 1995 - 1999 | 2 | 01 - Single Family Detached | 2 | PG&E | 2850 | 2 | 12
PP19976953 | Before the 1970s | 1900 - 1969 | 6 | 01 - Single Family Detached | 2 | PG&E | 3200 | 4 | 3
PP19977841 | 1970s | 1970 - 1979 | 3 | 04 - Duplex (Single Story) | 1 | PG&E | 900 | 2 | 4
PP19995893 | 1980s | 1980 - 1989 | 2 | 06 - Townhouse/Rowhouse (2-4 Unit Multi-Story) | 2 | PG&E | 1643 | 1 | 4
PP20041361 | Before the 1970s | 1900 - 1969 | 5 | 01 - Single Family Detached | 2 | PG&E | 2000 | 2 | 2
PP20071115 | Before the 1970s | 1900 - 1969 | 1 | 01 - Single Family Detached | 1 | PG&E | 1100 | 1 | 11
PP20076928 | 2000s | 2000 - 2012 | 4 | 01 - Single Family Detached | 2 | PG&E | 2600 | 2 | 12
PP20083092 | Before the 1970s | 1900 - 1969 | 6 | 01 - Single Family Detached | 3 | PG&E | 3800 | 4 | 3
PP20091550 | Before the 1970s | 1900 - 1969 | 2 | 01 - Single Family Detached | 1.5 | PG&E | 2100 | 2 | 4
PP20091673 | Before the 1970s | 1900 - 1969 | 4 | 01 - Single Family Detached | 1 | PG&E | 2000 | 2 | 4
PP20114064 | 1980s | 1980 - 1989 | 7 | 01 - Single Family Detached | 1 | PG&E | 2000 | 6 | 4
PP20131634 | Dont Know | Dont Know | 3 | 03 - Apt 5+ Units | 1 | PG&E | -99 | 2 | 11
PP20151887 | Before the 1970s | 1900 - 1969 | 2 | 03 - Apt 5+ Units | 1 | PG&E | 1100 | 2 | 12
PP20155641 | Before the 1970s | 1900 - 1969 | 3 | 01 - Single Family Detached | 2 | PG&E | 2400 | 2 | 3
PP20155676 | Before the 1970s | 1900 - 1969 | 2 | 01 - Single Family Detached | 2 | PG&E | 1100 | 1 | 2
PP20163920 | Before the 1970s | 1900 - 1969 | 2 | 01 - Single Family Detached | 1 | PG&E | 2000 | 2 | 4
PP20186831 | Before the 1970s | 1900 - 1969 | 2 | 01 - Single Family Detached | 1 | PG&E | 1500 | 2 | 12
PP20190689 | Before the 1970s | 1900 - 1969 | 7 | 01 - Single Family Detached | 1 | PG&E | 1200 | 5 | 12
PP20191131 | 1980s | 1980 - 1989 | 3 | 01 - Single Family Detached | 2 | PG&E | 1324 | 3 | 3
PP20201238 | Before the 1970s | 1900 - 1969 | 4 | 01 - Single Family Detached | 2 | PG&E | 1600 | 2 | 3
PP20202706 | Before the 1970s | 1900 - 1969 | 6 | 01 - Single Family Detached | 3 | PG&E | 1678 | 6 | 3
PP20205504 | 2000s | 2000 - 2012 | 2 | 01 - Single Family Detached | 2 | PG&E | 1800 | 0 | 12
PP20207325 | 1970s | 1970 - 1979 | 3 | 01 - Single Family Detached | 2.5 | PG&E | 2600 | 1 | 4
PP20212042 | 2000s | 2000 - 2012 | 1 | 06 - Townhouse/Rowhouse (2-4 Unit Multi-Story) | 1.5 | PG&E | 1300 | 1 | 3
PP20236501 | 1980s | 1980 - 1989 | 7 | 01 - Single Family Detached | 1 | PG&E | 1643 | 5 | 2
PP20239110 | Before the 1970s | 1900 - 1969 | 2 | 01 - Single Family Detached | 2 | PG&E | 3100 | 1 | 4
PP20284698 | Before the 1970s | 1900 - 1969 | 2 | 01 - Single Family Detached | 1 | PG&E | 3500 | 2 | 3
PP20287700 | 1980s | 1980 - 1989 | 1 | 01 - Single Family Detached | 1 | PG&E | 1288 | 1 | 12
PP20293578 | Before the 1970s | 1900 - 1969 | 2 | 01 - Single Family Detached | 1 | PG&E | 1165 | 2 | 3
PP20313906 | Dont Know | Dont Know | 4 | 01 - Single Family Detached | 1 | PG&E | 1316 | 2 | 12
PP20382174 | Before the 1970s | 1900 - 1969 | 4 | 03 - Apt 5+ Units | 1 | PG&E | -99 | 3 | 4
PP20386180 | Dont Know | Dont Know | 5 | 02 - Apt 2-4 Units | 1 | PG&E | 850 | 0 | 13
PP20422744 | 1980s | 1980 - 1989 | 2 | 01 - Single Family Detached | 1 | PG&E | 3100 | 1 | 12
PP20428224 | Before the 1970s | 1900 - 1969 | 1 | 03 - Apt 5+ Units | 1 | PG&E | -99 | 1 | 3
PP20461603 | Dont Know | Dont Know | 2 | 02 - Apt 2-4 Units | 1 | PG&E | 815 | 2 | 3
PP20482064 | Before the 1970s | 1900 - 1969 | 2 | 01 - Single Family Detached | 1 | PG&E | 1500 | 2 | 3
PP20491811 | Before the 1970s | 1900 - 1969 | 2 | 01 - Single Family Detached | 1.5 | PG&E | 1400 | 2 | 3
PP20507068 | 1980s | 1980 - 1989 | 2 | 01 - Single Family Detached | 2.5 | PG&E | 2800 | 2 | 2
PP20513782 | 1970s | 1970 - 1979 | 6 | 01 - Single Family Detached | 2 | PG&E | 1530 | 4 | 4
PP20514809 | 1980s | 1980 - 1989 | 9 | 01 - Single Family Detached | 2 | PG&E | 2300 | 9 | 4
PP20519440 | 2000s | 2000 - 2012 | 4 | 01 - Single Family Detached | 2 | PG&E | 4370 | 4 | 12
PP20521689 | 1970s | 1970 - 1979 | 2 | 01 - Single Family Detached | 2 | PG&E | 2400 | 2 | 12
PP20561654 | Before the 1970s | 1900 - 1969 | 2 | 01 - Single Family Detached | 1 | PG&E | 1200 | 1 | 12
PP20587904 | 1980s | 1980 - 1989 | 2 | 01 - Single Family Detached | 1 | PG&E | 1900 | 1 | 12
PP20592180 | 2000s | 2000 - 2012 | 1 | 01 - Single Family Detached | 1 | PG&E | 2504 | 1 | 11
PP20594252 | 1995 - 1999 | 1995 - 1999 | 4 | 01 - Single Family Detached | 2 | PG&E | 3200 | 1 | 12
PP20603692 | 1970s | 1970 - 1979 | 6 | 01 - Single Family Detached | 1 | PG&E | 1200 | 2 | 12
PP20665795 | 1970s | 1970 - 1979 | 6 | 01 - Single Family Detached | 1 | PG&E | 1500 | 3 | 3
PP20666237 | Dont Know | Dont Know | 1 | 03 - Apt 5+ Units | 1 | PG&E | 750 | 1 | 2
PP20681913 | Dont Know | Dont Know | 2 | 03 - Apt 5+ Units | 1 | PG&E | -99 | 2 | 2
PP20685780 | 2000s | 2000 - 2012 | 4 | 01 - Single Family Detached | 2 | PG&E | 3487 | 2 | 3
PP20693874 | 1995 - 1999 | 1995 - 1999 | 4 | 01 - Single Family Detached | 2 | PG&E | 3200 | 2 | 3
PP20711302 | 2000s | 2000 - 2012 | 4 | 01 - Single Family Detached | 2 | PG&E | 2286 | 2 | 12
PP20720351 | Before the 1970s | 1900 - 1969 | 3 | 01 - Single Family Detached | 2 | PG&E | 2150 | 3 | 3
PP20739140 | 1980s | 1980 - 1989 | 1 | 03 - Apt 5+ Units | 1 | PG&E | 700 | 1 | 2
PP20739660 | 1980s | 1980 - 1989 | 5 | 01 - Single Family Detached | 1 | PG&E | 1720 | 1 | 13
PP20767517 | 2000s | 2000 - 2012 | 3 | 01 - Single Family Detached | 2 | PG&E | 3125 | 2 | 12
PP20780820 | Before the 1970s | 1900 - 1969 | 2 | 01 - Single Family Detached | 1 | PG&E | 1000 | 2 | 4
PP20823727 | 2000s | 2000 - 2012 | 6 | 01 - Single Family Detached | 1 | PG&E | 2000 | 8 | 13
PP20849401 | Before the 1970s | 1900 - 1969 | 2 | 01 - Single Family Detached | 1 | PG&E | 1200 | 2 | 3
PP20882859 | Before the 1970s | 1900 - 1969 | 5 | 01 - Single Family Detached | 1 | PG&E | 1250 | 3 | 3
PP20887608 | 2000s | 2000 - 2012 | 1 | 03 - Apt 5+ Units | 1 | PG&E | 632 | 1 | 12
PP20890219 | Before the 1970s | 1900 - 1969 | 1 | 03 - Apt 5+ Units | 2 | PG&E | 700 | 1 | 3
PP20899520 | 1970s | 1970 - 1979 | 3 | 01 - Single Family Detached | 1 | PG&E | 2000 | 3 | 2
PP20950831 | Dont Know | Dont Know | 3 | 03 - Apt 5+ Units | 1 | PG&E | -99 | 2 | 3
PP20951676 | 1970s | 1970 - 1979 | 3 | 06 - Townhouse/Rowhouse (2-4 Unit Multi-Story) | 2 | PG&E | 1220 | 2 | 2
PP20999792 | 2000s | 2000 - 2012 | 4 | 01 - Single Family Detached | 2 | PG&E | 2750 | 2 | 4
PP21001782 | 2000s | 2000 - 2012 | 3 | 01 - Single Family Detached | 2 | PG&E | 2700 | 2 | 13
PP21024688 | Before the 1970s | 1900 - 1969 | 4 | 01 - Single Family Detached | 1 | PG&E | 1800 | 4 | 3
PP21114058 | 2000s | 2000 - 2012 | 3 | 01 - Single Family Detached | 1 | PG&E | 1300 | 2 | 13
PP21114061 | Before the 1970s | 1900 - 1969 | 3 | 01 - Single Family Detached | 1 | PG&E | 1400 | 2 | 11
PP21123650 | 2000s | 2000 - 2012 | 2 | 01 - Single Family Detached | 2 | PG&E | 3750 | 1 | 3
PP21124142 | Before the 1970s | 1900 - 1969 | 2 | 01 - Single Family Detached | 1 | PG&E | 2800 | 2 | 4
PP21126847 | 1990 - 1994 | 1990 - 1994 | 5 | 01 - Single Family Detached | 2 | PG&E | 2600 | 4 | 4
PP21137927 | Before the 1970s | 1900 - 1969 | 4 | 01 - Single Family Detached | 1.5 | PG&E | 1800 | 2 | 3
PP21151855 | 1995 - 1999 | 1995 - 1999 | 4 | 01 - Single Family Detached | 2 | PG&E | 4050 | 3 | 12
PP21163662 | Dont Know | Dont Know | 2 | 04 - Duplex (Single Story) | 1 | PG&E | 1200 | 2 | 3
PP21204731 | 2000s | 2000 - 2012 | 2 | 01 - Single Family Detached | 2 | PG&E | 3800 | 2 | 3
PP21209369 | Before the 1970s | 1900 - 1969 | 1 | 01 - Single Family Detached | 2 | PG&E | 2500 | 1 | 3
PP21228066 | 2000s | 2000 - 2012 | 4 | 01 - Single Family Detached | 2 | PG&E | 2850 | 2 | 4
PP21285368 | 2000s | 2000 - 2012 | 6 | 01 - Single Family Detached | 1 | PG&E | 1719 | 2 | 11
PP21333353 | 1970s | 1970 - 1979 | 2 | 01 - Single Family Detached | 1 | PG&E | 1900 | 2 | 2
PP21391164 | Before the 1970s | 1900 - 1969 | 1 | 01 - Single Family Detached | 1 | PG&E | 1700 | 1 | 13
PP21395204 | 1970s | 1970 - 1979 | 4 | 01 - Single Family Detached | 1 | PG&E | 2680 | 4 | 12
PP21477174 | 1970s | 1970 - 1979 | 2 | 01 - Single Family Detached | 2 | PG&E | 2600 | 2 | 4
PP21488848 | Before the 1970s | 1900 - 1969 | 3 | 01 - Single Family Detached | 1 | PG&E | 2000 | 2 | 2
PP21521099 | 1995 - 1999 | 1995 - 1999 | 3 | 01 - Single Family Detached | 2 | PG&E | 2100 | 4 | 12
PP21529851 | Before the 1970s | 1900 - 1969 | 4 | 01 - Single Family Detached | 1 | PG&E | 1250 | 2 | 11
PP21551241 | Before the 1970s | 1900 - 1969 | 2 | 01 - Single Family Detached | 1 | PG&E | 1900 | 2 | 11
PP21564555 | Before the 1970s | 1900 - 1969 | 2 | 01 - Single Family Detached | 1 | PG&E | 1800 | 2 | 13
PP21595081 | 1970s | 1970 - 1979 | 2 | 01 - Single Family Detached | 2 | PG&E | 4000 | 2 | 12
PP21595499 | Before the 1970s | 1900 - 1969 | 2 | 01 - Single Family Detached | 2 | PG&E | 2000 | 2 | 11
PP21615881 | 2000s | 2000 - 2012 | 3 | 06 - Townhouse/Rowhouse (2-4 Unit Multi-Story) | 2 | PG&E | 1400 | 0 | 3
PP21642915 | 2000s | 2000 - 2012 | 4 | 01 - Single Family Detached | 2 | PG&E | 4000 | 2 | 12
PP21689758 | Before the 1970s | 1900 - 1969 | 2 | 01 - Single Family Detached | 1 | PG&E | 1027 | 1 | 13
PP21701127 | 1995 - 1999 | 1995 - 1999 | 4 | 01 - Single Family Detached | 1 | PG&E | 1591 | 0 | 13
PP21821815 | 2000s | 2000 - 2012 | 5 | 01 - Single Family Detached | 1 | PG&E | 1300 | 2 | 13
PP21830322 | Before the 1970s | 1900 - 1969 | 2 | 01 - Single Family Detached | 1 | PG&E | 1450 | 2 | 12
PP21834467 | 2000s | 2000 - 2012 | 3 | 06 - Townhouse/Rowhouse (2-4 Unit Multi-Story) | 3 | PG&E | 2100 | 2 | 12
PP21838399 | 2000s | 2000 - 2012 | 3 | 01 - Single Family Detached | 1.5 | PG&E | 4700 | 3 | 11
PP21849724 | 2000s | 2000 - 2012 | 4 | 01 - Single Family Detached | 1 | PG&E | 1830 | 2 | 12
PP21857808 | 1980s | 1980 - 1989 | 3 | 03 - Apt 5+ Units | 1 | PG&E | 925 | 2 | 13
PP21882526 | Before the 1970s | 1900 - 1969 | 1 | 01 - Single Family Detached | 1 | PG&E | 1060 | 3 | 4
PP21905821 | 1990 - 1994 | 1990 - 1994 | 7 | 01 - Single Family Detached | 1 | PG&E | 2050 | 5 | 11
PP21950849 | 1980s | 1980 - 1989 | 6 | 01 - Single Family Detached | 2 | PG&E | 1864 | 4 | 12
PP22048696 | Before the 1970s | 1900 - 1969 | 2 | 03 - Apt 5+ Units | 1 | PG&E | 550 | 2 | 4
PP22136575 | Dont Know | Dont Know | 4 | 02 - Apt 2-4 Units | 2 | PG&E | -99 | 4 | 3
PP22139373 | Before the 1970s | 1900 - 1969 | 4 | 01 - Single Family Detached | 1 | PG&E | 2485 | 2 | 12
PP22200242 | Before the 1970s | 1900 - 1969 | 3 | 01 - Single Family Detached | 1 | PG&E | 1500 | 1 | 2
PP22206369 | Before the 1970s | 1900 - 1969 | 1 | 03 - Apt 5+ Units | 1 | PG&E | 550 | 1 | 4
PP22211348 | Before the 1970s | 1900 - 1969 | 2 | 01 - Single Family Detached | 2 | PG&E | 1800 | 2 | 3
PP22217637 | 1980s | 1980 - 1989 | 1 | 01 - Single Family Detached | 2 | PG&E | 2160 | 1 | 4
PP22222583 | Before the 1970s | 1900 - 1969 | 3 | 01 - Single Family Detached | 2 | PG&E | 1200 | 2 | 12
PP22227635 | 1970s | 1970 - 1979 | 2 | 03 - Apt 5+ Units | 1 | PG&E | 800 | 2 | 13
PP22234169 | Dont Know | Dont Know | 7 | 01 - Single Family Detached | 1 | PG&E | 1500 | 4 | 13
PP22267307 | 1980s | 1980 - 1989 | 1 | 03 - Apt 5+ Units | 1 | PG&E | -99 | Refused | 2
PP22267342 | Before the 1970s | 1900 - 1969 | 2 | 01 - Single Family Detached | 1 | PG&E | 1500 | 1 | 3
PP22272999 | Before the 1970s | 1900 - 1969 | 3 | 01 - Single Family Detached | 2 | PG&E | 1090 | 3 | 3
PP22306519 | 2000s | 2000 - 2012 | 4 | 01 - Single Family Detached | 2 | PG&E | 2450 | 2 | 2
PP22308430 | Before the 1970s | 1900 - 1969 | 3 | 02 - Apt 2-4 Units | 1 | PG&E | 1200 | Refused | 3
PP22370770 | 1995 - 1999 | 1995 - 1999 | 3 | 01 - Single Family Detached | 2 | PG&E | 3600 | 3 | 13
PP22380938 | Dont Know | Dont Know | 4 | 01 - Single Family Detached | 1 | PG&E | 1297 | 4 | 12
PP22385193 | Before the 1970s | 1900 - 1969 | 2 | 01 - Single Family Detached | 1 | PG&E | 1500 | 2 | 3
PP22416318 | Before the 1970s | 1900 - 1969 | 1 | 01 - Single Family Detached | 1 | PG&E | 1200 | 1 | 2
PP22429466 | Before the 1970s | 1900 - 1969 | 5 | 01 - Single Family Detached | 1 | PG&E | 1500 | 5 | 12
PP22447083 | Before the 1970s | 1900 - 1969 | 5 | 01 - Single Family Detached | 1 | PG&E | 987 | 2 | 12
PP22472366 | 1980s | 1980 - 1989 | 1 | 01 - Single Family Detached | 2 | PG&E | 1200 | 1 | 3
PP22510525 | 2000s | 2000 - 2012 | 2 | 03 - Apt 5+ Units | 2 | PG&E | 1040 | 0 | 3
PP22527618 | 1980s | 1980 - 1989 | 6 | 06 - Townhouse/Rowhouse (2-4 Unit Multi-Story) | 2 | PG&E | 1180 | 2 | 13
PP22547102 | Before the 1970s | 1900 - 1969 | 2 | 02 - Apt 2-4 Units | 2 | PG&E | -99 | 1 | 3
PP22551930 | 1970s | 1970 - 1979 | 7 | 01 - Single Family Detached | 1 | PG&E | 2100 | 6 | 4
PP22557716 | 2000s | 2000 - 2012 | 4 | 06 - Townhouse/Rowhouse (2-4 Unit Multi-Story) | 2 | PG&E | 1100 | 3 | 13
PP22571027 | Before the 1970s | 1900 - 1969 | 3 | 01 - Single Family Detached | 1 | PG&E | 932 | 3 | 12
PP22584517 | 1995 - 1999 | 1995 - 1999 | 2 | 01 - Single Family Detached | 2 | PG&E | 1600 | 2 | 4
PP22594984 | Before the 1970s | 1900 - 1969 | 2 | 01 - Single Family Detached | 1 | PG&E | 1275 | 2 | 2
PP22599141 | 1995 - 1999 | 1995 - 1999 | 3 | 01 - Single Family Detached | 2 | PG&E | 3000 | 2 | 12
PP22623129 | Dont Know | Dont Know | 4 | 06 - Townhouse/Rowhouse (2-4 Unit Multi-Story) | 2 | PG&E | -99 | 2 | 3
PP22662562 | 1980s | 1980 - 1989 | 3 | 01 - Single Family Detached | 1 | PG&E | 2000 | 2 | 12
PP22671774 | Before the 1970s | 1900 - 1969 | 2 | 01 - Single Family Detached | 1 | PG&E | 1600 | 2 | 12
PP22687770 | Dont Know | Dont Know | 6 | 01 - Single Family Detached | 1 | PG&E | 1430 | 6 | 12
PP22691217 | Before the 1970s | 1900 - 1969 | 1 | 01 - Single Family Detached | 1 | PG&E | 2300 | 1 | 12
PP22742098 | Dont Know | Dont Know | 7 | 01 - Single Family Detached | 1 | PG&E | 1126 | 2 | 12
PP22755003 | Before the 1970s | 1900 - 1969 | 6 | 01 - Single Family Detached | 1 | PG&E | 1276 | 3 | 3
PP22765481 | Before the 1970s | 1900 - 1969 | 2 | 01 - Single Family Detached | 1 | PG&E | 2000 | 2 | 3
PP22799271 | Dont Know | Dont Know | 1 | 03 - Apt 5+ Units | 1 | PG&E | -99 | 1 | 4
PP22820973 | 1970s | 1970 - 1979 | 2 | 01 - Single Family Detached | 1 | PG&E | 1500 | 2 | 11
PP22822776 | Dont Know | Dont Know | 3 | 04 - Duplex (Single Story) | 1 | PG&E | 1330 | 3 | 4
PP22838971 | 1970s | 1970 - 1979 | 3 | 01 - Single Family Detached | 1 | PG&E | 2000 | 1 | 4
PP22856094 | 1970s | 1970 - 1979 | 2 | 01 - Single Family Detached | 1 | PG&E | 2300 | 2 | 12
PP22862501 | 1980s | 1980 - 1989 | 2 | 06 - Townhouse/Rowhouse (2-4 Unit Multi-Story) | 2 | PG&E | 1400 | 9 | 12
PP22868234 | 1980s | 1980 - 1989 | 1 | 01 - Single Family Detached | 1 | PG&E | 2500 | 1 | 3
PP22891031 | Before the 1970s | 1900 - 1969 | 3 | 01 - Single Family Detached | 1 | PG&E | 2100 | 2 | 4
PP22906278 | Before the 1970s | 1900 - 1969 | 2 | 01 - Single Family Detached | 1 | PG&E | 1100 | 2 | 11
PP22924061 | 1970s | 1970 - 1979 | 2 | 01 - Single Family Detached | 1 | PG&E | 2250 | 2 | 13
PP22927444 | Before the 1970s | 1900 - 1969 | 2 | 01 - Single Family Detached | 1 | PG&E | 1600 | 1 | 13
PP22932660 | 1990 - 1994 | 1990 - 1994 | 4 | 01 - Single Family Detached | 2 | PG&E | 1700 | 3 | 4
PP22969900 | 1970s | 1970 - 1979 | 2 | 01 - Single Family Detached | 2 | PG&E | 3500 | 1 | 4
PP22996264 | 1980s | 1980 - 1989 | 2 | 02 - Apt 2-4 Units | 1 | PG&E | 1333 | 2 | 3
PP23008034 | 1970s | 1970 - 1979 | 9 | 01 - Single Family Detached | 1 | PG&E | 1500 | 4 | 4
PP23032315 | Before the 1970s | 1900 - 1969 | 3 | 01 - Single Family Detached | 1 | PG&E | 1350 | 3 | 4
PP23071289 | 1970s | 1970 - 1979 | 3 | 01 - Single Family Detached | 1 | PG&E | 1537 | 2 | 2
PP23099461 | 1970s | 1970 - 1979 | 2 | 01 - Single Family Detached | 1 | PG&E | 1700 | 2 | 13
PP23107136 | 1970s | 1970 - 1979 | 3 | 01 - Single Family Detached | 1 | PG&E | 1645 | 2 | 13
PP23131823 | Before the 1970s | 1900 - 1969 | 3 | 01 - Single Family Detached | 1 | PG&E | 1270 | 2 | 3
PP23147888 | Dont Know | Dont Know | 6 | 02 - Apt 2-4 Units | 1 | PG&E | -99 | 3 | 4
PP23167885 | Before the 1970s | 1900 - 1969 | 2 | 02 - Apt 2-4 Units | 2 | PG&E | 1650 | 2 | 3
PP23169637 | 1980s | 1980 - 1989 | 4 | 01 - Single Family Detached | 2 | PG&E | 1495 | 2 | 12
PP23198180 | 1970s | 1970 - 1979 | 8 | 01 - Single Family Detached | 1 | PG&E | 1365 | Refused | 2
PP23207810 | Before the 1970s | 1900 - 1969 | 2 | 03 - Apt 5+ Units | 1 | PG&E | -99 | 2 | 3
PP23229368 | 1990 - 1994 | 1990 - 1994 | 1 | 01 - Single Family Detached | 1 | PG&E | 2600 | 1 | 12
PP23232859 | Before the 1970s | 1900 - 1969 | 3 | 04 - Duplex (Single Story) | 1 | PG&E | -99 | 2 | 4
PP23274964 | 1970s | 1970 - 1979 | 2 | 01 - Single Family Detached | 1 | PG&E | 1680 | 2 | 2
PP23296240 | 1970s | 1970 - 1979 | 2 | 02 - Apt 2-4 Units | 1 | PG&E | 900 | 1 | 13
PP23304268 | 2000s | 2000 - 2012 | 3 | 01 - Single Family Detached | 1 | PG&E | 2400 | 3 | 13
PP23314381 | Before the 1970s | 1900 - 1969 | 2 | 01 - Single Family Detached | 1 | PG&E | 1000 | 2 | 4
PP23320960 | Before the 1970s | 1900 - 1969 | 2 | 01 - Single Family Detached | 2 | PG&E | 850 | 2 | 3
PX08939154 | Before the 1970s | 1900 - 1969 | 3 | 03 - Apt 5+ Units | 2 | PG&E | 1700 | 1 | 3
PX12938727 | 1970s | 1970 - 1979 | 5 | 01 - Single Family Detached | 1 | PG&E | 1950 | 4 | 2
PX12953938 | 1970s | 1970 - 1979 | 2 | 01 - Single Family Detached | 2 | PG&E | 2000 | 2 | 11
PX13031970 | 1995 - 1999 | 1995 - 1999 | 3 | 01 - Single Family Detached | 1 | PG&E | 1404 | 2 | 12
PX13134116 | Before the 1970s | 1900 - 1969 | 4 | 01 - Single Family Detached | 1 | PG&E | 1800 | 4 | 1
PX13176243 | 1970s | 1970 - 1979 | 2 | 03 - Apt 5+ Units | 1 | PG&E | 597 | 2 | 4
PX13358019 | 1980s | 1980 - 1989 | 2 | 01 - Single Family Detached | 2 | PG&E | 2400 | 2 | 4
PX13361975 | Before the 1970s | 1900 - 1969 | 1 | 01 - Single Family Detached | 1 | PG&E | 1900 | 1 | 12
PX13407296 | Before the 1970s | 1900 - 1969 | 2 | 01 - Single Family Detached | 1 | PG&E | 1650 | 2 | 13
PX13416521 | 2000s | 2000 - 2012 | 3 | 01 - Single Family Detached | 1 | PG&E | 2200 | 3 | 12
PX13460530 | 2000s | 2000 - 2012 | 5 | 01 - Single Family Detached | 2 | PG&E | 1167 | 2 | 16
PX13558415 | 1970s | 1970 - 1979 | 3 | 01 - Single Family Detached | 1 | PG&E | 1300 | 3 | 13
PX13679591 | Dont Know | Dont Know | 2 | 01 - Single Family Detached | 1 | PG&E | 1900 | 2 | 13
PX13685955 | 1995 - 1999 | 1995 - 1999 | 4 | 01 - Single Family Detached | 1 | PG&E | 1740 | 3 | 11
PX13688905 | 2000s | 2000 - 2012 | 7 | 01 - Single Family Detached | 1 | PG&E | 1700 | 2 | 11
PX13777825 | 1980s | 1980 - 1989 | 2 | 01 - Single Family Detached | 2 | PG&E | 2200 | 1 | 3
PX13795971 | Before the 1970s | 1900 - 1969 | 1 | 01 - Single Family Detached | 2.5 | PG&E | 1500 | 1 | 11
PX13846968 | 1970s | 1970 - 1979 | 2 | 01 - Single Family Detached | 1 | PG&E | 2200 | 2 | 11
PX13881716 | 2000s | 2000 - 2012 | 6 | 01 - Single Family Detached | 1 | PG&E | 1500 | 2 | 13
PX13969616 | 1990 - 1994 | 1990 - 1994 | 3 | 01 - Single Family Detached | 1 | PG&E | 1766 | 3 | 4
PX13970907 | Before the 1970s | 1900 - 1969 | 9 | 01 - Single Family Detached | 2 | PG&E | 4800 | 2 | 12
PX14195015 | 1980s | 1980 - 1989 | 6 | 01 - Single Family Detached | 1 | PG&E | 2900 | 4 | 13
PX14225470 | Dont Know | Dont Know | 2 | 01 - Single Family Detached | 1 | PG&E | 800 | 2 | 13
PX14249858 | Before the 1970s | 1900 - 1969 | 1 | 04 - Duplex (Single Story) | 1 | PG&E | 1050 | 1 | 12
PX14273793 | 1980s | 1980 - 1989 | 2 | 01 - Single Family Detached | 1 | PG&E | 2200 | 1 | 13
PX14274496 | Before the 1970s | 1900 - 1969 | 4 | 01 - Single Family Detached | 2 | PG&E | 2200 | 2 | 12
PX14337066 | Before the 1970s | 1900 - 1969 | 4 | 01 - Single Family Detached | 1 | PG&E | 1040 | 4 | 12
PX14384819 | Before the 1970s | 1900 - 1969 | 2 | 01 - Single Family Detached | 1 | PG&E | 2000 | 1 | 1
PX14456817 | Dont Know | Dont Know | 5 | 01 - Single Family Detached | 1 | PG&E | 1036 | 5 | 12
PX14477018 | 1970s | 1970 - 1979 | 4 | 01 - Single Family Detached | 1 | PG&E | 1861 | 4 | 11
PX14547657 | Dont Know | Dont Know | 1 | 02 - Apt 2-4 Units | 2 | PG&E | 500 | 1 | 4
PX14642391 | 1970s | 1970 - 1979 | 4 | 01 - Single Family Detached | 2 | PG&E | 2000 | 2 | 16
PX14671036 | 1980s | 1980 - 1989 | 0 | 01 - Single Family Detached | 2.5 | PG&E | 2100 | 0 | 16
PX14752564 | 1980s | 1980 - 1989 | 3 | 01 - Single Family Detached | 1 | PG&E | 3258 | 3 | 12
PX14799028 | 1980s | 1980 - 1989 | 1 | 01 - Single Family Detached | 2 | PG&E | 2300 | 1 | 16
PX14930330 | 1980s | 1980 - 1989 | 2 | 01 - Single Family Detached | 1 | PG&E | 2600 | 2 | 2
PX14936480 | 1990 - 1994 | 1990 - 1994 | 5 | 01 - Single Family Detached | 1 | PG&E | 3500 | 5 | 13
PX15011700 | Before the 1970s | 1900 - 1969 | 1 | 03 - Apt 5+ Units | 1 | PG&E | -99 | 1 | 12
PX15180454 | Before the 1970s | 1900 - 1969 | 0 | 01 - Single Family Detached | 2 | PG&E | 1200 | 0 | 16
PX15188153 | 1980s | 1980 - 1989 | 2 | 01 - Single Family Detached | 1 | PG&E | 1800 | 2 | 11
PX15278251 | 1970s | 1970 - 1979 | 2 | 03 - Apt 5+ Units | 2 | PG&E | 1272 | 2 | 12
PX15393887 | 2000s | 2000 - 2012 | 1 | 01 - Single Family Detached | 2 | PG&E | 1800 | 1 | 3
PX15641539 | 1970s | 1970 - 1979 | 4 | 01 - Single Family Detached | 2 | PG&E | 2200 | 2 | 11
PX15641546 | 1970s | 1970 - 1979 | 2 | 01 - Single Family Detached | 2 | PG&E | 1250 | 2 | 3
PX15700204 | Before the 1970s | 1900 - 1969 | 1 | 01 - Single Family Detached | 1 | PG&E | 1600 | 1 | 12
PX15741777 | 1970s | 1970 - 1979 | 3 | 05 - Mobile Home | 1 | PG&E | -99 | 7 | 16
PX15776903 | 1970s | 1970 - 1979 | 2 | 05 - Mobile Home | 1 | PG&E | 1400 | 2 | 12
PX15778561 | 1970s | 1970 - 1979 | 1 | 01 - Single Family Detached | 3 | PG&E | 3200 | 1 | 11
PX15794226 | 1980s | 1980 - 1989 | 1 | 03 - Apt 5+ Units | 1 | PG&E | 970 | 1 | 16
PX15808421 | Before the 1970s | 1900 - 1969 | 3 | 01 - Single Family Detached | 1 | PG&E | 1650 | 1 | 3
PX15879450 | 1970s | 1970 - 1979 | 3 | 05 - Mobile Home | 1 | PG&E | 1500 | 3 | 13
PX16056058 | Before the 1970s | 1900 - 1969 | 1 | 04 - Duplex (Single Story) | 1 | PG&E | -99 | Refused | 2
PX16062245 | Before the 1970s | 1900 - 1969 | 3 | 01 - Single Family Detached | 1.5 | PG&E | 1672 | 1 | 16
PX16062825 | Before the 1970s | 1900 - 1969 | 2 | 01 - Single Family Detached | 1 | PG&E | 1700 | 2 | 5
PX16132145 | 1980s | 1980 - 1989 | 1 | 01 - Single Family Detached | 1 | PG&E | 812 | 1 | 11
PX16175640 | 1980s | 1980 - 1989 | 4 | 01 - Single Family Detached | 2 | PG&E | 2195 | 2 | 12
PX16417965 | 1980s | 1980 - 1989 | 2 | 06 - Townhouse/Rowhouse (2-4 Unit Multi-Story) | 2 | PG&E | 1162 | 1 | 2
PX16460361 | 1980s | 1980 - 1989 | 4 | 01 - Single Family Detached | 1 | PG&E | 850 | 2 | 11
PX16486562 | 2000s | 2000 - 2012 | 1 | 03 - Apt 5+ Units | 1 | PG&E | -99 | 1 | 3
PX16646320 | Before the 1970s | 1900 - 1969 | 5 | 01 - Single Family Detached | 1 | PG&E | 1800 | 5 | 13
PX16707566 | Before the 1970s | 1900 - 1969 | 7 | 03 - Apt 5+ Units | 2 | PG&E | 700 | 4 | 3
PX16783132 | Before the 1970s | 1900 - 1969 | 2 | 01 - Single Family Detached | 1 | PG&E | 1600 | 2 | 11
PX16883054 | 2000s | 2000 - 2012 | 1 | 04 - Duplex (Single Story) | 1 | PG&E | 675 | 1 | 3
PX16887144 | Before the 1970s | 1900 - 1969 | 2 | 03 - Apt 5+ Units | 1 | PG&E | 950 | 2 | 3
PX16897377 | 1970s | 1970 - 1979 | 2 | 01 - Single Family Detached | 2.5 | PG&E | 2100 | 2 | 16
PX16984651 | 2000s | 2000 - 2012 | 2 | 03 - Apt 5+ Units | 1 | PG&E | 675 | 2 | 4
PX17145561 | 2000s | 2000 - 2012 | 2 | 01 - Single Family Detached | 1 | PG&E | 2100 | 2 | 12
PX17205394 | 1980s | 1980 - 1989 | 2 | 03 - Apt 5+ Units | 1 | PG&E | 485 | 2 | 3
PX17333831 | 1995 - 1999 | 1995 - 1999 | 2 | 01 - Single Family Detached | 3 | PG&E | 3865 | 2 | 3
PX17379954 | Dont Know | Dont Know | 3 | 01 - Single Family Detached | 1 | PG&E | -99 | 1 | 2
PX17433196 | 1970s | 1970 - 1979 | 2 | 02 - Apt 2-4 Units | 1 | PG&E | 1000 | 1 | 3
PX17437874 | 1970s | 1970 - 1979 | 2 | 01 - Single Family Detached | 1 | PG&E | 1150 | 1 | 12
PX17450946 | Before the 1970s | 1900 - 1969 | 1 | 03 - Apt 5+ Units | 1 | PG&E | -99 | 1 | 3
PX17462388 | 1980s | 1980 - 1989 | 1 | 05 - Mobile Home | 1 | PG&E | 1440 | 1 | 1
PX17534938 | 1970s | 1970 - 1979 | 2 | 01 - Single Family Detached | 1 | PG&E | 1400 | 2 | 12
PX17598369 | 2000s | 2000 - 2012 | 3 | 01 - Single Family Detached | 1 | PG&E | 1500 | 1 | 12
PX17821436 | 1980s | 1980 - 1989 | 2 | 01 - Single Family Detached | 1 | PG&E | 1500 | 2 | 11
PX18129418 | 1970s | 1970 - 1979 | 3 | 01 - Single Family Detached | 2 | PG&E | 2185 | 3 | 12
PX18135075 | 1995 - 1999 | 1995 - 1999 | 5 | 01 - Single Family Detached | 1 | PG&E | -99 | 1 | 13
PX18199186 | Before the 1970s | 1900 - 1969 | 1 | 01 - Single Family Detached | 1.5 | PG&E | 2067 | 1 | 13
PX18219221 | 1970s | 1970 - 1979 | 2 | 01 - Single Family Detached | 1 | PG&E | 1000 | 2 | 11
PX18352215 | Before the 1970s | 1900 - 1969 | 2 | 01 - Single Family Detached | 2 | PG&E | 2400 | 2 | 12
PX18390762 | Dont Know | Dont Know | 5 | 01 - Single Family Detached | 1 | PG&E | 1700 | 3 | 11
PX18394986 | Before the 1970s | 1900 - 1969 | 1 | 01 - Single Family Detached | 1 | PG&E | 2550 | Refused | 2
PX18400142 | Before the 1970s | 1900 - 1969 | 1 | 01 - Single Family Detached | 1 | PG&E | 1100 | 1 | 1
PX18450978 | 1970s | 1970 - 1979 | 2 | 01 - Single Family Detached | 1.5 | PG&E | 2400 | 2 | 4
PX18775884 | 2000s | 2000 - 2012 | 1 | 01 - Single Family Detached | 1 | PG&E | 1836 | 1 | 11
PX18817061 | 1980s | 1980 - 1989 | 2 | 01 - Single Family Detached | 2 | PG&E | 3464 | 2 | 4
PX18927142 | Before the 1970s | 1900 - 1969 | 1 | 01 - Single Family Detached | 1.5 | PG&E | 2000 | 1 | 2
PX18940427 | Before the 1970s | 1900 - 1969 | 1 | 03 - Apt 5+ Units | 1 | PG&E | 400 | 1 | 12
PX19211797 | Before the 1970s | 1900 - 1969 | 5 | 01 - Single Family Detached | 1 | PG&E | 1500 | 2 | 11
PX19342095 | 1970s | 1970 - 1979 | 2 | 01 - Single Family Detached | 1 | PG&E | 2000 | 2 | 11
PX19411609 | Before the 1970s | 1900 - 1969 | 2 | 01 - Single Family Detached | 1 | PG&E | 3200 | 2 | 12
PX19442074 | 2000s | 2000 - 2012 | 6 | 01 - Single Family Detached | 1 | PG&E | 1620 | 4 | 16
PX19514934 | 1995 - 1999 | 1995 - 1999 | 4 | 01 - Single Family Detached | 1.5 | PG&E | 3200 | 2 | 16
PX19631272 | Before the 1970s | 1900 - 1969 | 2 | 01 - Single Family Detached | 1 | PG&E | 2400 | 2 | 12
PX19665150 | 1970s | 1970 - 1979 | 2 | 03 - Apt 5+ Units | 1 | PG&E | 750 | 2 | 13
PX19703154 | 2000s | 2000 - 2012 | 3 | 01 - Single Family Detached | 2 | PG&E | 2400 | 1 | 2
PX19731489 | 1970s | 1970 - 1979 | 2 | 03 - Apt 5+ Units | 1 | PG&E | 600 | 2 | 3
PX19743857 | 1995 - 1999 | 1995 - 1999 | 2 | 03 - Apt 5+ Units | -98 | PG&E | 1100 | 2 | 3
PX19765341 | 1970s | 1970 - 1979 | 1 | 01 - Single Family Detached | 1 | PG&E | 2600 | 1 | 3
PX20163372 | Before the 1970s | 1900 - 1969 | 6 | 02 - Apt 2-4 Units | 1 | PG&E | 1100 | 3 | 5
PX20169351 | Before the 1970s | 1900 - 1969 | 4 | 01 - Single Family Detached | 1 | PG&E | 1250 | 2 | 1
PX20264787 | 2000s | 2000 - 2012 | 6 | 01 - Single Family Detached | 1 | PG&E | 1800 | 3 | 4
PX20524609 | 1970s | 1970 - 1979 | 1 | 05 - Mobile Home | 1 | PG&E | 1440 | 1 | 2
PX20562773 | 2000s | 2000 - 2012 | 3 | 03 - Apt 5+ Units | 2 | PG&E | 725 | 1 | 12
PX20695600 | 1970s | 1970 - 1979 | 5 | 01 - Single Family Detached | 2 | PG&E | 2500 | 2 | 2
PX20760995 | Before the 1970s | 1900 - 1969 | 1 | 01 - Single Family Detached | 1 | PG&E | 1700 | 1 | 12
PX20786635 | 1990 - 1994 | 1990 - 1994 | 2 | 01 - Single Family Detached | 1 | PG&E | 2500 | 2 | 12
PX20824077 | 1970s | 1970 - 1979 | 1 | 02 - Apt 2-4 Units | 1.5 | PG&E | 500 | 1 | 3
PX20838568 | 1980s | 1980 - 1989 | 3 | 01 - Single Family Detached | 2 | PG&E | 1800 | 2 | 16
PX20865503 | 1970s | 1970 - 1979 | 2 | 01 - Single Family Detached | 1 | PG&E | 1200 | 2 | 16
PX20976695 | 1970s | 1970 - 1979 | 1 | 03 - Apt 5+ Units | 1 | PG&E | 780 | Refused | 4
PX21038203 | 2000s | 2000 - 2012 | 4 | 01 - Single Family Detached | 2 | PG&E | 2600 | 2 | 12
PX21095068 | Dont Know | Dont Know | 1 | 03 - Apt 5+ Units | 1 | PG&E | -99 | 1 | 11
PX21152177 | 1980s | 1980 - 1989 | 1 | 03 - Apt 5+ Units | 1 | PG&E | 1000 | 1 | 3
PX21292291 | 1980s | 1980 - 1989 | 1 | 02 - Apt 2-4 Units | 1 | PG&E | -99 | 1 | 11
PX21295966 | 1970s | 1970 - 1979 | 2 | 04 - Duplex (Single Story) | 1 | PG&E | 1560 | 2 | 3
PX21345199 | Dont Know | Dont Know | 7 | 01 - Single Family Detached | 1 | PG&E | 2200 | 2 | 13
PX21379583 | Before the 1970s | 1900 - 1969 | 3 | 01 - Single Family Detached | 2 | PG&E | 1100 | 1 | 3
PX21393571 | Before the 1970s | 1900 - 1969 | 3 | 01 - Single Family Detached | 1 | PG&E | 1800 | 0 | 11
PX21410953 | 1980s | 1980 - 1989 | 2 | 01 - Single Family Detached | 2 | PG&E | 3000 | 2 | 12
PX21504301 | Before the 1970s | 1900 - 1969 | 2 | 01 - Single Family Detached | 1 | PG&E | 1700 | 2 | 12
PX21507260 | Before the 1970s | 1900 - 1969 | 5 | 01 - Single Family Detached | 1 | PG&E | 1400 | 5 | 13
PX21593996 | Before the 1970s | 1900 - 1969 | 2 | 01 - Single Family Detached | 1 | PG&E | 1222 | 2 | 3
PX21623233 | 1970s | 1970 - 1979 | 1 | 02 - Apt 2-4 Units | 1 | PG&E | 1344 | 1 | 12
PX21712759 | Before the 1970s | 1900 - 1969 | 1 | 01 - Single Family Detached | 1 | PG&E | 1500 | 1 | 12
PX21942723 | 1980s | 1980 - 1989 | 1 | 03 - Apt 5+ Units | 2 | PG&E | 800 | 1 | 4
PX22098238 | 2000s | 2000 - 2012 | 5 | 01 - Single Family Detached | 1 | PG&E | 1762 | 4 | 2
PX22160709 | Before the 1970s | 1900 - 1969 | 4 | 01 - Single Family Detached | 1 | PG&E | 1425 | 2 | 2
PX22160810 | 2000s | 2000 - 2012 | 6 | 03 - Apt 5+ Units | 1 | PG&E | 1450 | 2 | 4
PX22246669 | 1970s | 1970 - 1979 | 2 | 01 - Single Family Detached | 1 | PG&E | 1131 | 1 | 2
PX22356287 | Before the 1970s | 1900 - 1969 | 2 | 01 - Single Family Detached | 2 | PG&E | 1100 | 2 | 12
PX22454786 | Before the 1970s | 1900 - 1969 | 1 | 01 - Single Family Detached | 1 | PG&E | 1100 | 1 | 11
PX22550974 | 1980s | 1980 - 1989 | 3 | 01 - Single Family Detached | 1 | PG&E | 2300 | 3 | 11
PX22637848 | Before the 1970s | 1900 - 1969 | 2 | 01 - Single Family Detached | 2 | PG&E | 3000 | 2 | 2
PX22697912 | 1990 - 1994 | 1990 - 1994 | 2 | 01 - Single Family Detached | 2 | PG&E | 2800 | 2 | 4
PX22719867 | 1980s | 1980 - 1989 | 1 | 05 - Mobile Home | 1 | PG&E | 650 | 1 | 11
PX22726573 | 1970s | 1970 - 1979 | 1 | 03 - Apt 5+ Units | 3 | PG&E | 900 | 1 | 12
PX22816392 | 1980s | 1980 - 1989 | 2 | 01 - Single Family Detached | 2.5 | PG&E | 3100 | 2 | 4
PX22855403 | Before the 1970s | 1900 - 1969 | 2 | 01 - Single Family Detached | 1 | PG&E | 1760 | 2 | 11
PX22884472 | 1990 - 1994 | 1990 - 1994 | 1 | 03 - Apt 5+ Units | 1 | PG&E | -99 | 1 | 4
PX22934179 | Before the 1970s | 1900 - 1969 | 2 | 01 - Single Family Detached | 1 | PG&E | 2200 | 2 | 2
PX23087222 | 2000s | 2000 - 2012 | 1 | 01 - Single Family Detached | 2 | PG&E | 3000 | 2 | 2
PX23091701 | Before the 1970s | 1900 - 1969 | 1 | 05 - Mobile Home | 1 | PG&E | 360 | 1 | 2
PX23123391 | 1980s | 1980 - 1989 | 1 | 01 - Single Family Detached | 1 | PG&E | 1200 | 1 | 16
PX23188534 | 1970s | 1970 - 1979 | 2 | 01 - Single Family Detached | 1 | PG&E | 3500 | 2 | 2
PX23233499 | Before the 1970s | 1900 - 1969 | 3 | 01 - Single Family Detached | 1 | PG&E | 2600 | 2 | 12

## Vintage
CLASS Vintages
Before the 1970s | 1900 - 1969 |  | Before 1978
1970s | 1970 - 1979 | 1975 | Before 1978
1980s | 1980 - 1989 | 1985 | 1978 - 1992
1990 - 1994 | 1990 - 1994 |  | 1978 - 1992
1995 - 1999 | 1995 - 1999 | 1996 | 1993 - 2001
2000s | 2000 - 2012 | 2007 | 2002 - 2005 | 2006 - 2009 | 2010 - 2013
Dont Know | Dont Know
DEER Vintages
1975 | Before 1978
1985 | 1978 - 1992
1996 | 1993 - 2001
2003 | 2002 - 2005
2007 | 2006 - 2009
2011 | 2010 - 2013
2014 | 2014
2015 | 2015 - 2016