## Pivot_vs_BldgVint
Percent Difference | - multiple -
HS_AppAge | - multiple -
Data
Furnace Type | Vintage | Count | Pop EFF | Code Eff | % Diff
Furnace |  | 394 | 80.5335 | 80 | -0.0066681
| 1900 - 1969 | 116 | 81.1985 | 80 | -0.014982
| 1970 - 1979 | 75 | 81.6955 | 80 | -0.021193
| 1980 - 1989 | 84 | 78.621 | 80 | 0.017238
| 1990 - 1994 | 26 | 78.6119 | 80 | 0.017351
| 1995 - 1999 | 20 | 80.4845 | 80 | -0.0060563
| 2000 - 2012 | 73 | 81.1812 | 80 | -0.014765
Wall Furnace |  | 6 | 72.3483 | 65 | -0.11305
Total Result |  | 400 | 80.4107 | 79.775 | -0.0082639

## Pivot Final
Percent Difference | - multiple -
HS_Fuel_Type | 01 - Natural Gas
HS_AppAge | - multiple -
| Data |  |  |  | This table excludes the newest equipment, <4 years old
Furnace Type | Count | Pop EFF | Code Eff | % Diff | Also excludes equipment of unknown age (60% of the data)
Furnace | 379 | 80.2815 | 80 | -0.0035185
Total Result | 379 | 80.2815 | 80 | -0.0035185

## Heating Systems
ID | SiteID | HS_ID_Site | Furnace Type | Vintage | Low Income | Code | Percent Difference | HS_Type | HS_1_Other | HS_Fuel_Type | HS_2_Other | HS_3 | HS_4 | HS_5 | HS_6 | HS_7 | HS_7_Other | HS_8 | HS_9 | HS_Mfgr | HS_Mod_N | HS_Mfg_Date | HS_13 | HS_14 | HS_15 | HS_16 | HS_17 | HS_17_Other | HS_18 | HS_19 | HS_19_Other | HS_20 | HS_21 | HS_22 | HS_23 | HS_AC | HS_DK | HS_Mfg_Month | HS_MFG_Year | HS_Pkg_ID | HS_Assoc_CS | HS_AppAge | HS_Est_Mfg_Yr | HS_Mod_N_Clean | HS_Source | HS_Final_AFUE | HS_AFUE_Eff_Wt | TotalHeatedSQFT | HS_Unit_Cent_Sp | HS_Site_Cent_Sp | HS_Mfr_Yr_Bin | HS_Fuel_Cap_Bins | HS_AFUE_Bins | HS_Pri_Site | HS_Cens_AFUE_Eff_Wt
1 | DD12863602 | 1 | Furnace | 1900 - 1969 | Y | 80 | -99 | 01 - Split Forced Air Furnace |  | 01 - Natural Gas | [5 empty] | 02 - Attic |  | 1 | No |  |  |  | 01 - Constant Speed | -99 | -99 |  |  |  | -99 | Dont Know |  | Dont Know | Dont Know | No |  | Yes | no access to AHU | -99 | -99 |  | 1 | -99 | 0 |  |  | -99 |  | 2200 | Central | Central | Dont Know | Gas Dont Know | Dont Know | Primary
2 | DD12886979 | 1 | Furnace | 1970 - 1979 | N | 80 | 0 | 15 - Forced Air furnace (No AC) |  | 01 - Natural Gas | [5 empty] | 05 - Mechanical Closet |  | 1 | Yes | day & night | 80u-19 |  | 01 - Constant Speed | 80 | 64 |  |  |  | 0.78 | 01 - AFUE |  | Not Applicable | Not Applicable | Not Applicable |  | No |  | -99 | -99 |  |  | 39 | 1973 | 80u19 | bluebook | 80 | 3353.0369 | 1650 | Central | Central | Age 1979 and older | Gas 070-084.99 | 78-84.99 AFUE | Primary | 5417.9201
3 | DD13428243 | 1 | Furnace | 2000 - 2012 | N | 80 | -99 | 01 - Split Forced Air Furnace |  | 01 - Natural Gas | fed from DHW heater |  |  |  |  | 05 - Mechanical Closet |  | 1 | No | first co | 60hbob |  | 01 - Constant Speed | [5 empty] | -99 | Dont Know |  | Not Applicable | Not Applicable | Not Applicable | Dont | Not Applicable | odd system, owner did not want me to remove panels | -99 | -99 |  | 1 | -99 | 0 | 60hbob |  | -99 |  | 2200 | Central | Central | Dont Know | Gas Dont Know | Dont Know | Primary
4 | DD13430578 | 1 | Other | 1900 - 1969 | Y | -99 | -99 | 09 - Gravity Furnace | floor furnace | 01 - Natural Gas | [5 empty] | 04 - Conditioned Space |  | 1 | No |  |  |  | No Fan | -99 | -99 |  |  |  | -99 | Dont Know |  | Not Applicable | Not Applicable | Not Applicable |  | Not Applicable | antiquated 50 + year old furnace no nameplate | -99 | -99 |  |  | -99 | 0 |  |  | -99 |  | 1700 | Space | Space | Dont Know | Gas Dont Know | Dont Know | Primary
5 | DD13592307 | 1 | Furnace | 2000 - 2012 | N | 80 | -99 | 01 - Split Forced Air Furnace |  | 01 - Natural Gas | [5 empty] | 02 - Attic |  | 1 | No | lennox |  |  | 01 - Constant Speed | -99 | -99 |  |  |  | -99 | 01 - AFUE |  | Dont Know | Dont Know | No |  | Yes | see notes | -99 | -99 |  | 1 | -99 | 0 |  |  | -99 |  | 2500 | Central | Central | Dont Know | Gas Dont Know | Dont Know | Primary
6 | DD13614017 | 1 | Boiler | 2000 - 2012 | Y | 82 | -99 | 04 - Hydronic System |  | 01 - Natural Gas | [5 empty] | 05 - Mechanical Closet |  | 1 | No |  |  |  | 01 - Constant Speed | -99 | -99 |  |  |  | -99 | Dont Know |  | Not Applicable | Not Applicable | Not Applicable |  | Not Applicable | see notes | -99 | -99 |  |  | -99 | 0 |  |  | -99 |  | 950 | Central | Central | Dont Know | Gas Dont Know | Dont Know | Primary
7 | DD13787793 | 1 | Furnace | 1900 - 1969 | N | 80 | -0.125 | 15 - Forced Air furnace (No AC) |  | 01 - Natural Gas | [5 empty] | 07 - Crawlspace |  | 1 | No | carrier | 58MSA060-08 | 11/01/2003 | 01 - Constant Speed | 60 | 55 |  |  |  | 0.9 | 01 - AFUE |  | Not Applicable | Not Applicable | Not Applicable |  | No |  | 11 | 2003 |  |  | 9 | 2003 | 58MSA06008 | CEC_fur | 90 | 6398.6779 | 2275 | Central | Central | Age 2000 to 2005 | Gas 055-069.99 | 90-96.99 AFUE | Primary | 5659.6497
8 | DD13798904 | 1 | Other | Dont Know | Y | -99 | -99 | 16 - Common Building | tenant says common building. I doubt it, no access to roof. | 01 - Natural Gas | [5 empty] | 06 - Roof |  | 1 | Dont Know |  |  |  | 01 - Constant Speed | -99 | -99 |  |  |  | -99 | Dont Know |  | Dont Know | Dont Know | Dont Know |  | Yes |  | -99 | -99 |  |  | -99 | 0 |  |  | -99 |  | 1200 | Central | Central | Dont Know | Gas Dont Know | Dont Know | Primary
9 | DD13801849 | 1 | Wall Furnace | 1970 - 1979 | N | 65 | -99 | 03 - Wall Furnace |  | 01 - Natural Gas | [5 empty] | 04 - Conditioned Space |  | 1 | No | williams | 35gv-3 |  | No Fan | 35 | -99 |  |  |  | -100 | 01 - AFUE |  | Not Applicable | Not Applicable | Not Applicable |  | No |  | -99 | -99 |  |  | -99 | 0 | 35gv3 |  | -99 |  | 600 | Space | Space | Dont Know | Gas 025-039.99 | Dont Know | Primary
10 | DD13802207 | 1 | Furnace | 1970 - 1979 | N | 80 | -0.02275 | 01 - Split Forced Air Furnace |  | 01 - Natural Gas | [5 empty] | 01 - Garage |  | 0.5 | No | carrier | 58STX070-12 | 02/01/2004 | 01 - Constant Speed | 66 | 54 |  |  |  | 0.8 | 01 - AFUE |  | adp | pt7636c142410 | Yes |  | Yes |  | 2 | 2004 |  | 1 | 8 | 2004 | 58STX07012 | Field Data Only | 81.82 | 1442.5612 | 3000 | Central | Central | Age 2000 to 2005 | Gas 055-069.99 | 78-84.99 AFUE | Primary | 864.3755
11 | DD13915801 | 1 | Furnace | 1995 - 1999 | N | 80 | 0 | 15 - Forced Air furnace (No AC) |  | 01 - Natural Gas | [5 empty] | 02 - Attic |  | 1 | No | comfortmaker | nbf075f16a1 |  | 01 - Constant Speed | 75 | 60 |  |  |  | 0.8 | 01 - AFUE |  | Not Applicable | Not Applicable | Not Applicable |  | Not Applicable |  | -99 | -99 |  |  | -99 | 0 | nbf075f16a1 | CEC_fur | 80 | 5514.65 | 1651 | Central | Central | Dont Know | Gas 070-084.99 | 78-84.99 AFUE | Primary | 4877.7244
12 | DD13921200 | 1 | Furnace | 1970 - 1979 | N | 80 | 0 | 01 - Split Forced Air Furnace |  | 01 - Natural Gas | [5 empty] | 02 - Attic |  | 1 | No | rheem | RGPL-10(E/N)BRMR | 08/01/2004 | 01 - Constant Speed | 100 | 80 |  |  |  | 0.8 | 01 - AFUE |  | all style | Dont Know | No |  | Yes |  | 8 | 2004 |  | 2 | 8 | 2004 | RGPL10ENBRMR | CEC_fur | 80 | 1442.5612 | 2000 | Central | Central | Age 2000 to 2005 | Gas 100-114.99 | 78-84.99 AFUE | Primary | 864.3755
13 | DD13938450 | 1 | Furnace | 1900 - 1969 | N | 80 | -99 | 15 - Forced Air furnace (No AC) |  | 01 - Natural Gas | [5 empty] | 02 - Attic |  | 1 | No | rheem | rgtm-06mnaes | 05/01/2010 | 01 - Constant Speed | 60 | -99 |  |  |  | -99 | Dont Know |  | Not Applicable | Not Applicable | Not Applicable |  | No | name plate | 5 | 2010 |  |  | 2 | 2010 | rgtm06mnaes |  | -99 |  | 1500 | Central | Central | Age 2010 to 2012 | Gas 055-069.99 | Dont Know | Primary
14 | DD13995251 | 1 | Furnace | 2000 - 2012 | N | 80 | -99 | 01 - Split Forced Air Furnace |  | 01 - Natural Gas | [5 empty] | 02 - Attic |  | 1 | Dont Know | carrier |  |  | 01 - Constant Speed | -99 | -99 |  |  |  | -99 | Dont Know |  | carrier | Dont Know | Yes |  | Yes | no access due to closet | -99 | -99 |  | 1 | -99 | 0 |  |  | -99 |  | 2640 | Central | Central | Dont Know | Gas Dont Know | Dont Know | Primary
15 | DD14025293 | 1 | Wall Furnace | Dont Know | Y | 65 | -0.076923 | 03 - Wall Furnace |  | 01 - Natural Gas | [5 empty] | 04 - Conditioned Space |  | 1 | Not Applicable | monterey |  |  | No Fan | 35 | 24.5 |  |  |  | 0.7 | 01 - AFUE |  | Not Applicable | Not Applicable | Not Applicable |  | No |  | -99 | -99 |  |  | -99 | 0 |  | Field Data Only | 70 | 6233.67 | 600 | Space | Space | Dont Know | Gas 025-039.99 | 66-71.99 AFUE | Primary | 5798.2314
16 | DD14038902 | 1 | Other | 1900 - 1969 | N | -99 | -99 | 13 - Fireplace |  | 01 - Natural Gas |  | Daily | Yes | -99 | 1st Floor | 04 - Conditioned Space |  | 0.5 | No |  |  |  | No Fan | -99 | -99 |  |  |  | -99 | Dont Know |  | Not Applicable | Not Applicable | Not Applicable |  | Not Applicable | no label | -99 | -99 |  |  | -99 | 0 |  |  | -99 |  | 2200 | Space | Both Central and Space | Dont Know | Gas Dont Know | Dont Know | Secondary
17 | DD14038902 | 2 | Furnace | 1900 - 1969 | N | 80 | 0 | 15 - Forced Air furnace (No AC) |  | 01 - Natural Gas | [5 empty] | 05 - Mechanical Closet |  | 1 | No | fraser-johnston | 80cdh0bna |  | 01 - Constant Speed | 80 | 64 |  |  |  | 0.8 | 01 - AFUE |  | Not Applicable | Not Applicable | Not Applicable |  | No |  | -99 | -99 |  |  | -99 | 0 | 80cdh0bna | Field Data Only | 80 | 2029.13 | 2200 | Central | Both Central and Space | Dont Know | Gas 070-084.99 | 78-84.99 AFUE | Primary | 1107.3931
18 | DD14073591 | 1 | Furnace | 1970 - 1979 | N | 80 | -99 | 01 - Split Forced Air Furnace |  | 01 - Natural Gas | [5 empty] | 04 - Conditioned Space |  | 1 | No | everrest | gme80704bxab | 07/01/2010 | 02 - Variable Speed | 70 | -99 |  |  |  | 0.8 | 01 - AFUE |  | Dont Know | Dont Know | No |  | Yes | not on lable | 7 | 2010 |  | 1 | 2 | 2010 | gme80704bxab | Outside Source Manual Lookup | -99 |  | 1975 | Central | Central | Age 2010 to 2012 | Gas 070-084.99 | Dont Know | Primary
19 | DD14108609 | 1 | Wall Furnace | 1900 - 1969 | Y | 65 | -99 | 03 - Wall Furnace |  | 01 - Natural Gas | [5 empty] | 04 - Conditioned Space |  | 1 | No | westwood |  |  | No Fan | -99 | -99 |  |  |  | -99 | Dont Know |  | Not Applicable | Not Applicable | Not Applicable |  | Not Applicable | rebuilt by owner / no name plate | -99 | -99 |  |  | -99 | 0 |  |  | -99 |  | 900 | Space | Space | Dont Know | Gas Dont Know | Dont Know | Primary
20 | DD14160052 | 1 | Furnace | 1990 - 1994 | N | 80 | -99 | 15 - Forced Air furnace (No AC) |  | 01 - Natural Gas | [5 empty] | 01 - Garage |  | 1 | No | tempstar | NUGE100CK | 11/01/1989 | 01 - Constant Speed | 100 | -100 |  |  |  | -99 | Dont Know |  | Not Applicable | Not Applicable | Not Applicable |  | No | na | 11 | 1989 |  |  | 23 | 1989 | NUGE100CK |  | -99 |  | 2614 | Central | Central | Age 1985 to 1989 | Gas 100-114.99 | Dont Know | Primary
21 | DD14172004 | 1 | Furnace | 1990 - 1994 | N | 80 | -99 | 01 - Split Forced Air Furnace |  | 01 - Natural Gas | [5 empty] | 02 - Attic |  | 1 | No | ducane | fpbb0050a3b |  | 01 - Constant Speed | 50 | -99 |  |  |  | -99 | Dont Know |  | all style | asfm36c | No |  | Yes | name plate difficult to reach | -99 | -99 |  | 1 | -99 | 0 | fpbb0050a3b |  | -99 |  | 1775 | Central | Central | Dont Know | Gas 040-054.99 | Dont Know | Primary
22 | DD14185496 | 1 | Furnace | 1980 - 1989 | N | 80 | 0 | 15 - Forced Air furnace (No AC) |  | 01 - Natural Gas | [5 empty] | 05 - Mechanical Closet |  | 1 | No | payne | 394gaa000075 | 06/01/1975 | 01 - Constant Speed | 75 | 60 |  |  |  | 0.8 | 01 - AFUE |  | Not Applicable | Not Applicable | Not Applicable |  | No |  | 6 | 1975 |  |  | 37 | 1975 | 394gaa000075 | Field Data Only | 80 | 3353.0369 | 1200 | Central | Central | Age 1979 and older | Gas 070-084.99 | 78-84.99 AFUE | Primary | 2577.7496
23 | DD14249702 | 1 | Furnace | 1900 - 1969 | N | 80 | 0.0675 | 15 - Forced Air furnace (No AC) |  | 01 - Natural Gas | [5 empty] | 04 - Conditioned Space |  | 1 | No | goodman | gue040-2 |  | 01 - Constant Speed | 32 | -99 |  |  |  | 0.8 | 01 - AFUE |  | Not Applicable | Not Applicable | Not Applicable |  | No |  | -99 | -99 |  |  | -99 | 0 | gue0402 | Field Data Only | 74.6 | 2823.61 | 1400 | Central | Central | Dont Know | Gas 025-039.99 | 72-77.99 AFUE | Primary | 1607.5695
24 | DD14252716 | 1 | Furnace | 2000 - 2012 | N | 80 | -99 | 01 - Split Forced Air Furnace |  | 01 - Natural Gas | [5 empty] | 02 - Attic |  | 0.5 | No |  |  |  | 01 - Constant Speed | -99 | -99 |  |  |  | -99 | 01 - AFUE |  | Dont Know | Dont Know | Yes |  | Yes | limited access | -99 | -99 |  | 1 | -99 | 0 |  |  | -99 |  | 3864 | Central | Central | Dont Know | Gas Dont Know | Dont Know | Primary
25 | DD14252716 | 2 | Furnace | 2000 - 2012 | N | 80 | -99 | 01 - Split Forced Air Furnace |  | 01 - Natural Gas | [5 empty] | 02 - Attic |  | 0.5 | No |  |  |  | 01 - Constant Speed | -99 | -99 |  |  |  | -99 | 01 - AFUE |  | Dont Know | Dont Know | Yes |  | Yes | limited access | -99 | -99 |  | 2 | -99 | 0 |  |  | -99 |  | 3864 | Central | Central | Dont Know | Gas Dont Know | Dont Know | Secondary
26 | DD14253637 | 1 | Furnace | 1980 - 1989 | N | 80 | 0 | 15 - Forced Air furnace (No AC) |  | 01 - Natural Gas | [5 empty] | 05 - Mechanical Closet |  | 1 | No | rheem | rgph10nbrjr |  | 01 - Constant Speed | 100 | 80 |  |  |  | 0.8 | 01 - AFUE |  | Not Applicable | Not Applicable | Not Applicable |  | Not Applicable |  | -99 | -99 |  |  | -99 | 0 | rgph10nbrjr | CEC_fur | 80 | 1437.86 | 2500 | Central | Central | Dont Know | Gas 100-114.99 | 78-84.99 AFUE | Primary | 1512.224
27 | DD14271302 | 1 | Boiler | 2000 - 2012 | N | 82 | -99 | 04 - Hydronic System |  | 01 - Natural Gas | [5 empty] | 02 - Attic |  | 1 | No |  |  |  | 01 - Constant Speed | -99 | -99 |  |  |  | -99 | Dont Know |  | Not Applicable | Not Applicable | Not Applicable |  | Not Applicable | see notes | -99 | -99 |  |  | -99 | 0 |  |  | -99 |  | 650 | Central | Central | Dont Know | Gas Dont Know | Dont Know | Primary
28 | DD14550622 | 1 | Furnace | 1900 - 1969 | N | 80 | -99 | 01 - Split Forced Air Furnace |  | 01 - Natural Gas | [5 empty] | 07 - Crawlspace |  | 0.75 | No | amana |  |  | 01 - Constant Speed | -99 | -99 |  |  |  | -99 | 01 - AFUE |  | Dont Know | Dont Know | Yes |  | Yes | see notes | -99 | -99 |  | 1 | -99 | 0 |  |  | -99 |  | 2400 | Central | Central | Dont Know | Gas Dont Know | Dont Know | Primary
29 | DD14550622 | 2 | Furnace | 1900 - 1969 | N | 80 | -99 | 01 - Split Forced Air Furnace |  | 01 - Natural Gas | [5 empty] | 07 - Crawlspace |  | 0.25 | No | goodman |  |  | 01 - Constant Speed | -99 | -99 |  |  |  | -99 | 01 - AFUE |  | Dont Know | Dont Know | No |  | Yes | see notes | -99 | -99 |  | 2 | -99 | 0 |  |  | -99 |  | 2400 | Central | Central | Dont Know | Gas Dont Know | Dont Know | Secondary
30 | DD14562652 | 1 | Furnace | 1980 - 1989 | N | 80 | 0 | 15 - Forced Air furnace (No AC) |  | 01 - Natural Gas | [5 empty] | 02 - Attic |  | 1 | No | day & night | 395W024055 |  | 01 - Constant Speed | 64 | -99 |  |  |  | 0.8 | 01 - AFUE |  | Not Applicable | Not Applicable | Not Applicable |  | No |  | -99 | -99 |  |  | -99 | 0 | 395W024055 | Field Data Only | 80 | 5514.65 | 1100 | Central | Central | Dont Know | Gas 055-069.99 | 78-84.99 AFUE | Primary | 2131.7453
31 | DD14635889 | 1 | Furnace | 1900 - 1969 | N | 80 | -0.02275 | 15 - Forced Air furnace (No AC) |  | 01 - Natural Gas | [5 empty] | 05 - Mechanical Closet |  | 1 | No | payne | PG8JAA036070 | 02/01/2012 | 01 - Constant Speed | 66 | 54 |  |  |  | 0.8 | 01 - AFUE |  | Not Applicable | Not Applicable | Not Applicable |  | No |  | 2 | 2012 |  |  | 0 | 2012 | PG8JAA036070 | Field Data Only | 81.82 | 6448.215 | 1246 | Central | Central | Age 2010 to 2012 | Gas 055-069.99 | 78-84.99 AFUE | Primary | 11569.8289
32 | DD14731314 | 1 | Wall Furnace | 1900 - 1969 | N | 65 | -0.076923 | 03 - Wall Furnace |  | 01 - Natural Gas | [5 empty] | 04 - Conditioned Space |  | 0 | Not Applicable | williams | c35sd |  | No Fan | 35 | 24.5 |  |  |  | -99 | Dont Know |  | Not Applicable | Not Applicable | Not Applicable |  | Not Applicable | info plate | -99 | -99 |  |  | -99 | 0 | c35sd | Field Data Only | 70 | 1437.86 | 1465 | Space | Space | Dont Know | Gas 025-039.99 | 66-71.99 AFUE | Primary | 818.6187
33 | DD14735792 | 1 | Furnace | 2000 - 2012 | Y | 80 | 0 | 01 - Split Forced Air Furnace |  | 01 - Natural Gas | [5 empty] | 02 - Attic |  | 0.5 | No | trane | tue060a936l2 |  | 01 - Constant Speed | 60 | -99 |  |  |  | -99 | Dont Know |  | allstyle | aslb364022t+v+s | No |  | Yes | info plate | -99 | -99 |  | 1 | -99 | 0 | tue060a936l2 | CEC_fur | 80 | 1323 | 3600 | Central | Both Central and Space | Dont Know | Gas 055-069.99 | 78-84.99 AFUE | Primary | 972.7835
34 | DD14735792 | 2 | Furnace | 2000 - 2012 | Y | 80 | 0 | 01 - Split Forced Air Furnace |  | 01 - Natural Gas | [5 empty] | 02 - Attic |  | 0.5 | No | trane | tue060a936l1 |  | 01 - Constant Speed | 60 | -99 |  |  |  | -99 | Dont Know |  | allstyle | aslb364022t+v+s | No |  | Yes | info plate | -99 | -99 |  | 2 | -99 | 0 | tue060a936l1 | CEC_fur | 80 |  | 3600 | Central | Both Central and Space | Dont Know | Gas 055-069.99 | 78-84.99 AFUE | Secondary
35 | DD14735792 | 3 | Other | 2000 - 2012 | Y | -99 | -99 | 13 - Fireplace |  | 01 - Natural Gas |  | 3-5 days/week | No |  | 1st Floor | 04 - Conditioned Space |  | 0 | No |  |  |  | No Fan | -99 | -100 |  |  |  | -100 | Dont Know |  | Not Applicable | Not Applicable | Not Applicable |  | Not Applicable | no info plate | -99 | -99 |  |  | -99 | 0 |  |  | -99 |  | 3600 | Space | Both Central and Space | Dont Know | Gas Dont Know | Dont Know | Secondary
36 | DD14784125 | 1 | Furnace | 1980 - 1989 | N | 80 | -99 | 01 - Split Forced Air Furnace |  | 02 - Electric | [5 empty] | 04 - Conditioned Space |  | 1 | No | carrier | 40aq024300bb |  | 01 - Constant Speed |  |  | -99 | Dont Know |  | -99 | Dont Know |  | Not Applicable | Not Applicable | Not Applicable |  | No | see info plate | -99 | -99 |  | 1 | -99 | 0 | 40aq024300bb |  | -99 |  | 895 | Central | Central | Dont Know | Elec Dont Know | Dont Know | Primary
37 | DD14785952 | 1 | Other | 2000 - 2012 | N | -99 | -99 | 13 - Fireplace |  | 01 - Natural Gas |  | <1 day/week | Yes | -99 | 1st Floor | 04 - Conditioned Space |  | 0.25 | No | Superior Fireplace Company | xgrd5500 |  | No Fan | 2.4 | -99 |  |  |  | -99 | Dont Know |  | Not Applicable | Not Applicable | Not Applicable |  | Not Applicable | limited nameplate data | -99 | -99 |  |  | -99 | 0 | xgrd5500 |  | -99 |  | 1600 | Space | Both Central and Space | Dont Know | Gas 001-009.99 | Dont Know | Secondary
38 | DD14785952 | 2 | Furnace | 2000 - 2012 | N | 80 | -99 | 01 - Split Forced Air Furnace |  | 01 - Natural Gas | [5 empty] | 02 - Attic |  | 1 | No | trane |  |  | 01 - Constant Speed | -99 | -99 |  |  |  | -99 | 01 - AFUE |  | Dont Know | Dont Know | No |  | Yes | see notes | -99 | -99 |  | 1 | -99 | 0 |  |  | -99 |  | 1600 | Central | Both Central and Space | Dont Know | Gas Dont Know | Dont Know | Primary
39 | DD14825779 | 1 | Furnace | 1980 - 1989 | N | 80 | 0 | 15 - Forced Air furnace (No AC) |  | 01 - Natural Gas | [5 empty] | 05 - Mechanical Closet |  | 1 | No | payne | 195oan024030 | 07/01/1987 | 01 - Constant Speed | 40 | -99 |  |  |  | 0.8 | 01 - AFUE |  | Not Applicable | Not Applicable | Not Applicable |  | No |  | 7 | 1987 |  |  | 25 | 1987 | 195oan024030 | Field Data Only | 80 | 3564.229 | 1500 | Central | Central | Age 1985 to 1989 | Gas 040-054.99 | 78-84.99 AFUE | Primary | 2029.2271
40 | DD14972264 | 1 | Other | 1970 - 1979 | N | -99 | -99 | 13 - Fireplace |  | 01 - Natural Gas |  | 3-5 days/week | No |  | 1st Floor | 04 - Conditioned Space |  | 0 | Dont Know |  |  |  | No Fan | -100 | -100 |  |  |  | -100 | Dont Know |  | Not Applicable | Not Applicable | Not Applicable |  | Not Applicable | no info plate | -99 | -100 |  |  | -99 | 0 |  |  | -99 |  | 2460 | Space | Both Central and Space | Dont Know | Gas Dont Know | Dont Know | Secondary
41 | DD14972264 | 2 | Other | 1970 - 1979 | N | -99 | -99 | 13 - Fireplace |  | 01 - Natural Gas |  | <1 day/week | No |  | 2nd Floor | 04 - Conditioned Space |  | 0 | No |  |  |  | No Fan | -100 | -100 |  |  |  | -100 | Dont Know |  | Not Applicable | Not Applicable | Not Applicable |  | Not Applicable |  | -99 | -100 |  |  | -99 | 0 |  |  | -99 |  | 2460 | Space | Both Central and Space | Dont Know | Gas Dont Know | Dont Know | Secondary
42 | DD14972264 | 3 | Furnace | 1970 - 1979 | N | 80 | -0.011375 | 01 - Split Forced Air Furnace |  | 01 - Natural Gas | [5 empty] | 03 - Basement |  | 1 | No | bdp | 383kav060111adja |  | 01 - Constant Speed | 110 | 89 |  |  |  | -99 | Dont Know |  | goodman | u-60 | No |  | Yes | info plate | -99 | -99 |  | 1 | -99 | 0 | 383kav060111adja | CEC_fur | 80.91 | 1243.26 | 2460 | Central | Both Central and Space | Dont Know | Gas 100-114.99 | 78-84.99 AFUE | Primary | 744.9552
43 | DD14977737 | 1 | Furnace | 1970 - 1979 | N | 80 | 0 | 15 - Forced Air furnace (No AC) |  | 01 - Natural Gas | [5 empty] | 05 - Mechanical Closet |  | 1 | No | carrier |  |  | 01 - Constant Speed | 80 | 64 |  |  |  | 0.8 | 01 - AFUE |  | Not Applicable | Not Applicable | Not Applicable |  | No |  | -99 | -99 |  |  | -99 | 0 |  | Field Data Only | 80 | 4298.81 | 1394 | Central | Both Central and Space | Dont Know | Gas 070-084.99 | 78-84.99 AFUE | Primary | 5088.0832
44 | DD14977737 | 2 | Other | 1970 - 1979 | N | -99 | -99 | 13 - Fireplace |  | 01 - Natural Gas |  | <1 day/week | No |  | 1st Floor | 04 - Conditioned Space |  | 0.5 | No |  |  |  | No Fan | -99 | -99 |  |  |  | -99 | Dont Know |  | Not Applicable | Not Applicable | Not Applicable |  | Not Applicable | no label | -99 | -99 |  |  | -99 | 0 |  |  | -99 |  | 1394 | Space | Both Central and Space | Dont Know | Gas Dont Know | Dont Know | Secondary
45 | DD15013051 | 1 | Furnace | 1980 - 1989 | N | 80 | 0 | 01 - Split Forced Air Furnace |  | 01 - Natural Gas | [5 empty] | 01 - Garage |  | 1 | No | goodman | gme80703bxba | 09/01/2011 | 02 - Variable Speed | 70 | 56 |  |  |  | 0.8 | 01 - AFUE |  | goodman | capf3636b6cb | No |  | Yes |  | 9 | 2011 |  | 1 | 1 | 2011 | gme80703bxba | Field Data Only | 80 | 6448.215 | 1530 | Central | Central | Age 2010 to 2012 | Gas 070-084.99 | 78-84.99 AFUE | Primary | 3519.0988
46 | DD15043804 | 1 | Furnace | 1970 - 1979 | N | 80 | -0.015 | 01 - Split Forced Air Furnace |  | 01 - Natural Gas | [5 empty] | 01 - Garage |  | 1 | No | rheem | rgph-07nauer |  | 01 - Constant Speed | 75 | -99 |  |  |  | 0.8 | 01 - AFUE |  | Dont Know | Dont Know | No |  | Yes | not on label | -99 | -99 |  | 1 | -99 | 0 | rgph07nauer | Field and Source Data | 81.2 | 4298.81 | 1470 | Central | Central | Dont Know | Gas 070-084.99 | 78-84.99 AFUE | Primary | 2346.0659
47 | DD15085133 | 1 | Furnace | 1900 - 1969 | N | 80 | 0 | 15 - Forced Air furnace (No AC) |  | 01 - Natural Gas | [5 empty] | 04 - Conditioned Space |  | 1 | No | fraser-johnston | 8cd12a | 07/01/1968 | 01 - Constant Speed | 80 | 64 |  |  |  | 0.8 | 01 - AFUE |  | Not Applicable | Not Applicable | Not Applicable |  | No |  | 7 | 1968 |  |  | 44 | 1968 | 8cd12a | Field Data Only | 80 | 3353.0369 | 1880 | Central | Central | Age 1979 and older | Gas 070-084.99 | 78-84.99 AFUE | Primary | 1908.9888
48 | DD15100483 | 1 | Other | 1980 - 1989 | N | -99 | -99 | 14 - Electric Space Heater |  | 02 - Electric | [5 empty] | 04 - Conditioned Space |  | 0.25 | No | hartford eichenauer | 680j |  | 01 - Constant Speed |  |  | -99 | Dont Know |  | -99 | Dont Know |  | Not Applicable | Not Applicable | Not Applicable |  | Not Applicable | no name plate | -99 | -99 |  |  | -99 | 0 | 680j |  | -99 |  | 600 | Space | Space | Dont Know | Elec Dont Know | Dont Know | Primary
49 | DD15100483 | 2 | Other | 1980 - 1989 | N | -99 | -99 | 14 - Electric Space Heater |  | 02 - Electric | [5 empty] | 04 - Conditioned Space |  | 0.25 | No | hartford eichenauer | 680j |  | 01 - Constant Speed |  |  | -99 | Dont Know |  | -99 | Dont Know |  | Not Applicable | Not Applicable | Not Applicable |  | Not Applicable | no name plate | -99 | -99 |  |  | -99 | 0 | 680j |  | -99 |  | 600 | Space | Space | Dont Know | Elec Dont Know | Dont Know | Secondary
50 | DD15125263 | 1 | Furnace | 1970 - 1979 | Y | 80 | 0 | 15 - Forced Air furnace (No AC) |  | 01 - Natural Gas | [5 empty] | 05 - Mechanical Closet |  | 1 | No | trane | tue060a936k3 |  | 01 - Constant Speed | 60 | 48 |  |  |  | 0.8 | 01 - AFUE |  | Not Applicable | Not Applicable | Not Applicable |  | Not Applicable |  | -99 | -99 |  |  | -99 | 0 | tue060a936k3 | CEC_fur | 80 | 1803.89 | 1500 | Central | Central | Dont Know | Gas 055-069.99 | 78-84.99 AFUE | Primary | 2545.6265
51 | DD15150175 | 1 | Wall Furnace | 1900 - 1969 | N | 65 | -99 | 03 - Wall Furnace |  | 01 - Natural Gas | [5 empty] | 04 - Conditioned Space |  | 0.25 | No | williams |  |  | No Fan | -99 | -99 |  |  |  | -99 | Dont Know |  | Not Applicable | Not Applicable | Not Applicable |  | Not Applicable | no nameplate | -99 | -99 |  |  | -99 | 0 |  |  | -99 |  | 1200 | Space | Space | Dont Know | Gas Dont Know | Dont Know | Primary
52 | DD15180050 | 1 | Furnace | 1900 - 1969 | Y | 80 | -0.0085 | 01 - Split Forced Air Furnace |  | 01 - Natural Gas | [5 empty] | 05 - Mechanical Closet |  | 1 | No | carrier | 58CVX110-20 | 08/01/2010 | 02 - Variable Speed | 88 | 71 |  |  |  | 0.8 | 01 - AFUE |  | ADP | c48a175c536 | Yes |  | Yes |  | 8 | 2010 |  | 1 | 2 | 2010 | 58CVX11020 | Field Data Only | 80.68 | 2705.835 | 1650 | Central | Central | Age 2010 to 2012 | Gas 085-099.99 | 78-84.99 AFUE | Primary | 1824.8426
53 | DD15278127 | 1 | Furnace | 1980 - 1989 | N | 80 | 0 | 01 - Split Forced Air Furnace |  | 01 - Natural Gas | [5 empty] | 02 - Attic |  | 1 | No | ducane | FPBB075A3 |  | 01 - Constant Speed | 75 | 60 |  |  |  | 0.8 | 01 - AFUE |  | Dont Know | Dont Know | No |  | Yes | not available or inaccessible | -99 | -99 |  | 1 | -99 | 0 | FPBB075A3 | CEC_fur | 80 | 2823.61 | 1500 | Central | Central | Dont Know | Gas 070-084.99 | 78-84.99 AFUE | Primary | 2570.9397
54 | DD15288276 | 1 | Furnace | 1980 - 1989 | N | 80 | 0 | 01 - Split Forced Air Furnace |  | 01 - Natural Gas | [5 empty] | 01 - Garage |  | 1 | No | trane | tud100c960b1 | 08/01/1992 | 01 - Constant Speed | 100 | -100 |  |  |  | 0.8 | 01 - AFUE |  | trane | Not Applicable | Dont Know |  | Yes |  | 8 | 1992 |  | 1 | 20 | 1992 | tud100c960b1 | Field and Source Data | 80 | 1485.005 | 1968 | Central | Central | Age 1990 to 1994 | Gas 100-114.99 | 78-84.99 AFUE | Primary | 889.8076
55 | DD15321391 | 1 | Furnace | 1995 - 1999 | N | 80 | -99 | 01 - Split Forced Air Furnace |  | 01 - Natural Gas | [5 empty] | 02 - Attic |  | 0.6 | No |  |  |  | 01 - Constant Speed | -99 | -99 |  |  |  | -99 | 01 - AFUE |  | Dont Know | Not Applicable | No |  | Yes | n/a | -99 | -99 |  | 1 | -99 | 0 |  |  | -99 |  | 3300 | Central | Central | Dont Know | Gas Dont Know | Dont Know | Primary
56 | DD15321391 | 2 | Furnace | 1995 - 1999 | N | 80 | -99 | 01 - Split Forced Air Furnace |  | 01 - Natural Gas | [5 empty] | 02 - Attic |  | 0.4 | No |  |  |  | 01 - Constant Speed | -99 | -99 |  |  |  | -99 | 01 - AFUE |  | Dont Know | Dont Know | No |  | Yes | n/a | -99 | -99 |  | 2 | -99 | 0 |  |  | -99 |  | 3300 | Central | Central | Dont Know | Gas Dont Know | Dont Know | Secondary
3109 | PX18199186 | 2 | Other | 1900 - 1969 | N | -99 | -99 | 18 - Window Wall Heat Pump |  | 02 - Electric | [5 empty] | 04 - Conditioned Space |  |  | No | emerson | Dont Know |  | 01 - Constant Speed | -99 | -99 | [13 empty] | -99 |  | 2 | -99 | 0 |  |  | -99 |  | 2067 | Space | Both Central and Space | Dont Know | Elec Dont Know | Dont Know | Secondary
3110 | EG11586386 | 2 | Other | 1900 - 1969 | N | -99 | -99 | 18 - Window Wall Heat Pump |  | 02 - Electric | [5 empty] | 04 - Conditioned Space |  |  | No | amana | Dont Know |  | 01 - Constant Speed | -99 | -99 | [13 empty] | -99 |  | 2 | -99 | 0 |  |  | -99 |  | 1700 | Space | Both Central and Space | Dont Know | Elec Dont Know | Dont Know | Secondary
57 | DD15439597 | 1 | Furnace | 2000 - 2012 | N | 80 | 0 | 01 - Split Forced Air Furnace |  | 01 - Natural Gas | [5 empty] | 02 - Attic |  | 0.5 | No | goodman | gmp050-3 |  | 01 - Constant Speed | 45 | 40 |  |  |  | 0.8 | 01 - AFUE |  | Dont Know | Dont Know | No |  | Yes | no access | -99 | -99 |  | 1 | -99 | 0 | gmp0503 | CEC_fur | 80 | 2823.61 | 3200 | Central | Central | Dont Know | Gas 040-054.99 | 78-84.99 AFUE | Primary | 2497.4915
58 | DD15439597 | 2 | Furnace | 2000 - 2012 | N | 80 | 0 | 01 - Split Forced Air Furnace |  | 01 - Natural Gas | [5 empty] | 02 - Attic |  | 0.5 | No | goodman | gmp050-3 |  | 01 - Constant Speed | 45 | 40 |  |  |  | 0.8 | 01 - AFUE |  | Dont Know | Dont Know | No |  | Yes | no data | -99 | -99 |  | 2 | -99 | 0 | gmp0503 | CEC_fur | 80 |  | 3200 | Central | Central | Dont Know | Gas 040-054.99 | 78-84.99 AFUE | Secondary
59 | DD15457146 | 1 | Other | 1900 - 1969 | N | -99 | -99 | 13 - Fireplace |  | 01 - Natural Gas |  | <1 day/week | No |  | 1st Floor | 04 - Conditioned Space |  | 0.5 | No |  |  |  | No Fan | -99 | -99 |  |  |  | -99 | Dont Know |  | Not Applicable | Not Applicable | Not Applicable |  | Not Applicable | no label | -99 | -99 |  |  | -99 | 0 |  |  | -99 |  | 2100 | Space | Both Central and Space | Dont Know | Gas Dont Know | Dont Know | Secondary
60 | DD15457146 | 2 | Furnace | 1900 - 1969 | N | 80 | -0.0085 | 01 - Split Forced Air Furnace |  | 01 - Natural Gas | [5 empty] | 05 - Mechanical Closet |  | 1 | No | carrier | 58pa0090-16 |  | 01 - Constant Speed | 88 | 71 |  |  |  | 0.8 | 01 - AFUE |  | carrier | 000abaa | Yes |  | Yes |  | -99 | -99 |  | 1 | -99 | 0 | 58pa009016 | Field Data Only | 80.68 | 1437.86 | 2100 | Central | Both Central and Space | Dont Know | Gas 085-099.99 | 78-84.99 AFUE | Primary | 1512.224
61 | DD15465264 | 1 | Furnace | 1980 - 1989 | Y | 80 | 0 | 15 - Forced Air furnace (No AC) |  | 01 - Natural Gas | [5 empty] | 01 - Garage |  | 1 | No | goodman | gms80453axa |  | 01 - Constant Speed | 45 | 36 |  |  |  | 0.8 | 01 - AFUE |  | Not Applicable | Not Applicable | Not Applicable |  | Not Applicable |  | -99 | -99 |  |  | -99 | 0 | gms80453axa | Field Data Only | 80 | 3335.44 | 1900 | Central | Central | Dont Know | Gas 040-054.99 | 78-84.99 AFUE | Primary | 4942.6408
62 | DD15512449 | 1 | Furnace | 1900 - 1969 | N | 80 | -99 | 01 - Split Forced Air Furnace |  | 01 - Natural Gas | [5 empty] | 02 - Attic |  | 1 | No | lennox |  |  | 02 - Variable Speed | -99 | -99 |  |  |  | -99 | Dont Know |  | lennox | Not Applicable | Dont Know |  | Yes | label not legible | -99 | -99 |  | 1 | -99 | 0 |  |  | -99 |  | 1600 | Central | Central | Dont Know | Gas Dont Know | Dont Know | Primary
63 | DD15541745 | 1 | Furnace | 1980 - 1989 | N | 80 | 0 | 01 - Split Forced Air Furnace |  | 01 - Natural Gas | [5 empty] | 01 - Garage |  | 1 | No | lennox | g1604-75-1 |  | 01 - Constant Speed | 75 | -99 |  |  |  | 0.8 | 01 - AFUE |  | carrier | 519dxs04sooomaca | No |  | Yes |  | -99 | -99 |  | 1 | -99 | 0 | g1604751 | Field Data Only | 80 | 2029.13 | 2259 | Central | Central | Dont Know | Gas 070-084.99 | 78-84.99 AFUE | Primary | 1107.3931
64 | DD15557715 | 1 | Other | 1900 - 1969 | N | -99 | -99 | 13 - Fireplace |  | 01 - Natural Gas |  | 3-5 days/week | No |  | 1st Floor | 04 - Conditioned Space |  | 0 | Not Applicable |  |  |  | No Fan | -100 | -100 |  |  |  | -100 | Dont Know |  | Not Applicable | Not Applicable | Not Applicable |  | Not Applicable |  | -99 | -100 |  |  | -99 | 0 |  |  | -99 |  | 3700 | Space | Both Central and Space | Dont Know | Gas Dont Know | Dont Know | Secondary
65 | DD15557715 | 3 | Furnace | 1900 - 1969 | N | 80 | 0 | 15 - Forced Air furnace (No AC) |  | 01 - Natural Gas | [5 empty] | 01 - Garage |  | 0.5 | No | goodman | gmt070-4 | 01/01/1999 | 01 - Constant Speed | 70 | 56 |  |  |  | -99 | Dont Know |  | Not Applicable | Not Applicable | Not Applicable |  | No | info plate | -99 | 1999 |  |  | 13 | 1999 | gmt0704 | Field Data Only | 80 | 1568.5745 | 3700 | Central | Both Central and Space | Age 1995 to 1999 | Gas 070-084.99 | 78-84.99 AFUE | Primary | 1649.6989
66 | DD15557715 | 4 | Furnace | 1900 - 1969 | N | 80 | 0.04625 | 15 - Forced Air furnace (No AC) |  | 01 - Natural Gas | [5 empty] | 04 - Conditioned Space |  | 0.5 | No | day & night | 394jaz036045aafa |  | 01 - Constant Speed | 60 | -99 |  |  |  | -99 | Dont Know |  | Not Applicable | Not Applicable | Not Applicable |  | No | info plate | -99 | -99 |  |  | 21 | 1991 | 394jaz036045aafa | bluebook | 76.3 |  | 3700 | Central | Both Central and Space | Age 1990 to 1994 | Gas 055-069.99 | 72-77.99 AFUE | Secondary
67 | DD15625203 | 1 | Furnace | 1900 - 1969 | N | 80 | -99 | 15 - Forced Air furnace (No AC) |  | 01 - Natural Gas | [5 empty] | 07 - Crawlspace |  | 1 | No |  |  |  | 01 - Constant Speed | -99 | -99 |  |  |  | -99 | Dont Know |  | Not Applicable | Not Applicable | Not Applicable |  | Not Applicable | see notes | -99 | -99 |  |  | -99 | 0 |  |  | -99 |  | 1800 | Central | Central | Dont Know | Gas Dont Know | Dont Know | Primary
68 | DD15648646 | 1 | Furnace | 1900 - 1969 | N | 80 | 0 | 15 - Forced Air furnace (No AC) |  | 01 - Natural Gas | [5 empty] | 04 - Conditioned Space |  | 1 | No | gaurdian | lf8100b16uh11d |  | 01 - Constant Speed | 100 | 80 |  |  |  | 0.8 | 01 - AFUE |  | Not Applicable | Not Applicable | Not Applicable |  | No |  | -99 | -99 |  |  | -99 | 0 | lf8100b16uh11d | Field Data Only | 80 | 2823.61 | 2000 | Central | Central | Dont Know | Gas 100-114.99 | 78-84.99 AFUE | Primary | 1607.5695
69 | DD15706151 | 1 | Furnace | 2000 - 2012 | N | 80 | -99 | 01 - Split Forced Air Furnace |  | 01 - Natural Gas | [5 empty] | 02 - Attic |  | 1 | No | bryant |  |  | 01 - Constant Speed | -99 | -99 |  |  |  | -99 | 01 - AFUE |  | Dont Know | Dont Know | Yes |  | Yes | see notes | -99 | -99 |  | 1 | -99 | 0 |  |  | -99 |  | 2069 | Central | Central | Dont Know | Gas Dont Know | Dont Know | Primary
70 | DD15720912 | 1 | Other | 1900 - 1969 | N | -99 | -99 | 13 - Fireplace |  | 01 - Natural Gas |  | <1 day/week | No |  | 1st Floor | 04 - Conditioned Space |  | 0 | Not Applicable |  |  |  | No Fan | -100 | -100 |  |  |  | -100 | Dont Know |  | Not Applicable | Not Applicable | Not Applicable |  | Not Applicable |  | -99 | -100 |  |  | -99 | 0 |  |  | -99 |  | 2000 | Space | Both Central and Space | Dont Know | Gas Dont Know | Dont Know | Secondary
71 | DD15720912 | 2 | Furnace | 1900 - 1969 | N | 80 | -0.01 | 15 - Forced Air furnace (No AC) |  | 01 - Natural Gas | [5 empty] | 02 - Attic |  | 1 | No | day & night | 376baw036075 | 01/01/1985 | 01 - Constant Speed | 90 | -99 |  |  |  | -99 | Dont Know |  | Not Applicable | Not Applicable | Not Applicable |  | Not Applicable | info plate | -99 | 1985 |  |  | 27 | 1985 | 376baw036075 | bluebook | 80.8 | 3564.229 | 2000 | Central | Both Central and Space | Age 1985 to 1989 | Gas 085-099.99 | 78-84.99 AFUE | Primary | 2029.2271
72 | DD15733658 | 1 | Boiler | 2000 - 2012 | Y | 82 | -99 | 04 - Hydronic System |  | 01 - Natural Gas | [5 empty] | 05 - Mechanical Closet |  | 1 | No |  |  |  | 01 - Constant Speed | -99 | -99 |  |  |  | -99 | Dont Know |  | Not Applicable | Not Applicable | Not Applicable |  | Not Applicable | see notes | -99 | -99 |  |  | -99 | 0 |  |  | -99 |  | 1500 | Central | Central | Dont Know | Gas Dont Know | Dont Know | Primary
73 | DD15755425 | 1 | Furnace | 1900 - 1969 | N | 80 | 0 | 01 - Split Forced Air Furnace |  | 01 - Natural Gas | [5 empty] | 05 - Mechanical Closet |  | 1 | No | ducane | MPGA075B3 |  | 01 - Constant Speed | 75 | 60 |  |  |  | 0.8 | 01 - AFUE |  | Dont Know | Dont Know | No |  | Yes | n/a | -99 | -99 |  | 1 | -99 | 0 | MPGA075B3 | CEC_fur | 80 | 2823.61 | 1200 | Central | Central | Dont Know | Gas 070-084.99 | 78-84.99 AFUE | Primary | 1607.5695
74 | DD15828123 | 1 | Other | 1980 - 1989 | N | -99 | -99 | 13 - Fireplace |  | 01 - Natural Gas |  | <1 day/week | No |  | 1st Floor | 04 - Conditioned Space |  | 0.25 | No |  |  |  | No Fan | -100 | -100 |  |  |  | -100 | Dont Know |  | Not Applicable | Not Applicable | Not Applicable |  | Not Applicable |  | -99 | -100 |  |  | -99 | 0 |  |  | -99 |  | 885 | Space | Both Central and Space | Dont Know | Gas Dont Know | Dont Know | Secondary
75 | DD15828123 | 2 | Furnace | 1980 - 1989 | N | 80 | 0.01375 | 15 - Forced Air furnace (No AC) |  | 01 - Natural Gas | [5 empty] | 04 - Conditioned Space |  | 1 | No | carrier | 58gs050-3 | 01/01/1982 | 01 - Constant Speed | 50 | -99 |  |  |  | -99 | Dont Know |  | Not Applicable | Not Applicable | Not Applicable |  | No | name plate | -99 | 1982 |  |  | 30 | 1982 | 58gs0503 | bluebook | 78.9 | 12132.23 | 885 | Central | Both Central and Space | Age 1980 to 1984 | Gas 040-054.99 | 78-84.99 AFUE | Primary | 6897.8521
76 | DD15863073 | 1 | Furnace | 1980 - 1989 | N | 80 | -0.0175 | 15 - Forced Air furnace (No AC) |  | 01 - Natural Gas | [5 empty] | 04 - Conditioned Space |  | 0.75 | No | carrier | 395baw060095 | 06/01/1985 | 01 - Constant Speed | 114 | -99 |  |  |  | 0.8 | 01 - AFUE |  | Not Applicable | Not Applicable | Not Applicable |  | No |  | 6 | 1985 |  |  | 27 | 1985 | 395baw060095 | Field Data Only | 81.4 | 1569.361 | 7100 | Central | Both Central and Space | Age 1985 to 1989 | Gas 100-114.99 | 78-84.99 AFUE | Primary | 940.3533
77 | DD15863073 | 2 | Other | 1980 - 1989 | N | -99 | -99 | 13 - Fireplace |  | 05 - Wood |  | Daily | No |  | 2nd Floor | 04 - Conditioned Space |  | 0.25 | No |  |  |  | No Fan | [5 empty] | -99 | Dont Know |  | Not Applicable | Not Applicable | Not Applicable | Dont | No | no labels | -99 | -99 |  |  | -99 | 0 |  |  | -99 |  | 7100 | Space | Both Central and Space | Dont Know |  | Dont Know | Secondary
78 | DD15863073 | 3 | Other | 1980 - 1989 | N | -99 | -99 | 13 - Fireplace |  | 01 - Natural Gas |  | Daily | No |  | 2nd Floor | 04 - Conditioned Space |  | 0.1 | No |  |  |  | No Fan | -99 | -99 |  |  |  | -99 | Dont Know |  | Not Applicable | Not Applicable | Not Applicable |  | Not Applicable | no label | -99 | -99 |  |  | -99 | 0 |  |  | -99 |  | 7100 | Space | Both Central and Space | Dont Know | Gas Dont Know | Dont Know | Secondary
79 | DD15891234 | 1 | Furnace | 2000 - 2012 | Y | 80 | -99 | 01 - Split Forced Air Furnace |  | 01 - Natural Gas | [5 empty] | 02 - Attic |  | 1 | Dont Know |  |  |  | 01 - Constant Speed | -99 | -99 |  |  |  | -99 | Dont Know |  | Dont Know | Dont Know | Dont Know |  | Yes | no access to unit | -99 | -99 |  | 1 | -99 | 0 |  |  | -99 |  | 3046 | Central | Central | Dont Know | Gas Dont Know | Dont Know | Primary
80 | DD15992420 | 1 | Furnace | 1980 - 1989 | Y | 80 | 0.04625 | 15 - Forced Air furnace (No AC) |  | 01 - Natural Gas | [5 empty] | 04 - Conditioned Space |  | 1 | Yes | carrier | 58GSC030-BB | 01/01/1985 | 01 - Constant Speed | 40 | -99 |  |  |  | -99 | Dont Know |  | Not Applicable | Not Applicable | Not Applicable |  | Not Applicable | nameplate | -99 | 1985 |  |  | 27 | 1985 | 58GSC030BB | bluebook | 76.3 | 2277.0415 | 1700 | Central | Central | Age 1985 to 1989 | Gas 040-054.99 | 72-77.99 AFUE | Primary | 1535.6599
81 | DD16005521 | 1 | Furnace | 1995 - 1999 | N | 80 | -99 | 01 - Split Forced Air Furnace |  | 01 - Natural Gas | [5 empty] | 02 - Attic |  | 1 | No | rheem |  |  | 01 - Constant Speed | -99 | -99 |  |  |  | -99 | 01 - AFUE |  | Dont Know | Dont Know | Yes |  | Yes | see notes | -99 | -99 |  | 1 | -99 | 0 |  |  | -99 |  | 2500 | Central | Central | Dont Know | Gas Dont Know | Dont Know | Primary
82 | DD16017299 | 1 | Furnace | 1900 - 1969 | N | 80 | -0.00375 | 15 - Forced Air furnace (No AC) |  | 01 - Natural Gas | [5 empty] | 05 - Mechanical Closet |  | 1 | No | lennox | g5duh-36a-070-15 |  | 02 - Variable Speed | 66 | 53 |  |  |  | 0.8 | 01 - AFUE |  | Not Applicable | Not Applicable | Not Applicable |  | No |  | -99 | -99 |  |  | -99 | 0 | g5duh36a07015 | Field Data Only | 80.3 | 2823.61 | 1500 | Central | Central | Dont Know | Gas 055-069.99 | 78-84.99 AFUE | Primary | 1607.5695
83 | DD16132396 | 1 | Furnace | 2000 - 2012 | N | 80 | -99 | 01 - Split Forced Air Furnace |  | 01 - Natural Gas | [5 empty] | 02 - Attic |  | 1 | No | rheem |  |  | 01 - Constant Speed | -99 | -99 |  |  |  | -99 | 01 - AFUE |  | allstyle | Dont Know | No |  | Yes | not readily accessable | -99 | -99 |  | 1 | -99 | 0 |  |  | -99 |  | 1745 | Central | Central | Dont Know | Gas Dont Know | Dont Know | Primary
84 | DD16143768 | 1 | Furnace | 1970 - 1979 | N | 80 | -0.00375 | 01 - Split Forced Air Furnace |  | 01 - Natural Gas | [5 empty] | 04 - Conditioned Space |  | 1 | No | bryant | 383kav036070 |  | 01 - Constant Speed | 66 | 53 |  |  |  | -99 | Dont Know |  | carrier | ck5bxt036017aaaa | No |  | Yes | info plate | -99 | -99 |  | 1 | -99 | 0 | 383kav036070 | CEC_fur | 80.3 | 2823.61 | 1400 | Central | Both Central and Space | Dont Know | Gas 055-069.99 | 78-84.99 AFUE | Primary | 4337.4219
85 | DD16143768 | 2 | Other | 1970 - 1979 | N | -99 | -99 | 14 - Electric Space Heater |  | 02 - Electric | [5 empty] | 04 - Conditioned Space |  | 0 | No | fahrenheat | mmhd1502ta | 06/01/2000 | 02 - Variable Speed |  |  | 12.5 | 02 - Amps |  | -99 | Dont Know |  | Not Applicable | Not Applicable | Not Applicable |  | Not Applicable | info plate | 6 | 2000 |  |  | 12 | 2000 | mmhd1502ta |  | -99 |  | 1400 | Space | Both Central and Space | Age 2000 to 2005 | Elec 9+ | Dont Know | Secondary
86 | DD16185879 | 1 | Furnace | 1980 - 1989 | N | 80 | 0.015625 | 01 - Split Forced Air Furnace |  | 01 - Natural Gas | [5 empty] | 01 - Garage |  | 1 | No | comfortmaker | gud080a016-im |  | 01 - Constant Speed | 80 | 63 |  |  |  | 0.8 | 01 - AFUE |  | comfort maker | 863048 | No |  | Yes |  | -99 | -99 |  | 1 | -99 | 0 | gud080a016im | Field Data Only | 78.75 | 4298.81 | 1871 | Central | Central | Dont Know | Gas 070-084.99 | 78-84.99 AFUE | Primary | 2346.0659
87 | DD16201451 | 1 | Furnace | 1995 - 1999 | N | 80 | -99 | 01 - Split Forced Air Furnace |  | 01 - Natural Gas | [5 empty] | 02 - Attic |  | 1 | No | rheem |  |  | 01 - Constant Speed | -99 | -99 |  |  |  | -100 | 01 - AFUE |  | rheem | Dont Know | No |  | Yes |  | -99 | -100 |  | 1 | -99 | 0 |  |  | -99 |  | 1744 | Central | Central | Dont Know | Gas Dont Know | Dont Know | Primary
88 | DD16214295 | 1 | Furnace | 2000 - 2012 | N | 80 | 0.048875 | 01 - Split Forced Air Furnace |  | 01 - Natural Gas | [5 empty] | 02 - Attic |  | 1 | No | carrier | 58rav095-16116 | 09/01/1998 | 01 - Constant Speed | 92 | 70 |  |  |  | 0.8 | 01 - AFUE |  | Dont Know | Dont Know | No |  | Yes | no nameplate | 9 | 1998 |  | 1 | 14 | 1998 | 58rav09516116 | CEC_fur | 76.09 | 3080.3018 | 1744 | Central | Central | Age 1995 to 1999 | Gas 085-099.99 | 72-77.99 AFUE | Primary | 1753.7122
89 | DD16222172 | 1 | Other | 1900 - 1969 | N | -99 | -99 | 13 - Fireplace |  | 01 - Natural Gas |  | 1-2 days/week | No |  | 1st Floor | 04 - Conditioned Space |  | 0.25 | Yes |  |  |  | No Fan | -99 | -99 |  |  |  | -100 | Dont Know |  | Not Applicable | Not Applicable | Not Applicable |  | Not Applicable | no name plate | -99 | -100 |  |  | -99 | 0 |  |  | -99 |  | 2200 | Space | Both Central and Space | Dont Know | Gas Dont Know | Dont Know | Secondary
90 | DD16222172 | 2 | Furnace | 1900 - 1969 | N | 80 | -99 | 01 - Split Forced Air Furnace |  | 01 - Natural Gas | [5 empty] | 03 - Basement |  | 0.5 | No | goodman |  |  | 01 - Constant Speed | -99 | -99 |  |  |  | -99 | Dont Know |  | Dont Know | Dont Know | No |  | Yes | access extremely difficult | -99 | -99 |  | 1 | -99 | 0 |  |  | -99 |  | 2200 | Central | Both Central and Space | Dont Know | Gas Dont Know | Dont Know | Primary
91 | DD16222172 | 3 | Furnace | 1900 - 1969 | N | 80 | -99 | 01 - Split Forced Air Furnace |  | 01 - Natural Gas | [5 empty] | 02 - Attic |  | 0.5 | Dont Know |  |  |  | 01 - Constant Speed | -99 | -99 |  |  |  | -99 | Dont Know |  | Dont Know | Dont Know | No |  | Yes | no access | -99 | -99 |  | 2 | -99 | 0 |  |  | -99 |  | 2200 | Central | Both Central and Space | Dont Know | Gas Dont Know | Dont Know | Secondary
92 | DD16242907 | 1 | Furnace | 1970 - 1979 | N | 80 | 0 | 15 - Forced Air furnace (No AC) |  | 01 - Natural Gas | [5 empty] | 05 - Mechanical Closet |  | 1 | No | gaffers and sattler | u120 |  | 01 - Constant Speed | 120 | 96 |  |  |  | 0.8 | 01 - AFUE |  | Not Applicable | Not Applicable | Not Applicable |  | No |  | -99 | -99 |  |  | -99 | 0 | u120 | Field Data Only | 80 | 2823.61 | 2100 | Central | Central | Dont Know | Gas 115-129.99 | 78-84.99 AFUE | Primary | 1607.5695
93 | DD16278974 | 1 | Wall Furnace | 1900 - 1969 | N | 65 | -0.061077 | 03 - Wall Furnace |  | 01 - Natural Gas | [5 empty] | 04 - Conditioned Space |  | 0.5 | No | montgomery ward | sfb50141b |  | No Fan | 29 | 20 |  |  |  | -99 | 01 - AFUE |  | Not Applicable | Not Applicable | Not Applicable |  | No |  | -99 | -99 |  |  | -99 | 0 | sfb50141b | Field Data Only | 68.97 | 1243.26 | 2800 | Space | Space | Dont Know | Gas 025-039.99 | 66-71.99 AFUE | Primary | 744.9552
94 | DD16278974 | 2 | Wall Furnace | 1900 - 1969 | N | 65 | -99 | 03 - Wall Furnace |  | 01 - Natural Gas | [5 empty] | 04 - Conditioned Space |  | 0.5 | No | lennox |  |  | No Fan | -99 | -99 |  |  |  | -99 | Dont Know |  | Not Applicable | Not Applicable | Not Applicable |  | No | no access | -99 | -100 |  |  | -99 | 0 |  |  | -99 |  | 2800 | Space | Space | Dont Know | Gas Dont Know | Dont Know | Secondary
95 | DD16444449 | 1 | Furnace | 2000 - 2012 | N | 80 | -0.15 | 01 - Split Forced Air Furnace |  | 01 - Natural Gas | [5 empty] | 05 - Mechanical Closet |  | 1 | No | day & night | C9MPD050F12 | 05/01/2009 | 01 - Constant Speed | 50 | 47.5 |  |  |  | 0.95 | 01 - AFUE |  | Not Applicable | Not Applicable | Not Applicable |  | Not Applicable |  | 5 | 2009 |  |  | 3 | 2009 | C9MPD050F12 | Outside Source Manual Lookup | 92 | 1875.4696 | 2400 | Central | Central | Age 2006 to 2009 | Gas 040-054.99 | 90-96.99 AFUE | Primary | 3251.0442
96 | DD16452661 | 1 | Furnace | 1900 - 1969 | N | 80 | 0 | 15 - Forced Air furnace (No AC) |  | 01 - Natural Gas | [5 empty] | 01 - Garage |  | 1 | No | payne |  |  | 01 - Constant Speed | 80 | 64 |  |  |  | 0.8 | 01 - AFUE |  | Not Applicable | Not Applicable | Not Applicable |  | No |  | -99 | -99 |  |  | -99 | 0 |  | Field Data Only | 80 | 1437.86 | 1885 | Central | Central | Dont Know | Gas 070-084.99 | 78-84.99 AFUE | Primary | 818.6187
97 | DD16555619 | 1 | Furnace | 2000 - 2012 | N | 80 | -99 | 01 - Split Forced Air Furnace |  | 01 - Natural Gas | [5 empty] | 02 - Attic |  | 1 | No | bryant |  |  | 01 - Constant Speed | -99 | -99 |  |  |  | -99 | 01 - AFUE |  | Dont Know | Dont Know | Yes |  | Yes | cannot access attic installed furnace | -99 | -99 |  | 1 | -99 | 0 |  |  | -99 |  | 2100 | Central | Central | Dont Know | Gas Dont Know | Dont Know | Primary
98 | DD16592222 | 1 | Furnace | 1980 - 1989 | Y | 80 | 0.05 | 15 - Forced Air furnace (No AC) |  | 01 - Natural Gas | [5 empty] | 04 - Conditioned Space |  | 1 | No | day & night | 394jaw036045abfa |  | 01 - Constant Speed | 60 | -99 |  |  |  | 0.8 | 01 - AFUE |  | Not Applicable | Not Applicable | Not Applicable |  | No |  | -99 | -99 |  |  | -99 | 0 | 394jaw036045abfa | Field Data Only | 76 | 3335.44 | 1500 | Central | Both Central and Space | Dont Know | Gas 055-069.99 | 72-77.99 AFUE | Primary | 3060.5258
99 | DD16592222 | 2 | Other | 1980 - 1989 | Y | -99 | -99 | 14 - Electric Space Heater |  | 02 - Electric | [5 empty] | 04 - Conditioned Space |  | 0.25 | No | holmes |  |  | 01 - Constant Speed |  |  | -99 | Dont Know |  | -99 | Dont Know |  | Not Applicable | Not Applicable | Not Applicable |  | Not Applicable | none | -99 | -99 |  |  | -99 | 0 |  |  | -99 |  | 1500 | Space | Both Central and Space | Dont Know | Elec Dont Know | Dont Know | Secondary
100 | DD16593123 | 1 | Furnace | 1900 - 1969 | N | 80 | -99 | 01 - Split Forced Air Furnace |  | 01 - Natural Gas | [5 empty] | 07 - Crawlspace |  | 1 | No | carrier |  |  | 01 - Constant Speed | -99 | -99 |  |  |  | -99 | 01 - AFUE |  | Dont Know | Dont Know | No |  | Yes | front cover taped in place | -99 | -99 |  | 1 | -99 | 0 |  |  | -99 |  | 1600 | Central | Central | Dont Know | Gas Dont Know | Dont Know | Primary
101 | DD16605570 | 1 | Other | 1900 - 1969 | Y | -99 | -99 | 13 - Fireplace |  | 01 - Natural Gas |  | Daily | No |  | 1st Floor | 04 - Conditioned Space |  | 1 | No |  |  |  | No Fan | -99 | -99 |  |  |  | -99 | Dont Know |  | Not Applicable | Not Applicable | Not Applicable |  | Not Applicable | no labels. wood fire place | -99 | -99 |  |  | -99 | 0 |  |  | -99 |  | 1140 | Space | Space | Dont Know | Gas Dont Know | Dont Know | Primary
102 | DD16642185 | 1 | Other | 1900 - 1969 | Y | -99 | -99 | 13 - Fireplace |  | 05 - Wood |  | <1 day/week | No |  | 1st Floor | 04 - Conditioned Space |  | 0 | Not Applicable |  |  |  | No Fan | [5 empty] | -99 | Dont Know |  | Not Applicable | Not Applicable | Not Applicable | Dont | Not Applicable | no info plate | -99 | -100 |  |  | -99 | 0 |  |  | -99 |  | 1880 | Space | Space | Dont Know |  | Dont Know | Secondary
103 | DD16642185 | 2 | Wall Furnace | 1900 - 1969 | Y | 65 | -0.076923 | 03 - Wall Furnace |  | 01 - Natural Gas | [5 empty] | 04 - Conditioned Space |  | 1 | Not Applicable | coleman | g4 |  | No Fan | 45 | 31.5 |  |  |  | -99 | Dont Know |  | Not Applicable | Not Applicable | Not Applicable |  | Not Applicable | info plate | -99 | -99 |  |  | -99 | 0 | g4 | Field Data Only | 70 | 3335.44 | 1880 | Space | Space | Dont Know | Gas 040-054.99 | 66-71.99 AFUE | Primary | 4942.6408
104 | DD16645869 | 1 | Furnace | 1900 - 1969 | Y | 80 | -99 | 02 - Package Furnace/AC |  | 01 - Natural Gas | [5 empty] | 06 - Roof |  | 1 | No |  |  |  | 01 - Constant Speed | -99 | -99 |  |  |  | -99 | 01 - AFUE |  | Not Applicable | Not Applicable | Not Applicable |  | Not Applicable | see notes | -99 | -99 | 1 | 1 | -99 | 0 |  |  | -99 |  | 1800 | Central | Central | Dont Know | Gas Dont Know | Dont Know | Primary
105 | DD16677315 | 1 | Furnace | 1970 - 1979 | N | 80 | 0 | 01 - Split Forced Air Furnace |  | 01 - Natural Gas | [5 empty] | 01 - Garage |  | 1 | No | day & night | 394gaw000100 |  | 01 - Constant Speed | 100 | 80 |  |  |  | 0.8 | 01 - AFUE |  | Not Applicable | Not Applicable | Not Applicable |  | No |  | -99 | -99 |  |  | 24 | 1988 | 394gaw000100 | bluebook | 80 | 1815.0036 | 1895 | Central | Central | Age 1985 to 1989 | Gas 100-114.99 | 78-84.99 AFUE | Primary | 1908.8729
106 | DD16678383 | 1 | Other | 1980 - 1989 | N | -99 | -99 | 13 - Fireplace |  | 01 - Natural Gas |  | <1 day/week | Yes | -99 | 1st Floor | 04 - Conditioned Space |  | 0.25 | No |  |  |  | No Fan | -99 | -99 |  |  |  | -99 | Dont Know |  | Not Applicable | Not Applicable | Not Applicable |  | Not Applicable | label not legible | -99 | -99 |  |  | -99 | 0 |  |  | -99 |  | 3200 | Space | Both Central and Space | Dont Know | Gas Dont Know | Dont Know | Secondary
107 | DD16678383 | 2 | Other | 1980 - 1989 | N | -99 | -99 | 13 - Fireplace |  | 01 - Natural Gas |  | <1 day/week | Yes | -99 | 1st Floor | 04 - Conditioned Space |  | 0.25 | No |  |  |  | No Fan | -99 | -99 |  |  |  | -99 | Dont Know |  | Not Applicable | Not Applicable | Not Applicable |  | Not Applicable | label not legible | -99 | -99 |  |  | -99 | 0 |  |  | -99 |  | 3200 | Space | Both Central and Space | Dont Know | Gas Dont Know | Dont Know | Secondary
108 | DD16678383 | 3 | Furnace | 1980 - 1989 | N | 80 | -99 | 01 - Split Forced Air Furnace |  | 01 - Natural Gas | [5 empty] | 02 - Attic |  | 1 | No | carrier |  |  | 01 - Constant Speed | -99 | -99 |  |  |  | -99 | 01 - AFUE |  | carrier | Dont Know | Yes |  | Yes | limited access | -99 | -99 |  | 1 | -99 | 0 |  |  | -99 |  | 3200 | Central | Both Central and Space | Dont Know | Gas Dont Know | Dont Know | Primary
109 | DD16697332 | 1 | Other | 1970 - 1979 | N | -99 | -99 | 13 - Fireplace |  | 01 - Natural Gas |  | <1 day/week | No |  | 1st Floor | 04 - Conditioned Space |  | 0.25 | Not Applicable |  |  |  | No Fan | -100 | -100 |  |  |  | -100 | Dont Know |  | Not Applicable | Not Applicable | Not Applicable |  | Not Applicable |  | -99 | -100 |  |  | -99 | 0 |  |  | -99 |  | 1750 | Space | Both Central and Space | Dont Know | Gas Dont Know | Dont Know | Secondary
110 | DD16697332 | 2 | Furnace | 1970 - 1979 | N | 80 | 0 | 01 - Split Forced Air Furnace |  | 01 - Natural Gas | [5 empty] | 04 - Conditioned Space |  | 1 | No | trane | tud080r9v4k4 | 06/01/2004 | 01 - Constant Speed | 80 | -99 |  |  |  | -99 | Dont Know |  | Dont Know | Dont Know | No |  | Yes | name plate for evap coil cover with tape will not remove | 6 | 2004 |  | 1 | 8 | 2004 | tud080r9v4k4 | CEC_fur | 80 | 2354.4104 | 1750 | Central | Both Central and Space | Age 2000 to 2005 | Gas 070-084.99 | 78-84.99 AFUE | Primary | 1284.9141
111 | DD16705732 | 1 | Furnace | 2000 - 2012 | N | 80 | 0 | 01 - Split Forced Air Furnace |  | 01 - Natural Gas | [5 empty] | 02 - Attic |  | 1 | No | rheem | fgpj-05nauer |  | 01 - Constant Speed | 50 | -99 |  |  |  | -99 | Dont Know |  | allstyle | aslb365010t+s | No |  | Yes | info plate | -99 | -99 |  | 1 | -99 | 0 | fgpj05nauer | CEC_fur | 80 | 1243.26 | 1548 | Central | Both Central and Space | Dont Know | Gas 040-054.99 | 78-84.99 AFUE | Primary | 744.9552
112 | DD16705732 | 2 | Other | 2000 - 2012 | N | -99 | -99 | 13 - Fireplace |  | 01 - Natural Gas |  | <1 day/week | No |  | 1st Floor | 04 - Conditioned Space |  | 0 | Not Applicable |  |  |  | No Fan | -100 | -100 |  |  |  | -100 | Dont Know |  | Not Applicable | Not Applicable | Not Applicable |  | Not Applicable |  | -99 | -100 |  |  | -99 | 0 |  |  | -99 |  | 1548 | Space | Both Central and Space | Dont Know | Gas Dont Know | Dont Know | Secondary
113 | DD16706070 | 1 | Other | 1900 - 1969 | Y | -99 | -99 | 09 - Gravity Furnace |  | 01 - Natural Gas | [5 empty] | 04 - Conditioned Space |  | 1 | No |  |  |  | No Fan | -99 | -99 |  |  |  | -99 | Dont Know |  | Not Applicable | Not Applicable | Not Applicable |  | Not Applicable | antiquated 60+ year old floor furnace: no data | -99 | -99 |  |  | -99 | 0 |  |  | -99 |  | 1500 | Space | Space | Dont Know | Gas Dont Know | Dont Know | Primary
114 | DD16713944 | 1 | Furnace | 2000 - 2012 | N | 80 | -99 | 01 - Split Forced Air Furnace |  | 01 - Natural Gas | [5 empty] | 02 - Attic |  | 1 | No | comfortmaker |  |  | 01 - Constant Speed | -99 | -99 |  |  |  | -99 | 01 - AFUE |  | Dont Know | Dont Know | No |  | Yes | see notes | -99 | -99 |  | 1 | -99 | 0 |  |  | -99 |  | 2500 | Central | Central | Dont Know | Gas Dont Know | Dont Know | Primary
115 | DD16731906 | 1 | Furnace | 1995 - 1999 | N | 80 | -99 | 01 - Split Forced Air Furnace |  | 01 - Natural Gas | [5 empty] | 02 - Attic |  | 1 | No |  |  |  | 01 - Constant Speed | -99 | -99 |  |  |  | -99 | 01 - AFUE |  | Dont Know | Dont Know | No |  | Yes | see notes | -99 | -99 |  | 1 | -99 | 0 |  |  | -99 |  | 3300 | Central | Central | Dont Know | Gas Dont Know | Dont Know | Primary
116 | DD16738625 | 1 | Furnace | 2000 - 2012 | N | 80 | -99 | 01 - Split Forced Air Furnace |  | 01 - Natural Gas | [5 empty] | 02 - Attic |  | 1 | No | carrier |  |  | 01 - Constant Speed | -99 | -99 |  |  |  | -99 | 01 - AFUE |  | carrier | Dont Know | No |  | Yes | no access to unit | -99 | -99 |  | 1 | -99 | 0 |  |  | -99 |  | 2100 | Central | Central | Dont Know | Gas Dont Know | Dont Know | Primary
117 | DD16759948 | 1 | Furnace | 1900 - 1969 | Y | 80 | -99 | 01 - Split Forced Air Furnace |  | 01 - Natural Gas | [5 empty] | 02 - Attic |  | 1 | No | maytag | 903860p |  | 01 - Constant Speed | 60 | 50 |  |  |  | 0.9 | 01 - AFUE |  | nordyne | c5bhx37cb | No |  | Yes |  | -99 | -99 |  | 1 | -99 | 0 | 903860p |  | -99 |  | 1400 | Central | Central | Dont Know | Gas 055-069.99 | Dont Know | Primary
118 | DD16770675 | 1 | Furnace | 2000 - 2012 | N | 80 | -99 | 01 - Split Forced Air Furnace |  | 01 - Natural Gas | [5 empty] | 04 - Conditioned Space |  | 1 | No |  |  |  | 01 - Constant Speed | 40 | -99 |  |  |  | -99 | Dont Know |  | Not Applicable | Not Applicable | Not Applicable |  | Not Applicable | no access | -99 | -99 |  | 1 | -99 | 0 |  |  | -99 |  | 1375 | Central | Central | Dont Know | Gas 040-054.99 | Dont Know | Primary
119 | DD16953373 | 1 | Furnace | 1995 - 1999 | N | 80 | 0 | 15 - Forced Air furnace (No AC) |  | 01 - Natural Gas | [5 empty] | 01 - Garage |  | 1 | No | comfortmaker | gnj075m12c2 |  | 01 - Constant Speed | 75 | 60 |  |  |  | 0.8 | 01 - AFUE |  | Not Applicable | Not Applicable | Not Applicable |  | Not Applicable |  | -99 | -99 |  |  | -99 | 0 | gnj075m12c2 | Field Data Only | 80 | 2823.61 | 1900 | Central | Central | Dont Know | Gas 070-084.99 | 78-84.99 AFUE | Primary | 2497.4915
120 | DD16959647 | 1 | Furnace | 2000 - 2012 | N | 80 | 0 | 01 - Split Forced Air Furnace |  | 01 - Natural Gas | [5 empty] | 02 - Attic |  | 1 | No | rheem | rgph07nauer |  | 01 - Constant Speed | 75 | 60 |  |  |  | 0.8 | 01 - AFUE |  | Dont Know | Dont Know | No |  | Yes | data not available | -99 | -99 |  | 1 | -99 | 0 | rgph07nauer | CEC_fur | 80 | 1437.86 | 1724 | Central | Central | Dont Know | Gas 070-084.99 | 78-84.99 AFUE | Primary | 818.6187
121 | DD16991969 | 1 | Furnace | 1900 - 1969 | N | 80 | -0.00125 | 15 - Forced Air furnace (No AC) |  | 01 - Natural Gas | [5 empty] | 01 - Garage |  | 1 | No | trane | tud080r936k2 |  | 01 - Constant Speed | 80 | 72 |  |  |  | 0.9 | 01 - AFUE |  | Not Applicable | Not Applicable | Not Applicable |  | No |  | -99 | -99 |  |  | -99 | 0 | tud080r936k2 | CEC_fur | 80.1 | 5514.65 | 2246 | Central | Central | Dont Know | Gas 070-084.99 | 78-84.99 AFUE | Primary | 4877.7244
122 | DD17015954 | 1 | Furnace | 1980 - 1989 | Y | 80 | -99 | 01 - Split Forced Air Furnace |  | 01 - Natural Gas | [5 empty] | 02 - Attic |  | 1 | No | lennox |  |  | 01 - Constant Speed | -99 | -99 |  |  |  | -99 | Dont Know |  | lennox | Dont Know | Yes |  | Yes | unable to enter attic | -99 | -99 |  | 1 | -99 | 0 |  |  | -99 |  | 1350 | Central | Central | Dont Know | Gas Dont Know | Dont Know | Primary
123 | DD17046094 | 1 | Furnace | 1970 - 1979 | N | 80 | 0 | 15 - Forced Air furnace (No AC) |  | 01 - Natural Gas | [5 empty] | 05 - Mechanical Closet |  | 1 | Yes | gaffers and sattler | u80 |  | 01 - Constant Speed | 80 | 64 |  |  |  | 0.8 | 01 - AFUE |  | Not Applicable | Not Applicable | Not Applicable |  | No |  | -99 | -99 |  |  | -99 | 0 | u80 | Field Data Only | 80 | 2029.13 | 1800 | Central | Central | Dont Know | Gas 070-084.99 | 78-84.99 AFUE | Primary | 1107.3931
124 | DD17054181 | 1 | Furnace | 1970 - 1979 | Y | 80 | -99 | 02 - Package Furnace/AC |  | 01 - Natural Gas | [5 empty] | 06 - Roof |  | 1 | Yes |  |  |  | 01 - Constant Speed | -99 | -99 |  |  |  | -99 | 01 - AFUE |  | Not Applicable | Not Applicable | Not Applicable |  | Not Applicable | see notes | -99 | -99 | 1 | 1 | -99 | 0 |  |  | -99 |  | 750 | Central | Central | Dont Know | Gas Dont Know | Dont Know | Primary
125 | DD17093802 | 1 | Furnace | 1900 - 1969 | N | 80 | 0 | 15 - Forced Air furnace (No AC) |  | 01 - Natural Gas | [5 empty] | 02 - Attic |  | 1 | No | pioneer | ph 80 dd |  | 01 - Constant Speed | 80 | 64 |  |  |  | 0.8 | 01 - AFUE |  | Not Applicable | Not Applicable | Not Applicable |  | Not Applicable |  | -99 | -99 |  |  | -99 | 0 | ph80dd | Field Data Only | 80 | 2823.61 | 1498 | Central | Central | Dont Know | Gas 070-084.99 | 78-84.99 AFUE | Primary | 1607.5695
126 | DD17181031 | 1 | Other | 1990 - 1994 | N | -99 | -99 | 13 - Fireplace |  | 01 - Natural Gas |  | <1 day/week | No |  | 1st Floor | 04 - Conditioned Space |  | 0 | No |  |  |  | No Fan | -100 | -100 |  |  |  | -100 | Dont Know |  | Not Applicable | Not Applicable | Not Applicable |  | Not Applicable |  | -99 | -100 |  |  | -99 | 0 |  |  | -99 |  | 2200 | Space | Both Central and Space | Dont Know | Gas Dont Know | Dont Know | Secondary
127 | DD17181031 | 2 | Furnace | 1990 - 1994 | N | 80 | -99 | 15 - Forced Air furnace (No AC) |  | 01 - Natural Gas | [5 empty] | 02 - Attic |  | 1 | No |  |  |  | 01 - Constant Speed | -99 | -99 |  |  |  | -99 | Dont Know |  | Not Applicable | Not Applicable | Not Applicable |  | No | access denied | -99 | -99 |  |  | -99 | 0 |  |  | -99 |  | 2200 | Central | Both Central and Space | Dont Know | Gas Dont Know | Dont Know | Primary
128 | DD17243634 | 1 | Furnace | 1990 - 1994 | N | 80 | 0 | 01 - Split Forced Air Furnace |  | 01 - Natural Gas | [5 empty] | 02 - Attic |  | 1 | No | payne | 373lav060090abja |  | 01 - Constant Speed | 115 | -99 |  |  |  | -99 | Dont Know |  | resco | cd3axa060000aaaa | No |  | Yes | info plate | -99 | -99 |  | 1 | -99 | 0 | 373lav060090abja | CEC_fur | 80 | 2823.61 | 2550 | Central | Both Central and Space | Dont Know | Gas 115-129.99 | 78-84.99 AFUE | Primary | 1607.5695
129 | DD17243634 | 2 | Other | 1990 - 1994 | N | -99 | -99 | 13 - Fireplace |  | 01 - Natural Gas |  | 1-2 days/week | No |  | 1st Floor | 04 - Conditioned Space |  | 0 | Not Applicable |  |  |  | No Fan | -100 | -100 |  |  |  | -100 | Dont Know |  | Not Applicable | Not Applicable | Not Applicable |  | Not Applicable |  | -99 | -100 |  |  | -99 | 0 |  |  | -99 |  | 2550 | Space | Both Central and Space | Dont Know | Gas Dont Know | Dont Know | Secondary
130 | DD17265761 | 1 | Furnace | 1970 - 1979 | N | 80 | 0 | 15 - Forced Air furnace (No AC) |  | 01 - Natural Gas | [5 empty] | 05 - Mechanical Closet |  | 1 | No | york | TGLS060A12MP11 |  | 01 - Constant Speed | 60 | 48 |  |  |  | 0.8 | 01 - AFUE |  | Not Applicable | Not Applicable | Not Applicable |  | No |  | -99 | -99 |  |  | -99 | 0 | TGLS060A12MP11 | Field Data Only | 80 | 5514.65 | 1100 | Central | Both Central and Space | Dont Know | Gas 055-069.99 | 78-84.99 AFUE | Primary | 13178.6517
131 | DD17265761 | 2 | Other | 1970 - 1979 | N | -99 | -99 | 13 - Fireplace |  | 02 - Electric |  | <1 day/week | Yes | -99 | 1st Floor | 04 - Conditioned Space |  | 0.25 | No |  |  |  | 01 - Constant Speed |  |  | -99 | Dont Know |  | -99 | Dont Know |  | Not Applicable | Not Applicable | Not Applicable |  | Not Applicable | see notes | -99 | -99 |  |  | -99 | 0 |  |  | -99 |  | 1100 | Space | Both Central and Space | Dont Know | Elec Dont Know | Dont Know | Secondary
132 | DD17296793 | 1 | Other | 2000 - 2012 | N | -99 | -99 | 13 - Fireplace |  | 01 - Natural Gas |  | <1 day/week | No |  | 1st Floor | 04 - Conditioned Space |  | 0.5 | No |  |  |  | No Fan | -99 | -99 |  |  |  | -99 | Dont Know |  | Not Applicable | Not Applicable | Not Applicable |  | Not Applicable | no label | -99 | -99 |  |  | -99 | 0 |  |  | -99 |  | 2902 | Space | Both Central and Space | Dont Know | Gas Dont Know | Dont Know | Secondary
133 | DD17296793 | 2 | Furnace | 2000 - 2012 | N | 80 | -99 | 01 - Split Forced Air Furnace |  | 01 - Natural Gas | [5 empty] | 02 - Attic |  | 1 | No |  |  |  | 01 - Constant Speed | -99 | -99 |  |  |  | -99 | Dont Know |  | Dont Know | Dont Know | Dont Know |  | Yes | access limited | -99 | -99 |  | 1 | -99 | 0 |  |  | -99 |  | 2902 | Central | Both Central and Space | Dont Know | Gas Dont Know | Dont Know | Primary
134 | DD17323970 | 1 | Wall Furnace | 1900 - 1969 | Y | 65 | -99 | 03 - Wall Furnace |  | 01 - Natural Gas | [5 empty] | 04 - Conditioned Space |  | 1 | No |  |  |  | No Fan | -99 | -99 |  |  |  | -99 | Dont Know |  | Not Applicable | Not Applicable | Not Applicable |  | Not Applicable | no namplate | -99 | -99 |  |  | -99 | 0 |  |  | -99 |  | 1200 | Space | Space | Dont Know | Gas Dont Know | Dont Know | Primary
135 | DD17332446 | 1 | Other | 1990 - 1994 | N | -99 | -99 | 13 - Fireplace |  | 01 - Natural Gas |  | <1 day/week | No |  | 2nd Floor | 04 - Conditioned Space |  | 0.25 | Not Applicable |  |  |  | No Fan | -100 | -100 |  |  |  | -100 | Dont Know |  | Not Applicable | Not Applicable | Not Applicable |  | Not Applicable | no info plate | -99 | -100 |  |  | -99 | 0 |  |  | -99 |  | 1100 | Space | Both Central and Space | Dont Know | Gas Dont Know | Dont Know | Secondary
136 | DD17332446 | 2 | Furnace | 1990 - 1994 | N | 80 | 0 | 01 - Split Forced Air Furnace |  | 01 - Natural Gas | [5 empty] | 02 - Attic |  | 1 | No | rheem | rgpj-05nauer |  | 01 - Constant Speed | 50 | -99 |  |  |  | -99 | Dont Know |  | allstyle coil company | fmsp | No |  | Yes | name plate | -99 | -99 |  | 1 | -99 | 0 | rgpj05nauer | CEC_fur | 80 | 5514.65 | 1100 | Central | Both Central and Space | Dont Know | Gas 040-054.99 | 78-84.99 AFUE | Primary | 3135.3873
137 | DD17345470 | 1 | Wall Furnace | 1900 - 1969 | N | 65 | -99 | 03 - Wall Furnace |  | 01 - Natural Gas | [5 empty] | 04 - Conditioned Space |  | 1 | No |  |  |  | No Fan | -99 | -99 |  |  |  | -99 | Dont Know |  | Not Applicable | Not Applicable | Not Applicable |  | No | old original floor unit | -99 | -99 |  |  | -99 | 0 |  |  | -99 |  | 1345 | Space | Space | Dont Know | Gas Dont Know | Dont Know | Primary
138 | DD17411323 | 1 | Furnace | 1995 - 1999 | Y | 80 | -99 | 01 - Split Forced Air Furnace |  | 01 - Natural Gas | [5 empty] | 02 - Attic |  | 1 | No | rheem |  |  | 01 - Constant Speed | -99 | -99 |  |  |  | -99 | 01 - AFUE |  | Dont Know | Dont Know | No |  | Yes | no access | -99 | -99 |  | 1 | -99 | 0 |  |  | -99 |  | 1750 | Central | Central | Dont Know | Gas Dont Know | Dont Know | Primary
139 | DD17417227 | 1 | Furnace | 1970 - 1979 | Y | 80 | -99 | 02 - Package Furnace/AC |  | 01 - Natural Gas | [5 empty] | 06 - Roof |  | 1 | No |  |  |  | 01 - Constant Speed | -99 | -99 |  |  |  | -99 | Dont Know |  | Not Applicable | Not Applicable | Not Applicable |  | Not Applicable | owner recommended not climbing on roof | -99 | -99 | 1 | 2 | -99 | 0 |  |  | -99 |  | 1600 | Central | Central | Dont Know | Gas Dont Know | Dont Know | Primary
140 | DD17421494 | 1 | Furnace | 1990 - 1994 | N | 80 | 0.04625 | 01 - Split Forced Air Furnace |  | 01 - Natural Gas | [5 empty] | 01 - Garage |  | 1 | No | payne | 394jaz060080 |  | 01 - Constant Speed | 100 | -99 |  |  |  | 0.8 | 01 - AFUE |  | Dont Know | Dont Know | Dont Know |  | Yes | label not access able or none | -99 | -99 |  | 1 | -99 | 0 | 394jaz060080 | Field Data Only | 76.3 | 4298.81 | 2100 | Central | Central | Dont Know | Gas 100-114.99 | 72-77.99 AFUE | Primary | 2346.0659
141 | DD17467797 | 1 | Furnace | 1900 - 1969 | N | 80 | 0 | 01 - Split Forced Air Furnace |  | 01 - Natural Gas | [5 empty] | 05 - Mechanical Closet |  | 1 | No | ruud | UGPL-12(E/N)ARMR |  | 01 - Constant Speed | 125 | 100 |  |  |  | 0.8 | 01 - AFUE |  | Dont Know | Dont Know | No |  | Yes | n/a | -99 | -99 |  | 1 | -99 | 0 | UGPL12ENARMR | CEC_fur | 80 | 2029.13 | 2500 | Central | Central | Dont Know | Gas 115-129.99 | 78-84.99 AFUE | Primary | 1107.3931
142 | DD17499355 | 1 | Furnace | 1970 - 1979 | N | 80 | -99 | 15 - Forced Air furnace (No AC) |  | 01 - Natural Gas | [5 empty] | 04 - Conditioned Space |  | 0 | No | payne | 8ou-19a |  | 01 - Constant Speed | 80 | -99 |  |  |  | -99 | Dont Know |  | Not Applicable | Not Applicable | Not Applicable |  | No | info plate | -99 | -99 |  |  | -99 | 0 | 8ou19a |  | -99 |  | 1600 | Central | Both Central and Space | Dont Know | Gas 070-084.99 | Dont Know | Primary
143 | DD17499355 | 2 | Other | 1970 - 1979 | N | -99 | -99 | 13 - Fireplace |  | 01 - Natural Gas |  | <1 day/week | No |  | 1st Floor | 04 - Conditioned Space |  | 0 | Not Applicable |  |  |  | No Fan | -100 | -100 |  |  |  | -100 | Dont Know |  | Not Applicable | Not Applicable | Not Applicable |  | Not Applicable |  | -99 | -100 |  |  | -99 | 0 |  |  | -99 |  | 1600 | Space | Both Central and Space | Dont Know | Gas Dont Know | Dont Know | Secondary
144 | DD17546331 | 1 | Furnace | 1970 - 1979 | N | 80 | 0 | 01 - Split Forced Air Furnace |  | 01 - Natural Gas | [5 empty] | 01 - Garage |  | 1 | No | goodman | gms80804bxaa | 08/01/2011 | 01 - Constant Speed | 90 | 72 |  |  |  | 0.8 | 01 - AFUE |  | carrier | Dont Know | Dont Know |  | Yes | label not legible | 8 | 2011 |  | 1 | 1 | 2011 | gms80804bxaa | Field Data Only | 80 | 3043.695 | 1550 | Central | Central | Age 2010 to 2012 | Gas 085-099.99 | 78-84.99 AFUE | Primary | 2301.8396
145 | DD17657400 | 1 | Furnace | 1970 - 1979 | N | 80 | 0 | 01 - Split Forced Air Furnace |  | 01 - Natural Gas | [5 empty] | 01 - Garage |  | 1 | No | day & night |  |  | 01 - Constant Speed | 80 | 64 |  |  |  | 0.8 | 01 - AFUE |  | Dont Know | Dont Know | No |  | Yes | n/a | -99 | -99 |  | 1 | -99 | 0 |  | Field Data Only | 80 | 4298.81 | 2600 | Central | Central | Dont Know | Gas 070-084.99 | 78-84.99 AFUE | Primary | 2346.0659
146 | DD17739184 | 1 | Furnace | 1995 - 1999 | N | 80 | -99 | 01 - Split Forced Air Furnace |  | 01 - Natural Gas | [5 empty] | 02 - Attic |  | 1 | No |  |  |  | 01 - Constant Speed | -99 | -99 |  |  |  | -99 | Dont Know |  | Dont Know | Dont Know | No |  | Yes | no access due to hatch location | -99 | -99 |  | 1 | -99 | 0 |  |  | -99 |  | 2010 | Central | Central | Dont Know | Gas Dont Know | Dont Know | Primary
147 | DD17749515 | 1 | Furnace | 1980 - 1989 | N | 80 | -99 | 15 - Forced Air furnace (No AC) |  | 01 - Natural Gas | [5 empty] | 02 - Attic |  | 1 | No |  |  |  | 01 - Constant Speed | -99 | -99 |  |  |  | -99 | 01 - AFUE |  | Not Applicable | Not Applicable | Not Applicable |  | Not Applicable | see notes | -99 | -99 |  |  | -99 | 0 |  |  | -99 |  | 3500 | Central | Central | Dont Know | Gas Dont Know | Dont Know | Primary
148 | DD17812759 | 1 | Furnace | 1980 - 1989 | Y | 80 | 0 | 01 - Split Forced Air Furnace |  | 01 - Natural Gas | [5 empty] | 05 - Mechanical Closet |  | 1 | No | carrier | 58g5060...da |  | 01 - Constant Speed | 75 | 60 |  |  |  | 0.8 | 01 - AFUE |  | Dont Know | Dont Know | No |  | Yes | see notes | -99 | -99 |  | 1 | -99 | 0 | 58g5060da | Field Data Only | 80 | 1803.89 | 1776 | Central | Central | Dont Know | Gas 070-084.99 | 78-84.99 AFUE | Primary | 1216.5617
149 | DD17862908 | 1 | Furnace | 2000 - 2012 | N | 80 | 0 | 01 - Split Forced Air Furnace |  | 01 - Natural Gas | [5 empty] | 02 - Attic |  | 0.5 | No | carrier | 58STX090-16 |  | 01 - Constant Speed | 88 | -99 |  |  |  | -99 | Dont Know |  | carrier | ck3bxa048021aaaa | No |  | Yes | info plate | -99 | -99 |  | 1 | -99 | 0 | 58STX09016 | Outside Source Manual Lookup | 80 | 1437.86 | 4700 | Central | Both Central and Space | Dont Know | Gas 085-099.99 | 78-84.99 AFUE | Primary | 1512.224
150 | DD17862908 | 2 | Furnace | 2000 - 2012 | N | 80 | 0 | 01 - Split Forced Air Furnace |  | 01 - Natural Gas | [5 empty] | 02 - Attic |  | 0.5 | No | carrier | 58STX090-16 |  | 01 - Constant Speed | 88 | 71 |  |  |  | -99 | Dont Know |  | carrier | ck3bxa048021aaaa | No |  | Yes | info plate | -99 | -99 |  | 2 | -99 | 0 | 58STX09016 | Outside Source Manual Lookup | 80 |  | 4700 | Central | Both Central and Space | Dont Know | Gas 085-099.99 | 78-84.99 AFUE | Secondary
151 | DD17862908 | 3 | Other | 2000 - 2012 | N | -99 | -99 | 13 - Fireplace |  | 01 - Natural Gas |  | Daily | No |  | 1st Floor | 04 - Conditioned Space |  | 0 | Not Applicable |  |  |  | No Fan | -100 | -100 |  |  |  | -100 | Dont Know |  | Not Applicable | Not Applicable | Not Applicable |  | Not Applicable |  | -99 | -100 |  |  | -99 | 0 |  |  | -99 |  | 4700 | Space | Both Central and Space | Dont Know | Gas Dont Know | Dont Know | Secondary
152 | DD17866506 | 1 | Furnace | 1980 - 1989 | N | 80 | 0.004625 | 01 - Split Forced Air Furnace |  | 01 - Natural Gas | [5 empty] | 01 - Garage |  | 0.5 | No | nordyne | GL1RA054*12A |  | 01 - Constant Speed | 54 | 43 |  |  |  | 0.8 | 01 - AFUE |  | nordine | 7084a+ | Dont Know |  | Yes |  | -99 | -100 |  | 1 | -99 | 0 | GL1RA05412A | Field Data Only | 79.63 | 1437.86 | 2837 | Central | Central | Dont Know | Gas 040-054.99 | 78-84.99 AFUE | Primary | 1512.224
153 | DD17866506 | 2 | Furnace | 1980 - 1989 | N | 80 | -99 | 01 - Split Forced Air Furnace |  | 01 - Natural Gas | [5 empty] | 02 - Attic |  | 0.5 | Dont Know | nordyne |  |  | 01 - Constant Speed | -99 | -99 |  |  |  | -99 | Dont Know |  | nrdine | Dont Know | No |  | Yes | no access due to fixed furnature | -99 | -100 |  | 1 | -99 | 0 |  |  | -99 |  | 2837 | Central | Central | Dont Know | Gas Dont Know | Dont Know | Secondary
154 | DD17896698 | 1 | Wall Furnace | 1970 - 1979 | Y | 65 | -99 | 03 - Wall Furnace |  | 01 - Natural Gas | [5 empty] | 04 - Conditioned Space |  | 0.5 | No | williams |  |  | No Fan | -99 | -99 |  |  |  | -99 | Dont Know |  | Not Applicable | Not Applicable | Not Applicable |  | Not Applicable | see notes | -99 | -99 |  |  | -99 | 0 |  |  | -99 |  | 900 | Space | Space | Dont Know | Gas Dont Know | Dont Know | Primary
155 | DD17970106 | 1 | Furnace | 1980 - 1989 | Y | 80 | -99 | 01 - Split Forced Air Furnace |  | 02 - Electric | [5 empty] | 05 - Mechanical Closet |  | 1 | No | day & night | 517en018 |  | 01 - Constant Speed |  |  | 18 | 02 - Amps |  | -99 | Dont Know |  | Dont Know | Dont Know | No |  | Yes | n/a | -99 | -99 |  | 1 | -99 | 0 | 517en018 |  | -99 |  | 750 | Central | Central | Dont Know | Elec 9+ | Dont Know | Primary
156 | DD17979182 | 1 | Wall Furnace | 1900 - 1969 | Y | 65 | -0.062923 | 03 - Wall Furnace |  | 01 - Natural Gas | [5 empty] | 04 - Conditioned Space |  | 0.5 | No | coleman | 69 |  | No Fan | 55 | 38 |  |  |  | 0.7 | 01 - AFUE |  | Not Applicable | Not Applicable | Not Applicable |  | Not Applicable |  | -99 | -99 |  |  | -99 | 0 | 69 | Field Data Only | 69.09 | 6233.67 | 800 | Space | Space | Dont Know | Gas 055-069.99 | 66-71.99 AFUE | Primary | 9237.3994
157 | DD17989744 | 1 | Furnace | 1980 - 1989 | N | 80 | -0.02275 | 01 - Split Forced Air Furnace |  | 01 - Natural Gas | [5 empty] | 01 - Garage |  | 1 | No | carrier | 58CVX070-12 | 03/01/2007 | 02 - Variable Speed | 66 | 54 |  |  |  | 0.82 | 01 - AFUE |  | cac/bdp | cnpvt3617acaabaa | Yes |  | Yes |  | 3 | 2007 |  | 1 | 5 | 2007 | 58CVX07012 | Field Data Only | 81.82 | 3682.9696 | 1660 | Central | Both Central and Space | Age 2006 to 2009 | Gas 055-069.99 | 78-84.99 AFUE | Primary | 5883.8258
158 | DD17989744 | 2 | Other | 1980 - 1989 | N | -99 | -99 | 13 - Fireplace |  | 01 - Natural Gas |  | <1 day/week | No |  | 1st Floor | 04 - Conditioned Space |  | 0 | No |  |  |  | No Fan | -99 | -99 |  |  |  | -99 | Dont Know |  | Not Applicable | Not Applicable | Not Applicable |  | Not Applicable | no nameplate | -99 | -99 |  |  | -99 | 0 |  |  | -99 |  | 1660 | Space | Both Central and Space | Dont Know | Gas Dont Know | Dont Know | Secondary
159 | DD18072296 | 1 | Furnace | 1900 - 1969 | N | 80 | -0.0245 | 02 - Package Furnace/AC |  | 01 - Natural Gas | [5 empty] | Other | outside ground | 1 | No | bryant | 588anw030060 |  | 01 - Constant Speed | 56 | 45.9 |  |  |  | 0.8 | 01 - AFUE |  | byant | Dont Know | No |  | Yes |  | -99 | -99 | 1 | 1 | -99 | 0 | 588anw030060 | Field Data Only | 81.96 | 1437.86 | 1000 | Central | Central | Dont Know | Gas 055-069.99 | 78-84.99 AFUE | Primary | 818.6187
160 | DD18077176 | 1 | Wall Furnace | 1900 - 1969 | N | 65 | -99 | 03 - Wall Furnace |  | 01 - Natural Gas | [5 empty] | 04 - Conditioned Space |  | 1 | No |  |  |  | No Fan | -99 | -99 |  |  |  | -99 | Dont Know |  | Not Applicable | Not Applicable | Not Applicable |  | Not Applicable | no nameplate | -99 | -99 |  |  | -99 | 0 |  |  | -99 |  | 745 | Space | Space | Dont Know | Gas Dont Know | Dont Know | Primary
161 | DD18180923 | 1 | Furnace | 1970 - 1979 | N | 80 | -99 | 01 - Split Forced Air Furnace |  | 01 - Natural Gas | [5 empty] | 02 - Attic |  | 1 | No | rheem |  |  | 01 - Constant Speed | -99 | -99 |  |  |  | -99 | 01 - AFUE |  | Dont Know | Dont Know | No |  | Yes | attic not accessible safety concern | -99 | -99 |  | 1 | -99 | 0 |  |  | -99 |  | 2200 | Central | Central | Dont Know | Gas Dont Know | Dont Know | Primary
162 | DD18198007 | 1 | Furnace | 2000 - 2012 | N | 80 | -99 | 01 - Split Forced Air Furnace |  | 01 - Natural Gas | [5 empty] | 02 - Attic |  | 1 | No |  |  |  | 01 - Constant Speed | -99 | -99 |  |  |  | -99 | Dont Know |  | Dont Know | Dont Know | No |  | Yes | no access | -99 | -99 |  | 1 | -99 | 0 |  |  | -99 |  | 1525 | Central | Central | Dont Know | Gas Dont Know | Dont Know | Primary
163 | DD18259038 | 1 | Furnace | 1980 - 1989 | N | 80 | -99 | 01 - Split Forced Air Furnace |  | 01 - Natural Gas | [5 empty] | 02 - Attic |  | 1 | No | rheem |  |  | 01 - Constant Speed | -99 | -99 |  |  |  | -99 | Dont Know |  | rheem | RCQC-6024as | Yes |  | Yes | unable to open furnance | -99 | -99 |  | 1 | -99 | 0 |  |  | -99 |  | 1975 | Central | Central | Dont Know | Gas Dont Know | Dont Know | Primary
164 | DD18288568 | 1 | Furnace | 1980 - 1989 | Y | 80 | -99 | 01 - Split Forced Air Furnace |  | 01 - Natural Gas | [5 empty] | 02 - Attic |  | 1 | No |  |  |  | 01 - Constant Speed | -99 | -99 |  |  |  | -99 | Dont Know |  | Dont Know | Dont Know | No |  | Yes | no access condo | -99 | -99 |  | 1 | -99 | 0 |  |  | -99 |  | 1400 | Central | Central | Dont Know | Gas Dont Know | Dont Know | Primary
165 | DD18311896 | 1 | Furnace | 2000 - 2012 | N | 80 | -99 | 01 - Split Forced Air Furnace |  | 01 - Natural Gas | [5 empty] | 02 - Attic |  | 0.5 | Dont Know |  |  |  | 01 - Constant Speed | -99 | -99 |  |  |  | -99 | Dont Know |  | Dont Know | Dont Know | Yes |  | Yes | no access | -99 | -99 |  | 1 | -99 | 0 |  |  | -99 |  | 3696 | Central | Central | Dont Know | Gas Dont Know | Dont Know | Primary
166 | DD18311896 | 2 | Furnace | 2000 - 2012 | N | 80 | -99 | 01 - Split Forced Air Furnace |  | 01 - Natural Gas | [5 empty] | 02 - Attic |  | 0.5 | Dont Know |  |  |  | 01 - Constant Speed | -99 | -99 |  |  |  | -99 | Dont Know |  | Dont Know | Dont Know | Yes |  | Yes | no access | -99 | -99 |  | 2 | -99 | 0 |  |  | -99 |  | 3696 | Central | Central | Dont Know | Gas Dont Know | Dont Know | Secondary
167 | DD18365860 | 1 | Furnace | 1980 - 1989 | N | 80 | 0.0525 | 01 - Split Forced Air Furnace |  | 01 - Natural Gas | [5 empty] | 01 - Garage |  | 1 | Yes | carrier | 58GSC045-CB |  | 01 - Constant Speed | 60 | -99 |  |  |  | -99 | Dont Know |  | Carrier | CK5BXT036017AAAA | Yes |  | Yes | nameplate | -99 | -99 |  | 1 | 25 | 1987 | 58GSC045CB | bluebook | 75.8 | 3564.229 | 1600 | Central | Central | Age 1985 to 1989 | Gas 055-069.99 | 72-77.99 AFUE | Primary | 2029.2271
168 | DD18423741 | 1 | Other | 1970 - 1979 | N | -99 | -99 | 13 - Fireplace |  | 01 - Natural Gas |  | <1 day/week | No |  | 1st Floor | 04 - Conditioned Space |  | 0.25 | Not Applicable |  |  |  | No Fan | -100 | -100 |  |  |  | -100 | Dont Know |  | Not Applicable | Not Applicable | Not Applicable |  | Not Applicable |  | -99 | -100 |  |  | -99 | 0 |  |  | -99 |  | 2224 | Space | Both Central and Space | Dont Know | Gas Dont Know | Dont Know | Secondary
169 | DD18423741 | 2 | Furnace | 1970 - 1979 | N | 80 | -0.015 | 15 - Forced Air furnace (No AC) |  | 01 - Natural Gas | [5 empty] | 01 - Garage |  | 1 | No | rheem | rgph-07nauer |  | 01 - Constant Speed | 75 | -99 |  |  |  | -99 | Dont Know |  | Not Applicable | Not Applicable | Not Applicable |  | No | name plate | -99 | -99 |  |  | -99 | 0 | rgph07nauer | CEC_fur | 81.2 | 5514.65 | 2224 | Central | Both Central and Space | Dont Know | Gas 070-084.99 | 78-84.99 AFUE | Primary | 4877.7244
170 | DD18441429 | 1 | Other | 1980 - 1989 | N | -99 | -99 | 13 - Fireplace |  | 01 - Natural Gas |  | <1 day/week | No |  | 1st Floor | 04 - Conditioned Space |  | 0.25 | Not Applicable |  |  |  | No Fan | -99 | -99 |  |  |  | -99 | Dont Know |  | Not Applicable | Not Applicable | Not Applicable |  | Not Applicable | no name plate | -99 | -99 |  |  | -99 | 0 |  |  | -99 |  | 1955 | Space | Both Central and Space | Dont Know | Gas Dont Know | Dont Know | Secondary
171 | DD18441429 | 2 | Furnace | 1980 - 1989 | N | 80 | 0.05 | 01 - Split Forced Air Furnace |  | 01 - Natural Gas | [5 empty] | 01 - Garage |  | 1 | No | payne | 394JAW048065 |  | 01 - Constant Speed | 80 | -99 |  |  |  | -99 | Dont Know |  | ari standard | Dont Know | No |  | Yes | name plate | -99 | -99 |  | 1 | 24 | 1988 | 394JAW048065 | bluebook | 76 | 3564.229 | 1955 | Central | Both Central and Space | Age 1985 to 1989 | Gas 070-084.99 | 72-77.99 AFUE | Primary | 6178.4347
172 | DD18491073 | 1 | Other | 2000 - 2012 | N | -99 | -99 | 13 - Fireplace |  | 01 - Natural Gas |  | <1 day/week | No |  | 2nd Floor | 04 - Conditioned Space |  | 0.25 | No |  |  |  | No Fan | -100 | -100 |  |  |  | -100 | Dont Know |  | Not Applicable | Not Applicable | Not Applicable |  | Not Applicable |  | -99 | -100 |  |  | -99 | 0 |  |  | -99 |  | 2600 | Space | Both Central and Space | Dont Know | Gas Dont Know | Dont Know | Secondary
173 | DD18491073 | 2 | Other | 2000 - 2012 | N | -99 | -99 | 13 - Fireplace |  | 01 - Natural Gas |  | <1 day/week | No |  | 1st Floor | 04 - Conditioned Space |  | 0.25 | Dont Know |  |  |  | No Fan | -100 | -100 |  |  |  | -100 | Dont Know |  | Not Applicable | Not Applicable | Not Applicable |  | Not Applicable | no info plate | -99 | -100 |  |  | -99 | 0 |  |  | -99 |  | 2600 | Space | Both Central and Space | Dont Know | Gas Dont Know | Dont Know | Secondary
174 | DD18491073 | 3 | Furnace | 2000 - 2012 | N | 80 | 0 | 01 - Split Forced Air Furnace |  | 01 - Natural Gas | [5 empty] | 01 - Garage |  | 1 | No | rheem | rgpj-10nbrjr |  | 01 - Constant Speed | 100 | -99 |  |  |  | -99 | Dont Know |  | allstyle | as60a301t | No |  | Yes | name plate | -99 | -99 |  | 1 | -99 | 0 | rgpj10nbrjr | CEC_fur | 80 | 1437.86 | 2600 | Central | Both Central and Space | Dont Know | Gas 100-114.99 | 78-84.99 AFUE | Primary | 1309.1933
175 | DD18513157 | 1 | Furnace | 1970 - 1979 | N | 80 | 0 | 01 - Split Forced Air Furnace |  | 01 - Natural Gas | [5 empty] | 01 - Garage |  | 1 | Yes | carrier | 58CVX110-20 |  | 01 - Constant Speed | -99 | -99 |  |  |  | 0.9 | 01 - AFUE |  | carrier | Dont Know | Yes |  | Yes | not available no access | -99 | -99 |  | 1 | -99 | 0 | 58CVX11020 | Outside Source Manual Lookup | 80 | 1437.86 | 2100 | Central | Central | Dont Know | Gas Dont Know | 78-84.99 AFUE | Primary | 1512.224
176 | DD18555579 | 1 | Furnace | 1980 - 1989 | N | 80 | -99 | 01 - Split Forced Air Furnace |  | 01 - Natural Gas | [5 empty] | 04 - Conditioned Space |  | 1 | No | lennox | G40UH-36A-070X- |  | 01 - Constant Speed | 66 | -99 |  |  |  | -99 | Dont Know |  | refrigerant evaporator | bvr24 36-a6a18 dd | No |  | Yes | info plate | -99 | -99 |  | 1 | -99 | 0 | G40UH36A070X |  | -99 |  | 1428 | Central | Both Central and Space | Dont Know | Gas 055-069.99 | Dont Know | Primary
177 | DD18555579 | 2 | Other | 1980 - 1989 | N | -99 | -99 | 13 - Fireplace |  | 01 - Natural Gas |  | 3-5 days/week | No |  | 1st Floor | 04 - Conditioned Space |  | 0 | No |  |  |  | No Fan | -100 | -100 |  |  |  | -100 | Dont Know |  | Not Applicable | Not Applicable | Not Applicable |  | Not Applicable |  | -99 | -100 |  |  | -99 | 0 |  |  | -99 |  | 1428 | Space | Both Central and Space | Dont Know | Gas Dont Know | Dont Know | Secondary
178 | DD18563921 | 1 | Other | 1980 - 1989 | N | -99 | -99 | 13 - Fireplace |  | 01 - Natural Gas |  | <1 day/week | No |  | 1st Floor | 04 - Conditioned Space |  | 0.25 | Not Applicable |  |  |  | No Fan | -100 | -100 |  |  |  | -100 | Dont Know |  | Not Applicable | Not Applicable | Not Applicable |  | Not Applicable |  | -99 | -100 |  |  | -99 | 0 |  |  | -99 |  | 1524 | Space | Both Central and Space | Dont Know | Gas Dont Know | Dont Know | Secondary
179 | DD18563921 | 2 | Furnace | 1980 - 1989 | N | 80 | -99 | 01 - Split Forced Air Furnace |  | 01 - Natural Gas | [5 empty] | 04 - Conditioned Space |  | 1 | No | goodman | gue060-3 |  | 01 - Constant Speed | 60 | -99 |  |  |  | -99 | Dont Know |  | carrier | cnpvt4221acaaaaa / 1806x31018 | No |  | Yes | info plate | -99 | -99 |  | 1 | -99 | 0 | gue0603 |  | -99 |  | 1524 | Central | Both Central and Space | Dont Know | Gas 055-069.99 | Dont Know | Primary
180 | DD18567062 | 1 | Furnace | 1990 - 1994 | Y | 80 | -99 | 01 - Split Forced Air Furnace |  | 01 - Natural Gas | [5 empty] | 05 - Mechanical Closet |  | 1 | Yes | dayton | 3E506B |  | 01 - Constant Speed | 45 | -99 |  |  |  | -99 | Dont Know |  | Dont Know | M3UF024SA | Yes |  | Yes | nameplate | -99 | -99 |  | 1 | -99 | 0 | 3E506B |  | -99 |  | 791 | Central | Central | Dont Know | Gas 040-054.99 | Dont Know | Primary
181 | DD18590017 | 1 | Furnace | 1900 - 1969 | Y | 80 | -99 | 01 - Split Forced Air Furnace |  | 01 - Natural Gas | [5 empty] | 07 - Crawlspace |  | 1 | No | goodman |  |  | 01 - Constant Speed | -99 | -99 |  |  |  | -99 | 01 - AFUE |  | Dont Know | Dont Know | No |  | Yes | see notes | -99 | -99 |  | 1 | -99 | 0 |  |  | -99 |  | 2000 | Central | Central | Dont Know | Gas Dont Know | Dont Know | Primary
182 | DD18610238 | 1 | Other | 1970 - 1979 | N | -99 | -99 | 13 - Fireplace |  | 01 - Natural Gas |  | <1 day/week | No |  | 1st Floor | 04 - Conditioned Space |  | 0 | No |  |  | 01/01/1979 | No Fan | -99 | -99 |  |  |  | -99 | Dont Know |  | Not Applicable | Not Applicable | Not Applicable |  | Not Applicable | not listed | -99 | 1979 |  |  | 33 | 1979 |  |  | -99 |  | 1400 | Space | Both Central and Space | Age 1979 and older | Gas Dont Know | Dont Know | Secondary
183 | DD18610238 | 2 | Furnace | 1970 - 1979 | N | 80 | 0 | 01 - Split Forced Air Furnace |  | 01 - Natural Gas | [5 empty] | 05 - Mechanical Closet |  | 1 | No | magic chef | acd13-u80-4 |  | 01 - Constant Speed | 80 | 64 |  |  |  | 0.8 | 01 - AFUE |  | magic chef | 373.5eru-c-3 | No |  | Yes |  | -99 | -99 |  | 1 | 33 | 1979 | acd13u804 | bluebook | 80 | 6548.6469 | 1400 | Central | Both Central and Space | Age 1979 and older | Gas 070-084.99 | 78-84.99 AFUE | Primary | 4283.4475
184 | DD18709466 | 1 | Furnace | 1970 - 1979 | N | 80 | 0 | 15 - Forced Air furnace (No AC) |  | 01 - Natural Gas | [5 empty] | 05 - Mechanical Closet |  | 1 | No | gaffers and sattler | u60-2 |  | 01 - Constant Speed | 60 | 48 |  |  |  | 0.8 | 01 - AFUE |  | Not Applicable | Not Applicable | Not Applicable |  | Not Applicable |  | -99 | -99 |  |  | -99 | 0 | u602 | Field Data Only | 80 | 5514.65 | 1600 | Central | Central | Dont Know | Gas 055-069.99 | 78-84.99 AFUE | Primary | 4877.7244
185 | DD18727046 | 1 | Other | Dont Know | N | -99 | -99 | 13 - Fireplace |  | 01 - Natural Gas |  | Daily | No |  | 2nd Floor | Other | living room | 0.5 | No |  |  |  | No Fan | -99 | -99 |  |  |  | -99 | Dont Know |  | Not Applicable | Not Applicable | Not Applicable |  | Not Applicable | no label | -99 | -99 |  |  | -99 | 0 |  |  | -99 |  | -99 | Space | Space | Dont Know | Gas Dont Know | Dont Know | Primary
186 | DD18727046 | 2 | Other | Dont Know | N | -99 | -99 | 14 - Electric Space Heater |  | 02 - Electric | [5 empty] | Other | bedroom | 0.25 | No |  |  |  | 01 - Constant Speed |  |  | -99 | Dont Know |  | -99 | Dont Know |  | Not Applicable | Not Applicable | Not Applicable |  | Not Applicable | no label | -99 | -99 |  |  | -99 | 0 |  |  | -99 |  | -99 | Space | Space | Dont Know | Elec Dont Know | Dont Know | Secondary
187 | DD18727046 | 3 | Other | Dont Know | N | -99 | -99 | 14 - Electric Space Heater |  | 02 - Electric | [5 empty] | Other | bedroom | 0.25 | No |  |  |  | 01 - Constant Speed |  |  | -99 | Dont Know |  | -99 | Dont Know |  | Not Applicable | Not Applicable | Not Applicable |  | Not Applicable | no label | -99 | -99 |  |  | -99 | 0 |  |  | -99 |  | -99 | Space | Space | Dont Know | Elec Dont Know | Dont Know | Secondary
188 | DD18742630 | 1 | Furnace | 1900 - 1969 | N | 80 | -0.15 | 01 - Split Forced Air Furnace |  | 01 - Natural Gas | [5 empty] | 03 - Basement |  | 1 | No | weather king | 9rj07efs01 | 01/01/2006 | 01 - Constant Speed | 75 | 67.5 |  |  |  | 0.9 | 01 - AFUE |  | all style | as48a3z4e+v | Yes |  | Yes |  | 1 | 2006 |  | 1 | 6 | 2006 | 9rj07efs01 | Outside Source Manual Lookup | 92 | 1875.4696 | 2298 | Central | Central | Age 2006 to 2009 | Gas 070-084.99 | 90-96.99 AFUE | Primary | 1067.7635
189 | DD18764138 | 1 | Furnace | 1970 - 1979 | N | 80 | -99 | 15 - Forced Air furnace (No AC) |  | 01 - Natural Gas | [5 empty] | 01 - Garage |  | 1 | No | goodman |  |  | 01 - Constant Speed | -99 | -99 |  |  |  | -99 | 01 - AFUE |  | Not Applicable | Not Applicable | Not Applicable |  | No |  | -99 | -99 |  |  | -99 | 0 |  |  | -99 |  | 2000 | Central | Central | Dont Know | Gas Dont Know | Dont Know | Primary
190 | DD18764590 | 1 | Wall Furnace | 1970 - 1979 | N | 65 | -99 | 03 - Wall Furnace |  | 01 - Natural Gas | [5 empty] | 04 - Conditioned Space |  | 0.25 | No |  |  |  | No Fan | 35 | -99 |  |  |  | -99 | Dont Know |  | Not Applicable | Not Applicable | Not Applicable |  | Not Applicable | no access to nameplate | -99 | -99 |  |  | -99 | 0 |  |  | -99 |  | 1800 | Space | Both Central and Space | Dont Know | Gas 025-039.99 | Dont Know | Secondary
191 | DD18764590 | 2 | Furnace | 1970 - 1979 | N | 80 | 0 | 01 - Split Forced Air Furnace |  | 01 - Natural Gas | [5 empty] | 02 - Attic |  | 0.75 | No | rheem | rgug-05eauer |  | 01 - Constant Speed | 50 | 40 |  |  |  | 0.8 | 01 - AFUE |  | Not Applicable | Not Applicable | Not Applicable |  | Not Applicable |  | -99 | -99 |  |  | -99 | 0 | rgug05eauer | Field Data Only | 80 | 2823.61 | 1800 | Central | Both Central and Space | Dont Know | Gas 040-054.99 | 78-84.99 AFUE | Primary | 4894.6041
192 | DD18814995 | 1 | Furnace | 1980 - 1989 | N | 80 | 0 | 01 - Split Forced Air Furnace |  | 01 - Natural Gas | [5 empty] | 01 - Garage |  | 1 | No | weather king | 80pj07nbr01 | 11/01/2004 | 01 - Constant Speed | 75 | 60 |  |  |  | 0.8 | 01 - AFUE |  | all style | as48a382tlh | Yes |  | Yes |  | 11 | 2004 |  | 1 | 8 | 2004 | 80pj07nbr01 | Field Data Only | 80 | 4987.9322 | 1775 | Central | Central | Age 2000 to 2005 | Gas 070-084.99 | 78-84.99 AFUE | Primary | 2722.1528
193 | DD18853852 | 1 | Other | 1900 - 1969 | Y | -99 | -99 | 09 - Gravity Furnace |  | 01 - Natural Gas | [5 empty] | 04 - Conditioned Space |  | 1 | No |  |  |  | No Fan | -99 | -99 |  |  |  | -99 | Dont Know |  | Not Applicable | Not Applicable | Not Applicable |  | Not Applicable | see notes | -99 | -99 |  |  | -99 | 0 |  |  | -99 |  | 700 | Space | Space | Dont Know | Gas Dont Know | Dont Know | Primary
194 | DD18886878 | 1 | Furnace | 1980 - 1989 | N | 80 | 0.0625 | 01 - Split Forced Air Furnace |  | 01 - Natural Gas | [5 empty] | 01 - Garage |  | 1 | No | rheem | rgdd-06nc-er | 01/01/1987 | No Fan | 60 | -99 |  |  |  | -99 | Dont Know |  | Dont Know | Dont Know | No |  | Yes | info plate for evap coil not visible | -99 | 1987 |  | 1 | 25 | 1987 | rgdd06ncer | bluebook | 75 | 2561.3608 | 3120 | Central | Both Central and Space | Age 1985 to 1989 | Gas 055-069.99 | 72-77.99 AFUE | Primary | 1397.8569
195 | DD18886878 | 2 | Other | 1980 - 1989 | N | -99 | -99 | 13 - Fireplace |  | 01 - Natural Gas |  | <1 day/week | No |  | 1st Floor | 04 - Conditioned Space |  | 0 | Not Applicable |  |  |  | No Fan | -100 | -100 |  |  |  | -100 | Dont Know |  | Not Applicable | Not Applicable | Not Applicable |  | Not Applicable |  | -99 | -100 |  |  | -99 | 0 |  |  | -99 |  | 3120 | Space | Both Central and Space | Dont Know | Gas Dont Know | Dont Know | Secondary
196 | DD18886878 | 3 | Other | 1980 - 1989 | N | -99 | -99 | 13 - Fireplace |  | 01 - Natural Gas |  | <1 day/week | No |  | 2nd Floor | 04 - Conditioned Space |  | 0 | Not Applicable |  |  |  | No Fan | -100 | -100 |  |  |  | -100 | Dont Know |  | Not Applicable | Not Applicable | Not Applicable |  | Not Applicable |  | -99 | -100 |  |  | -99 | 0 |  |  | -99 |  | 3120 | Space | Both Central and Space | Dont Know | Gas Dont Know | Dont Know | Secondary
197 | DD18956425 | 1 | Other | 1900 - 1969 | N | -99 | -99 | 09 - Gravity Furnace | gas radiator | 01 - Natural Gas | [5 empty] | Other | living room | 1 | No |  |  |  | No Fan | -99 | -99 |  |  |  | -99 | Dont Know |  | Not Applicable | Not Applicable | Not Applicable |  | Not Applicable | no nameplate antique appliance | -99 | -99 |  |  | -99 | 0 |  |  | -99 |  | 850 | Space | Space | Dont Know | Gas Dont Know | Dont Know | Primary
198 | DD18997735 | 1 | Heat Pump | Dont Know | N | 8.2 | -99 | 06 - Split Heat pump w/o electronic supplement |  | 02 - Electric | [5 empty] | 07 - Crawlspace |  | 1 | No | goodman |  |  | 01 - Constant Speed |  |  | -99 | Dont Know |  | -99 | Dont Know |  | Dont Know | Dont Know | No |  | Yes | multi unit apartments no access | -99 | -99 |  | 1 | -99 | 0 |  |  | -99 |  | 720 | Central | Central | Dont Know | Elec Dont Know | Dont Know | Primary
199 | DD19159772 | 1 | Furnace | 1900 - 1969 | Y | 80 | 0 | 01 - Split Forced Air Furnace |  | 01 - Natural Gas | [5 empty] | 05 - Mechanical Closet |  | 1 | No | lennox | g23q45x1002 |  | 01 - Constant Speed | 100 | 80 |  |  |  | 0.8 | 01 - AFUE |  | Dont Know | Dont Know | No |  | Yes | n/a not available | -99 | -99 |  | 1 | -99 | 0 | g23q45x1002 | Field Data Only | 80 | 1803.89 | 2800 | Central | Central | Dont Know | Gas 100-114.99 | 78-84.99 AFUE | Primary | 1216.5617
200 | DD19186497 | 1 | Furnace | 1990 - 1994 | N | 80 | 0 | 15 - Forced Air furnace (No AC) |  | 01 - Natural Gas | [5 empty] | 04 - Conditioned Space |  | 1 | No | rheem | rgoc-1248rjr |  | 01 - Constant Speed | 120 | -99 |  |  |  | 0.8 | 01 - AFUE |  | Not Applicable | Not Applicable | Not Applicable |  | No |  | -99 | -99 |  |  | -99 | 0 | rgoc1248rjr | Field Data Only | 80 | 1437.86 | 3200 | Central | Central | Dont Know | Gas 115-129.99 | 78-84.99 AFUE | Primary | 1512.224
201 | DD19198120 | 1 | Furnace | 2000 - 2012 | N | 80 | -99 | 01 - Split Forced Air Furnace |  | 01 - Natural Gas | [5 empty] | 02 - Attic |  | 1 | No | intercity | gnj05m12c1 |  | 01 - Constant Speed | 50 | -99 |  |  |  | -99 | Dont Know |  | allstyle | aslb365010t | No |  | Yes | not listed | -99 | -99 |  | 1 | -99 | 0 | gnj05m12c1 |  | -99 |  | 1900 | Central | Both Central and Space | Dont Know | Gas 040-054.99 | Dont Know | Primary
202 | DD19198120 | 2 | Other | 2000 - 2012 | N | -99 | -99 | 13 - Fireplace |  | 01 - Natural Gas |  | Daily | No |  | 1st Floor | 04 - Conditioned Space |  | 0 | No |  |  | 01/01/2001 | No Fan | -99 | -100 |  |  |  | -99 | Dont Know |  | Not Applicable | Not Applicable | Not Applicable |  | Not Applicable | nl | -99 | 2001 |  |  | 11 | 2001 |  |  | -99 |  | 1900 | Space | Both Central and Space | Age 2000 to 2005 | Gas Dont Know | Dont Know | Secondary
203 | DD19203116 | 1 | Furnace | 1970 - 1979 | N | 80 | 0 | 01 - Split Forced Air Furnace |  | 01 - Natural Gas | [5 empty] | 01 - Garage |  | 1 | No | gaffers and sattler | acd 15u 80 1 |  | 01 - Constant Speed | 80 | 64 |  |  |  | 0.8 | 01 - AFUE |  | Dont Know | Dont Know | No |  | Yes | not available | -99 | -99 |  | 1 | -99 | 0 | acd15u801 | Field Data Only | 80 | 2823.61 | 1116 | Central | Central | Dont Know | Gas 070-084.99 | 78-84.99 AFUE | Primary | 6609.2918
204 | DD19210081 | 1 | Furnace | 1980 - 1989 | N | 80 | -99 | 15 - Forced Air furnace (No AC) |  | 01 - Natural Gas | [5 empty] | 01 - Garage |  | 1 | No | goodman | gue100-5 |  | 01 - Constant Speed | 100 | -99 |  |  |  | -99 | Dont Know |  | Not Applicable | Not Applicable | Not Applicable |  | No | not available | -99 | -99 |  |  | -99 | 0 | gue1005 |  | -99 |  | 2250 | Central | Central | Dont Know | Gas 100-114.99 | Dont Know | Primary
205 | DD19214836 | 1 | Furnace | 1900 - 1969 | N | 80 | 0 | 15 - Forced Air furnace (No AC) |  | 01 - Natural Gas | [5 empty] | 04 - Conditioned Space |  | 1 | No | gaffers and sattler | u80-1 |  | 01 - Constant Speed | 80 | 64 |  |  |  | 0.8 | 01 - AFUE |  | Not Applicable | Not Applicable | Not Applicable |  | No |  | -99 | -99 |  |  | -99 | 0 | u801 | Field Data Only | 80 | 2823.61 | 1500 | Central | Central | Dont Know | Gas 070-084.99 | 78-84.99 AFUE | Primary | 1607.5695
206 | DD19250179 | 1 | Other | 1900 - 1969 | N | -99 | -99 | 13 - Fireplace |  | 01 - Natural Gas |  | Daily | No |  | 1st Floor | 04 - Conditioned Space |  | 0 | No |  |  | 01/01/1964 | No Fan | -99 | -99 |  |  |  | -99 | Dont Know |  | Not Applicable | Not Applicable | Not Applicable |  | Not Applicable | no nameplate | -99 | 1964 |  |  | 48 | 1964 |  |  | -99 |  | 1400 | Space | Both Central and Space | Age 1979 and older | Gas Dont Know | Dont Know | Secondary
207 | DD19250179 | 2 | Furnace | 1900 - 1969 | N | 80 | -99 | 15 - Forced Air furnace (No AC) |  | 01 - Natural Gas | [5 empty] | 05 - Mechanical Closet |  | 1 | No | carrier | 58WAV055-GC |  | 01 - Constant Speed | 66 | -99 |  |  |  | -99 | Dont Know |  | Not Applicable | Not Applicable | Not Applicable |  | Not Applicable | not listed | -99 | -99 |  |  | -99 | 0 | 58WAV055GC |  | -99 |  | 1400 | Central | Both Central and Space | Dont Know | Gas 055-069.99 | Dont Know | Primary
208 | DD19419120 | 1 | Furnace | 1900 - 1969 | N | 80 | -99 | 01 - Split Forced Air Furnace |  | 01 - Natural Gas | [5 empty] | 02 - Attic |  | 1 | No | ruud |  |  | 01 - Constant Speed | -99 | -99 |  |  |  | -99 | 01 - AFUE |  | Dont Know | Dont Know | Yes |  | Yes | see notes | -99 | -99 |  | 1 | -99 | 0 |  |  | -99 |  | 1400 | Central | Central | Dont Know | Gas Dont Know | Dont Know | Primary
209 | DD19452906 | 1 | Other | 1980 - 1989 | N | -99 | -99 | 13 - Fireplace |  | 01 - Natural Gas |  | <1 day/week | No |  | 1st Floor | 04 - Conditioned Space |  | 0.25 | No |  |  |  | No Fan | -99 | -99 |  |  |  | -99 | Dont Know |  | Not Applicable | Not Applicable | Not Applicable |  | Not Applicable | no name plate | -99 | -99 |  |  | -99 | 0 |  |  | -99 |  | 4100 | Space | Both Central and Space | Dont Know | Gas Dont Know | Dont Know | Secondary
210 | DD19452906 | 2 | Other | 1980 - 1989 | N | -99 | -99 | 13 - Fireplace |  | 01 - Natural Gas |  | <1 day/week | No |  | 1st Floor | 04 - Conditioned Space |  | 0.25 | Not Applicable |  |  |  | No Fan | -99 | -99 |  |  |  | -100 | Dont Know |  | Not Applicable | Not Applicable | Not Applicable |  | Not Applicable | no name plate | -99 | -99 |  |  | -99 | 0 |  |  | -99 |  | 4100 | Space | Both Central and Space | Dont Know | Gas Dont Know | Dont Know | Secondary
211 | DD19452906 | 3 | Furnace | 1980 - 1989 | N | 80 | -99 | 15 - Forced Air furnace (No AC) |  | 01 - Natural Gas | [5 empty] | 04 - Conditioned Space |  | 1 | No | carrier | 58SC090-DA |  | 01 - Constant Speed | 107 | -99 |  |  |  | -99 | Dont Know |  | Not Applicable | Not Applicable | Not Applicable |  | No | name plate | -99 | -99 |  |  | -99 | 0 | 58SC090DA |  | -99 |  | 4100 | Central | Both Central and Space | Dont Know | Gas 100-114.99 | Dont Know | Primary
212 | DD19452906 | 4 | Other | 1980 - 1989 | N | -99 | -99 | 13 - Fireplace |  | 01 - Natural Gas |  | <1 day/week | No |  | 2nd Floor | 04 - Conditioned Space |  | 0.25 | Not Applicable |  |  |  | No Fan | -99 | -99 |  |  |  | -99 | Dont Know |  | Not Applicable | Not Applicable | Not Applicable |  | Not Applicable | no name plate | -99 | -99 |  |  | -99 | 0 |  |  | -99 |  | 4100 | Space | Both Central and Space | Dont Know | Gas Dont Know | Dont Know | Secondary
213 | DD19493581 | 1 | Furnace | 1980 - 1989 | N | 80 | 0 | 15 - Forced Air furnace (No AC) |  | 01 - Natural Gas | [5 empty] | 04 - Conditioned Space |  | 1 | No | day & night | nameplate not legible |  | 01 - Constant Speed | 50 | 40 |  |  |  | 0.8 | 01 - AFUE |  | Not Applicable | Not Applicable | Not Applicable |  | Not Applicable |  | -99 | -99 |  |  | -99 | 0 | nameplatenotlegible | Field Data Only | 80 | 5514.65 | 899 | Central | Central | Dont Know | Gas 040-054.99 | 78-84.99 AFUE | Primary | 2131.7453
214 | DD19500398 | 1 | Furnace | 1980 - 1989 | N | 80 | -0.02275 | 15 - Forced Air furnace (No AC) |  | 01 - Natural Gas | [5 empty] | 02 - Attic |  | 0.5 | No | payne | PG8JAA036070 |  | 01 - Constant Speed | 66 | 54 |  |  |  | -99 | Dont Know |  | Not Applicable | Not Applicable | Not Applicable |  | No | info plate | -99 | -99 |  |  | -99 | 0 | PG8JAA036070 | Field Data Only | 81.82 | 1243.26 | 3600 | Central | Both Central and Space | Dont Know | Gas 055-069.99 | 78-84.99 AFUE | Primary | 744.9552
215 | DD19500398 | 2 | Furnace | 1980 - 1989 | N | 80 | -0.02275 | 15 - Forced Air furnace (No AC) |  | 01 - Natural Gas | [5 empty] | 02 - Attic |  | 0.5 | No | payne | PG8JAA036070 |  | 01 - Constant Speed | 66 | 54 |  |  |  | -99 | Dont Know |  | Not Applicable | Not Applicable | Not Applicable |  | No | info plate | -99 | -99 |  |  | -99 | 0 | PG8JAA036070 | Field Data Only | 81.82 |  | 3600 | Central | Both Central and Space | Dont Know | Gas 055-069.99 | 78-84.99 AFUE | Secondary
216 | DD19500398 | 3 | Other | 1980 - 1989 | N | -99 | -99 | 13 - Fireplace |  | 01 - Natural Gas |  | <1 day/week | No |  | 1st Floor | 04 - Conditioned Space |  | 0 | Not Applicable |  |  |  | No Fan | -100 | -100 |  |  |  | -100 | Dont Know |  | Not Applicable | Not Applicable | Not Applicable |  | Not Applicable |  | -99 | -100 |  |  | -99 | 0 |  |  | -99 |  | 3600 | Space | Both Central and Space | Dont Know | Gas Dont Know | Dont Know | Secondary
217 | DD19518039 | 1 | Other | 1900 - 1969 | N | -99 | -99 | 13 - Fireplace |  | 05 - Wood |  | <1 day/week | No |  | 1st Floor | 04 - Conditioned Space |  | 0 | Not Applicable |  |  |  | No Fan | [5 empty] | -100 | Dont Know |  | Not Applicable | Not Applicable | Not Applicable | Not | Not Applicable |  | -99 | -100 |  |  | -99 | 0 |  |  | -99 |  | 1700 | Space | Both Central and Space | Dont Know |  | Dont Know | Secondary
218 | DD19518039 | 2 | Furnace | 1900 - 1969 | N | 80 | -99 | 15 - Forced Air furnace (No AC) |  | 01 - Natural Gas | [5 empty] | 04 - Conditioned Space |  | 1 | No |  |  |  | No Fan | -99 | -99 |  |  |  | -100 | Dont Know |  | Not Applicable | Not Applicable | Not Applicable |  | Not Applicable |  | -99 | -100 |  |  | -99 | 0 |  |  | -99 |  | 1700 | Central | Both Central and Space | Dont Know | Gas Dont Know | Dont Know | Primary
219 | DD19518039 | 3 | Other | 1900 - 1969 | N | -99 | -99 | 08 - Electronic Resistance Wall Unit |  | 02 - Electric | [5 empty] | 04 - Conditioned Space |  | 0 | No | markel | 246 |  | No Fan |  |  | 1.25 | 01 - kW |  | -100 | Dont Know |  | Not Applicable | Not Applicable | Not Applicable |  | Not Applicable |  | -99 | -99 |  |  | -99 | 0 | 246 |  | -99 |  | 1700 | Space | Both Central and Space | Dont Know | Elec 0.1-0.99 | Dont Know | Secondary
220 | DD19528088 | 1 | Furnace | 1995 - 1999 | Y | 80 | 0 | 01 - Split Forced Air Furnace |  | 01 - Natural Gas | [5 empty] | 01 - Garage |  | 1 | No | york | p1ukd16n06401a |  | 01 - Constant Speed | 80 | 64 |  |  |  | 0.8 | 01 - AFUE |  | Dont Know | bv124 48 ayc | No |  | Yes |  | -99 | -99 |  | 1 | -99 | 0 | p1ukd16n06401a | Field Data Only | 80 | 1323 | 3200 | Central | Central | Dont Know | Gas 070-084.99 | 78-84.99 AFUE | Primary | 1795.6918
221 | DD19528088 | 2 | Furnace | 1995 - 1999 | Y | 80 | 0 | 01 - Split Forced Air Furnace |  | 01 - Natural Gas | [5 empty] | 05 - Mechanical Closet |  | 0.5 | No | york | p1ukd16n06401a |  | 01 - Constant Speed | 80 | 64 |  |  |  | 0.8 | 01 - AFUE |  | Dont Know | bv124 48 ayc | No |  | Yes |  | -99 | -99 |  | 2 | -99 | 0 | p1ukd16n06401a | Field Data Only | 80 |  | 3200 | Central | Central | Dont Know | Gas 070-084.99 | 78-84.99 AFUE | Secondary
222 | DD19565700 | 1 | Furnace | 1900 - 1969 | N | 80 | 0 | 01 - Split Forced Air Furnace |  | 01 - Natural Gas | [5 empty] | 05 - Mechanical Closet |  | 1 | No | evcon | ugab075bug |  | 01 - Constant Speed | 75 | 60 |  |  |  | 0.8 | 01 - AFUE |  | adp | re35548c175b2501ap | Yes |  | Yes |  | -99 | -99 |  | 1 | -99 | 0 | ugab075bug | CEC_fur | 80 | 2823.61 | 1400 | Central | Central | Dont Know | Gas 070-084.99 | 78-84.99 AFUE | Primary | 1607.5695
223 | DD19604394 | 1 | Furnace | 1900 - 1969 | N | 80 | 0 | 01 - Split Forced Air Furnace |  | 01 - Natural Gas | [5 empty] | 05 - Mechanical Closet |  | 0.75 | No | carrier | 5dgl125-4 |  | 01 - Constant Speed | 125 | 100 |  |  |  | 0.8 | 01 - AFUE |  | allstyle | as48m160t | No |  | Yes |  | -99 | -99 |  | 1 | -99 | 0 | 5dgl1254 | Field Data Only | 80 | 1437.86 | 3800 | Central | Central | Dont Know | Gas 115-129.99 | 78-84.99 AFUE | Primary | 818.6187
224 | DD19674129 | 1 | Furnace | 2000 - 2012 | N | 80 | -99 | 15 - Forced Air furnace (No AC) |  | 01 - Natural Gas | [5 empty] | 02 - Attic |  | 1 | No |  |  |  | 01 - Constant Speed | -99 | -99 |  |  |  | -99 | 01 - AFUE |  | Not Applicable | Not Applicable | Not Applicable |  | Not Applicable |  | -99 | -99 |  |  | -99 | 0 |  |  | -99 |  | 1290 | Central | Central | Dont Know | Gas Dont Know | Dont Know | Primary
225 | DD19760097 | 1 | Furnace | 1980 - 1989 | N | 80 | 0 | 15 - Forced Air furnace (No AC) |  | 01 - Natural Gas | [5 empty] | 01 - Garage |  | 1 | No | gaffers and sattler | 060-3 |  | 01 - Constant Speed | 60 | 48 |  |  |  | 0.8 | 01 - AFUE |  | Not Applicable | Not Applicable | Not Applicable |  | Not Applicable |  | -99 | -99 |  |  | -99 | 0 | 0603 | Field Data Only | 80 | 2823.61 | 1900 | Central | Central | Dont Know | Gas 055-069.99 | 78-84.99 AFUE | Primary | 1607.5695
226 | DD19791268 | 1 | Furnace | 1980 - 1989 | N | 80 | 0.13875 | 01 - Split Forced Air Furnace |  | 01 - Natural Gas | [5 empty] | 04 - Conditioned Space |  | 1 | No | carrier | 394GAW036050 | 01/01/1980 | 01 - Constant Speed | 50 | -99 |  |  |  | -99 | Dont Know |  | carrier | 518a036 | No |  | Yes | dk | -99 | 1980 |  | 1 | 32 | 1980 | 394GAW036050 | bluebook | 68.9 | 9457.382 | 1147 | Central | Central | Age 1980 to 1984 | Gas 040-054.99 | 66-71.99 AFUE | Primary | 13674.6658
227 | DD19796981 | 1 | Furnace | 1970 - 1979 | N | 80 | 0 | 01 - Split Forced Air Furnace |  | 01 - Natural Gas | [5 empty] | 05 - Mechanical Closet |  | 1 | No | rheem | RGPL-10(E/N)BRMR |  | 01 - Constant Speed | 100 | 8 |  |  |  | 0.8 | 01 - AFUE |  | Dont Know | Dont Know | Yes |  | Yes | n/a | -99 | -99 |  | 1 | -99 | 0 | RGPL10ENBRMR | CEC_fur | 80 | 1437.86 | 2428 | Central | Central | Dont Know | Gas 100-114.99 | 78-84.99 AFUE | Primary | 818.6187
228 | DD19829373 | 1 | Wall Furnace | Dont Know | N | 65 | -0.076923 | 03 - Wall Furnace |  | 01 - Natural Gas | [5 empty] | 04 - Conditioned Space |  | 1 | No | southern heater corp | not legible |  | No Fan | 25 | 17.5 |  |  |  | 0.74 | Dont Know |  | Not Applicable | Not Applicable | Not Applicable |  | No |  | -99 | -99 |  |  | -99 | 0 | notlegible | Field Data Only | 70 | 5514.65 | 700 | Space | Space | Dont Know | Gas 025-039.99 | 66-71.99 AFUE | Primary | 5759.5563
229 | DD19901144 | 1 | Furnace | 1980 - 1989 | N | 80 | 0 | 01 - Split Forced Air Furnace |  | 01 - Natural Gas | [5 empty] | 05 - Mechanical Closet |  | 1 | No | carrier | 58gs060da |  | 01 - Constant Speed | 60 | 48 |  |  |  | 0.8 | 01 - AFUE |  | Dont Know | Dont Know | No |  | Yes | n/a | -99 | -99 |  | 1 | -99 | 0 | 58gs060da | Field Data Only | 80 | 2029.13 | 1800 | Central | Central | Dont Know | Gas 055-069.99 | 78-84.99 AFUE | Primary | 1107.3931
230 | DD19907684 | 1 | Other | 1980 - 1989 | N | -99 | -99 | 13 - Fireplace |  | 01 - Natural Gas |  | <1 day/week | No |  | 1st Floor | 04 - Conditioned Space |  | 0.25 | Not Applicable |  |  |  | No Fan | -100 | -100 |  |  |  | -100 | Dont Know |  | Not Applicable | Not Applicable | Not Applicable |  | Not Applicable |  | -99 | -100 |  |  | -99 | 0 |  |  | -99 |  | 2400 | Space | Both Central and Space | Dont Know | Gas Dont Know | Dont Know | Secondary
231 | DD19907684 | 2 | Furnace | 1980 - 1989 | N | 80 | 0.05 | 01 - Split Forced Air Furnace |  | 01 - Natural Gas | [5 empty] | 02 - Attic |  | 1 | No | premier furnace company | hcc100nd5r |  | 01 - Constant Speed | 100 | -99 |  |  |  | -99 | Dont Know |  | allstyle | asfm4821a35e+v+s | No |  | Yes | name plate | -99 | -99 |  | 1 | 22 | 1990 | hcc100nd5r | bluebook | 76 | 5134.6897 | 2400 | Central | Both Central and Space | Age 1990 to 1994 | Gas 100-114.99 | 72-77.99 AFUE | Primary | 5649.6254
232 | DD20001334 | 1 | Furnace | 1900 - 1969 | N | 80 | 0 | 15 - Forced Air furnace (No AC) |  | 01 - Natural Gas | [5 empty] | 04 - Conditioned Space |  | 1 | No | goodman | gmh80703axac | 01/01/2004 | 01 - Constant Speed | 70 | 56 |  |  |  | -99 | Dont Know |  | Not Applicable | Not Applicable | Not Applicable |  | No | info plate | -99 | 2004 |  |  | 8 | 2004 | gmh80703axac | Field Data Only | 80 | 2354.4104 | 1600 | Central | Central | Age 2000 to 2005 | Gas 070-084.99 | 78-84.99 AFUE | Primary | 4675.8915
233 | DD20026338 | 1 | Furnace | Dont Know | Y | 80 | -0.02275 | 01 - Split Forced Air Furnace |  | 01 - Natural Gas | [5 empty] | 04 - Conditioned Space |  | 1 | No | payne | PG8JAA024045 |  | 01 - Constant Speed | 44 | 36 |  |  |  | -99 | Dont Know |  | carrier | cnrvp2414acaabaa | No |  | Yes | info plate | -99 | -99 |  | 1 | -99 | 0 | PG8JAA024045 | Field Data Only | 81.82 | 4948.4 | 800 | Central | Central | Dont Know | Gas 040-054.99 | 78-84.99 AFUE | Primary | 3238.7715
234 | DD20074336 | 1 | Furnace | Dont Know | N | 80 | -99 | 01 - Split Forced Air Furnace |  | 01 - Natural Gas | [5 empty] | 02 - Attic |  | 0.5 | No |  |  |  | 01 - Constant Speed | -99 | -99 |  |  |  | -99 | 01 - AFUE |  | Dont Know | Dont Know | No |  | Yes | see notes | -99 | -99 |  | 1 | -99 | 0 |  |  | -99 |  | 3300 | Central | Central | Dont Know | Gas Dont Know | Dont Know | Primary
235 | DD20074336 | 2 | Furnace | Dont Know | N | 80 | -99 | 01 - Split Forced Air Furnace |  | 01 - Natural Gas | [5 empty] | 02 - Attic |  | 0.5 | No |  |  |  | 01 - Constant Speed | -99 | -99 |  |  |  | -99 | 01 - AFUE |  | Dont Know | Dont Know | No |  | Yes | see notes | -99 | -99 |  | 2 | -99 | 0 |  |  | -99 |  | 3300 | Central | Central | Dont Know | Gas Dont Know | Dont Know | Secondary
236 | DD20090998 | 1 | Wall Furnace | 1900 - 1969 | N | 65 | -99 | 03 - Wall Furnace |  | 01 - Natural Gas | [5 empty] | 04 - Conditioned Space |  | 1 | No |  |  |  | No Fan | -99 | -99 |  |  |  | -99 | Dont Know |  | Not Applicable | Not Applicable | Not Applicable |  | Not Applicable | no nameplate found | -99 | -99 |  |  | -99 | 0 |  |  | -99 |  | 1000 | Space | Space | Dont Know | Gas Dont Know | Dont Know | Primary
237 | DD20101417 | 1 | Furnace | 1970 - 1979 | N | 80 | -99 | 01 - Split Forced Air Furnace |  | 01 - Natural Gas | [5 empty] | 04 - Conditioned Space |  | 1 | No |  |  |  | 01 - Constant Speed | -99 | -99 |  |  |  | -99 | Dont Know |  | dnp carrier | 24cc-8 | No |  | Yes | no name plate on unit | -99 | -99 |  | 1 | -99 | 0 |  |  | -99 |  | 1180 | Central | Central | Dont Know | Gas Dont Know | Dont Know | Primary
238 | DD20156388 | 1 | Furnace | 1980 - 1989 | N | 80 | -0.0085 | 01 - Split Forced Air Furnace |  | 01 - Natural Gas | [5 empty] | 01 - Garage |  | 1 | No | carrier | 58ctx-090-14 | 02/01/2004 | 01 - Constant Speed | 88 | 71 |  |  |  | -99 | Dont Know |  | carrier | ck5bxt048021aaaa | No |  | Yes | info plate | 2 | 2004 |  | 1 | 8 | 2004 | 58ctx09014 | Field Data Only | 80.68 | 1442.5612 | 2100 | Central | Both Central and Space | Age 2000 to 2005 | Gas 085-099.99 | 78-84.99 AFUE | Primary | 864.3755
239 | DD20156388 | 2 | Other | 1980 - 1989 | N | -99 | -99 | 13 - Fireplace |  | 01 - Natural Gas |  | Daily | No |  | 1st Floor | 04 - Conditioned Space |  | 0 | No |  |  |  | No Fan | -100 | -100 |  |  |  | -100 | Dont Know |  | Not Applicable | Not Applicable | Not Applicable |  | Not Applicable |  | -99 | -99 |  |  | -99 | 0 |  |  | -99 |  | 2100 | Space | Both Central and Space | Dont Know | Gas Dont Know | Dont Know | Secondary
240 | DD20169500 | 1 | Other | 1970 - 1979 | N | -99 | -99 | 13 - Fireplace |  | 01 - Natural Gas |  | 1-2 days/week | No |  | 1st Floor | 04 - Conditioned Space |  | 0 | Not Applicable |  |  |  | No Fan | -99 | -99 |  |  |  | -99 | Dont Know |  | Not Applicable | Not Applicable | Not Applicable |  | Not Applicable | no info plate | -99 | -99 |  |  | -99 | 0 |  |  | -99 |  | 1950 | Space | Both Central and Space | Dont Know | Gas Dont Know | Dont Know | Secondary
241 | DD20169500 | 2 | Furnace | 1970 - 1979 | N | 80 | -99 | 15 - Forced Air furnace (No AC) |  | 01 - Natural Gas | [5 empty] | 01 - Garage |  | 1 | No | payne | 1000-19a1 |  | 01 - Constant Speed | 100 | -99 |  |  |  | -99 | Dont Know |  | Not Applicable | Not Applicable | Not Applicable |  | No | degraded info plate | -99 | -99 |  |  | -99 | 0 | 100019a1 |  | -99 |  | 1950 | Central | Both Central and Space | Dont Know | Gas 100-114.99 | Dont Know | Primary
242 | DD20224474 | 1 | Furnace | 1980 - 1989 | N | 80 | 0 | 15 - Forced Air furnace (No AC) |  | 01 - Natural Gas | [5 empty] | 02 - Attic |  | 1 | No | goodman | gmp050-3 |  | 01 - Constant Speed | 50 | 40 |  |  |  | 0.8 | 01 - AFUE |  | Not Applicable | Not Applicable | Not Applicable |  | Not Applicable |  | -99 | -99 |  |  | -99 | 0 | gmp0503 | CEC_fur | 80 | 2823.61 | 1100 | Central | Central | Dont Know | Gas 040-054.99 | 78-84.99 AFUE | Primary | 4337.4219
243 | DD20257327 | 1 | Furnace | 1995 - 1999 | Y | 80 | 0 | 01 - Split Forced Air Furnace |  | 01 - Natural Gas | [5 empty] | 05 - Mechanical Closet |  | 1 | No | comfortmaker | nbf050b12a1 |  | 01 - Constant Speed | 50 | 40 |  |  |  | 0.8 | 01 - AFUE |  | Not Applicable | Not Applicable | Not Applicable |  | Not Applicable |  | -99 | -99 |  |  | -99 | 0 | nbf050b12a1 | CEC_fur | 80 | 3335.44 | 1325 | Central | Central | Dont Know | Gas 040-054.99 | 78-84.99 AFUE | Primary | 1991.1957
244 | DD20267070 | 1 | Furnace | 1990 - 1994 | N | 80 | -99 | 01 - Split Forced Air Furnace |  | 01 - Natural Gas | [5 empty] | 02 - Attic |  | 1 | No | carrier |  |  | 01 - Constant Speed | -99 | -99 |  |  |  | -99 | 01 - AFUE |  | Dont Know | Dont Know | No |  | Yes | see notes | -99 | -99 |  | 1 | -99 | 0 |  |  | -99 |  | 2600 | Central | Central | Dont Know | Gas Dont Know | Dont Know | Primary
245 | DD20267676 | 1 | Other | 1900 - 1969 | N | -99 | -99 | 13 - Fireplace |  | 01 - Natural Gas |  | Daily | No |  | 1st Floor | 04 - Conditioned Space |  | 0.25 | No | regency | p36ng4 |  | 01 - Constant Speed | 30 | -99 |  |  |  | -99 | Dont Know |  | Not Applicable | Not Applicable | Not Applicable |  | Not Applicable | not available | -99 | -99 |  |  | -99 | 0 | p36ng4 | CEC_heat | 64 | 2823.61 | 1750 | Space | Space | Dont Know | Gas 025-039.99 | _Less than 66 AFUE | Primary | 4894.6041
246 | DD20267676 | 2 | Wall Furnace | 1900 - 1969 | N | 65 | -99 | 03 - Wall Furnace |  | 01 - Natural Gas | [5 empty] | 04 - Conditioned Space |  | 0.25 | No | nbmc | gwn10t |  | No Fan | 10 | -99 |  |  |  | -99 | Dont Know |  | Not Applicable | Not Applicable | Not Applicable |  | Not Applicable | n/a | -99 | -99 |  |  | -99 | 0 | gwn10t |  | -99 |  | 1750 | Space | Space | Dont Know | Gas 010-024.99 | Dont Know | Secondary
247 | DD20339003 | 1 | Furnace | 1900 - 1969 | N | 80 | -99 | 01 - Split Forced Air Furnace |  | 01 - Natural Gas | [5 empty] | 05 - Mechanical Closet |  | 0.5 | No | rheem |  |  | 01 - Constant Speed | -99 | -99 |  |  |  | -99 | 01 - AFUE |  | Dont Know | Dont Know | No |  | Yes | cant access | -99 | -99 |  | 1 | -99 | 0 |  |  | -99 |  | 3400 | Central | Central | Dont Know | Gas Dont Know | Dont Know | Secondary
248 | DD20339003 | 2 | Furnace | 1900 - 1969 | N | 80 | 0 | 01 - Split Forced Air Furnace |  | 01 - Natural Gas | [5 empty] | 05 - Mechanical Closet |  | 0.5 | No | weather king | 80pj05nar01 | 10/01/2002 | 01 - Constant Speed | 50 | 40 |  |  |  | 0.8 | 01 - AFUE |  | all style | as36a362e6r | No |  | Yes |  | 10 | 2002 |  | 2 | 10 | 2002 | 80pj05nar01 | Field Data Only | 80 | 1668.3566 | 3400 | Central | Central | Age 2000 to 2005 | Gas 040-054.99 | 78-84.99 AFUE | Primary | 949.8477
249 | DD20375569 | 1 | Furnace | 1900 - 1969 | N | 80 | -0.19375 | 01 - Split Forced Air Furnace |  | 01 - Natural Gas | [5 empty] | 07 - Crawlspace |  | 0.25 | No | york | TG9S100C20MP11 |  | 02 - Variable Speed | 100 | 95 |  |  |  | 0.95 | 01 - AFUE |  | adp | Dont Know | Yes |  | Yes | no label | -99 | -99 |  | 3 | -99 | 0 | TG9S100C20MP11 | Outside Source Manual Lookup | 95.5 | 1437.86 | 3974 | Central | Central | Dont Know | Gas 100-114.99 | 90-96.99 AFUE | Primary | 1512.224
250 | DD20375569 | 2 | Furnace | 1900 - 1969 | N | 80 | -0.19375 | 01 - Split Forced Air Furnace |  | 01 - Natural Gas | [5 empty] | 07 - Crawlspace |  | 0.25 | No | york | TG9S080B12MP11 |  | 02 - Variable Speed | 80 | 76 |  |  |  | 0.95 | 01 - AFUE |  | adp | pt3636-c175ap 410 | Yes |  | Yes |  | -99 | -99 |  | 2 | -99 | 0 | TG9S080B12MP11 | Outside Source Manual Lookup | 95.5 |  | 3974 | Central | Central | Dont Know | Gas 070-084.99 | 90-96.99 AFUE | Secondary
251 | DD20407688 | 1 | Other | 1970 - 1979 | N | -99 | -99 | 13 - Fireplace |  | 01 - Natural Gas |  | 1-2 days/week | No |  | 1st Floor | 04 - Conditioned Space |  | 0 | Not Applicable |  |  |  | No Fan | -99 | -99 |  |  |  | -99 | Dont Know |  | Not Applicable | Not Applicable | Not Applicable |  | Not Applicable | no info plate | -99 | -99 |  |  | -99 | 0 |  |  | -99 |  | 1875 | Space | Both Central and Space | Dont Know | Gas Dont Know | Dont Know | Secondary
252 | DD20407688 | 2 | Furnace | 1970 - 1979 | N | 80 | -0.019 | 15 - Forced Air furnace (No AC) |  | 01 - Natural Gas | [5 empty] | 02 - Attic |  | 1 | No | bryant | 373lav048095 |  | 01 - Constant Speed | 92 | 75 |  |  |  | -99 | Dont Know |  | Not Applicable | Not Applicable | Not Applicable |  | No | info plate | -99 | -100 |  |  | 14 | 1998 | 373lav048095 | bluebook | 81.52 | 1568.5745 | 1875 | Central | Both Central and Space | Age 1995 to 1999 | Gas 085-099.99 | 78-84.99 AFUE | Primary | 893.0386
253 | DD20422148 | 1 | Furnace | 2000 - 2012 | N | 80 | -99 | 15 - Forced Air furnace (No AC) |  | 01 - Natural Gas | [5 empty] | 02 - Attic |  | 1 | Dont Know |  |  |  | 01 - Constant Speed | -99 | -99 |  |  |  | -99 | Dont Know |  | Not Applicable | Not Applicable | Not Applicable |  | No | no access to unit | -99 | -99 |  |  | -99 | 0 |  |  | -99 |  | 2541 | Central | Central | Dont Know | Gas Dont Know | Dont Know | Primary
254 | DD20433694 | 1 | Furnace | 1980 - 1989 | N | 80 | -99 | 15 - Forced Air furnace (No AC) |  | 02 - Electric | [5 empty] | 02 - Attic |  | 1 | No |  |  |  | 01 - Constant Speed |  |  | -99 | Dont Know |  | -99 | Dont Know |  | Not Applicable | Not Applicable | Not Applicable |  | No | no access to unit | -99 | -99 |  |  | -99 | 0 |  |  | -99 |  | 1050 | Central | Central | Dont Know | Elec Dont Know | Dont Know | Primary
255 | DD20437635 | 1 | Furnace | 1900 - 1969 | N | 80 | -99 | 01 - Split Forced Air Furnace |  | 01 - Natural Gas | [5 empty] | 01 - Garage |  | 1 | No | goodman |  |  | 01 - Constant Speed | -99 | -99 |  |  |  | -99 | Dont Know |  | Dont Know | Dont Know | Dont Know |  | Yes | no safe access | -99 | -99 |  | 1 | -99 | 0 |  |  | -99 |  | 900 | Central | Central | Dont Know | Gas Dont Know | Dont Know | Primary
256 | DD20536140 | 1 | Furnace | 1995 - 1999 | N | 80 | 0 | 01 - Split Forced Air Furnace |  | 01 - Natural Gas | [5 empty] | 02 - Attic |  | 1 | No | comfortmaker | fbf050b12a2 |  | 01 - Constant Speed | 50 | 40 |  |  |  | 0.8 | 01 - AFUE |  | Dont Know | Dont Know | No |  | Yes | not available | -99 | -99 |  | 1 | -99 | 0 | fbf050b12a2 | CEC_fur | 80 | 2823.61 | 1075 | Central | Central | Dont Know | Gas 040-054.99 | 78-84.99 AFUE | Primary | 1607.5695
257 | DD20549940 | 1 | Furnace | 1900 - 1969 | Y | 80 | -99 | 15 - Forced Air furnace (No AC) |  | 01 - Natural Gas | [5 empty] | 02 - Attic |  | 1 | No |  |  |  | 01 - Constant Speed | -99 | -99 |  |  |  | -99 | 01 - AFUE |  | Not Applicable | Not Applicable | Not Applicable |  | No |  | -99 | -99 |  |  | -99 | 0 |  |  | -99 |  | 1500 | Central | Central | Dont Know | Gas Dont Know | Dont Know | Primary
258 | DD20665570 | 1 | Furnace | 1900 - 1969 | N | 80 | 0 | 15 - Forced Air furnace (No AC) |  | 01 - Natural Gas | [5 empty] | 04 - Conditioned Space |  | 1 | No | gaffers and sattler | s 60 fef |  | 01 - Constant Speed | 60 | 48 |  |  |  | 0.8 | 01 - AFUE |  | Not Applicable | Not Applicable | Not Applicable |  | No |  | -99 | -99 |  |  | -99 | 0 | s60fef | Field Data Only | 80 | 2823.61 | 1000 | Central | Central | Dont Know | Gas 055-069.99 | 78-84.99 AFUE | Primary | 4894.6041
259 | DD20685515 | 1 | Furnace | 1970 - 1979 | N | 80 | 0 | 15 - Forced Air furnace (No AC) |  | 01 - Natural Gas | [5 empty] | 05 - Mechanical Closet |  | 1 | No | payne | pgbjaa036070 | 06/01/2003 | 01 - Constant Speed | 60 | 48 |  |  |  | 0.8 | 01 - AFUE |  | Not Applicable | Not Applicable | Not Applicable |  | No |  | 6 | 2003 |  |  | 9 | 2003 | pgbjaa036070 | Field Data Only | 80 | 6398.6779 | 850 | Central | Central | Age 2000 to 2005 | Gas 055-069.99 | 78-84.99 AFUE | Primary | 17738.8414
260 | DD20765638 | 1 | Other | 1970 - 1979 | N | -99 | -99 | 13 - Fireplace |  | 01 - Natural Gas |  | <1 day/week | No |  | 1st Floor | 04 - Conditioned Space |  | 0.25 | Not Applicable |  |  |  | No Fan | -99 | -100 |  |  |  | -100 | Dont Know |  | Not Applicable | Not Applicable | Not Applicable |  | Not Applicable | no name plate | -99 | -99 |  |  | -99 | 0 |  |  | -99 |  | 1541 | Space | Both Central and Space | Dont Know | Gas Dont Know | Dont Know | Secondary
261 | DD20765638 | 2 | Furnace | 1970 - 1979 | N | 80 | -0.0375 | 01 - Split Forced Air Furnace |  | 01 - Natural Gas | [5 empty] | 04 - Conditioned Space |  | 1 | No | carrier | 58SSB-060-CC | 01/01/1985 | 01 - Constant Speed | 71 | -99 |  |  |  | -99 | Dont Know |  | Dont Know | 28rd036-901 | No |  | Yes | name plate | -99 | 1985 |  | 1 | 27 | 1985 | 58SSB060CC | Outside Source Manual Lookup | 83 | 5426.3667 | 1541 | Central | Both Central and Space | Age 1985 to 1989 | Gas 070-084.99 | 78-84.99 AFUE | Primary | 10776.8393
262 | DD20766767 | 1 | Other | 1970 - 1979 | N | -99 | -99 | 13 - Fireplace |  | 01 - Natural Gas |  | <1 day/week | No |  | 1st Floor | 04 - Conditioned Space |  | 0.25 | No |  |  |  | No Fan | -100 | -100 |  |  |  | -100 | Dont Know |  | Not Applicable | Not Applicable | Not Applicable |  | Not Applicable |  | -99 | -99 |  |  | -99 | 0 |  |  | -99 |  | 1530 | Space | Both Central and Space | Dont Know | Gas Dont Know | Dont Know | Secondary
263 | DD20766767 | 2 | Furnace | 1970 - 1979 | N | 80 | -99 | 15 - Forced Air furnace (No AC) |  | 01 - Natural Gas | [5 empty] | 01 - Garage |  | 1 | No | gaffers and sattler | u60-2 |  | 01 - Constant Speed | 60 | -99 |  |  |  | -99 | Dont Know |  | Not Applicable | Not Applicable | Not Applicable |  | No | info plate | -99 | -99 |  |  | -99 | 0 | u602 |  | -99 |  | 1530 | Central | Both Central and Space | Dont Know | Gas 055-069.99 | Dont Know | Primary
264 | DD20796807 | 1 | Furnace | 1980 - 1989 | Y | 80 | -99 | 01 - Split Forced Air Furnace |  | 01 - Natural Gas | [5 empty] | 01 - Garage |  | 1 | Yes | rheem | RGPN-07NAMGR | 05/01/2006 | 01 - Constant Speed | 75 | -99 |  |  |  | -99 | Dont Know |  | rheem | RCFA-HM4821AC | Yes |  | Yes | nameplate | 5 | 2006 |  | 1 | 6 | 2006 | RGPN07NAMGR |  | -99 |  | 1700 | Central | Central | Age 2006 to 2009 | Gas 070-084.99 | Dont Know | Primary
265 | DD20808591 | 1 | Other | 1980 - 1989 | N | -99 | -99 | 13 - Fireplace |  | 01 - Natural Gas |  | <1 day/week | No |  | 1st Floor | 04 - Conditioned Space |  | 0.25 | No |  |  |  | No Fan | -99 | -99 |  |  |  | -99 | Dont Know |  | Not Applicable | Not Applicable | Not Applicable |  | Not Applicable | no label | -99 | -99 |  |  | -99 | 0 |  |  | -99 |  | 2878 | Space | Both Central and Space | Dont Know | Gas Dont Know | Dont Know | Secondary
266 | DD20808591 | 2 | Furnace | 1980 - 1989 | N | 80 | -0.0085 | 01 - Split Forced Air Furnace |  | 01 - Natural Gas | [5 empty] | 05 - Mechanical Closet |  | 1 | No | carrier | 58STX090-20 | 03/01/2006 | 01 - Constant Speed | 88 | 71 |  |  |  | 0.8 | 01 - AFUE |  | carrier | 518a060 | No |  | Yes |  | 3 | 2006 |  | 1 | 6 | 2006 | 58STX09020 | Field Data Only | 80.68 | 3682.9696 | 2878 | Central | Both Central and Space | Age 2006 to 2009 | Gas 085-099.99 | 78-84.99 AFUE | Primary | 2096.8298
267 | DD20808591 | 3 | Other | 1980 - 1989 | N | -99 | -99 | 13 - Fireplace |  | 01 - Natural Gas |  | <1 day/week | No |  | 2nd Floor | 04 - Conditioned Space |  | 0.25 | No |  |  |  | No Fan | -99 | -99 |  |  |  | -99 | Dont Know |  | Not Applicable | Not Applicable | Not Applicable |  | Not Applicable | no label | -99 | -99 |  |  | -99 | 0 |  |  | -99 |  | 2878 | Space | Both Central and Space | Dont Know | Gas Dont Know | Dont Know | Secondary
268 | DD20817611 | 1 | Furnace | 1970 - 1979 | Y | 80 | -99 | 15 - Forced Air furnace (No AC) |  | 01 - Natural Gas | [5 empty] | 01 - Garage |  | 1 | No | gaffers and sattler |  |  | 01 - Constant Speed | -99 | -99 |  |  |  | -99 | 01 - AFUE |  | Not Applicable | Not Applicable | Not Applicable |  | No |  | -99 | -99 |  |  | -99 | 0 |  |  | -99 |  | 1700 | Central | Central | Dont Know | Gas Dont Know | Dont Know | Primary
269 | DD20856823 | 1 | Furnace | 1980 - 1989 | N | 80 | 0 | 15 - Forced Air furnace (No AC) |  | 01 - Natural Gas | [5 empty] | 05 - Mechanical Closet |  | 1 | No | magic chef | eg6455d-7 |  | 01 - Constant Speed | 55 | 44 |  |  |  | 0.8 | 01 - AFUE |  | Not Applicable | Not Applicable | Not Applicable |  | Not Applicable |  | -99 | -99 |  |  | -99 | 0 | eg6455d7 | Field Data Only | 80 | 2823.61 | 1150 | Central | Central | Dont Know | Gas 055-069.99 | 78-84.99 AFUE | Primary | 1607.5695
270 | DD20880540 | 1 | Furnace | 1970 - 1979 | N | 80 | 0 | 15 - Forced Air furnace (No AC) |  | 01 - Natural Gas | [5 empty] | 04 - Conditioned Space |  | 1 | No | payne | 80u-19a | 09/01/1976 | 01 - Constant Speed | 80 | 64 |  |  |  | -99 | Dont Know |  | Not Applicable | Not Applicable | Not Applicable |  | No | name plate | 9 | 1976 |  |  | 36 | 1976 | 80u19a | bluebook | 80 | 3353.0369 | 1250 | Central | Central | Age 1979 and older | Gas 070-084.99 | 78-84.99 AFUE | Primary | 2577.7496
271 | DD20992050 | 1 | Wall Furnace | 1970 - 1979 | Y | 65 | 0.030769 | 03 - Wall Furnace |  | 01 - Natural Gas | [5 empty] | 04 - Conditioned Space |  | 1 | No | cozy | w255c |  | No Fan | 25 | -99 |  |  |  | -99 | Dont Know |  | Not Applicable | Not Applicable | Not Applicable |  | No | no info | -99 | -99 |  |  | -99 | 0 | w255c | CEC_2009 | 63 | 6233.67 | 1000 | Space | Space | Dont Know | Gas 025-039.99 | _Less than 66 AFUE | Primary | 8432.2935
272 | DD21029086 | 1 | Furnace | 1980 - 1989 | N | 80 | 0 | 15 - Forced Air furnace (No AC) |  | 01 - Natural Gas | [5 empty] | 01 - Garage |  | 1 | No | gaffers and sattler | emg60c35 |  | 01 - Constant Speed | 60 | 48 |  |  |  | 0.8 | 01 - AFUE |  | Not Applicable | Not Applicable | Not Applicable |  | No |  | -99 | -99 |  |  | -99 | 0 | emg60c35 | Field Data Only | 80 | 5514.65 | 2400 | Central | Central | Dont Know | Gas 055-069.99 | 78-84.99 AFUE | Primary | 4877.7244
273 | DD21039264 | 1 | Furnace | 1995 - 1999 | N | 80 | 0 | 15 - Forced Air furnace (No AC) |  | 01 - Natural Gas | [5 empty] | 01 - Garage |  | 1 | No | rheem | rgpj-07namgr |  | 01 - Constant Speed | 75 | -99 |  |  |  | -99 | Dont Know |  | Not Applicable | Not Applicable | Not Applicable |  | No | info plate | -99 | -99 |  |  | -99 | 0 | rgpj07namgr | CEC_fur | 80 | 1437.86 | 3300 | Central | Both Central and Space | Dont Know | Gas 070-084.99 | 78-84.99 AFUE | Primary | 1512.224
274 | DD21039264 | 2 | Other | 1995 - 1999 | N | -99 | -99 | 13 - Fireplace |  | 01 - Natural Gas |  | 1-2 days/week | No |  | 1st Floor | 04 - Conditioned Space |  | 0 | No |  |  |  | No Fan | -100 | -100 |  |  |  | -100 | Dont Know |  | Not Applicable | Not Applicable | Not Applicable |  | Not Applicable |  | -99 | -99 |  |  | -99 | 0 |  |  | -99 |  | 3300 | Space | Both Central and Space | Dont Know | Gas Dont Know | Dont Know | Secondary
275 | DD21042096 | 1 | Furnace | 1995 - 1999 | N | 80 | 0 | 01 - Split Forced Air Furnace |  | 01 - Natural Gas | [5 empty] | 02 - Attic |  | 0.75 | No | rheem | fgpj-07namgr |  | 01 - Constant Speed | 75 | -99 |  |  |  | -99 | Dont Know |  | allstyle | alsb484422t | No |  | Yes | info plate | -99 | -99 |  | 1 | -99 | 0 | fgpj07namgr | CEC_fur | 80 | 1437.86 | 2800 | Central | Both Central and Space | Dont Know | Gas 070-084.99 | 78-84.99 AFUE | Primary | 1512.224
276 | DD21042096 | 2 | Furnace | 1995 - 1999 | N | 80 | 0 | 01 - Split Forced Air Furnace |  | 01 - Natural Gas | [5 empty] | 02 - Attic |  | 0.25 | No | rheem | fgpj-05nauer |  | 01 - Constant Speed | 50 | -99 |  |  |  | -99 | Dont Know |  | allstyle | aslb36501ot | No |  | Yes | info plate | -99 | -99 |  | 2 | -99 | 0 | fgpj05nauer | CEC_fur | 80 |  | 2800 | Central | Both Central and Space | Dont Know | Gas 040-054.99 | 78-84.99 AFUE | Secondary
277 | DD21042096 | 3 | Other | 1995 - 1999 | N | -99 | -99 | 13 - Fireplace |  | 01 - Natural Gas |  | <1 day/week | No |  | 1st Floor | 04 - Conditioned Space |  | 0 | No |  |  |  | No Fan | -100 | -100 |  |  |  | -100 | Dont Know |  | Not Applicable | Not Applicable | Not Applicable |  | Not Applicable |  | -99 | -100 |  |  | -99 | 0 |  |  | -99 |  | 2800 | Space | Both Central and Space | Dont Know | Gas Dont Know | Dont Know | Secondary
278 | DD21050803 | 1 | Wall Furnace | 1970 - 1979 | Y | 65 | -0.16923 | 03 - Wall Furnace |  | 01 - Natural Gas | [5 empty] | 04 - Conditioned Space |  | 1 | Not Applicable | williams | 5009622 |  | No Fan | 50 | -99 |  |  |  | -99 | Dont Know |  | Not Applicable | Not Applicable | Not Applicable |  | Not Applicable | info plate | -99 | -99 |  |  | -99 | 0 | 5009622 | CEC_heat | 76 |  | 800 | Space | Space | Dont Know | Gas 040-054.99 | 72-77.99 AFUE | Secondary
279 | DD21050803 | 2 | Other | 1970 - 1979 | Y | -99 | -99 | 14 - Electric Space Heater |  | 02 - Electric | [5 empty] | 04 - Conditioned Space |  | 0 | Not Applicable | sunbeam | sfh612 |  | 01 - Constant Speed |  |  | 1.5 | 01 - kW |  | -99 | Dont Know |  | Not Applicable | Not Applicable | Not Applicable |  | Not Applicable | info plate | -99 | -99 |  |  | -99 | 0 | sfh612 |  | -99 |  | 800 | Space | Space | Dont Know | Elec 0.1-0.99 | Dont Know | Primary
280 | DD21074628 | 1 | Furnace | 2000 - 2012 | N | 80 | -99 | 01 - Split Forced Air Furnace |  | 01 - Natural Gas | [5 empty] | 02 - Attic |  | 0.5 | No | aire-flo | AF80MPA075B3 |  | 01 - Constant Speed | 75 | -99 |  |  |  | -99 | Dont Know |  | refrigerant evaporator | cp48a3b175t006 | No |  | Yes | info plate | -99 | -99 |  | 2 | -99 | 0 | AF80MPA075B3 |  | -99 |  | 3100 | Central | Both Central and Space | Dont Know | Gas 070-084.99 | Dont Know | Primary
281 | DD21074628 | 2 | Furnace | 2000 - 2012 | N | 80 | -99 | 01 - Split Forced Air Furnace |  | 01 - Natural Gas | [5 empty] | 02 - Attic |  | 0.5 | No | aire-flo | AF80MPA050B3 |  | 01 - Constant Speed | 50 | -99 |  |  |  | -99 | Dont Know |  | refrigerant evaporator | cp36a3b140t006 | No |  | Yes | info plate | -99 | -99 |  | 1 | -99 | 0 | AF80MPA050B3 |  | -99 |  | 3100 | Central | Both Central and Space | Dont Know | Gas 040-054.99 | Dont Know | Secondary
282 | DD21074628 | 3 | Other | 2000 - 2012 | N | -99 | -99 | 13 - Fireplace |  | 01 - Natural Gas |  | <1 day/week | No |  | 1st Floor | 04 - Conditioned Space |  | 0 | Not Applicable |  |  |  | No Fan | -100 | -100 |  |  |  | -100 | Dont Know |  | Not Applicable | Not Applicable | Not Applicable |  | Not Applicable |  | -99 | -100 |  |  | -99 | 0 |  |  | -99 |  | 3100 | Space | Both Central and Space | Dont Know | Gas Dont Know | Dont Know | Secondary
283 | DD21110345 | 1 | Wall Furnace | 1900 - 1969 | N | 65 | -99 | 03 - Wall Furnace |  | 01 - Natural Gas | [5 empty] | 04 - Conditioned Space |  | 1 | No |  | wsv120tn mj |  | No Fan | 20 | -99 |  |  |  | -99 | Dont Know |  | Not Applicable | Not Applicable | Not Applicable |  | Not Applicable | n/a | -99 | -99 |  |  | -99 | 0 | wsv120tnmj |  | -99 |  | 700 | Space | Space | Dont Know | Gas 010-024.99 | Dont Know | Primary
284 | DD21129389 | 1 | Furnace | 1900 - 1969 | Y | 80 | -0.00375 | 15 - Forced Air furnace (No AC) |  | 01 - Natural Gas | [5 empty] | 04 - Conditioned Space |  | 1 | No | bryant | 395cav036070agja | 04/01/1999 | 01 - Constant Speed | 66 | 53 |  |  |  | -99 | Dont Know |  | Not Applicable | Not Applicable | Not Applicable |  | No | name plate | 4 | 1999 |  |  | 13 | 1999 | 395cav036070agja | bluebook | 80.3 | 6800.3673 | 1200 | Central | Central | Age 1995 to 1999 | Gas 055-069.99 | 78-84.99 AFUE | Primary | 10077.163
285 | DD21149931 | 1 | Furnace | 1980 - 1989 | N | 80 | 0 | 01 - Split Forced Air Furnace |  | 01 - Natural Gas | [5 empty] | 01 - Garage |  | 1 | No | rheem | G1N80AT075D12A |  | 01 - Constant Speed | 75 | 60 |  |  |  | 0.8 | 01 - AFUE |  | unitary ac equipment | gh36s nv324 36-sb dd | Dont Know |  | Yes |  | -99 | -99 |  | 1 | -99 | 0 | G1N80AT075D12A | Field Data Only | 80 | 4298.81 | 1428 | Central | Central | Dont Know | Gas 070-084.99 | 78-84.99 AFUE | Primary | 7713.2193
286 | DD21156743 | 1 | Furnace | 1900 - 1969 | N | 80 | 0 | 01 - Split Forced Air Furnace |  | 01 - Natural Gas | [5 empty] | 04 - Conditioned Space |  | 1 | No | lear siegler | 60nf54 |  | 01 - Constant Speed | 80 | 64 |  |  |  | 0.8 | 01 - AFUE |  | lear siegler | Dont Know | No |  | Yes |  | -99 | -99 |  | 1 | -99 | 0 | 60nf54 | Field Data Only | 80 | 2823.61 | 1452 | Central | Central | Dont Know | Gas 070-084.99 | 78-84.99 AFUE | Primary | 4510.9331
287 | DD21173303 | 1 | Furnace | 1900 - 1969 | N | 80 | 0 | 15 - Forced Air furnace (No AC) |  | 01 - Natural Gas | [5 empty] | 05 - Mechanical Closet |  | 1 | No | gaffers and sattler | u60-1 |  | 01 - Constant Speed | 80 | 64 |  |  |  | 0.8 | 01 - AFUE |  | Not Applicable | Not Applicable | Not Applicable |  | No |  | -99 | -99 |  |  | -99 | 0 | u601 | Field Data Only | 80 | 1243.26 | 1700 | Central | Central | Dont Know | Gas 070-084.99 | 78-84.99 AFUE | Primary | 1367.9411
288 | DD21240062 | 1 | Furnace | Dont Know | N | 80 | 0 | 01 - Split Forced Air Furnace |  | 01 - Natural Gas | [5 empty] | 05 - Mechanical Closet |  | 1 | No | lennox | g60uhv-60c-110x-03 |  | 01 - Constant Speed | 75 | -99 |  |  |  | 0.8 | 01 - AFUE |  | Dont Know | bv13260cpc2476n79 | Dont Know |  | Yes | not on label | -99 | -99 |  | 1 | -99 | 0 | g60uhv60c110x03 | Field Data Only | 80 | 1437.86 | 2000 | Central | Central | Dont Know | Gas 070-084.99 | 78-84.99 AFUE | Primary | 818.6187
289 | DD21240662 | 1 | Furnace | 1900 - 1969 | N | 80 | -99 | 01 - Split Forced Air Furnace |  | 01 - Natural Gas | [5 empty] | 07 - Crawlspace |  | 1 | Dont Know |  |  |  | 01 - Constant Speed | -99 | -99 |  |  |  | -99 | Dont Know |  | Dont Know | Dont Know | No |  | Yes | see notes | -99 | -99 |  | 1 | -99 | 0 |  |  | -99 |  | 968 | Central | Central | Dont Know | Gas Dont Know | Dont Know | Primary
290 | DD21284767 | 1 | Furnace | 1980 - 1989 | N | 80 | 0.13875 | 01 - Split Forced Air Furnace |  | 01 - Natural Gas | [5 empty] | 01 - Garage |  | 1 | No | day & night | 394gaw036050 |  | 01 - Constant Speed | 50 | -100 |  |  |  | -99 | Dont Know |  | goodman | u-42 | Dont Know |  | Yes | not on label | -99 | -99 |  | 1 | 24 | 1988 | 394gaw036050 | bluebook | 68.9 | 5426.3667 | 1300 | Central | Central | Age 1985 to 1989 | Gas 040-054.99 | 66-71.99 AFUE | Primary | 9736.3588
291 | DD21436260 | 1 | Furnace | 1970 - 1979 | N | 80 | 0.09125 | 01 - Split Forced Air Furnace |  | 01 - Natural Gas | [5 empty] | 01 - Garage |  | 0.5 | Dont Know | day & night | 100u36-19x2 |  | 01 - Constant Speed | -99 | -99 |  |  |  | -99 | Dont Know |  | bdp | 518a042cc | No |  | Yes | most of the info plate was covered by a control box | -99 | -99 |  | 1 | -99 | 0 | 100u3619x2 | CEC_heat | 72.7 |  | 4300 | Central | Central | Dont Know | Gas Dont Know | 72-77.99 AFUE | Secondary
292 | DD21436260 | 2 | Furnace | 1970 - 1979 | N | 80 | 0 | 01 - Split Forced Air Furnace |  | 01 - Natural Gas | [5 empty] | 02 - Attic |  | 0.5 | No | bdp | 100-h-48-13 |  | 01 - Constant Speed | 100 | 80 |  |  |  | -99 | Dont Know |  | bdp | 506b048hc | No |  | Yes | name plate | -99 | -99 |  | 2 | -99 | 0 | 100h4813 | Field Data Only | 80 | 1243.26 | 4300 | Central | Central | Dont Know | Gas 100-114.99 | 78-84.99 AFUE | Primary | 744.9552
293 | DD21450027 | 1 | Other | 1970 - 1979 | N | -99 | -99 | 13 - Fireplace |  | 01 - Natural Gas |  | 1-2 days/week | No |  | 1st Floor | 04 - Conditioned Space |  | 0 | Not Applicable |  |  |  | No Fan | -100 | -100 |  |  |  | -100 | Dont Know |  | Not Applicable | Not Applicable | Not Applicable |  | Not Applicable |  | -99 | -100 |  |  | -99 | 0 |  |  | -99 |  | 2000 | Space | Both Central and Space | Dont Know | Gas Dont Know | Dont Know | Secondary
294 | DD21450027 | 2 | Furnace | 1970 - 1979 | N | 80 | -99 | 15 - Forced Air furnace (No AC) |  | 01 - Natural Gas | [5 empty] | 01 - Garage |  | 1 | Not Applicable | day & night | 8ou-19a |  | 01 - Constant Speed | -99 | -99 |  |  |  | -99 | Dont Know |  | Not Applicable | Not Applicable | Not Applicable |  | Not Applicable | info plate is corroded no visible info | -99 | -99 |  |  | -99 | 0 | 8ou19a |  | -99 |  | 2000 | Central | Both Central and Space | Dont Know | Gas Dont Know | Dont Know | Primary
295 | DD21478778 | 1 | Other | 1900 - 1969 | N | -99 | -99 | 13 - Fireplace |  | 05 - Wood |  | 1-2 days/week | Yes | -99 | 1st Floor | 04 - Conditioned Space |  | 0.25 | Not Applicable |  |  |  | No Fan | -99 | -99 |  |  |  | -99 | Dont Know |  | Not Applicable | Not Applicable | Not Applicable |  | Not Applicable | no info plate | -99 | -100 |  |  | -99 | 0 |  |  | -99 |  | 2210 | Space | Both Central and Space | Dont Know |  | Dont Know | Secondary
296 | DD21478778 | 2 | Furnace | 1900 - 1969 | N | 80 | -99 | 01 - Split Forced Air Furnace |  | 01 - Natural Gas | [5 empty] | 04 - Conditioned Space |  | 1 | No | lennox | g20q4x-75-7 |  | 01 - Constant Speed | 75 | -99 |  |  |  | -99 | Dont Know |  | rheem | rcba-4882gh21b | No |  | Yes | name plate | -99 | -99 |  | 1 | -99 | 0 | g20q4x757 |  | -99 |  | 2210 | Central | Both Central and Space | Dont Know | Gas 070-084.99 | Dont Know | Primary
297 | DD21531979 | 1 | Furnace | 2000 - 2012 | N | 80 | -99 | 01 - Split Forced Air Furnace |  | 01 - Natural Gas | [5 empty] | 02 - Attic |  | 0.5 | No |  |  |  | 01 - Constant Speed | -99 | -99 |  |  |  | -99 | Dont Know |  | Dont Know | Dont Know | No |  | Yes | not available | -99 | -99 |  | 1 | -99 | 0 |  |  | -99 |  | 3500 | Central | Central | Dont Know | Gas Dont Know | Dont Know | Primary
298 | DD21531979 | 2 | Furnace | 2000 - 2012 | N | 80 | -99 | 01 - Split Forced Air Furnace |  | 01 - Natural Gas | [5 empty] | 02 - Attic |  | 0.5 | Dont Know |  |  |  | 01 - Constant Speed | -99 | -99 |  |  |  | -99 | Dont Know |  | Not Applicable | Not Applicable | Not Applicable |  | No | not available | -99 | -99 |  |  | -99 | 0 |  |  | -99 |  | 3500 | Central | Central | Dont Know | Gas Dont Know | Dont Know | Secondary
299 | DD21532723 | 1 | Furnace | 1970 - 1979 | N | 80 | -99 | 15 - Forced Air furnace (No AC) |  | 01 - Natural Gas | [5 empty] | 01 - Garage |  | 1 | No |  |  |  | 01 - Constant Speed | -99 | -99 |  |  |  | -99 | Dont Know |  | Not Applicable | Not Applicable | Not Applicable |  | No | no info plate located on furnace | -99 | -99 |  |  | -99 | 0 |  |  | -99 |  | 2000 | Central | Both Central and Space | Dont Know | Gas Dont Know | Dont Know | Primary
300 | DD21532723 | 2 | Other | 1970 - 1979 | N | -99 | -99 | 13 - Fireplace |  | 01 - Natural Gas |  | 1-2 days/week | No |  | 2nd Floor | 04 - Conditioned Space |  | 0 | Not Applicable |  |  |  | No Fan | -100 | -100 |  |  |  | -100 | Dont Know |  | Not Applicable | Not Applicable | Not Applicable |  | Not Applicable |  | -99 | -100 |  |  | -99 | 0 |  |  | -99 |  | 2000 | Space | Both Central and Space | Dont Know | Gas Dont Know | Dont Know | Secondary
301 | DD21554101 | 1 | Furnace | 1900 - 1969 | N | 80 | -99 | 01 - Split Forced Air Furnace |  | 01 - Natural Gas | [5 empty] | 04 - Conditioned Space |  | 1 | No | weather king | 80PS10NDR | 08/01/2007 | 01 - Constant Speed | 100 | -99 |  |  |  | -99 | Dont Know |  | cac/bdp | cnpvp6024ataacaa | No |  | Yes | info plate | 8 | 2007 |  | 1 | 5 | 2007 | 80PS10NDR |  | -99 |  | 2700 | Central | Central | Age 2006 to 2009 | Gas 100-114.99 | Dont Know | Primary
302 | DD21611044 | 1 | Other | 2000 - 2012 | N | -99 | -99 | 13 - Fireplace |  | 01 - Natural Gas |  | <1 day/week | No |  | 1st Floor | 04 - Conditioned Space |  | 0 | Not Applicable |  |  |  | No Fan | -100 | -100 |  |  |  | -100 | Dont Know |  | Not Applicable | Not Applicable | Not Applicable |  | Not Applicable |  | -99 | -100 |  |  | -99 | 0 |  |  | -99 |  | 1200 | Space | Both Central and Space | Dont Know | Gas Dont Know | Dont Know | Secondary
303 | DD21611044 | 2 | Furnace | 2000 - 2012 | N | 80 | 0 | 01 - Split Forced Air Furnace |  | 01 - Natural Gas | [5 empty] | 02 - Attic |  | 1 | No | goodman | gms80453axba | 01/01/2004 | 01 - Constant Speed | 45 | 36 |  |  |  | -100 | Dont Know |  | refrigerant evaporator | cp36a3x-140t-015 | No |  | Yes |  | -99 | 2004 |  | 1 | 8 | 2004 | gms80453axba | Field Data Only | 80 | 4987.9322 | 1200 | Central | Both Central and Space | Age 2000 to 2005 | Gas 040-054.99 | 78-84.99 AFUE | Primary | 5903.7301
304 | DD21620811 | 1 | Wall Furnace | 1900 - 1969 | N | 65 | -0.076923 | 03 - Wall Furnace |  | 01 - Natural Gas | [5 empty] | 04 - Conditioned Space |  | 0.5 | No | williams | 50gv-a1-5-nat |  | No Fan | 50 | 35 |  |  |  | 0.7 | 01 - AFUE |  | Not Applicable | Not Applicable | Not Applicable |  | Not Applicable |  | -99 | -99 |  |  | -99 | 0 | 50gva15nat | Field Data Only | 70 | 5514.65 | 1800 | Space | Space | Dont Know | Gas 040-054.99 | 66-71.99 AFUE | Primary | 4877.7244
305 | DD21620811 | 2 | Wall Furnace | 1900 - 1969 | N | 65 | -99 | 03 - Wall Furnace |  | 01 - Natural Gas | [5 empty] | 04 - Conditioned Space |  | 0.5 | No |  |  |  | No Fan | -99 | -99 |  |  |  | -99 | Dont Know |  | Not Applicable | Not Applicable | Not Applicable |  | Not Applicable | no nameplate | -99 | -99 |  |  | -99 | 0 |  |  | -99 |  | 1800 | Space | Space | Dont Know | Gas Dont Know | Dont Know | Secondary
306 | DD21671090 | 1 | Furnace | 1900 - 1969 | Y | 80 | -99 | 01 - Split Forced Air Furnace |  | 02 - Electric | [5 empty] | 02 - Attic |  | 1 | No |  |  |  | 01 - Constant Speed |  |  | -99 | 01 - kW |  | -99 | Dont Know |  | Dont Know | Dont Know | No |  | Yes | see notes | -99 | -99 |  | 1 | -99 | 0 |  |  | -99 |  | 1700 | Central | Central | Dont Know | Elec Dont Know | Dont Know | Primary
307 | DD21715673 | 1 | Furnace | 1900 - 1969 | N | 80 | 0.05 | 01 - Split Forced Air Furnace |  | 01 - Natural Gas | [5 empty] | 02 - Attic |  | 1 | No | goettl | hcc100nd5r |  | 01 - Constant Speed | 100 | -99 |  |  |  | 0.8 | 01 - AFUE |  | er | gh36s | No |  | Yes |  | -99 | -99 |  | 1 | -99 | 0 | hcc100nd5r | Field Data Only | 76 | 2823.61 | 3000 | Central | Central | Dont Know | Gas 100-114.99 | 72-77.99 AFUE | Primary | 2497.4915
308 | DD21769452 | 1 | Furnace | 1970 - 1979 | N | 80 | -99 | 15 - Forced Air furnace (No AC) |  | 01 - Natural Gas | [5 empty] | 02 - Attic |  | 1 | No |  |  |  | 01 - Constant Speed | -99 | -99 |  |  |  | -99 | 01 - AFUE |  | Not Applicable | Not Applicable | Not Applicable |  | Not Applicable | no access | -99 | -99 |  |  | -99 | 0 |  |  | -99 |  | 2100 | Central | Central | Dont Know | Gas Dont Know | Dont Know | Primary
309 | DD21820727 | 1 | Furnace | 1970 - 1979 | N | 80 | 0 | 15 - Forced Air furnace (No AC) |  | 01 - Natural Gas | [5 empty] | 05 - Mechanical Closet |  | 1 | No | bryant | 355AAV042060 |  | 01 - Constant Speed | 60 | 56 |  |  |  | 0.9 | 01 - AFUE |  | Not Applicable | Not Applicable | Not Applicable |  | Not Applicable |  | -99 | -99 |  |  | -99 | 0 | 355AAV042060 | Outside Source Manual Lookup | 80 | 2823.61 | 3000 | Central | Both Central and Space | Dont Know | Gas 055-069.99 | 78-84.99 AFUE | Primary | 1607.5695
310 | DD21820727 | 2 | Other | 1970 - 1979 | N | -99 | -99 | 13 - Fireplace |  | 05 - Wood |  | <1 day/week | No |  | 1st Floor | 04 - Conditioned Space |  | 0.25 | No |  |  |  | No Fan | [5 empty] | -100 | Dont Know |  | Not Applicable | Not Applicable | Not Applicable | Not | Not Applicable | no nameplate | -99 | -99 |  |  | -99 | 0 |  |  | -99 |  | 3000 | Space | Both Central and Space | Dont Know |  | Dont Know | Secondary
311 | DD21824085 | 1 | Wall Furnace | 1900 - 1969 | N | 65 | -0.076923 | 03 - Wall Furnace |  | 01 - Natural Gas | [5 empty] | 04 - Conditioned Space |  | 0 | No | williams | 35-cv-3-5t |  | No Fan | 35 | 24.5 |  |  |  | -99 | Dont Know |  | Not Applicable | Not Applicable | Not Applicable |  | Not Applicable | info plate | -99 | -99 |  |  | -99 | 0 | 35cv35t | Field Data Only | 70 | 1437.86 | 2200 | Space | Space | Dont Know | Gas 025-039.99 | 66-71.99 AFUE | Primary | 1512.224
312 | DD21824085 | 2 | Wall Furnace | 1900 - 1969 | N | 65 | -0.076923 | 03 - Wall Furnace |  | 01 - Natural Gas | [5 empty] | 04 - Conditioned Space |  | 0 | No | cozy | cdv335 | 01/01/1988 | 02 - Variable Speed | 33 | -99 |  |  |  | -99 | Dont Know |  | Not Applicable | Not Applicable | Not Applicable |  | Not Applicable | info plate | -99 | 1988 |  | 6 | 24 | 1988 | cdv335 | CEC_heat | 70 |  | 2200 | Space | Space | Age 1985 to 1989 | Gas 025-039.99 | 66-71.99 AFUE | Secondary
313 | DD21834427 | 1 | Furnace | 1980 - 1989 | Y | 80 | -0.007 | 01 - Split Forced Air Furnace |  | 01 - Natural Gas | [5 empty] | 01 - Garage |  | 1 | No | solitare | sg4ra072c-16 |  | 01 - Constant Speed | 72 | 58 |  |  |  | 0.8 | 01 - AFUE |  | rheem | rcga481gh218 | Yes |  | Yes |  | -99 | -99 |  | 1 | -99 | 0 | sg4ra072c16 | Field Data Only | 80.56 | 2689.5 | 2200 | Central | Central | Dont Know | Gas 070-084.99 | 78-84.99 AFUE | Primary | 3215.8013
314 | DD21881350 | 1 | Wall Furnace | 1900 - 1969 | N | 65 | -0.14292 | 03 - Wall Furnace |  | 01 - Natural Gas | [5 empty] | 04 - Conditioned Space |  | 0 | Not Applicable | williams | 3509612 |  | No Fan | 35 | 26 |  |  |  | -99 | Dont Know |  | Not Applicable | Not Applicable | Not Applicable |  | No | info plate | -99 | -99 |  |  | -99 | 0 | 3509612 | CEC_heat | 74.29 | 5514.65 | 1000 | Space | Space | Dont Know | Gas 025-039.99 | 72-77.99 AFUE | Primary | 4877.7244
315 | DD21895444 | 1 | Furnace | 1990 - 1994 | Y | 80 | 0 | 01 - Split Forced Air Furnace |  | 01 - Natural Gas | [5 empty] | 02 - Attic |  | 1 | No | rheem | rgd006ncer |  | 01 - Constant Speed | 60 | 48 |  |  |  | 0.8 | 01 - AFUE |  | Dont Know | Dont Know | No |  | Yes | n/a | -99 | -99 |  | 1 | -99 | 0 | rgd006ncer | Field Data Only | 80 | 2689.5 | 1100 | Central | Central | Dont Know | Gas 055-069.99 | 78-84.99 AFUE | Primary | 4251.2716
316 | DD21966749 | 1 | Furnace | 1970 - 1979 | N | 80 | -0.00375 | 01 - Split Forced Air Furnace |  | 01 - Natural Gas | [5 empty] | 05 - Mechanical Closet |  | 1 | No | day & night | 383kav036070 |  | 01 - Constant Speed | 66 | 53 |  |  |  | 0.8 | 01 - AFUE |  | bdp | 3096x61031 | No |  | Yes |  | -99 | -99 |  | 1 | -99 | 0 | 383kav036070 | CEC_fur | 80.3 | 1437.86 | 1350 | Central | Central | Dont Know | Gas 055-069.99 | 78-84.99 AFUE | Primary | 818.6187
317 | DD21970646 | 1 | Furnace | 1900 - 1969 | N | 80 | -99 | 15 - Forced Air furnace (No AC) |  | 01 - Natural Gas | [5 empty] | 07 - Crawlspace |  | 1 | No |  |  |  | 01 - Constant Speed | -99 | -99 |  |  |  | -99 | Dont Know |  | Not Applicable | Not Applicable | Not Applicable |  | No | no access in crawl space | -99 | -99 |  |  | -99 | 0 |  |  | -99 |  | 2800 | Central | Central | Dont Know | Gas Dont Know | Dont Know | Primary
318 | DD21990114 | 1 | Furnace | 1980 - 1989 | N | 80 | 0.05 | 01 - Split Forced Air Furnace |  | 01 - Natural Gas | [5 empty] | 01 - Garage |  | 1 | No | payne | 394jaw048065 |  | 01 - Constant Speed | 80 | -99 |  |  |  | -99 | Dont Know |  | Dont Know | Dont Know | Dont Know |  | Yes | illegible | -99 | -99 |  | 1 | 24 | 1988 | 394jaw048065 | bluebook | 76 | 1815.0036 | 2297 | Central | Both Central and Space | Age 1985 to 1989 | Gas 070-084.99 | 72-77.99 AFUE | Primary | 1908.8729
319 | DD21990114 | 2 | Other | 1980 - 1989 | N | -99 | -99 | 13 - Fireplace |  | 01 - Natural Gas |  | 1-2 days/week | No |  | 1st Floor | 04 - Conditioned Space |  | 0 | No | fmi | 36 e | 04/01/1987 | No Fan | -99 | -99 |  |  |  | -100 | Dont Know |  | Not Applicable | Not Applicable | Not Applicable |  | Not Applicable | no nameplate | 4 | 1987 |  |  | 25 | 1987 | 36e |  | -99 |  | 2297 | Space | Both Central and Space | Age 1985 to 1989 | Gas Dont Know | Dont Know | Secondary
320 | DD21990114 | 3 | Other | 1980 - 1989 | N | -99 | -99 | 13 - Fireplace |  | 01 - Natural Gas |  | <1 day/week | No |  | 1st Floor | 04 - Conditioned Space |  | 0 | No | fmi | 36 e | 04/01/1987 | No Fan | -99 | -99 |  |  |  | -99 | Dont Know |  | Not Applicable | Not Applicable | Not Applicable |  | Not Applicable | no nameplate | 4 | 1987 |  |  | 25 | 1987 | 36e |  | -99 |  | 2297 | Space | Both Central and Space | Age 1985 to 1989 | Gas Dont Know | Dont Know | Secondary
321 | DD21990114 | 4 | Other | 1980 - 1989 | N | -99 | -99 | 13 - Fireplace |  | 01 - Natural Gas |  | <1 day/week | No |  | 2nd Floor | 04 - Conditioned Space |  | 0 | No | fmi | 36 e | 04/01/1987 | No Fan | -99 | -99 |  |  |  | -99 | Dont Know |  | Not Applicable | Not Applicable | Not Applicable |  | Not Applicable | not listed | 4 | 1987 |  |  | 25 | 1987 | 36e |  | -99 |  | 2297 | Space | Both Central and Space | Age 1985 to 1989 | Gas Dont Know | Dont Know | Secondary
322 | DD22062989 | 1 | Furnace | 1970 - 1979 | N | 80 | -99 | 01 - Split Forced Air Furnace |  | 01 - Natural Gas | [5 empty] | 04 - Conditioned Space |  | 1 | Dont Know | lennox | g24m3x75a-11 |  | 01 - Constant Speed | 75 | -99 |  |  |  | -99 | Dont Know |  | Not Applicable | Not Applicable | Not Applicable |  | No | not on lable | -99 | -99 |  |  | -99 | 0 | g24m3x75a11 |  | -99 |  | 1558 | Central | Central | Dont Know | Gas 070-084.99 | Dont Know | Primary
323 | DD22092206 | 1 | Furnace | 2000 - 2012 | N | 80 | 0 | 01 - Split Forced Air Furnace |  | 01 - Natural Gas | [5 empty] | 02 - Attic |  | 0.33 | No | rheem | RGPH10NAMER | 04/01/2003 | 01 - Constant Speed | 100 | 80 |  |  |  | 0.8 | 01 - AFUE |  | Dont Know | Dont Know | No |  | Yes | n/a | 4 | 2003 |  | 1 | 9 | 2003 | RGPH10NAMER | CEC_fur | 80 | 1668.3566 | 6200 | Central | Central | Age 2000 to 2005 | Gas 100-114.99 | 78-84.99 AFUE | Primary | 1754.6416
324 | DD22092206 | 2 | Furnace | 2000 - 2012 | N | 80 | 0 | 01 - Split Forced Air Furnace |  | 01 - Natural Gas | [5 empty] | 02 - Attic |  | 0.33 | No | rheem | RGPH10NAMER | 04/01/2003 | 01 - Constant Speed | 100 | 80 |  |  |  | 0.8 | 01 - AFUE |  | Dont Know | Dont Know | No |  | Yes | n/a | 4 | 2003 |  | 2 | 9 | 2003 | RGPH10NAMER | CEC_fur | 80 |  | 6200 | Central | Central | Age 2000 to 2005 | Gas 100-114.99 | 78-84.99 AFUE | Secondary
325 | DD22092206 | 3 | Furnace | 2000 - 2012 | N | 80 | -99 | 01 - Split Forced Air Furnace |  | 01 - Natural Gas | [5 empty] | 02 - Attic |  | 0.33 | No | rheem |  |  | 01 - Constant Speed | -99 | -99 |  |  |  | -99 | 01 - AFUE |  | Dont Know | Dont Know | No |  | Yes | n/a | -99 | -99 |  | 3 | -99 | 0 |  |  | -99 |  | 6200 | Central | Central | Dont Know | Gas Dont Know | Dont Know | Secondary
326 | DD22146683 | 1 | Furnace | 1900 - 1969 | N | 80 | -0.0145 | 01 - Split Forced Air Furnace |  | 01 - Natural Gas | [5 empty] | 07 - Crawlspace |  |  |  | bryant | 373lav036070 |  | 01 - Constant Speed | 69 | 56 |  |  |  | 0.8 | 01 - AFUE |  | rheem | rbca-375gh17b |  |  | Yes |  |  | -99 |  |  | -99 | 0 | 373lav036070 | CEC_fur | 81.16 |  | 2800 | Central | Both Central and Space | Dont Know | Gas 055-069.99 | 78-84.99 AFUE | Secondary
327 | DD22146683 | 2 | Other | 1900 - 1969 | N | -99 | -99 | 13 - Fireplace |  | 01 - Natural Gas |  | <1 day/week | No |  | 1st Floor | 04 - Conditioned Space |  | 0.1 | No | Superior Fireplace Company | rd-5300a |  | No Fan | -99 | -99 |  |  |  | -99 | Dont Know |  | Not Applicable | Not Applicable | Not Applicable |  | Not Applicable | no access | -99 | -99 |  |  | -99 | 0 | rd5300a |  | -99 |  | 2800 | Space | Both Central and Space | Dont Know | Gas Dont Know | Dont Know | Secondary
328 | DD22146683 | 3 | Furnace | 1900 - 1969 | N | 80 | -0.0145 | 01 - Split Forced Air Furnace |  | 01 - Natural Gas | [5 empty] | 07 - Crawlspace |  | 0.4 | No | bryant | 373lav036070 |  | 01 - Constant Speed | 69 | 56 |  |  |  | 0.8 | 01 - AFUE |  | rheem | rcba-3765gh17b | No |  | Yes |  | -99 | -99 |  | 2 | -99 | 0 | 373lav036070 | CEC_fur | 81.16 | 5514.65 | 2800 | Central | Both Central and Space | Dont Know | Gas 055-069.99 | 78-84.99 AFUE | Primary | 4877.7244
329 | DD22151180 | 1 | Furnace | 1970 - 1979 | N | 80 | -99 | 01 - Split Forced Air Furnace |  | 01 - Natural Gas | [5 empty] | 02 - Attic |  | 1 | No | rheem |  |  | 01 - Constant Speed | -99 | -99 |  |  |  | -99 | Dont Know |  | Dont Know | hchbx60 | No |  | Yes | not available-cant reach | -99 | -99 |  | 2 | -99 | 0 |  |  | -99 |  | 3500 | Central | Central | Dont Know | Gas Dont Know | Dont Know | Primary
330 | DD22184783 | 1 | Furnace | 1980 - 1989 | N | 80 | 0 | 01 - Split Forced Air Furnace |  | 01 - Natural Gas | [5 empty] | 04 - Conditioned Space |  | 1 | No | day & night | 395aaw024035 | 01/01/1983 | 01 - Constant Speed | 43 | -99 |  |  |  | 0.8 | 01 - AFUE |  | adp | ha01224c145b120159 | No |  | Yes |  | -99 | 1983 |  | 1 | 29 | 1983 | 395aaw024035 | Field Data Only | 80 | 6211.942 | 1150 | Central | Central | Age 1980 to 1984 | Gas 040-054.99 | 78-84.99 AFUE | Primary | 5656.0673
331 | DD22201692 | 1 | Wall Furnace | 1900 - 1969 | Y | 65 | -99 | 03 - Wall Furnace |  | 01 - Natural Gas | [5 empty] | 04 - Conditioned Space |  | 1 | No | williams | 50 |  | No Fan | 50 | -99 |  |  |  | -99 | Dont Know |  | Not Applicable | Not Applicable | Not Applicable |  | Not Applicable | not available | -99 | -100 |  |  | -99 | 0 | 50 |  | -99 |  | 800 | Space | Space | Dont Know | Gas 040-054.99 | Dont Know | Primary
332 | DD22270905 | 1 | Furnace | 1970 - 1979 | N | 80 | -99 | 01 - Split Forced Air Furnace |  | 01 - Natural Gas | [5 empty] | 04 - Conditioned Space |  | 1 | No |  |  |  | 01 - Constant Speed | -99 | -99 |  |  |  | -99 | Dont Know |  | adp | ha05248c175b252084 | No |  | Yes | no info plate located on unit | -99 | -99 |  | 1 | -99 | 0 |  |  | -99 |  | 2500 | Central | Both Central and Space | Dont Know | Gas Dont Know | Dont Know | Primary
333 | DD22270905 | 2 | Other | 1970 - 1979 | N | -99 | -99 | 13 - Fireplace |  | 01 - Natural Gas |  | <1 day/week | No |  | 1st Floor | 04 - Conditioned Space |  | 0 | Not Applicable |  |  |  | No Fan | -100 | -100 |  |  |  | -100 | Dont Know |  | Not Applicable | Not Applicable | Not Applicable |  | Not Applicable |  | -99 | -100 |  |  | -99 | 0 |  |  | -99 |  | 2500 | Space | Both Central and Space | Dont Know | Gas Dont Know | Dont Know | Secondary
334 | DD22270905 | 3 | Other | 1970 - 1979 | N | -99 | -99 | 13 - Fireplace |  | 05 - Wood |  | 3-5 days/week | No |  | 1st Floor | 04 - Conditioned Space |  | 0 | Not Applicable |  |  |  | No Fan | [5 empty] | -100 | Dont Know |  | Not Applicable | Not Applicable | Not Applicable | Not | Not Applicable |  | -99 | -100 |  |  | -99 | 0 |  |  | -99 |  | 2500 | Space | Both Central and Space | Dont Know |  | Dont Know | Secondary
335 | DD22403531 | 1 | Furnace | 1900 - 1969 | Y | 80 | -99 | 01 - Split Forced Air Furnace |  | 01 - Natural Gas | [5 empty] | 02 - Attic |  | 1 | No | goodman |  |  | 01 - Constant Speed | -99 | -99 |  |  |  | -99 | Dont Know |  | Dont Know | Dont Know | Dont Know |  | Yes | access to attic blocked | -99 | -99 |  | 2 | -99 | 0 |  |  | -99 |  | 1700 | Central | Central | Dont Know | Gas Dont Know | Dont Know | Primary
336 | DD22404196 | 1 | Other | 1900 - 1969 | Y | -99 | -99 | 13 - Fireplace |  | 05 - Wood |  | Daily | No |  | 1st Floor | 04 - Conditioned Space |  | 0.25 | No |  |  |  | No Fan | [5 empty] | -99 | Dont Know |  | Not Applicable | Not Applicable | Not Applicable | Dont | Not Applicable | no label | -99 | -99 |  |  | -99 | 0 |  |  | -99 |  | 2350 | Space | Both Central and Space | Dont Know |  | Dont Know | Secondary
337 | DD22404196 | 2 | Furnace | 1900 - 1969 | Y | 80 | 0 | 01 - Split Forced Air Furnace |  | 01 - Natural Gas | [5 empty] | 02 - Attic |  | 1 | No | payne |  | 06/01/1983 | 01 - Constant Speed | 75 | -100 |  |  |  | 0.8 | 01 - AFUE |  | carrier | ce3axa048006aaaa | No |  | Yes |  | 6 | 1983 |  | 1 | 29 | 1983 |  | Field Data Only | 80 | 3968.558 | 2350 | Central | Both Central and Space | Age 1980 to 1984 | Gas 070-084.99 | 78-84.99 AFUE | Primary | 2676.4357
338 | DD22665488 | 1 | Furnace | 1970 - 1979 | N | 80 | -99 | 01 - Split Forced Air Furnace |  | 01 - Natural Gas | [5 empty] | 02 - Attic |  | 1 | No | carrier |  |  | 02 - Variable Speed | -99 | -99 |  |  |  | -99 | Dont Know |  | carrier | Dont Know | Dont Know |  | Yes | limited access | -99 | -99 |  | 1 | -99 | 0 |  |  | -99 |  | 2135 | Central | Central | Dont Know | Gas Dont Know | Dont Know | Primary
339 | DD22680776 | 1 | Furnace | 1900 - 1969 | Y | 80 | -99 | 15 - Forced Air furnace (No AC) |  | 01 - Natural Gas | [5 empty] | 02 - Attic |  | 1 | No | rheem |  |  | 01 - Constant Speed | -99 | -99 |  |  |  | -99 | 01 - AFUE |  | Not Applicable | Not Applicable | Not Applicable |  | No |  | -99 | -99 |  |  | -99 | 0 |  |  | -99 |  | 1100 | Central | Central | Dont Know | Gas Dont Know | Dont Know | Primary
340 | DD22753854 | 1 | Wall Furnace | 1900 - 1969 | N | 65 | -99 | 03 - Wall Furnace |  | 01 - Natural Gas | [5 empty] | 04 - Conditioned Space |  | 1 | No | sears |  |  | No Fan | -99 | -99 |  |  |  | -99 | Dont Know |  | Not Applicable | Not Applicable | Not Applicable |  | Not Applicable | no nameplate | -99 | -99 |  |  | -99 | 0 |  |  | -99 |  | 1450 | Space | Space | Dont Know | Gas Dont Know | Dont Know | Primary
341 | DD22768316 | 1 | Other | 1900 - 1969 | N | -99 | -99 | 11 - Electronic Baseboards |  | 02 - Electric | [5 empty] | 04 - Conditioned Space |  | 0 | Not Applicable | marley | 1254d |  | No Fan |  |  | 1.25 | 01 - kW |  | -99 | Dont Know |  | Not Applicable | Not Applicable | Not Applicable |  | Not Applicable | info plate | -99 | -99 |  |  | -99 | 0 | 1254d |  | -99 |  | 1600 | Space | Space | Dont Know | Elec 0.1-0.99 | Dont Know | Primary
342 | DD22768316 | 2 | Other | 1900 - 1969 | N | -99 | -99 | 11 - Electronic Baseboards |  | 02 - Electric | [5 empty] | 04 - Conditioned Space |  | 0 | Not Applicable | marley | 1254d |  | No Fan |  |  | 1.25 | 01 - kW |  | -99 | Dont Know |  | Not Applicable | Not Applicable | Not Applicable |  | Not Applicable | info plate | -99 | -99 |  |  | -99 | 0 | 1254d |  | -99 |  | 1600 | Space | Space | Dont Know | Elec 0.1-0.99 | Dont Know | Secondary
343 | DD22841904 | 1 | Wall Furnace | 1900 - 1969 | N | 65 | -0.076923 | 03 - Wall Furnace |  | 01 - Natural Gas | [5 empty] | 04 - Conditioned Space |  | 1 | No | williams | 25gv-a-3 |  | No Fan | 25 | 17.5 |  |  |  | 0.8 | 01 - AFUE |  | Not Applicable | Not Applicable | Not Applicable |  | No |  | -99 | -99 |  |  | -99 | 0 | 25gva3 | Field Data Only | 70 | 5514.65 | 600 | Space | Space | Dont Know | Gas 025-039.99 | 66-71.99 AFUE | Primary | 5759.5563
344 | DD22851088 | 1 | Furnace | 1900 - 1969 | N | 80 | -99 | 15 - Forced Air furnace (No AC) |  | 01 - Natural Gas | [5 empty] | 02 - Attic |  | 1 | No | weather king | 80pj07nar01 | 10/01/2003 | 01 - Constant Speed | 75 | -99 |  |  |  | -99 | Dont Know |  | Not Applicable | Not Applicable | Not Applicable |  | Not Applicable | name plate | 10 | 2003 |  |  | 9 | 2003 | 80pj07nar01 |  | -99 |  | 1400 | Central | Central | Age 2000 to 2005 | Gas 070-084.99 | Dont Know | Primary
345 | DD22865454 | 1 | Other | 1900 - 1969 | N | -99 | -99 | 09 - Gravity Furnace | Floor Heater | 01 - Natural Gas | [5 empty] | 04 - Conditioned Space |  | 1 | No | louisville tin and stove | 90n30a |  | No Fan | 30 | -99 |  |  |  | -99 | Dont Know |  | Not Applicable | Not Applicable | Not Applicable |  | Not Applicable | not available | -99 | -99 |  |  | -99 | 0 | 90n30a | CEC_heat | 70 | 5514.65 | 600 | Space | Space | Dont Know | Gas 025-039.99 | 66-71.99 AFUE | Primary | 5759.5563
346 | DD22911728 | 1 | Furnace | 1970 - 1979 | N | 80 | -0.015625 | 15 - Forced Air furnace (No AC) |  | 01 - Natural Gas | [5 empty] | 01 - Garage |  | 1 | No | bryant | 333jav048080 | 05/01/2002 | 01 - Constant Speed | 80 | 65 |  |  |  | 0.8 | 01 - AFUE |  | Not Applicable | Not Applicable | Not Applicable |  | No |  | 5 | 2002 |  |  | 10 | 2002 | 333jav048080 | CEC_fur | 81.25 | 1668.3566 | 2500 | Central | Central | Age 2000 to 2005 | Gas 070-084.99 | 78-84.99 AFUE | Primary | 949.8477
347 | DD22919784 | 1 | Other | 1970 - 1979 | N | -99 | -99 | 13 - Fireplace |  | 01 - Natural Gas |  | <1 day/week | No |  | 1st Floor | 04 - Conditioned Space |  | 0.5 | No |  |  |  | No Fan | -99 | -99 |  |  |  | -99 | Dont Know |  | Not Applicable | Not Applicable | Not Applicable |  | Not Applicable | no label | -99 | -99 |  |  | -99 | 0 |  |  | -99 |  | 1180 | Space | Both Central and Space | Dont Know | Gas Dont Know | Dont Know | Secondary
348 | DD22919784 | 2 | Furnace | 1970 - 1979 | N | 80 | 0 | 15 - Forced Air furnace (No AC) |  | 01 - Natural Gas | [5 empty] | 05 - Mechanical Closet |  | 1 | No | rheem | rgaa-080a |  | 01 - Constant Speed | 80 | 64 |  |  |  | 0.8 | 01 - AFUE |  | Not Applicable | Not Applicable | Not Applicable |  | No |  | -99 | -99 |  |  | 35 | 1977 | rgaa080a | bluebook | 80 | 3353.0369 | 1180 | Central | Both Central and Space | Age 1979 and older | Gas 070-084.99 | 78-84.99 AFUE | Primary | 7848.534
349 | DD23070538 | 1 | Furnace | 1970 - 1979 | Y | 80 | 0 | 01 - Split Forced Air Furnace |  | 01 - Natural Gas | [5 empty] | 07 - Crawlspace |  | 1 | No | tempstar | gnj075 m16a1 |  | 01 - Constant Speed | 75 | -99 |  |  |  | 0.8 | 01 - AFUE |  | Dont Know | Dont Know | Dont Know |  | Yes | not on label | -99 | -99 |  | 1 | -99 | 0 | gnj075m16a1 | Field Data Only | 80 | 3335.44 | 1824 | Central | Central | Dont Know | Gas 070-084.99 | 78-84.99 AFUE | Primary | 2249.4546
350 | DD23078284 | 1 | Furnace | 1980 - 1989 | N | 80 | -99 | 01 - Split Forced Air Furnace |  | 01 - Natural Gas | [5 empty] | 04 - Conditioned Space |  | 0.75 | No | snyder general corp | gd060a014il | 01/01/1987 | 01 - Constant Speed | -99 | -99 |  |  |  | -99 | Dont Know |  | Dont Know | -42-acd | Dont Know |  | Yes | not on label | 1 | 1987 |  | 1 | 25 | 1987 | gd060a014il |  | -99 |  | 3230 | Central | Central | Age 1985 to 1989 | Gas Dont Know | Dont Know | Primary
351 | DD23078284 | 2 | Furnace | 1980 - 1989 | N | 80 | -99 | 01 - Split Forced Air Furnace |  | 01 - Natural Gas | [5 empty] | 02 - Attic |  | 0.25 | No | snyder general corp |  |  | 01 - Constant Speed | -99 | -99 |  |  |  | -99 | Dont Know |  | Dont Know | Dont Know | No |  | Yes | no unit access | -99 | -99 |  | 2 | -99 | 0 |  |  | -99 |  | 3230 | Central | Central | Dont Know | Gas Dont Know | Dont Know | Secondary
352 | DD23094569 | 1 | Other | 1970 - 1979 | Y | -99 | -99 | 13 - Fireplace |  | 05 - Wood |  | <1 day/week | No |  | 1st Floor | 04 - Conditioned Space |  | 0.25 | Not Applicable |  |  |  | No Fan | [5 empty] | -99 | Dont Know |  | Not Applicable | Not Applicable | Not Applicable | Not | Not Applicable | no name plate | -99 | -99 |  |  | -99 | 0 |  |  | -99 |  | 1610 | Space | Both Central and Space | Dont Know |  | Dont Know | Secondary
353 | DD23094569 | 2 | Furnace | 1970 - 1979 | Y | 80 | -99 | 01 - Split Forced Air Furnace |  | 01 - Natural Gas | [5 empty] | 01 - Garage |  | 1 | No | kenmore | gnj075m12b1 |  | 01 - Constant Speed | 75 | -99 |  |  |  | -99 | Dont Know |  | inter city products corp | epd36b15a1 | No |  | Yes | info plate | -99 | -99 |  | 1 | -99 | 0 | gnj075m12b1 |  | -99 |  | 1610 | Central | Both Central and Space | Dont Know | Gas 070-084.99 | Dont Know | Primary
354 | DD23133485 | 1 | Furnace | 1970 - 1979 | Y | 80 | 0 | 01 - Split Forced Air Furnace |  | 01 - Natural Gas | [5 empty] | 01 - Garage |  | 1 | No | gaffers and sattler | u60-2 |  | 01 - Constant Speed | 60 | 48 |  |  |  | 0.8 | 01 - AFUE |  | Not Applicable | Not Applicable | Not Applicable |  | No |  | -99 | -99 |  |  | -99 | 0 | u602 | Field Data Only | 80 | 2689.5 | 1238 | Central | Central | Dont Know | Gas 055-069.99 | 78-84.99 AFUE | Primary | 5075.4612
355 | DD23155939 | 1 | Furnace | 1980 - 1989 | N | 80 | -99 | 01 - Split Forced Air Furnace |  | 01 - Natural Gas | [5 empty] | 04 - Conditioned Space |  | 0.5 | No |  |  |  | 01 - Constant Speed | -99 | -99 |  |  |  | -99 | Dont Know |  | Dont Know | Dont Know | No |  | Yes | no access | -99 | -99 |  | 1 | -99 | 0 |  |  | -99 |  | 1880 | Central | Both Central and Space | Dont Know | Gas Dont Know | Dont Know | Primary
356 | DD23155939 | 2 | Other | 1980 - 1989 | N | -99 | -99 | 13 - Fireplace |  | 01 - Natural Gas |  | <1 day/week | Yes | -99 | 1st Floor | 04 - Conditioned Space |  | 0.5 | No |  |  |  | No Fan | -99 | -99 |  |  |  | -99 | Dont Know |  | Not Applicable | Not Applicable | Not Applicable |  | Not Applicable | no nameplate | -99 | -99 |  |  | -99 | 0 |  |  | -99 |  | 1880 | Space | Both Central and Space | Dont Know | Gas Dont Know | Dont Know | Secondary
357 | DD23164501 | 1 | Furnace | 1980 - 1989 | N | 80 | -99 | 15 - Forced Air furnace (No AC) |  | 01 - Natural Gas | [5 empty] | 01 - Garage |  | 1 | No | day & night |  |  | 01 - Constant Speed | -99 | -99 |  |  |  | -99 | 01 - AFUE |  | Not Applicable | Not Applicable | Not Applicable |  | Not Applicable |  | -99 | -99 |  |  | -99 | 0 |  |  | -99 |  | 1100 | Central | Central | Dont Know | Gas Dont Know | Dont Know | Primary
358 | DD23251473 | 1 | Furnace | 2000 - 2012 | N | 80 | -99 | 01 - Split Forced Air Furnace |  | 01 - Natural Gas | [5 empty] | 02 - Attic |  | 1 | No | payne |  |  | 01 - Constant Speed | -99 | -99 |  |  |  | -99 | Dont Know |  | payne | Dont Know | Dont Know |  | Yes | no access to unit | -99 | -99 |  | 1 | -99 | 0 |  |  | -99 |  | 1262 | Central | Central | Dont Know | Gas Dont Know | Dont Know | Primary
359 | DD23261353 | 1 | Furnace | 1900 - 1969 | N | 80 | 0 | 15 - Forced Air furnace (No AC) |  | 01 - Natural Gas | [5 empty] | 05 - Mechanical Closet |  | 1 | No | bryant | 311JAV036070 | 09/01/2007 | 01 - Constant Speed | 60 | 54 |  |  |  | 0.8 | 01 - AFUE |  | Not Applicable | Not Applicable | Not Applicable |  | No |  | 9 | 2007 |  |  | 5 | 2007 | 311JAV036070 | Field Data Only | 80 | 7193.0217 | 1200 | Central | Central | Age 2006 to 2009 | Gas 055-069.99 | 78-84.99 AFUE | Primary | 17189.5457
360 | DD23283845 | 1 | Furnace | 1990 - 1994 | N | 80 | 0 | 15 - Forced Air furnace (No AC) |  | 01 - Natural Gas | [5 empty] | 05 - Mechanical Closet |  | 1 | No | rheem | rgd0-04ncacr |  | 01 - Constant Speed | 40 | 32 |  |  |  | 0.8 | 01 - AFUE |  | Not Applicable | Not Applicable | Not Applicable |  | Not Applicable |  | -99 | -99 |  |  | -99 | 0 | rgd004ncacr | Field Data Only | 80 | 5514.65 | 944 | Central | Central | Dont Know | Gas 040-054.99 | 78-84.99 AFUE | Primary | 2131.7453
361 | DD23310995 | 1 | Furnace | 1900 - 1969 | Y | 80 | -0.02275 | 15 - Forced Air furnace (No AC) |  | 01 - Natural Gas | [5 empty] | 04 - Conditioned Space |  | 1 | No | payne | PG8JAA024045 | 11/01/2006 | 01 - Constant Speed | 44 | 36 |  |  |  | -99 | Dont Know |  | Not Applicable | Not Applicable | Not Applicable |  | Not Applicable | name plate | 11 | 2006 |  |  | 6 | 2006 | PG8JAA024045 | Field Data Only | 81.82 | 4350.5739 | 880 | Central | Central | Age 2006 to 2009 | Gas 040-054.99 | 78-84.99 AFUE | Primary | 5885.027
362 | DG13975125 | 1 | Other | 1995 - 1999 | N | -99 | -99 | 13 - Fireplace |  | 01 - Natural Gas |  | 1-2 days/week | No |  | 1st Floor | 04 - Conditioned Space |  | 0 | Not Applicable |  |  |  | No Fan | -100 | -100 |  |  |  | -100 | Dont Know |  | Not Applicable | Not Applicable | Not Applicable |  | Not Applicable |  | -99 | -100 |  |  | -99 | 0 |  |  | -99 |  | 1670 | Space | Both Central and Space | Dont Know | Gas Dont Know | Dont Know | Secondary
363 | DG13975125 | 2 | Furnace | 1995 - 1999 | N | 80 | -99 | 01 - Split Forced Air Furnace |  | 01 - Natural Gas | [5 empty] | 02 - Attic |  | 1 | Not Applicable | comfortmaker | gnj075m16a1 |  | 01 - Constant Speed | 75 | -99 |  |  |  | -99 | Dont Know |  | city products corp | epc5542fc1 | No |  | Yes | info plate | -99 | -99 |  | 1 | -99 | 0 | gnj075m16a1 |  | -99 |  | 1670 | Central | Both Central and Space | Dont Know | Gas 070-084.99 | Dont Know | Primary
364 | DG13999833 | 1 | Other | 2000 - 2012 | N | -99 | -99 | 13 - Fireplace |  | 01 - Natural Gas |  | 1-2 days/week | No |  | 1st Floor | 04 - Conditioned Space |  | 0 | Not Applicable |  |  |  | No Fan | -100 | -100 |  |  |  | -100 | Dont Know |  | Not Applicable | Not Applicable | Not Applicable |  | Not Applicable |  | -99 | -100 |  |  | -99 | 0 |  |  | -99 |  | 2330 | Space | Both Central and Space | Dont Know | Gas Dont Know | Dont Know | Secondary
365 | DG13999833 | 2 | Furnace | 2000 - 2012 | N | 80 | 0 | 01 - Split Forced Air Furnace |  | 01 - Natural Gas | [5 empty] | 02 - Attic |  | 1 | No | carrier | 58STX110-22 |  | 01 - Constant Speed | 110 | 89 |  |  |  | -99 | Dont Know |  | Dont Know | Dont Know | No |  | Yes | no evap info plate | -99 | -99 |  | 1 | -99 | 0 | 58STX11022 | Outside Source Manual Lookup | 80 | 1437.86 | 2330 | Central | Both Central and Space | Dont Know | Gas 100-114.99 | 78-84.99 AFUE | Primary | 818.6187
366 | DG14904357 | 1 | Furnace | 1980 - 1989 | N | 80 | 0.0625 | 01 - Split Forced Air Furnace |  | 01 - Natural Gas | [5 empty] | 01 - Garage |  | 0.25 | No | heil | nugi040cd01 | 01/01/1983 | 01 - Constant Speed | 40 | -99 |  |  |  | -99 | Dont Know |  | a | gh36s v332 24 dd | No |  | Yes | info plate | -99 | 1983 |  | 2 | 29 | 1983 | nugi040cd01 | bluebook | 75 |  | 4660 | Central | Both Central and Space | Age 1980 to 1984 | Gas 040-054.99 | 72-77.99 AFUE | Secondary
367 | DG14904357 | 2 | Furnace | 1980 - 1989 | N | 80 | -99 | 01 - Split Forced Air Furnace |  | 01 - Natural Gas | [5 empty] | 02 - Attic |  | 0.75 | No | magic chef | eng8d60dc48-2 |  | 01 - Constant Speed | 60 | -99 |  |  |  | -99 | Dont Know |  | refrigerant evaporator | h242 48 | No |  | Yes | info plate | -99 | -99 |  | 1 | -99 | 0 | eng8d60dc482 |  | -99 |  | 4660 | Central | Both Central and Space | Dont Know | Gas 055-069.99 | Dont Know | Primary
368 | DG14904357 | 3 | Other | 1980 - 1989 | N | -99 | -99 | 13 - Fireplace |  | 01 - Natural Gas |  | <1 day/week | No |  | 1st Floor | 04 - Conditioned Space |  | 0 | Not Applicable |  |  |  | No Fan | -100 | -100 |  |  |  | -100 | Dont Know |  | Not Applicable | Not Applicable | Not Applicable |  | Not Applicable |  | -99 | -100 |  |  | -99 | 0 |  |  | -99 |  | 4660 | Space | Both Central and Space | Dont Know | Gas Dont Know | Dont Know | Secondary
369 | DG15127285 | 1 | Furnace | 1970 - 1979 | N | 80 | -99 | 01 - Split Forced Air Furnace |  | 01 - Natural Gas |  | <1 day/week | No |  | 1st Floor | 02 - Attic |  | 1 | No |  |  |  | 01 - Constant Speed | -99 | -99 |  |  |  | -99 | Dont Know |  | Not Applicable | Not Applicable | Not Applicable |  | Not Applicable | unit not accessible | -99 | -99 |  |  | -99 | 0 |  |  | -99 |  | 2200 | Central | Both Central and Space | Dont Know | Gas Dont Know | Dont Know | Primary
370 | DG15127285 | 2 | Other | 1970 - 1979 | N | -99 | -99 | 13 - Fireplace |  | 01 - Natural Gas |  | <1 day/week | No |  | 1st Floor | 04 - Conditioned Space |  | 0 | No |  |  |  | No Fan | -100 | -100 |  |  |  | -100 | Dont Know |  | Not Applicable | Not Applicable | Not Applicable |  | Not Applicable |  | -99 | -100 |  | 1 | -99 | 0 |  |  | -99 |  | 2200 | Space | Both Central and Space | Dont Know | Gas Dont Know | Dont Know | Secondary
371 | DG15361595 | 1 | Furnace | 1900 - 1969 | N | 80 | -99 | 02 - Package Furnace/AC |  | 01 - Natural Gas | [5 empty] | Other | outside | 1 | No | lennox |  |  | 01 - Constant Speed | 47 | -99 |  |  |  | -99 | Dont Know |  | Not Applicable | Not Applicable | Not Applicable |  | Not Applicable | nameplate illegible | -99 | -99 | 1 | 1 | -99 | 0 |  |  | -99 |  | 1377 | Central | Central | Dont Know | Gas 040-054.99 | Dont Know | Primary
372 | DG16121942 | 1 | Other | 1900 - 1969 | N | -99 | -99 | 09 - Gravity Furnace |  | 01 - Natural Gas | [5 empty] | 04 - Conditioned Space |  | 1 | No | holly | 550 |  | No Fan | 55 | -99 |  |  |  | -99 | Dont Know |  | Not Applicable | Not Applicable | Not Applicable |  | No | info not on nameplate | -99 | -99 |  |  | -99 | 0 | 550 |  | -99 |  | 850 | Space | Space | Dont Know | Gas 055-069.99 | Dont Know | Primary
373 | DG16460502 | 1 | Furnace | Dont Know | N | 80 | -99 | 01 - Split Forced Air Furnace |  | 01 - Natural Gas | [5 empty] | 02 - Attic |  | 1 | No | goodman | hac050nf3r | 06/01/1983 | 01 - Constant Speed | 50 | -99 |  |  |  | -99 | Dont Know |  | goodman | h-24f | No |  | Yes | info plate | 6 | 1983 |  | 1 | 29 | 1983 | hac050nf3r |  | -99 |  | 675 | Central | Central | Age 1980 to 1984 | Gas 040-054.99 | Dont Know | Primary
374 | DG17065450 | 1 | Furnace | 1980 - 1989 | N | 80 | -99 | 15 - Forced Air furnace (No AC) |  | 01 - Natural Gas | [5 empty] | 01 - Garage |  | 1 | No | day & night | 395AAW048070 | 01/01/1983 | 01 - Constant Speed | 86 | -99 |  |  |  | -99 | Dont Know |  | Not Applicable | Not Applicable | Not Applicable |  | No | info plate | -99 | 1983 |  |  | 29 | 1983 | 395AAW048070 |  | -99 |  | 1400 | Central | Both Central and Space | Age 1980 to 1984 | Gas 085-099.99 | Dont Know | Primary
375 | DG17065450 | 2 | Other | 1980 - 1989 | N | -99 | -99 | 13 - Fireplace |  | 01 - Natural Gas |  | <1 day/week | No |  | 1st Floor | 04 - Conditioned Space |  | 0 | Not Applicable |  |  |  | No Fan | -100 | -100 |  |  |  | -100 | Dont Know |  | Not Applicable | Not Applicable | Not Applicable |  | Not Applicable |  | -99 | -100 |  |  | -99 | 0 |  |  | -99 |  | 1400 | Space | Both Central and Space | Dont Know | Gas Dont Know | Dont Know | Secondary
376 | DG17065794 | 1 | Furnace | 1990 - 1994 | N | 80 | -99 | 01 - Split Forced Air Furnace |  | 01 - Natural Gas | [5 empty] | 05 - Mechanical Closet |  | 0.5 | Yes | goodman | gux040-3 | 01/01/1985 | 01 - Constant Speed | 40 | -99 |  |  |  | -99 | Dont Know |  | lennox | Dont Know | No |  | Yes | info missing | -99 | 1985 |  | 1 | 27 | 1985 | gux0403 |  | -99 |  | 3800 | Central | Central | Age 1985 to 1989 | Gas 040-054.99 | Dont Know | Primary
377 | DG17065794 | 2 | Furnace | 1990 - 1994 | N | 80 | -99 | 01 - Split Forced Air Furnace |  | 01 - Natural Gas | [5 empty] | 01 - Garage |  | 0.5 | Yes | goodman | gux040-3 | 01/01/1985 | 01 - Constant Speed | 40 | -100 |  |  |  | -99 | Dont Know |  | lennox | Dont Know | No |  | Yes | info missing | -99 | 1985 |  | 2 | 27 | 1985 | gux0403 |  | -99 |  | 3800 | Central | Central | Age 1985 to 1989 | Gas 040-054.99 | Dont Know | Secondary
378 | DG17187383 | 1 | Furnace | 1995 - 1999 | N | 80 | -99 | 01 - Split Forced Air Furnace |  | 01 - Natural Gas | [5 empty] | 02 - Attic |  | 0.5 | No |  |  |  | 01 - Constant Speed | -99 | -99 |  |  |  | -99 | 01 - AFUE |  | Dont Know | Dont Know | Yes |  | Yes | cannot access fau | -99 | -99 |  | 1 | -99 | 0 |  |  | -99 |  | 2700 | Central | Central | Dont Know | Gas Dont Know | Dont Know | Primary
379 | DG17187383 | 2 | Furnace | 1995 - 1999 | N | 80 | -99 | 15 - Forced Air furnace (No AC) |  | 01 - Natural Gas | [5 empty] | 02 - Attic |  | 0.5 | No |  |  |  | 01 - Constant Speed | -99 | -99 |  |  |  | -99 | 01 - AFUE |  | Not Applicable | Not Applicable | Not Applicable |  | Not Applicable | see notes | -99 | -99 |  |  | -99 | 0 |  |  | -99 |  | 2700 | Central | Central | Dont Know | Gas Dont Know | Dont Know | Secondary
380 | DG17187664 | 1 | Furnace | 1980 - 1989 | N | 80 | 0 | 15 - Forced Air furnace (No AC) |  | 01 - Natural Gas | [5 empty] | 02 - Attic |  | 1 | No | american standard | aud060r9v3k4 | 10/01/2008 | 01 - Constant Speed | 60 | -99 |  |  |  | -99 | Dont Know |  | Not Applicable | Not Applicable | Not Applicable |  | No | info plate | 10 | 2008 |  |  | 4 | 2008 | aud060r9v3k4 | CEC_fur | 80 | 7193.0217 | 1120 | Central | Both Central and Space | Age 2006 to 2009 | Gas 055-069.99 | 78-84.99 AFUE | Primary | 6362.2492
381 | DG17187664 | 2 | Other | 1980 - 1989 | N | -99 | -99 | 13 - Fireplace |  | 01 - Natural Gas |  | <1 day/week | No |  | 1st Floor | 04 - Conditioned Space |  | 0 | Not Applicable |  |  |  | No Fan | -100 | -100 |  |  |  | -100 | Dont Know |  | Not Applicable | Not Applicable | Not Applicable |  | Not Applicable |  | -99 | -100 |  |  | -99 | 0 |  |  | -99 |  | 1120 | Space | Both Central and Space | Dont Know | Gas Dont Know | Dont Know | Secondary
382 | DG17366449 | 1 | Furnace | 1970 - 1979 | N | 80 | -0.0175 | 15 - Forced Air furnace (No AC) |  | 01 - Natural Gas | [5 empty] | 01 - Garage |  | 1 | No | rheem | rgph-05nauer | 11/01/2003 | 01 - Constant Speed | 50 | -99 |  |  |  | -99 | Dont Know |  | Not Applicable | Not Applicable | Not Applicable |  | Not Applicable | not listed | 11 | 2003 |  |  | 9 | 2003 | rgph05nauer | CEC_fur | 81.4 | 6398.6779 | 1200 | Central | Both Central and Space | Age 2000 to 2005 | Gas 040-054.99 | 78-84.99 AFUE | Primary | 2473.4755
383 | DG17366449 | 2 | Other | 1970 - 1979 | N | -99 | -99 | 13 - Fireplace |  | 01 - Natural Gas |  | Daily | No |  | 1st Floor | 04 - Conditioned Space |  | 0 | No |  |  | 01/01/1973 | No Fan | -99 | -99 |  |  |  | -99 | Dont Know |  | Not Applicable | Not Applicable | Not Applicable |  | Not Applicable | no nameplate | -99 | 1973 |  |  | 39 | 1973 |  |  | -99 |  | 1200 | Space | Both Central and Space | Age 1979 and older | Gas Dont Know | Dont Know | Secondary
384 | DG17588899 | 1 | Furnace | 1970 - 1979 | N | 80 | -0.011375 | 01 - Split Forced Air Furnace |  | 01 - Natural Gas | [5 empty] | 05 - Mechanical Closet |  | 1 | Yes | carrier | 58DLX110-22 | 06/01/2006 | 02 - Variable Speed | 110 | 89 |  |  |  | 0.8 | 01 - AFUE |  | adp | pt9660-c212ap 410 | Yes |  | Yes |  | 6 | 2006 |  | 1 | 6 | 2006 | 58DLX11022 | Field Data Only | 80.91 | 2646.6913 | 3200 | Central | Both Central and Space | Age 2006 to 2009 | Gas 100-114.99 | 78-84.99 AFUE | Primary | 1444.4258
385 | DG17588899 | 2 | Other | 1970 - 1979 | N | -99 | -99 | 13 - Fireplace |  | 01 - Natural Gas |  | <1 day/week | No |  | 1st Floor | 04 - Conditioned Space |  | 0 | No |  |  | 01/01/1975 | No Fan | -99 | -99 |  |  |  | -99 | Dont Know |  | Not Applicable | Not Applicable | Not Applicable |  | Not Applicable | no nameplate | -99 | 1975 |  |  | 37 | 1975 |  |  | -99 |  | 3200 | Space | Both Central and Space | Age 1979 and older | Gas Dont Know | Dont Know | Secondary
386 | DG17913430 | 1 | Furnace | 2000 - 2012 | N | 80 | 0 | 01 - Split Forced Air Furnace |  | 01 - Natural Gas | [5 empty] | 02 - Attic |  | 0.5 | No | lennox | G40UH-60C-110- |  | 01 - Constant Speed | 110 | 88 |  |  |  | 0.8 | 01 - AFUE |  | Dont Know | Dont Know | No |  | Yes | n/a | -99 | -99 |  | 1 | -99 | 0 | G40UH60C110 | CEC_2009 | 80 |  | 4500 | Central | Central | Dont Know | Gas 100-114.99 | 78-84.99 AFUE | Secondary
387 | DG17913430 | 2 | Furnace | 2000 - 2012 | N | 80 | 0 | 01 - Split Forced Air Furnace |  | 01 - Natural Gas | [5 empty] | 02 - Attic |  | 1 | No | lennox | G40UH-60C-110- |  | 01 - Constant Speed | 110 | 88 |  |  |  | 0.8 | 01 - AFUE |  | Dont Know | Dont Know | No |  | Yes | n/a | -99 | -99 |  | 2 | -99 | 0 | G40UH60C110 | CEC_2009 | 80 | 1437.86 | 4500 | Central | Central | Dont Know | Gas 100-114.99 | 78-84.99 AFUE | Primary | 818.6187
388 | DG18185483 | 1 | Furnace | 2000 - 2012 | N | 80 | -99 | 01 - Split Forced Air Furnace |  | 01 - Natural Gas | [5 empty] | 02 - Attic |  | 1 | No | bryant |  |  | 01 - Constant Speed | -99 | -99 |  |  |  | -99 | 01 - AFUE |  | Dont Know | Dont Know | Yes |  | Yes | see notes no access to fau | -99 | -99 |  | 1 | -99 | 0 |  |  | -99 |  | 1900 | Central | Central | Dont Know | Gas Dont Know | Dont Know | Primary
389 | DG18199391 | 1 | Furnace | 1980 - 1989 | N | 80 | 0 | 01 - Split Forced Air Furnace |  | 01 - Natural Gas | [5 empty] | 01 - Garage |  | 1 | No | lennox | g16q4x755 |  | 01 - Constant Speed | 75 | 60 |  |  |  | 0.8 | 01 - AFUE |  | Not Applicable | Not Applicable | Not Applicable |  | Not Applicable |  | -99 | -99 |  |  | -99 | 0 | g16q4x755 | Field Data Only | 80 | 1437.86 | 2400 | Central | Central | Dont Know | Gas 070-084.99 | 78-84.99 AFUE | Primary | 1512.224
390 | DG18448544 | 1 | Furnace | 1970 - 1979 | Y | 80 | 0 | 01 - Split Forced Air Furnace |  | 01 - Natural Gas | [5 empty] | 04 - Conditioned Space |  | 1 | No | trane | tud080c936h4 |  | 01 - Constant Speed | 80 | -99 |  |  |  | -99 | Dont Know |  | adp | ha03236c175b180573 | No |  | Yes | info plate | -99 | -99 |  | 1 | -99 | 0 | tud080c936h4 | CEC_fur | 80 | 1803.89 | 1421 | Central | Central | Dont Know | Gas 070-084.99 | 78-84.99 AFUE | Primary | 1216.5617
391 | DG18620880 | 1 | Furnace | 1970 - 1979 | N | 80 | -0.015 | 01 - Split Forced Air Furnace |  | 01 - Natural Gas | [5 empty] | 01 - Garage |  | 1 | Yes | rheem | rgph-07nauer | 04/01/1995 | 01 - Constant Speed | 75 | 60.9 |  |  |  | 0.81 | 01 - AFUE |  | international comfort prod | epa36b15a1 | No |  | Yes |  | 4 | 1995 |  | 1 | 17 | 1995 | rgph07nauer | CEC_fur | 81.2 | 1356.2836 | 1750 | Central | Both Central and Space | Age 1995 to 1999 | Gas 070-084.99 | 78-84.99 AFUE | Primary | 812.6784
392 | DG18620880 | 2 | Other | 1970 - 1979 | N | -99 | -99 | 13 - Fireplace |  | 01 - Natural Gas |  | <1 day/week | No |  | 1st Floor | 04 - Conditioned Space |  | 0.25 | No |  |  |  | No Fan | -100 | -100 |  |  |  | -100 | Dont Know |  | Not Applicable | Not Applicable | Not Applicable |  | Not Applicable |  | -99 | -99 |  |  | -99 | 0 |  |  | -99 |  | 1750 | Space | Both Central and Space | Dont Know | Gas Dont Know | Dont Know | Secondary
393 | DG18772882 | 1 | Furnace | 1900 - 1969 | N | 80 | 0 | 01 - Split Forced Air Furnace |  | 01 - Natural Gas | [5 empty] | 05 - Mechanical Closet |  | 1 | No | trane | tud100r9v5j1 |  | 02 - Variable Speed | 100 | -99 |  |  |  | -99 | Dont Know |  | american standard | rxc054s3hpc0 | Dont Know |  | Yes | not listed | -99 | -99 |  | 1 | -99 | 0 | tud100r9v5j1 | CEC_fur | 80 | 2029.13 | 1875 | Central | Both Central and Space | Dont Know | Gas 100-114.99 | 78-84.99 AFUE | Primary | 1215.8446
394 | DG18772882 | 2 | Other | 1900 - 1969 | N | -99 | -99 | 13 - Fireplace |  | 01 - Natural Gas |  | <1 day/week | No |  | 1st Floor | 04 - Conditioned Space |  | 0 | No |  |  | 01/01/1967 | No Fan | -99 | -99 |  |  |  | -99 | Dont Know |  | Not Applicable | Not Applicable | Not Applicable |  | Not Applicable | no nameplate | -99 | 1967 |  |  | 45 | 1967 |  |  | -99 |  | 1875 | Space | Both Central and Space | Age 1979 and older | Gas Dont Know | Dont Know | Secondary
395 | DG19104847 | 1 | Furnace | 1980 - 1989 | N | 80 | 0 | 01 - Split Forced Air Furnace |  | 01 - Natural Gas | [5 empty] | 05 - Mechanical Closet |  | 1 | No | carrier | 58gsc080 |  | 01 - Constant Speed | 80 | 64 |  |  |  | 0.8 | 01 - AFUE |  | Dont Know | Dont Know | No |  | Yes | see notes | -99 | -99 |  | 1 | 22 | 1990 | 58gsc080 | bluebook | 80 | 1717.4439 | 2000 | Central | Central | Age 1990 to 1994 | Gas 070-084.99 | 78-84.99 AFUE | Primary | 2775.0884
396 | DG19198087 | 1 | Furnace | 1980 - 1989 | N | 80 | -0.02275 | 01 - Split Forced Air Furnace |  | 01 - Natural Gas | [5 empty] | 01 - Garage |  | 1 | No | lennox | ml180uh070xp36a-01 |  | 01 - Constant Speed | 66 | 54 |  |  |  | 0.8 | 01 - AFUE |  | goodman | capf3636a6db | No |  | Yes |  | -99 | -99 |  | 1 | -99 | 0 | ml180uh070xp36a01 | Field Data Only | 81.82 | 2823.61 | 1350 | Central | Central | Dont Know | Gas 055-069.99 | 78-84.99 AFUE | Primary | 2170.7365
397 | DG19229876 | 1 | Furnace | 1980 - 1989 | N | 80 | 0.05 | 01 - Split Forced Air Furnace |  | 01 - Natural Gas | [5 empty] | 01 - Garage |  | 1 | No | carrier | 58gsc065-db | 01/01/1986 | 01 - Constant Speed | 80 | -99 |  |  |  | -99 | Dont Know |  | Dont Know | 28rc-048-911 | No |  | Yes | info plate | -99 | 1986 |  | 1 | 26 | 1986 | 58gsc065db | bluebook | 76 | 3564.229 | 1800 | Central | Both Central and Space | Age 1985 to 1989 | Gas 070-084.99 | 72-77.99 AFUE | Primary | 6178.4347
398 | DG19229876 | 2 | Other | 1980 - 1989 | N | -99 | -99 | 13 - Fireplace |  | 01 - Natural Gas |  | <1 day/week | No |  | 1st Floor | 04 - Conditioned Space |  | 0 | Not Applicable |  |  |  | No Fan | -100 | -100 |  |  |  | -100 | Dont Know |  | Not Applicable | Not Applicable | Not Applicable |  | Not Applicable |  | -99 | -100 |  |  | -99 | 0 |  |  | -99 |  | 1800 | Space | Both Central and Space | Dont Know | Gas Dont Know | Dont Know | Secondary
399 | DG19327046 | 1 | Furnace | 1970 - 1979 | N | 80 | 0 | 15 - Forced Air furnace (No AC) |  | 01 - Natural Gas | [5 empty] | 05 - Mechanical Closet |  | 0.5 | No | rheem | rgdg05nauer |  | 01 - Constant Speed | 50 | 40 |  |  |  | 0.8 | 01 - AFUE |  | Not Applicable | Not Applicable | Not Applicable |  | Not Applicable |  | -99 | -99 |  |  | 19 | 1993 | rgdg05nauer | bluebook | 80 |  | 2200 | Central | Central | Age 1990 to 1994 | Gas 040-054.99 | 78-84.99 AFUE | Secondary
400 | DG19327046 | 2 | Furnace | 1970 - 1979 | N | 80 | 0 | 15 - Forced Air furnace (No AC) |  | 01 - Natural Gas | [5 empty] | 05 - Mechanical Closet |  | 0.5 | No | arcoaire | H8MPV075F14 | 06/01/2007 | 01 - Constant Speed | 75 | 60 |  |  |  | 0.8 | 01 - AFUE |  | Not Applicable | Not Applicable | Not Applicable |  | Not Applicable |  | 6 | 2007 |  |  | 5 | 2007 | H8MPV075F14 | Field Data Only | 80 | 1875.4696 | 2200 | Central | Central | Age 2006 to 2009 | Gas 070-084.99 | 78-84.99 AFUE | Primary | 1972.4661
401 | DG19377159 | 1 | Furnace | Dont Know | N | 80 | 0 | 01 - Split Forced Air Furnace |  | 01 - Natural Gas | [5 empty] | 01 - Garage |  | 1 | No | lennox | G40UH-60C-110X- |  | 01 - Constant Speed | 110 | 88 |  |  |  | -99 | Dont Know |  | lennox | c33-50760c-2f-1 | No |  | Yes | info plate | -99 | -99 |  | 1 | -99 | 0 | G40UH60C110X | Field Data Only | 80 | 1437.86 | 2100 | Central | Both Central and Space | Dont Know | Gas 100-114.99 | 78-84.99 AFUE | Primary | 1512.224
402 | DG19377159 | 2 | Other | Dont Know | N | -99 | -99 | 13 - Fireplace |  | 01 - Natural Gas |  | <1 day/week | No |  | 1st Floor | 04 - Conditioned Space |  | 0 | No |  |  |  | No Fan | -100 | -100 |  |  |  | -100 | Dont Know |  | Not Applicable | Not Applicable | Not Applicable |  | Not Applicable |  | -99 | -100 |  |  | -99 | 0 |  |  | -99 |  | 2100 | Space | Both Central and Space | Dont Know | Gas Dont Know | Dont Know | Secondary
403 | DG19377297 | 1 | Furnace | 1900 - 1969 | Y | 80 | 0 | 01 - Split Forced Air Furnace |  | 01 - Natural Gas | [5 empty] | 05 - Mechanical Closet |  | 1 | No | magic chef | u60-3 |  | 01 - Constant Speed | 60 | 48 |  |  |  | 0.8 | 01 - AFUE |  | Not Applicable | Not Applicable | Not Applicable |  | No |  | -99 | -99 |  |  | -99 | 0 | u603 | Field Data Only | 80 | 1803.89 | 2800 | Central | Central | Dont Know | Gas 055-069.99 | 78-84.99 AFUE | Primary | 1216.5617
404 | DG19618715 | 1 | Furnace | 1970 - 1979 | Y | 80 | 0 | 15 - Forced Air furnace (No AC) |  | 01 - Natural Gas | [5 empty] | 04 - Conditioned Space |  | 1 | No | bryant | 394dac024080 |  | 01 - Constant Speed | 80 | 64 |  |  |  | -99 | Dont Know |  | Not Applicable | Not Applicable | Not Applicable |  | No | info plate | -99 | -99 |  |  | 38 | 1974 | 394dac024080 | bluebook | 80 | 3960.835 | 1400 | Central | Both Central and Space | Age 1979 and older | Gas 070-084.99 | 78-84.99 AFUE | Primary | 5589.4797
405 | DG19618715 | 2 | Other | 1970 - 1979 | Y | -99 | -99 | 13 - Fireplace |  | 01 - Natural Gas |  | 1-2 days/week | No |  | 1st Floor | 04 - Conditioned Space |  | 0 | Not Applicable |  |  |  | No Fan | -100 | -100 |  |  |  | -100 | Dont Know |  | Not Applicable | Not Applicable | Not Applicable |  | Not Applicable |  | -99 | -100 |  |  | -99 | 0 |  |  | -99 |  | 1400 | Space | Both Central and Space | Dont Know | Gas Dont Know | Dont Know | Secondary
406 | DG19618715 | 3 | Other | 1970 - 1979 | Y | -99 | -99 | 13 - Fireplace |  | 01 - Natural Gas |  | <1 day/week | No |  | 2nd Floor | 04 - Conditioned Space |  | 0 | No |  |  |  | No Fan | -100 | -100 |  |  |  | -100 | Dont Know |  | Not Applicable | Not Applicable | Not Applicable |  | Not Applicable |  | -99 | -100 |  |  | -99 | 0 |  |  | -99 |  | 1400 | Space | Both Central and Space | Dont Know | Gas Dont Know | Dont Know | Secondary
407 | DG19895626 | 1 | Furnace | 1970 - 1979 | N | 80 | 0 | 01 - Split Forced Air Furnace |  | 01 - Natural Gas | [5 empty] | 01 - Garage |  | 1 | No | york | p3hub16l08001c |  | 01 - Constant Speed | 100 | 80 |  |  |  | 0.8 | 01 - AFUE |  | Dont Know | Dont Know | No |  | Yes | not avvailable | -99 | -99 |  | 1 | -99 | 0 | p3hub16l08001c | CEC_fur | 80 | 2029.13 | 1740 | Central | Central | Dont Know | Gas 100-114.99 | 78-84.99 AFUE | Primary | 1107.3931
408 | DG20009736 | 1 | Furnace | 1995 - 1999 | Y | 80 | -99 | 01 - Split Forced Air Furnace |  | 01 - Natural Gas | [5 empty] | 02 - Attic |  | 1 | No | york |  |  | 01 - Constant Speed | -99 | -99 |  |  |  | -99 | 01 - AFUE |  | Dont Know | Dont Know | No |  | Yes | see notes | -99 | -99 |  | 1 | -99 | 0 |  |  | -99 |  | 2100 | Central | Central | Dont Know | Gas Dont Know | Dont Know | Primary
409 | DG20011518 | 1 | Other | 1995 - 1999 | N | -99 | -99 | 13 - Fireplace |  | 01 - Natural Gas |  | Daily | No |  | 1st Floor | 04 - Conditioned Space |  | 0 | No |  |  |  | No Fan | -100 | -100 |  |  |  | -100 | Dont Know |  | Not Applicable | Not Applicable | Not Applicable |  | Not Applicable |  | -99 | -100 |  |  | -99 | 0 |  |  | -99 |  | 2650 | Space | Both Central and Space | Dont Know | Gas Dont Know | Dont Know | Secondary
410 | DG20011518 | 2 | Furnace | 1995 - 1999 | N | 80 | 0 | 01 - Split Forced Air Furnace |  | 01 - Natural Gas | [5 empty] | 01 - Garage |  | 0.75 | No | lennox | 80mgf4x-75a-5 |  | 01 - Constant Speed | 75 | -99 |  |  |  | -99 | Dont Know |  | lennox | c23-51fc-1 | No |  | Yes | info plate | -99 | -99 |  | 1 | -99 | 0 | 80mgf4x75a5 | CEC_fur | 80 | 1243.26 | 2650 | Central | Both Central and Space | Dont Know | Gas 070-084.99 | 78-84.99 AFUE | Primary | 744.9552
411 | DG20011518 | 3 | Furnace | 1995 - 1999 | N | 80 | 0 | 01 - Split Forced Air Furnace |  | 01 - Natural Gas | [5 empty] | 02 - Attic |  | 0.25 | No | lennox | 80mgf3x-60a-4 |  | 01 - Constant Speed | 60 | -99 |  |  |  | -99 | Dont Know |  | Dont Know | bv124 36-b4b23 | No |  | Yes | info plate | -99 | -99 |  | 2 | -99 | 0 | 80mgf3x60a4 | CEC_fur | 80 |  | 2650 | Central | Both Central and Space | Dont Know | Gas 055-069.99 | 78-84.99 AFUE | Secondary
412 | DG20125920 | 1 | Furnace | 1980 - 1989 | N | 80 | 0 | 15 - Forced Air furnace (No AC) |  | 01 - Natural Gas | [5 empty] | 03 - Basement |  | 0.5 | Yes | johnson | acd15-u80-3 |  | 01 - Constant Speed | 80 | 64 |  |  |  | -99 | Dont Know |  | Not Applicable | Not Applicable | Not Applicable |  | No | older unit | -99 | -99 |  |  | -99 | 0 | acd15u803 | Field Data Only | 80 | 1243.26 | 4900 | Central | Both Central and Space | Dont Know | Gas 070-084.99 | 78-84.99 AFUE | Primary | 744.9552
413 | DG20125920 | 2 | Furnace | 1980 - 1989 | N | 80 | 0 | 15 - Forced Air furnace (No AC) | same unit as other | 01 - Natural Gas | [5 empty] | 04 - Conditioned Space |  | 0.5 | No | johnson | acd15-u80-3 |  | 01 - Constant Speed | 80 | 64 |  |  |  | -99 | Dont Know |  | Not Applicable | Not Applicable | Not Applicable |  | No | old | -99 | -99 |  |  | -99 | 0 | acd15u803 | Field Data Only | 80 |  | 4900 | Central | Both Central and Space | Dont Know | Gas 070-084.99 | 78-84.99 AFUE | Secondary
414 | DG20125920 | 3 | Other | 1980 - 1989 | N | -99 | -99 | 13 - Fireplace |  | 01 - Natural Gas |  | Daily | No |  | 2nd Floor | 04 - Conditioned Space |  | 0.25 | No |  |  |  | No Fan | -99 | -99 |  |  |  | -99 | Dont Know |  | Not Applicable | Not Applicable | Not Applicable |  | Not Applicable | it's a fire place w fake logs | -99 | -99 |  |  | -99 | 0 |  |  | -99 |  | 4900 | Space | Both Central and Space | Dont Know | Gas Dont Know | Dont Know | Secondary
415 | DG20137328 | 1 | Furnace | 2000 - 2012 | N | 80 | -99 | 01 - Split Forced Air Furnace |  | 01 - Natural Gas | [5 empty] | 02 - Attic |  | 0.5 | No |  |  |  | 01 - Constant Speed | -99 | -99 |  |  |  | -99 | 01 - AFUE |  | Dont Know | Dont Know | Dont Know |  | Yes | no access to fau | -99 | -99 |  | 1 | -99 | 0 |  |  | -99 |  | 4000 | Central | Central | Dont Know | Gas Dont Know | Dont Know | Primary
416 | DG20137328 | 2 | Furnace | 2000 - 2012 | N | 80 | -99 | 01 - Split Forced Air Furnace |  | 01 - Natural Gas | [5 empty] | 02 - Attic |  | 0.5 | No |  |  |  | 01 - Constant Speed | -99 | -99 |  |  |  | -99 | Dont Know |  | Dont Know | Dont Know | Dont Know |  | Yes | no access to fau | -99 | -99 |  | 2 | -99 | 0 |  |  | -99 |  | 4000 | Central | Central | Dont Know | Gas Dont Know | Dont Know | Secondary
417 | DG20175313 | 1 | Furnace | 2000 - 2012 | N | 80 | -0.0145 | 01 - Split Forced Air Furnace |  | 01 - Natural Gas | [5 empty] | 02 - Attic |  | 0.5 | Yes | carrier | 58rav070-12 |  | 02 - Variable Speed | 69 | 56 |  |  |  | 0.8 | 01 - AFUE |  | Allstyle coil co lp | aslb364022t+s | No |  | Yes |  | -99 | -99 |  | 1 | -99 | 0 | 58rav07012 | CEC_fur | 81.16 | 1437.86 | 3800 | Central | Central | Dont Know | Gas 055-069.99 | 78-84.99 AFUE | Primary | 1512.224
418 | DG20175313 | 2 | Furnace | 2000 - 2012 | N | 80 | -0.0145 | 01 - Split Forced Air Furnace |  | 01 - Natural Gas | [5 empty] | 02 - Attic |  | 0.5 | Yes | carrier | 58rav070-12 |  | 02 - Variable Speed | 69 | 56 |  |  |  | 0.8 | 01 - AFUE |  | allstyle coil co lp | aslb364022t+s | No |  | Yes |  | -99 | -99 |  | 2 | -99 | 0 | 58rav07012 | CEC_fur | 81.16 |  | 3800 | Central | Central | Dont Know | Gas 055-069.99 | 78-84.99 AFUE | Secondary
419 | DG20292712 | 1 | Furnace | 1995 - 1999 | N | 80 | 0 | 01 - Split Forced Air Furnace |  | 01 - Natural Gas | [5 empty] | 05 - Mechanical Closet |  | 1 | No | payne | 383kav060090 |  | 01 - Constant Speed | 110 | 88 |  |  |  | 0.8 | 01 - AFUE |  | Dont Know | Dont Know | No |  | Yes | see notes | -99 | -99 |  | 1 | -99 | 0 | 383kav060090 | CEC_fur | 80 | 1437.86 | 3100 | Central | Central | Dont Know | Gas 100-114.99 | 78-84.99 AFUE | Primary | 1512.224
420 | DG20294754 | 1 | Other | 1980 - 1989 | N | -99 | -99 | 13 - Fireplace |  | 01 - Natural Gas |  | 3-5 days/week | No |  | 1st Floor | 04 - Conditioned Space |  | 0 | Not Applicable |  |  |  | No Fan | -99 | -100 |  |  |  | -100 | Dont Know |  | Not Applicable | Not Applicable | Not Applicable |  | Not Applicable | no info plate | -99 | -99 |  |  | -99 | 0 |  |  | -99 |  | 2400 | Space | Both Central and Space | Dont Know | Gas Dont Know | Dont Know | Secondary
421 | DG20294754 | 2 | Furnace | 1980 - 1989 | N | 80 | -99 | 15 - Forced Air furnace (No AC) |  | 01 - Natural Gas | [5 empty] | 01 - Garage |  | 1 | No | lennox | g1604x-75-1 | 01/01/1982 | 01 - Constant Speed | 75 | -99 |  |  |  | -99 | Dont Know |  | Not Applicable | Not Applicable | Not Applicable |  | No | info plate | -99 | 1982 |  |  | 30 | 1982 | g1604x751 |  | -99 |  | 2400 | Central | Both Central and Space | Age 1980 to 1984 | Gas 070-084.99 | Dont Know | Primary
422 | DG20565845 | 1 | Furnace | 1980 - 1989 | N | 80 | -99 | 15 - Forced Air furnace (No AC) |  | 01 - Natural Gas | [5 empty] | 01 - Garage |  | 1 | No | carrier | 58SC055-CA | 01/01/1982 | 01 - Constant Speed | 64 | -99 |  |  |  | -99 | Dont Know |  | Not Applicable | Not Applicable | Not Applicable |  | No | info plate | -99 | 1982 |  |  | 30 | 1982 | 58SC055CA |  | -99 |  | 2030 | Central | Both Central and Space | Age 1980 to 1984 | Gas 055-069.99 | Dont Know | Primary
423 | DG20565845 | 2 | Other | 1980 - 1989 | N | -99 | -99 | 13 - Fireplace |  | 01 - Natural Gas |  | 1-2 days/week | No |  | 1st Floor | 04 - Conditioned Space |  | 0 | No |  |  |  | No Fan | -100 | -100 |  |  |  | -100 | Dont Know |  | Not Applicable | Not Applicable | Not Applicable |  | Not Applicable |  | -99 | -100 |  |  | -99 | 0 |  |  | -99 |  | 2030 | Space | Both Central and Space | Dont Know | Gas Dont Know | Dont Know | Secondary
424 | DG21249265 | 1 | Furnace | 1970 - 1979 | N | 80 | 0 | 01 - Split Forced Air Furnace |  | 01 - Natural Gas | [5 empty] | 05 - Mechanical Closet |  | 1 | No | rheem | rgph07nauer |  | 01 - Constant Speed | 75 | 60 |  |  |  | 0.8 | 01 - AFUE |  | rheem | rcba3765gh178 | No |  | Yes |  | -99 | -99 |  | 1 | -99 | 0 | rgph07nauer | CEC_fur | 80 | 1437.86 | 1200 | Central | Central | Dont Know | Gas 070-084.99 | 78-84.99 AFUE | Primary | 1512.224
425 | DG21251246 | 1 | Furnace | 1990 - 1994 | N | 80 | -99 | 01 - Split Forced Air Furnace |  | 01 - Natural Gas | [5 empty] | 02 - Attic |  | 0.5 | No | rheem | rgvh-07namgr |  | 01 - Constant Speed | 75 | -99 |  |  |  | -99 | Dont Know |  | allstyle | aslb488482c | No |  | Yes | info plate | -99 | -99 |  | 1 | -99 | 0 | rgvh07namgr |  | -99 |  | 3800 | Central | Central | Dont Know | Gas 070-084.99 | Dont Know | Primary
426 | DG21251246 | 2 | Furnace | 1990 - 1994 | N | 80 | -99 | 01 - Split Forced Air Furnace |  | 01 - Natural Gas | [5 empty] | 02 - Attic |  | 0.5 | No | rheem | rvgh-05nauer |  | 01 - Constant Speed | 50 | -99 |  |  |  | -99 | Dont Know |  | allstyle | asfm36362tc | No |  | Yes | info plate | -99 | -99 |  | 2 | -99 | 0 | rvgh05nauer |  | -99 |  | 3800 | Central | Central | Dont Know | Gas 040-054.99 | Dont Know | Secondary
427 | DG21633035 | 1 | Furnace | 1970 - 1979 | N | 80 | 0 | 15 - Forced Air furnace (No AC) |  | 01 - Natural Gas | [5 empty] | 01 - Garage |  | 1 | No | york | p4hua12l06401a |  | 01 - Constant Speed | 80 | 64 |  |  |  | 0.8 | 01 - AFUE |  | Not Applicable | Not Applicable | Not Applicable |  | Not Applicable |  | -99 | -99 |  |  | -99 | 0 | p4hua12l06401a | CEC_2009 | 80 | 1437.86 | 1500 | Central | Central | Dont Know | Gas 070-084.99 | 78-84.99 AFUE | Primary | 1512.224
428 | DG21983399 | 1 | Furnace | 1970 - 1979 | Y | 80 | 0 | 01 - Split Forced Air Furnace |  | 01 - Natural Gas | [5 empty] | 05 - Mechanical Closet |  | 0.5 | No | trane | tud060r9v3k5 | 05/01/2009 | 01 - Constant Speed | 60 | -99 |  |  |  | -99 | Dont Know |  | american standard | 4txcb025as3hcaa | No |  | Yes | info plate | 5 | 2009 |  | 1 | 3 | 2009 | tud060r9v3k5 | CEC_fur | 80 | 2352.9 | 5200 | Central | Central | Age 2006 to 2009 | Gas 055-069.99 | 78-84.99 AFUE | Primary | 4349.2174
429 | DG21983399 | 2 | Furnace | 1970 - 1979 | Y | 80 | -99 | 01 - Split Forced Air Furnace |  | 01 - Natural Gas | [5 empty] | 05 - Mechanical Closet |  | 0 | No | carrier |  |  | 01 - Constant Speed | -99 | -99 |  |  |  | -99 | Dont Know |  | bdp | Dont Know | No |  | Yes | corroded info plate / can't read | -99 | -99 |  | 2 | -99 | 0 |  |  | -99 |  | 5200 | Central | Central | Dont Know | Gas Dont Know | Dont Know | Secondary
430 | DG21983399 | 3 | Furnace | 1970 - 1979 | Y | 80 | 0 | 01 - Split Forced Air Furnace |  | 01 - Natural Gas | [5 empty] | 05 - Mechanical Closet |  | 0.5 | No | trane | tud140r9v5k4 |  | 01 - Constant Speed | 140 | -99 |  |  |  | -99 | Dont Know |  | trane | 4txcd061bc3hcaa | No |  | Yes | info plate | -99 | -99 |  | 2 | -99 | 0 | tud140r9v5k4 | CEC_fur | 80 |  | 5200 | Central | Central | Dont Know | Gas 130+ | 78-84.99 AFUE | Secondary
431 | DG22223328 | 1 | Furnace | 1980 - 1989 | N | 80 | 0 | 01 - Split Forced Air Furnace |  | 01 - Natural Gas | [5 empty] | 02 - Attic |  | 0.5 | No | carrier | 58pav090-lc | 04/01/1990 | 01 - Constant Speed | 110 | -99 |  |  |  | -99 | Dont Know |  | Dont Know | cd5aa048-905 | Not Applicable |  | Yes | ac units were removed | 4 | 1990 |  |  | 22 | 1990 | 58pav090lc | bluebook | 80 | 2423.6831 | 3800 | Central | Both Central and Space | Age 1990 to 1994 | Gas 100-114.99 | 78-84.99 AFUE | Primary | 1322.7195
432 | DG22223328 | 2 | Other | 1980 - 1989 | N | -99 | -99 | 13 - Fireplace |  | 01 - Natural Gas |  | <1 day/week | No |  | 1st Floor | 04 - Conditioned Space |  | 0 | No |  |  | 01/01/1983 | No Fan | -99 | -99 |  |  |  | -99 | Dont Know |  | Not Applicable | Not Applicable | Not Applicable |  | Not Applicable | no nameplate | -99 | 1983 |  |  | 29 | 1983 |  |  | -99 |  | 3800 | Space | Both Central and Space | Age 1980 to 1984 | Gas Dont Know | Dont Know | Secondary
433 | DG22223328 | 3 | Other | 1980 - 1989 | N | -99 | -99 | 13 - Fireplace |  | 01 - Natural Gas |  | <1 day/week | No |  | 2nd Floor | 04 - Conditioned Space |  | 0 | No |  |  | 01/01/1983 | No Fan | -99 | -99 |  |  |  | -99 | Dont Know |  | Not Applicable | Not Applicable | Not Applicable |  | Not Applicable | no nameplate | -99 | 1983 |  |  | 29 | 1983 |  |  | -99 |  | 3800 | Space | Both Central and Space | Age 1980 to 1984 | Gas Dont Know | Dont Know | Secondary
434 | DG22223328 | 4 | Furnace | 1980 - 1989 | N | 80 | 0 | 01 - Split Forced Air Furnace |  | 01 - Natural Gas | [5 empty] | 02 - Attic |  | 0.5 | Yes | American standard | aud080c948h4 |  | 01 - Constant Speed | 80 | 64 |  |  |  | 0.8 | 01 - AFUE |  | allstate | fmsp | Not Applicable |  | Yes |  | -99 | -99 |  |  | -99 | 0 | aud080c948h4 | CEC_fur | 80 |  | 3800 | Central | Both Central and Space | Dont Know | Gas 070-084.99 | 78-84.99 AFUE | Secondary
435 | DG22357087 | 1 | Furnace | 2000 - 2012 | N | 80 | -99 | 01 - Split Forced Air Furnace |  | 01 - Natural Gas | [5 empty] | 02 - Attic |  | 0.75 | No |  |  |  | 01 - Constant Speed | -99 | -99 |  |  |  | -99 | 01 - AFUE |  | Dont Know | Dont Know | No |  | Yes | see notes | -99 | -99 |  | 1 | -99 | 0 |  |  | -99 |  | 2900 | Central | Central | Dont Know | Gas Dont Know | Dont Know | Primary
436 | DG22727310 | 1 | Furnace | 1970 - 1979 | N | 80 | 0 | 15 - Forced Air furnace (No AC) |  | 01 - Natural Gas | [5 empty] | 05 - Mechanical Closet |  | 1 | No | day & night | 80019-0 |  | 01 - Constant Speed | 80 | 64 |  |  |  | 0.8 | 01 - AFUE |  | Not Applicable | Not Applicable | Not Applicable |  | No |  | -99 | -99 |  |  | -99 | 0 | 800190 | Field Data Only | 80 | 1437.86 | 1600 | Central | Central | Dont Know | Gas 070-084.99 | 78-84.99 AFUE | Primary | 1512.224
437 | DX13106139 | 1 | Furnace | 1980 - 1989 | N | 80 | -99 | 01 - Split Forced Air Furnace |  | 03 - Propane | [5 empty] | 02 - Attic |  | 1 | No | bard | esg 060 d48d |  | 01 - Constant Speed | 60 | -99 |  |  |  | -99 | Dont Know |  | airmax | hc 36 | No |  | Yes | info plate | -99 | -99 |  | 1 | -99 | 0 | esg060d48d |  | -99 |  | 1559 | Central | Both Central and Space | Dont Know | Gas 055-069.99 | Dont Know | Primary
438 | DX13106139 | 2 | Other | 1980 - 1989 | N | -99 | -99 | 13 - Fireplace |  | 03 - Propane |  | Daily | No |  | 1st Floor | 04 - Conditioned Space |  | 0 | Not Applicable |  |  |  | No Fan | -100 | -100 |  |  |  | -100 | Dont Know |  | Not Applicable | Not Applicable | Not Applicable |  | Not Applicable |  | -99 | -100 |  |  | -99 | 0 |  |  | -99 |  | 1559 | Space | Both Central and Space | Dont Know | Gas Dont Know | Dont Know | Secondary
439 | DX13235222 | 1 | Furnace | 1980 - 1989 | N | 80 | -99 | 01 - Split Forced Air Furnace |  | 01 - Natural Gas | [5 empty] | 05 - Mechanical Closet |  | 1 | No |  |  |  | No Fan | -99 | -99 |  |  |  | -100 | Dont Know |  | Dont Know | Dont Know | Dont Know |  | Yes | access denied by property management | -99 | -99 |  | 1 | -99 | 0 |  |  | -99 |  | 1050 | Central | Central | Dont Know | Gas Dont Know | Dont Know | Primary
440 | DX13389362 | 1 | Wall Furnace | 1980 - 1989 | N | 65 | -99 | 03 - Wall Furnace |  | 03 - Propane | [5 empty] | 04 - Conditioned Space |  | 1 | No | williams | 25-35-50 |  | 01 - Constant Speed | -99 | -99 |  |  |  | -99 | Dont Know |  | Not Applicable | Not Applicable | Not Applicable |  | Not Applicable | nameplate | -99 | -99 |  |  | -99 | 0 | 253550 |  | -99 |  | 1300 | Space | Space | Dont Know | Gas Dont Know | Dont Know | Primary
441 | DX13510638 | 1 | Furnace | 2000 - 2012 | N | 80 | -99 | 01 - Split Forced Air Furnace |  | 03 - Propane | [5 empty] | 02 - Attic |  | 1 | No | goodman |  |  | 01 - Constant Speed | -99 | -99 |  |  |  | -99 | Dont Know |  | Dont Know | Dont Know | Dont Know |  | Yes | no access to furnace in attic | -99 | -99 |  | 1 | -99 | 0 |  |  | -99 |  | 2500 | Central | Central | Dont Know | Gas Dont Know | Dont Know | Primary
442 | DX13531795 | 1 | Furnace | 1995 - 1999 | N | 80 | -99 | 01 - Split Forced Air Furnace |  | 01 - Natural Gas | [5 empty] | 04 - Conditioned Space |  | 1 | No |  |  |  | 01 - Constant Speed | -99 | -99 | -99 | Dont Know |  | -99 | Dont Know |  | Not Applicable | Not Applicable | Not Applicable |  | Not Applicable | no access to data | -99 | -100 |  | 1 | -99 | 0 |  |  | -99 |  | 700 | Central | Central | Dont Know | Gas Dont Know | Dont Know | Primary
443 | DX13888890 | 1 | Other | 1970 - 1979 | Y | -99 | -99 | 10 - Ceiling Cable |  | 02 - Electric | [5 empty] | 02 - Attic |  | 0.75 | No |  |  |  | No Fan |  |  | -99 | Dont Know |  | -99 | Dont Know |  | Not Applicable | Not Applicable | Not Applicable |  | Not Applicable | no access to data | -99 | -99 |  |  | -99 | 0 |  |  | -99 |  | 1000 | Space | Space | Dont Know | Elec Dont Know | Dont Know | Primary
444 | DX13888890 | 2 | Other | 1970 - 1979 | Y | -99 | -99 | 10 - Ceiling Cable |  | 02 - Electric | [5 empty] | 02 - Attic |  | 0.25 | No |  |  |  | No Fan |  |  | -99 | Dont Know |  | -99 | Dont Know |  | Not Applicable | Not Applicable | Not Applicable |  | Not Applicable | no access to data | -99 | -99 |  |  | -99 | 0 |  |  | -99 |  | 1000 | Space | Space | Dont Know | Elec Dont Know | Dont Know | Secondary
445 | DX13968994 | 1 | Furnace | 1970 - 1979 | N | 80 | -0.011375 | 15 - Forced Air furnace (No AC) |  | 03 - Propane | [5 empty] | 04 - Conditioned Space |  | 0.5 | No | weathermaker | 58wav111---14120 |  | 01 - Constant Speed | 110 | 89 |  |  |  | -99 | Dont Know |  | Not Applicable | Not Applicable | Not Applicable |  | No | info plate | -99 | -99 |  |  | -99 | 0 | 58wav11114120 | CEC_fur | 80.91 | 1437.86 | 3800 | Central | Both Central and Space | Dont Know | Gas 100-114.99 | 78-84.99 AFUE | Primary | 2323.3298
446 | DX13968994 | 2 | Furnace | 1970 - 1979 | N | 80 | 0 | 15 - Forced Air furnace (No AC) |  | 03 - Propane | [5 empty] | 04 - Conditioned Space |  | 0.5 | No | York | pbkm-ld14w100c |  | 01 - Constant Speed | 100 | 80 |  |  |  | -99 | Dont Know |  | Not Applicable | Not Applicable | Not Applicable |  | No | manufacturer name not visible | -99 | -99 |  |  | -99 | 0 | pbkmld14w100c | CEC_fur | 80 |  | 3800 | Central | Both Central and Space | Dont Know | Gas 100-114.99 | 78-84.99 AFUE | Secondary
447 | DX13968994 | 3 | Other | 1970 - 1979 | N | -99 | -99 | 13 - Fireplace |  | 05 - Wood |  | <1 day/week | No |  | 1st Floor | 04 - Conditioned Space |  | 0 | Not Applicable |  |  |  | No Fan | [5 empty] | -100 | Dont Know |  | Not Applicable | Not Applicable | Not Applicable | Not | Not Applicable |  | -99 | -99 |  |  | -99 | 0 |  |  | -99 |  | 3800 | Space | Both Central and Space | Dont Know |  | Dont Know | Secondary
448 | DX14108555 | 1 | Furnace | 2000 - 2012 | Y | 80 | 0 | 01 - Split Forced Air Furnace |  | 03 - Propane | [5 empty] | 02 - Attic |  | 1 | No | rheem | rgph-10nbrjr | 11/01/2010 | 01 - Constant Speed | 100 | -99 |  |  |  | -99 | Dont Know |  | allstyle | asfm604823t+s | No |  | Yes | info plate | 11 | 2010 |  | 1 | 2 | 2010 | rgph10nbrjr | CEC_fur | 80 | 4034.25 | 2200 | Central | Both Central and Space | Age 2010 to 2012 | Gas 100-114.99 | 78-84.99 AFUE | Primary | 2966.3279
449 | DX14108555 | 2 | Other | 2000 - 2012 | Y | -99 | -99 | 13 - Fireplace |  | 05 - Wood |  | <1 day/week | Yes | -99 | 1st Floor | 04 - Conditioned Space |  | 0 | Not Applicable |  |  |  | No Fan | [5 empty] | -100 | Dont Know |  | Not Applicable | Not Applicable | Not Applicable | Not | Not Applicable | no info plate | -99 | -100 |  |  | -99 | 0 |  |  | -99 |  | 2200 | Space | Both Central and Space | Dont Know |  | Dont Know | Secondary
450 | DX14252321 | 1 | Heat Pump | 1980 - 1989 | N | 8.2 | -99 | 06 - Split Heat pump w/o electronic supplement |  | 02 - Electric | [5 empty] | 06 - Roof |  | 1 | No |  |  |  | 01 - Constant Speed |  |  | -99 | Dont Know |  | -99 | Dont Know |  | Dont Know | Dont Know | No |  | Yes | see notes | -99 | -99 |  |  | -99 | 0 |  |  | -99 |  | 2266 | Central | Central | Dont Know | Elec Dont Know | Dont Know | Primary
451 | DX14294462 | 1 | Furnace | 1970 - 1979 | N | 80 | -99 | 02 - Package Furnace/AC |  | 02 - Electric | [5 empty] | 02 - Attic |  | 1 | No |  |  |  | 01 - Constant Speed | -99 | -99 | -99 | Dont Know |  | -99 | Dont Know |  | Not Applicable | Not Applicable | Not Applicable |  | Not Applicable | extremely dangerous access | -99 | -99 | 1 | 2 | -99 | 0 |  |  | -99 |  | 1440 | Central | Central | Dont Know | Elec Dont Know | Dont Know | Primary
452 | DX14302576 | 1 | Other | 1980 - 1989 | Y | -99 | -99 | 08 - Electronic Resistance Wall Unit |  | 02 - Electric | [5 empty] | 04 - Conditioned Space |  | 0.25 | No | thermador |  |  | 01 - Constant Speed |  |  | -99 | Dont Know |  | -99 | Dont Know |  | Not Applicable | Not Applicable | Not Applicable |  | Not Applicable | no nameplate | -99 | -99 |  |  | -99 | 0 |  |  | -99 |  | 1100 | Space | Space | Dont Know | Elec Dont Know | Dont Know | Primary
453 | DX14302576 | 2 | Other | 1980 - 1989 | Y | -99 | -99 | 08 - Electronic Resistance Wall Unit |  | 02 - Electric | [5 empty] | 04 - Conditioned Space |  | 0.25 | No | thermador |  |  | 01 - Constant Speed |  |  | -99 | Dont Know |  | -99 | Dont Know |  | Not Applicable | Not Applicable | Not Applicable |  | Not Applicable | no nameplate | -99 | -99 |  |  | -99 | 0 |  |  | -99 |  | 1100 | Space | Space | Dont Know | Elec Dont Know | Dont Know | Secondary
454 | DX14302576 | 3 | Other | 1980 - 1989 | Y | -99 | -99 | 08 - Electronic Resistance Wall Unit |  | 02 - Electric | [5 empty] | 04 - Conditioned Space |  | 0.25 | No | thermador |  |  | 01 - Constant Speed |  |  | -99 | Dont Know |  | -99 | Dont Know |  | Not Applicable | Not Applicable | Not Applicable |  | Not Applicable | no nameplate | -99 | -99 |  |  | -99 | 0 |  |  | -99 |  | 1100 | Space | Space | Dont Know | Elec Dont Know | Dont Know | Secondary
455 | DX14302576 | 4 | Other | 1980 - 1989 | Y | -99 | -99 | 08 - Electronic Resistance Wall Unit |  | 02 - Electric | [5 empty] | 04 - Conditioned Space |  | 0.25 | No | thermador |  |  | 01 - Constant Speed |  |  | -99 | Dont Know |  | -99 | Dont Know |  | Not Applicable | Not Applicable | Not Applicable |  | Not Applicable | no nameplate | -99 | -99 |  |  | -99 | 0 |  |  | -99 |  | 1100 | Space | Space | Dont Know | Elec Dont Know | Dont Know | Secondary
456 | DX14345647 | 1 | Furnace | 2000 - 2012 | N | 80 | 0 | 01 - Split Forced Air Furnace |  | 03 - Propane | [5 empty] | 02 - Attic |  | 1 | No | goodman | gmp100-5 |  | 01 - Constant Speed | 100 | 80 |  |  |  | 0.8 | 01 - AFUE |  | Dont Know | Dont Know | No |  | Yes | not on label | -99 | -99 |  | 1 | -99 | 0 | gmp1005 | CEC_fur | 80 | 1243.26 | 2350 | Central | Central | Dont Know | Gas 100-114.99 | 78-84.99 AFUE | Primary | 744.9552
457 | DX14394902 | 1 | Furnace | 1980 - 1989 | N | 80 | -99 | 01 - Split Forced Air Furnace |  | 03 - Propane | [5 empty] | 02 - Attic |  | 1 | No | carrier |  |  | 01 - Constant Speed | -99 | -99 |  |  |  | -99 | Dont Know |  | carrier | Dont Know | No |  | Yes | limited access | -99 | -99 |  | 1 | -99 | 0 |  |  | -99 |  | 1690 | Central | Both Central and Space | Dont Know | Gas Dont Know | Dont Know | Primary
458 | DX14394902 | 2 | Other | 1980 - 1989 | N | -99 | -99 | 13 - Fireplace |  | 05 - Wood |  | Daily | Yes | -99 | 1st Floor | 04 - Conditioned Space |  | 0.5 | No | avalon |  |  | 02 - Variable Speed | [5 empty] | -99 | Dont Know |  | Not Applicable | Not Applicable | Not Applicable | Dont | Not Applicable | no label | -99 | -99 |  |  | -99 | 0 |  |  | -99 |  | 1690 | Space | Both Central and Space | Dont Know |  | Dont Know | Secondary
459 | DX14622606 | 1 | Other | 1970 - 1979 | N | -99 | -99 | 10 - Ceiling Cable |  | 02 - Electric | [5 empty] | 02 - Attic |  | 0.25 | No |  |  |  | No Fan |  |  | -99 | Dont Know |  | -99 | Dont Know |  | Not Applicable | Not Applicable | Not Applicable |  | Not Applicable | no access to any data 4 mechanical stats in house | -99 | -99 |  |  | -99 | 0 |  |  | -99 |  | 1400 | Space | Space | Dont Know | Elec Dont Know | Dont Know | Primary
460 | DX14637479 | 1 | Other | 1970 - 1979 | N | -99 | -99 | 11 - Electronic Baseboards |  | 02 - Electric | [5 empty] | 04 - Conditioned Space |  | 0.2 | No |  |  |  | No Fan |  |  | -99 | Dont Know |  | -99 | Dont Know |  | Not Applicable | Not Applicable | Not Applicable |  | Not Applicable | no nameplate | -99 | -99 |  |  | -99 | 0 |  |  | -99 |  | 1400 | Space | Space | Dont Know | Elec Dont Know | Dont Know | Primary
461 | DX14637479 | 2 | Other | 1970 - 1979 | N | -99 | -99 | 11 - Electronic Baseboards |  | 02 - Electric | [5 empty] | 04 - Conditioned Space |  | 0.2 | No |  |  |  | No Fan |  |  | -99 | Dont Know |  | -99 | Dont Know |  | Not Applicable | Not Applicable | Not Applicable |  | Not Applicable | not available | -99 | -99 |  |  | -99 | 0 |  |  | -99 |  | 1400 | Space | Space | Dont Know | Elec Dont Know | Dont Know | Secondary
462 | DX14637479 | 3 | Other | 1970 - 1979 | N | -99 | -99 | 11 - Electronic Baseboards |  | 02 - Electric | [5 empty] | 04 - Conditioned Space |  | 0.2 | No |  |  |  | No Fan |  |  | -99 | Dont Know |  | -99 | Dont Know |  | Not Applicable | Not Applicable | Not Applicable |  | Not Applicable | n/a | -99 | -99 |  |  | -99 | 0 |  |  | -99 |  | 1400 | Space | Space | Dont Know | Elec Dont Know | Dont Know | Secondary
463 | DX14637479 | 4 | Other | 1970 - 1979 | N | -99 | -99 | 11 - Electronic Baseboards |  | 02 - Electric | [5 empty] | 04 - Conditioned Space |  | 0.2 | No |  |  |  | No Fan |  |  | -99 | Dont Know |  | -99 | Dont Know |  | Not Applicable | Not Applicable | Not Applicable |  | Not Applicable | n/a | -99 | -99 |  |  | -99 | 0 |  |  | -99 |  | 1400 | Space | Space | Dont Know | Elec Dont Know | Dont Know | Secondary
464 | DX14637479 | 5 | Other | 1970 - 1979 | N | -99 | -99 | 11 - Electronic Baseboards |  | 02 - Electric | [5 empty] | 04 - Conditioned Space |  | 0.2 | No |  |  |  | No Fan |  |  | -99 | Dont Know |  | -99 | Dont Know |  | Not Applicable | Not Applicable | Not Applicable |  | Not Applicable | n/a | -99 | -99 |  |  | -99 | 0 |  |  | -99 |  | 1400 | Space | Space | Dont Know | Elec Dont Know | Dont Know | Secondary
465 | DX14674265 | 1 | Wall Furnace | 1970 - 1979 | Y | 65 | -99 | 03 - Wall Furnace |  | 03 - Propane | [5 empty] | 04 - Conditioned Space |  | 0.5 | No |  |  |  | No Fan | -99 | -99 |  |  |  | -99 | Dont Know |  | Not Applicable | Not Applicable | Not Applicable |  | No | no name plate | -99 | -99 |  |  | -99 | 0 |  |  | -99 |  | 1550 | Space | Space | Dont Know | Gas Dont Know | Dont Know | Primary
466 | DX14674265 | 2 | Wall Furnace | 1970 - 1979 | Y | 65 | -99 | 03 - Wall Furnace |  | 03 - Propane | [5 empty] | 04 - Conditioned Space |  | 0.5 | No |  |  |  | No Fan | -99 | -99 |  |  |  | -99 | Dont Know |  | Not Applicable | Not Applicable | Not Applicable |  | Not Applicable | no nameplate | -99 | -99 |  |  | -99 | 0 |  |  | -99 |  | 1550 | Space | Space | Dont Know | Gas Dont Know | Dont Know | Secondary
467 | DX14722428 | 1 | Boiler | 2000 - 2012 | N | 82 | -99 | 04 - Hydronic System |  | 01 - Natural Gas | hydronic |  |  |  |  | Other | mechanial room | 1 | No |  |  |  | 01 - Constant Speed | [5 empty] | -99 | Dont Know |  | Not Applicable | Not Applicable | Not Applicable | Dont | Not Applicable | see notes | -99 | -99 |  |  | -99 | 0 |  |  | -99 |  | 1100 | Central | Central | Dont Know | Gas Dont Know | Dont Know | Primary
468 | DX14989075 | 1 | Other | Dont Know | Y | -99 | -99 | 16 - Common Building | radiant floor perhaps? stats in three rooms | 01 - Natural Gas | [5 empty] | Other | common bldg | 0.75 | No |  |  |  | No Fan | -99 | -99 |  |  |  | -99 | Dont Know |  | Not Applicable | Not Applicable | Not Applicable |  | No |  | -99 | -99 |  |  | -99 | 0 |  |  | -99 |  | 1100 | Central | Central | Dont Know | Gas Dont Know | Dont Know | Primary
469 | DX15064754 | 1 | Other | 1900 - 1969 | Y | -99 | -99 | 10 - Ceiling Cable |  | 02 - Electric | [5 empty] | 02 - Attic |  | 1 | No |  |  |  | No Fan |  |  | -99 | Dont Know |  | -99 | Dont Know |  | Not Applicable | Not Applicable | Not Applicable |  | Not Applicable | no data available | -99 | -99 |  |  | -99 | 0 |  |  | -99 |  | 800 | Space | Space | Dont Know | Elec Dont Know | Dont Know | Primary
470 | DX15117527 | 1 | Furnace | 1970 - 1979 | N | 80 | -99 | 01 - Split Forced Air Furnace |  | 02 - Electric | heat pump |  |  |  |  | 02 - Attic |  | 1 | No | goodman | mbr2000aa-1aa |  | 01 - Constant Speed | [5 empty] | -99 | Dont Know |  | goodman | chpf4860d6ca | Yes | Dont | Yes | not available | -99 | -99 |  | 1 | -99 | 0 | mbr2000aa1aa |  | -99 |  | 2800 | Central | Central | Dont Know | Elec Dont Know | Dont Know | Primary
471 | DX15195818 | 1 | Furnace | 1900 - 1969 | N | 80 | -99 | 15 - Forced Air furnace (No AC) |  | 03 - Propane | [5 empty] | 01 - Garage |  | 1 | No | payne | 80FAU12 |  | 01 - Constant Speed | 80 | -99 |  |  |  | -99 | Dont Know |  | Not Applicable | Not Applicable | Not Applicable |  | No | info plate | -99 | -99 |  |  | -99 | 0 | 80FAU12 |  | -99 |  | 1800 | Central | Central | Dont Know | Gas 070-084.99 | Dont Know | Primary
472 | DX15231885 | 1 | Furnace | 1900 - 1969 | N | 80 | -99 | 01 - Split Forced Air Furnace |  | 02 - Electric | [5 empty] | 02 - Attic |  | 1 | No | goodman |  |  | 01 - Constant Speed |  |  | -99 | Dont Know |  | -99 | Dont Know |  | Dont Know | Dont Know | No |  | Yes | na | -99 | -99 |  | 1 | -99 | 0 |  |  | -99 |  | 960 | Central | Central | Dont Know | Elec Dont Know | Dont Know | Primary
473 | DX15492960 | 1 | Heat Pump | 1900 - 1969 | N | 8.2 | -99 | 05 - Split Heat pump w/ electronic supplement |  | 02 - Electric | [5 empty] | 02 - Attic |  | 1 | Dont Know | rheem | rbhc24j11nhb | 01/01/1995 | 01 - Constant Speed |  |  | 39 | 02 - Amps |  | -99 | Dont Know |  | rheem | Dont Know | Dont Know |  | Yes | not on label | 1 | 1995 |  | 1 | 17 | 1995 | rbhc24j11nhb |  | -99 |  | 2900 | Central | Central | Age 1995 to 1999 | Elec 9+ | Dont Know | Primary
474 | DX15618829 | 1 | Furnace | 2000 - 2012 | N | 80 | -99 | 01 - Split Forced Air Furnace |  | 03 - Propane | [5 empty] | 02 - Attic |  | 1 | No | goodman |  |  | 01 - Constant Speed | -99 | -99 |  |  |  | -99 | Dont Know |  | Dont Know | Dont Know | No |  | Yes | no access | -99 | -99 |  | 1 | -99 | 0 |  |  | -99 |  | 1500 | Central | Central | Dont Know | Gas Dont Know | Dont Know | Primary
475 | DX15621770 | 1 | Furnace | 2000 - 2012 | N | 80 | -99 | 02 - Package Furnace/AC |  | 02 - Electric | [5 empty] | 04 - Conditioned Space |  | 1 | Dont Know | fap | em018-1vtc |  | 01 - Constant Speed |  |  | 20 | 02 - Amps |  | -99 | Dont Know |  | Not Applicable | Not Applicable | Not Applicable |  | Not Applicable | name plate/no access | -99 | -99 | 1 | 1 | -99 | 0 | em0181vtc |  | -99 |  | 799 | Central | Central | Dont Know | Elec 9+ | Dont Know | Primary
476 | DX15681694 | 1 | Other | 1900 - 1969 | Y | -99 | -99 | 10 - Ceiling Cable |  | 02 - Electric | [5 empty] | 02 - Attic |  | 1 | No |  |  |  | No Fan |  |  | -99 | Dont Know |  | -99 | Dont Know |  | Not Applicable | Not Applicable | Not Applicable |  | Not Applicable | see notes | -99 | -99 |  |  | -99 | 0 |  |  | -99 |  | 800 | Space | Space | Dont Know | Elec Dont Know | Dont Know | Primary
477 | DX15821802 | 1 | Heat Pump | 1970 - 1979 | N | 8.2 | -99 | 05 - Split Heat pump w/ electronic supplement |  | 02 - Electric | [5 empty] | 05 - Mechanical Closet |  | 1 | No | bryant | FB4ANF060 |  | 01 - Constant Speed |  |  | -99 | Dont Know |  | -99 | Dont Know |  | Not Applicable | Not Applicable | Not Applicable |  | Not Applicable | nameplate | -99 | -99 |  | 1 | -99 | 0 | FB4ANF060 |  | -99 |  | 2300 | Central | Central | Dont Know | Elec Dont Know | Dont Know | Primary
478 | DX15871753 | 1 | Boiler | 1970 - 1979 | N | 82 | -99 | 04 - Hydronic System |  | 02 - Electric | [5 empty] | 03 - Basement |  | 1 | No |  |  |  | 01 - Constant Speed |  |  | -99 | Dont Know |  | -99 | Dont Know |  | Not Applicable | Not Applicable | Not Applicable |  | Not Applicable | see notes | -99 | -99 |  |  | -99 | 0 |  |  | -99 |  | 1250 | Central | Central | Dont Know | Elec Dont Know | Dont Know | Primary
479 | DX15879617 | 1 | Furnace | 1980 - 1989 | N | 80 | -99 | 01 - Split Forced Air Furnace |  | 03 - Propane | [5 empty] | 02 - Attic |  | 1 | No | goodman |  |  | 01 - Constant Speed | -99 | -99 |  |  |  | -99 | Dont Know |  | Dont Know | Dont Know | Yes |  | Yes | lots of rat traps | -99 | -99 |  | 1 | -99 | 0 |  |  | -99 |  | 2600 | Central | Central | Dont Know | Gas Dont Know | Dont Know | Primary
480 | DX15879884 | 1 | Other | 1970 - 1979 | N | -99 | -99 | 13 - Fireplace |  | 03 - Propane |  | Daily | Yes | -99 | 1st Floor | 04 - Conditioned Space |  | 1 | No | Lopi |  |  | 01 - Constant Speed | -99 | -99 |  |  |  | -99 | Dont Know |  | Not Applicable | Not Applicable | Not Applicable |  | Not Applicable | no nameplate | -99 | -99 |  |  | -99 | 0 |  |  | -99 |  | 2700 | Space | Space | Dont Know | Gas Dont Know | Dont Know | Primary
481 | DX16134479 | 1 | Other | Dont Know | Y | -99 | -99 | 08 - Electronic Resistance Wall Unit |  | 02 - Electric | [5 empty] | 04 - Conditioned Space |  | 1 | No | thermador | sl152a |  | 01 - Constant Speed |  |  | 1.5 | 01 - kW |  | -99 | Dont Know |  | Not Applicable | Not Applicable | Not Applicable |  | Not Applicable | info plate | -99 | -99 |  |  | -99 | 0 | sl152a |  | -99 |  | -99 | Space | Space | Dont Know | Elec 0.1-0.99 | Dont Know | Primary
482 | DX16134479 | 2 | Other | Dont Know | Y | -99 | -99 | 10 - Ceiling Cable |  | 02 - Electric | [5 empty] | Other | ceiling | 1 | No |  |  |  | No Fan |  |  | -99 | Dont Know |  | -99 | Dont Know |  | Not Applicable | Not Applicable | Not Applicable |  | Not Applicable | no info plate | -99 | -99 |  |  | -99 | 0 |  |  | -99 |  | -99 | Space | Space | Dont Know | Elec Dont Know | Dont Know | Secondary
483 | DX16322352 | 1 | Other | 1900 - 1969 | N | -99 | -99 | 10 - Ceiling Cable | ceiling resistance heat | 02 - Electric | [5 empty] | 02 - Attic |  | 1 | No |  |  |  | No Fan |  |  | -99 | Dont Know |  | -99 | Dont Know |  | Not Applicable | Not Applicable | Not Applicable |  | Not Applicable | see notes | -99 | -99 |  |  | -99 | 0 |  |  | -99 |  | 800 | Space | Space | Dont Know | Elec Dont Know | Dont Know | Primary
484 | DX16336208 | 1 | Heat Pump | 1990 - 1994 | N | 8.2 | -99 | 06 - Split Heat pump w/o electronic supplement |  | 02 - Electric | [5 empty] | 02 - Attic |  | 1 | Dont Know |  |  |  | 01 - Constant Speed |  |  | -99 | Dont Know |  | -99 | Dont Know |  | Dont Know | Dont Know | No |  | Yes | no access to indoor unit assume same age as condensing unit | -99 | -99 |  | 1 | -99 | 0 |  |  | -99 |  | 4000 | Central | Central | Dont Know | Elec Dont Know | Dont Know | Primary
485 | DX16384391 | 1 | Other | 1970 - 1979 | Y | -99 | -99 | 08 - Electronic Resistance Wall Unit |  | 02 - Electric | [5 empty] | 04 - Conditioned Space |  | 0.5 | No | thermador |  |  | 01 - Constant Speed |  |  | -99 | Dont Know |  | -99 | Dont Know |  | Not Applicable | Not Applicable | Not Applicable |  | Not Applicable | no nameplate | -99 | -99 |  |  | -99 | 0 |  |  | -99 |  | 827 | Space | Space | Dont Know | Elec Dont Know | Dont Know | Primary
486 | DX16384391 | 2 | Other | 1970 - 1979 | Y | -99 | -99 | 08 - Electronic Resistance Wall Unit |  | 02 - Electric | [5 empty] | 04 - Conditioned Space |  | 0.25 | No | thermador |  |  | 01 - Constant Speed |  |  | -99 | Dont Know |  | -99 | Dont Know |  | Not Applicable | Not Applicable | Not Applicable |  | Not Applicable | no nameplate | -99 | -99 |  |  | -99 | 0 |  |  | -99 |  | 827 | Space | Space | Dont Know | Elec Dont Know | Dont Know | Secondary
487 | DX16384391 | 3 | Other | 1970 - 1979 | Y | -99 | -99 | 08 - Electronic Resistance Wall Unit |  | 02 - Electric | [5 empty] | 04 - Conditioned Space |  | 0.25 | No | thermador |  |  | 01 - Constant Speed |  |  | -99 | Dont Know |  | -99 | Dont Know |  | Not Applicable | Not Applicable | Not Applicable |  | Not Applicable | no nameplate | -99 | -99 |  |  | -99 | 0 |  |  | -99 |  | 827 | Space | Space | Dont Know | Elec Dont Know | Dont Know | Secondary
488 | DX16453017 | 1 | Furnace | 1970 - 1979 | N | 80 | -0.011375 | 01 - Split Forced Air Furnace |  | 03 - Propane | [5 empty] | 02 - Attic |  | 0.33 | No | payne | PG8JAA066110 |  | 01 - Constant Speed | 110 | 89 |  |  |  | -99 | Dont Know |  | carrier | cnrhp6024acaabaa | Yes |  | Yes | info plate | -99 | -99 |  | 1 | -99 | 0 | PG8JAA066110 | Field Data Only | 80.91 |  | 5000 | Central | Central | Dont Know | Gas 100-114.99 | 78-84.99 AFUE | Secondary
489 | DX16453017 | 2 | Furnace | 1970 - 1979 | N | 80 | -0.011375 | 01 - Split Forced Air Furnace |  | 03 - Propane | [5 empty] | 02 - Attic |  | 0.33 | No | payne | PG8JAA066110 |  | 01 - Constant Speed | 110 | 89 |  |  |  | -99 | Dont Know |  | carrier | cnrhp4221acaaaaa | Yes |  | Yes | info plate | -99 | -99 |  | 2 | -99 | 0 | PG8JAA066110 | Field Data Only | 80.91 |  | 5000 | Central | Central | Dont Know | Gas 100-114.99 | 78-84.99 AFUE | Secondary
490 | DX16453017 | 3 | Furnace | 1970 - 1979 | N | 80 | 0 | 01 - Split Forced Air Furnace |  | 03 - Propane | [5 empty] | 05 - Mechanical Closet |  | 0.33 | No | american standard | aud120r9v5k4 | 02/01/2004 | 01 - Constant Speed | 120 | -99 |  |  |  | -99 | Dont Know |  | american standard | rxco65s3hpc0 | Yes |  | Yes | info plate | 2 | 2004 |  |  | 8 | 2004 | aud120r9v5k4 | CEC_fur | 80 | 1668.3566 | 5000 | Central | Central | Age 2000 to 2005 | Gas 115-129.99 | 78-84.99 AFUE | Primary | 1754.6416
491 | DX16494920 | 1 | Furnace | 1900 - 1969 | N | 80 | -99 | 01 - Split Forced Air Furnace |  | 02 - Electric | [5 empty] | 01 - Garage |  | 1 | No | carrier | 40qb048 |  | 01 - Constant Speed |  |  | -99 | Dont Know |  | -99 | Dont Know |  | Dont Know | Dont Know | No |  | Yes | n/a | -99 | -99 |  | 1 | -99 | 0 | 40qb048 |  | -99 |  | 1500 | Central | Central | Dont Know | Elec Dont Know | Dont Know | Primary
492 | DX16511348 | 1 | Other | 1980 - 1989 | N | -99 | -99 | 13 - Fireplace |  | 01 - Natural Gas |  | Daily | No |  | 1st Floor | 04 - Conditioned Space |  | 0 | Not Applicable |  |  |  | No Fan | -100 | -100 |  |  |  | -100 | Dont Know |  | Not Applicable | Not Applicable | Not Applicable |  | Not Applicable |  | -99 | -100 |  |  | -99 | 0 |  |  | -99 |  | 900 | Space | Both Central and Space | Dont Know | Gas Dont Know | Dont Know | Secondary
493 | DX16511348 | 2 | Furnace | 1980 - 1989 | N | 80 | -99 | 01 - Split Forced Air Furnace |  | 02 - Electric | [5 empty] | 04 - Conditioned Space |  | 1 | No | adams | vac800 |  | 01 - Constant Speed |  |  | 8.3 | 02 - Amps |  | -99 | Dont Know |  | carrier | r105568 | No |  | Yes | info plate | -99 | -99 |  | 1 | -99 | 0 | vac800 |  | -99 |  | 900 | Central | Both Central and Space | Dont Know | Elec 0.1-0.99 | Dont Know | Primary
494 | DX16788311 | 1 | Heat Pump | 2000 - 2012 | Y | 8.2 | -99 | 06 - Split Heat pump w/o electronic supplement |  | 02 - Electric | [5 empty] | 06 - Roof |  | 1 | Yes |  |  |  | 01 - Constant Speed |  |  | -99 | Dont Know |  | -99 | Dont Know |  | Dont Know | Dont Know | Dont Know |  | Yes | data not accessable | -99 | -99 |  |  | -99 | 0 |  |  | -99 |  | 800 | Central | Central | Dont Know | Elec Dont Know | Dont Know | Primary
495 | DX16795366 | 1 | Other | 1970 - 1979 | N | -99 | -99 | 10 - Ceiling Cable |  | 02 - Electric | [5 empty] | Other | ceiling | 0 | No |  |  |  | No Fan |  |  | -99 | Dont Know |  | -99 | Dont Know |  | Not Applicable | Not Applicable | Not Applicable |  | Not Applicable | no info plate | -99 | -99 |  |  | -99 | 0 |  |  | -99 |  | 2400 | Space | Space | Dont Know | Elec Dont Know | Dont Know | Primary
496 | DX16795366 | 2 | Other | 1970 - 1979 | N | -99 | -99 | 11 - Electronic Baseboards |  | 02 - Electric | [5 empty] | 04 - Conditioned Space |  | 0 | Not Applicable |  |  |  | No Fan |  |  | -99 | Dont Know |  | -99 | Dont Know |  | Not Applicable | Not Applicable | Not Applicable |  | Not Applicable | no info plate | -99 | -99 |  |  | -99 | 0 |  |  | -99 |  | 2400 | Space | Space | Dont Know | Elec Dont Know | Dont Know | Secondary
497 | DX17118482 | 1 | Furnace | 2000 - 2012 | N | 80 | -99 | 01 - Split Forced Air Furnace |  | 01 - Natural Gas | [5 empty] | 02 - Attic |  | 1 | No | lennox | G40UH-48B-090X- |  | 01 - Constant Speed | 88 | -99 |  |  |  | -99 | Dont Know |  | allstyle | aslb485423t+s | No |  | Yes | not listed | -99 | -99 |  | 1 | -99 | 0 | G40UH48B090X |  | -99 |  | 1608 | Central | Both Central and Space | Dont Know | Gas 085-099.99 | Dont Know | Primary
498 | DX17118482 | 2 | Other | 2000 - 2012 | N | -99 | -99 | 13 - Fireplace |  | 01 - Natural Gas |  | 1-2 days/week | No |  | 1st Floor | 04 - Conditioned Space |  | 0 | No |  |  | 01/01/2002 | No Fan | -99 | -99 |  |  |  | -99 | Dont Know |  | Not Applicable | Not Applicable | Not Applicable |  | Not Applicable | no nameplate | -99 | 2002 |  |  | 10 | 2002 |  |  | -99 |  | 1608 | Space | Both Central and Space | Age 2000 to 2005 | Gas Dont Know | Dont Know | Secondary
499 | DX17384827 | 1 | Furnace | 1900 - 1969 | N | 80 | -99 | 01 - Split Forced Air Furnace |  | 03 - Propane | [5 empty] | 03 - Basement |  | 0.5 | No | goodman |  |  | 01 - Constant Speed | -99 | -99 |  |  |  | -99 | 01 - AFUE |  | Dont Know | Dont Know | No |  | Yes | cant access namplate | -99 | -99 |  | 1 | -99 | 0 |  |  | -99 |  | 2300 | Central | Central | Dont Know | Gas Dont Know | Dont Know | Primary
500 | DX17384827 | 2 | Furnace | 1900 - 1969 | N | 80 | -99 | 01 - Split Forced Air Furnace |  | 03 - Propane | [5 empty] | 02 - Attic |  | 0.5 | No | goodman |  |  | 01 - Constant Speed | -99 | -99 |  |  |  | -99 | 01 - AFUE |  | Dont Know | Dont Know | No |  | Yes | no access to nameplate | -99 | -99 |  | 2 | -99 | 0 |  |  | -99 |  | 2300 | Central | Central | Dont Know | Gas Dont Know | Dont Know | Secondary
501 | DX17519160 | 1 | Furnace | 1970 - 1979 | N | 80 | -0.1875 | 01 - Split Forced Air Furnace |  | 03 - Propane | [5 empty] | 01 - Garage |  | 0.5 | No | lennox | ghr32q4/5-100-3 |  | 01 - Constant Speed | 100 | 90 |  |  |  | 0.9 | 01 - AFUE |  | Dont Know | Dont Know | No |  | Yes | n/a | -99 | -99 |  | 1 | 44 | 1968 | ghr32q451003 | Outside Source Manual Lookup | 95 | 1476.3712 | 2217 | Central | Central | Age 1979 and older | Gas 100-114.99 | 90-96.99 AFUE | Primary | 884.6343
502 | DX17519160 | 2 | Heat Pump | 1970 - 1979 | N | 8.2 | -99 | 06 - Split Heat pump w/o electronic supplement |  | 02 - Electric | heat pump |  |  |  |  | 05 - Mechanical Closet |  | 0.5 | No | first co | 25uc hk |  | 01 - Constant Speed |  |  | -99 | Dont Know |  | -99 | Dont Know |  | Dont Know | Dont Know | Yes | Not | Yes | n/a | -99 | -99 |  | 2 | -99 | 0 | 25uchk |  | -99 |  | 2217 | Central | Central | Dont Know | Elec Dont Know | Dont Know | Secondary
503 | DX17520476 | 1 | Other | 1900 - 1969 | N | -99 | -99 | 17 - Wood Stove |  | 05 - Wood | [5 empty] | 04 - Conditioned Space |  | 0.5 | No | warnock hersey | encore 2550 |  | No Fan |  |  |  | Not Applicable |  | -100 | NA |  | Not Applicable | Not Applicable | Not Applicable | Not | Not Applicable |  | -99 | -99 |  |  | -99 | 0 | encore2550 |  | -99 |  | 1497 | Space | Space | Dont Know |  | Dont Know | Primary
504 | DX17520476 | 2 | Other | 1900 - 1969 | N | -99 | -99 | 17 - Wood Stove |  | 05 - Wood | [5 empty] | 04 - Conditioned Space |  | 0.5 | No | warnock hersey |  |  | No Fan |  |  |  | Not Applicable |  | -100 | NA |  | Not Applicable | Not Applicable | Not Applicable | Not | Not Applicable |  | -99 | -99 |  |  | -99 | 0 |  |  | -99 |  | 1497 | Space | Space | Dont Know |  | Dont Know | Secondary
505 | DX17529022 | 1 | Heat Pump | 1970 - 1979 | N | 8.2 | -99 | 05 - Split Heat pump w/ electronic supplement |  | 02 - Electric | [5 empty] | 04 - Conditioned Space |  | 1 | No | lennox | B10-65-1P |  | 01 - Constant Speed |  |  | -99 | Dont Know |  | -99 | Dont Know |  | Not Applicable | Not Applicable | Not Applicable |  | No | nameplate | -99 | -99 |  | 1 | -99 | 0 | B10651P |  | -99 |  | 2800 | Central | Both Central and Space | Dont Know | Elec Dont Know | Dont Know | Primary
506 | DX17529022 | 2 | Other | 1970 - 1979 | N | -99 | -99 | 12 - Pellet Stove |  | 05 - Wood | [5 empty] | Other | family room | 0.25 | Yes | lennox |  | 11/01/2008 | No Fan | [5 empty] | -99 | Dont Know |  | Not Applicable | Not Applicable | Not Applicable | Dont | Not Applicable | nameplate | 11 | 2008 |  |  | 4 | 2008 |  |  | -99 |  | 2800 | Space | Both Central and Space | Age 2006 to 2009 |  | Dont Know | Secondary
507 | DX17575549 | 1 | Other | 1900 - 1969 | Y | -99 | -99 | 14 - Electric Space Heater | space heaters | 02 - Electric | [5 empty] | 04 - Conditioned Space |  | 1 | No | lasko | 751320 |  | 02 - Variable Speed |  |  | 1.5 | 01 - kW | watts | -99 | Dont Know |  | Not Applicable | Not Applicable | Not Applicable |  | Not Applicable | not on label | -99 | -99 |  |  | -99 | 0 | 751320 |  | -99 |  | 620 | Space | Space | Dont Know | Elec 0.1-0.99 | Dont Know | Primary
508 | DX17575549 | 2 | Other | 1900 - 1969 | Y | -99 | -99 | 14 - Electric Space Heater |  | 02 - Electric | [5 empty] | 04 - Conditioned Space |  | 0.5 | No | lasko | 71320 |  | 02 - Variable Speed |  |  | 1.5 | 01 - kW | watts | -99 | Dont Know |  | Not Applicable | Not Applicable | Not Applicable |  | Not Applicable | not on label | -99 | -99 |  |  | -99 | 0 | 71320 |  | -99 |  | 620 | Space | Space | Dont Know | Elec 0.1-0.99 | Dont Know | Secondary
509 | DX17575549 | 3 | Other | 1900 - 1969 | Y | -99 | -99 | 14 - Electric Space Heater |  | 02 - Electric | [5 empty] | 04 - Conditioned Space |  | 0.25 | No | lasko | 751320 |  | 02 - Variable Speed |  |  | 1.5 | 01 - kW | watts | -99 | Dont Know |  | Not Applicable | Not Applicable | Not Applicable |  | Not Applicable | not on label | -99 | -99 |  |  | -99 | 0 | 751320 |  | -99 |  | 620 | Space | Space | Dont Know | Elec 0.1-0.99 | Dont Know | Secondary
510 | DX17628560 | 1 | Heat Pump | Dont Know | N | 8.2 | -99 | 06 - Split Heat pump w/o electronic supplement |  | 02 - Electric | [5 empty] | 02 - Attic |  | 1 | No |  |  |  | 01 - Constant Speed |  |  | -99 | Dont Know |  | -99 | Dont Know |  | Dont Know | Dont Know | No |  | Yes | no access multi unit complex | -99 | -99 |  | 1 | -99 | 0 |  |  | -99 |  | 893 | Central | Central | Dont Know | Elec Dont Know | Dont Know | Primary
511 | DX17650144 | 1 | Heat Pump | Dont Know | Y | 8.2 | -99 | 05 - Split Heat pump w/ electronic supplement |  | 02 - Electric | [5 empty] | 05 - Mechanical Closet |  | 1 | Dont Know |  |  |  | 01 - Constant Speed |  |  | -99 | Dont Know |  | -99 | Dont Know |  | Dont Know | Dont Know | No |  | Yes | no access multi unit apartment | -99 | -99 |  | 1 | -99 | 0 |  |  | -99 |  | 500 | Central | Central | Dont Know | Elec Dont Know | Dont Know | Primary
512 | DX17676612 | 1 | Other | 1900 - 1969 | Y | -99 | -99 | 13 - Fireplace |  | 05 - Wood |  | Daily | No |  | 1st Floor | 04 - Conditioned Space |  | 0.5 | Yes |  |  |  | No Fan | [5 empty] | -100 | Dont Know |  | Not Applicable | Not Applicable | Not Applicable | Not | Not Applicable |  | -99 | -99 |  |  | -99 | 0 |  |  | -99 |  | 1050 | Space | Space | Dont Know |  | Dont Know | Primary
513 | DX17752801 | 1 | Other | Dont Know | N | -99 | -99 | 10 - Ceiling Cable |  | 02 - Electric | [5 empty] | Other | ceiling | 0 | Not Applicable |  |  |  | No Fan |  |  | -99 | Dont Know |  | -99 | Dont Know |  | Not Applicable | Not Applicable | Not Applicable |  | Not Applicable | no info plate | -99 | -99 |  |  | -99 | 0 |  |  | -99 |  | 950 | Space | Space | Dont Know | Elec Dont Know | Dont Know | Primary
514 | DX17887499 | 1 | Heat Pump | 1980 - 1989 | N | 8.2 | -99 | 06 - Split Heat pump w/o electronic supplement |  | 02 - Electric | [5 empty] | 02 - Attic |  | 0.25 | No | carrier |  |  | 01 - Constant Speed |  |  | -99 | Dont Know |  | -99 | Dont Know |  | carrier | Dont Know | Yes |  | Yes | no access | -99 | -99 |  | 1 | -99 | 0 |  |  | -99 |  | 3500 | Central | Central | Dont Know | Elec Dont Know | Dont Know | Secondary
515 | DX17887499 | 2 | Heat Pump | 1980 - 1989 | N | 8.2 | -99 | 05 - Split Heat pump w/ electronic supplement |  | 02 - Electric | [5 empty] | 02 - Attic |  | 0.25 | Dont Know | trane |  |  | 02 - Variable Speed |  |  | -99 | Dont Know |  | -99 | Dont Know |  | trane | Dont Know | Yes |  | Yes | no access | -99 | -99 |  | 2 | -99 | 0 |  |  | -99 |  | 3500 | Central | Central | Dont Know | Elec Dont Know | Dont Know | Secondary
516 | DX17887499 | 3 | Heat Pump | 1980 - 1989 | N | 8.2 | -99 | 06 - Split Heat pump w/o electronic supplement |  | 02 - Electric | [5 empty] | 02 - Attic |  | 0.5 | Dont Know | trane | tam8aoc36v31caa | 12/01/2011 | 02 - Variable Speed |  |  | 3 | 02 - Amps |  | -99 | Dont Know |  | trane | Dont Know | Yes |  | Yes | dk | 12 | 2011 |  | 3 | 1 | 2011 | tam8aoc36v31caa |  | -99 |  | 3500 | Central | Central | Age 2010 to 2012 | Elec 0.1-0.99 | Dont Know | Primary
517 | DX18019331 | 1 | Furnace | 1970 - 1979 | N | 80 | -99 | 01 - Split Forced Air Furnace |  | 02 - Electric | [5 empty] | 02 - Attic |  | 0.75 | No |  |  |  | 01 - Constant Speed |  |  | -99 | Dont Know |  | -99 | Dont Know |  | Dont Know | Dont Know | No |  | Yes | see notes | -99 | -99 |  | 1 | -99 | 0 |  |  | -99 |  | 900 | Central | Central | Dont Know | Elec Dont Know | Dont Know | Primary
518 | DX18151200 | 1 | Furnace | 1970 - 1979 | N | 80 | -99 | 15 - Forced Air furnace (No AC) |  | 02 - Electric | [5 empty] | 02 - Attic |  | 1 | Yes |  |  |  | 01 - Constant Speed |  |  | -99 | Dont Know |  | -99 | Dont Know |  | Not Applicable | Not Applicable | Not Applicable |  | Not Applicable | did not want me to go into attic | -99 | -99 |  |  | -99 | 0 |  |  | -99 |  | 2100 | Central | Both Central and Space | Dont Know | Elec Dont Know | Dont Know | Primary
519 | DX18151200 | 2 | Other | 1970 - 1979 | N | -99 | -99 | 13 - Fireplace |  | 05 - Wood |  | 1-2 days/week | No |  | 1st Floor | 04 - Conditioned Space |  | 0.5 | Yes |  |  |  | No Fan | [5 empty] | -100 | Dont Know |  | Not Applicable | Not Applicable | Not Applicable | Not | Not Applicable |  | -99 | -99 |  |  | -99 | 0 |  |  | -99 |  | 2100 | Space | Both Central and Space | Dont Know |  | Dont Know | Secondary
520 | DX18154176 | 1 | Furnace | 1980 - 1989 | N | 80 | -0.15538 | 01 - Split Forced Air Furnace |  | 03 - Propane | [5 empty] | 02 - Attic |  | 1 | Yes | carrier | 58MXA100-20 |  | 01 - Constant Speed | 100 | 93 |  |  |  | -99 | Dont Know |  | cac/bdp | ck3bxa060024aaaa | No |  | Yes | info plate | -99 | -99 |  | 1 | -99 | 0 | 58MXA10020 | CEC_fur | 92.43 | 4298.81 | 2497 | Central | Both Central and Space | Dont Know | Gas 100-114.99 | 90-96.99 AFUE | Primary | 2575.8257
521 | DX18154176 | 2 | Other | 1980 - 1989 | N | -99 | -99 | 17 - Wood Stove |  | 05 - Wood |  | Daily | No |  | 1st Floor | 04 - Conditioned Space |  | 0 | No | Lopi | r-521041 | 02/01/1987 | No Fan |  |  |  | Not Applicable |  | -100 | NA |  | Not Applicable | Not Applicable | Not Applicable | Not | Not Applicable |  | 2 | 1987 |  |  | 25 | 1987 | r521041 |  | -99 |  | 2497 | Space | Both Central and Space | Age 1985 to 1989 |  | Dont Know | Secondary
522 | DX18154176 | 3 | Other | 1980 - 1989 | N | -99 | -99 | 13 - Fireplace |  | 05 - Wood |  | <1 day/week | No |  | 1st Floor | 04 - Conditioned Space |  | 0 | Not Applicable |  |  |  | No Fan | [5 empty] | -100 | Dont Know |  | Not Applicable | Not Applicable | Not Applicable | Not | Not Applicable |  | -99 | -100 |  |  | -99 | 0 |  |  | -99 |  | 2497 | Space | Both Central and Space | Dont Know |  | Dont Know | Secondary
523 | DX18229252 | 1 | Other | 1900 - 1969 | N | -99 | -99 | 16 - Common Building | 2 pipe system | 01 - Natural Gas | hydronic |  |  |  |  | 06 - Roof |  | 1 | No |  |  |  | 01 - Constant Speed | [5 empty] | -99 | Dont Know |  | Not Applicable | Not Applicable | Not Applicable | Dont | Not Applicable |  | -99 | -99 |  |  | -99 | 0 |  |  | -99 |  | 790 | Central | Central | Dont Know | Gas Dont Know | Dont Know | Primary
524 | DX18523044 | 1 | Furnace | 1980 - 1989 | N | 80 | -99 | 01 - Split Forced Air Furnace |  | 02 - Electric | [5 empty] | 05 - Mechanical Closet |  | 1 | No | goodman | aruf36c14aa | 06/01/2012 | 01 - Constant Speed |  |  | 3 | 02 - Amps |  | -99 | Dont Know |  | goodman | Dont Know | Dont Know |  | Yes | label had limited info | 6 | 2012 |  | 1 | 0 | 2012 | aruf36c14aa |  | -99 |  | 1300 | Central | Central | Age 2010 to 2012 | Elec 0.1-0.99 | Dont Know | Primary
525 | DX18533942 | 2 | Furnace | 1970 - 1979 | Y | 80 | -99 | 02 - Package Furnace/AC |  | 02 - Electric | [5 empty] | 06 - Roof |  | 1 | Dont Know |  |  |  | 01 - Constant Speed |  |  | -99 | Dont Know |  | -99 | Dont Know |  | Dont Know | Dont Know | Yes |  | Yes | no rooftop access multi unit roof | -99 | -99 | 1 | 1 | -99 | 0 |  |  | -99 |  | 960 | Central | Central | Dont Know | Elec Dont Know | Dont Know | Primary
526 | DX18864247 | 1 | Other | 1900 - 1969 | Y | -99 | -99 | 13 - Fireplace |  | 05 - Wood |  | 1-2 days/week | No |  | 1st Floor | 04 - Conditioned Space |  | 0.5 | Yes | rainier |  |  | No Fan | [5 empty] | -100 | Dont Know |  | Not Applicable | Not Applicable | Not Applicable | Not | Not Applicable | no nameplate | -99 | -99 |  |  | -99 | 0 |  |  | -99 |  | 1700 | Space | Space | Dont Know |  | Dont Know | Primary
527 | DX18864247 | 2 | Wall Furnace | 1900 - 1969 | Y | 65 | -99 | 03 - Wall Furnace |  | 03 - Propane | [5 empty] | 04 - Conditioned Space |  | 0.5 | Yes |  |  |  | No Fan | -99 | -100 |  |  |  | -99 | Dont Know |  | Not Applicable | Not Applicable | Not Applicable |  | Not Applicable | see notes | -99 | -99 |  |  | -99 | 0 |  |  | -99 |  | 1700 | Space | Space | Dont Know | Gas Dont Know | Dont Know | Secondary
528 | DX18867911 | 1 | Furnace | 1970 - 1979 | Y | 80 | -99 | 01 - Split Forced Air Furnace |  | 02 - Electric | [5 empty] | 05 - Mechanical Closet |  | 0.75 | No | rheem | agf10c10310 |  | 01 - Constant Speed |  |  | 10 | 01 - kW |  | -99 | Dont Know |  | Dont Know | Dont Know | No |  | Yes | n/a | -99 | -99 |  | 1 | -99 | 0 | agf10c10310 |  | -99 |  | 1100 | Central | Central | Dont Know | Elec 9+ | Dont Know | Primary
529 | DX19273805 | 1 | Other | 1980 - 1989 | N | -99 | -99 | 14 - Electric Space Heater |  | 02 - Electric | [5 empty] | 04 - Conditioned Space |  | 0.25 | No |  |  |  | 01 - Constant Speed |  |  | -99 | Dont Know |  | -99 | Dont Know |  | Not Applicable | Not Applicable | Not Applicable |  | Not Applicable | no namplate | -99 | -99 |  |  | -99 | 0 |  |  | -99 |  | 800 | Space | Space | Dont Know | Elec Dont Know | Dont Know | Primary
530 | DX19273805 | 2 | Other | 1980 - 1989 | N | -99 | -99 | 14 - Electric Space Heater |  | 02 - Electric | [5 empty] | 04 - Conditioned Space |  | 0.25 | No |  |  |  | 01 - Constant Speed |  |  | -99 | Dont Know |  | -99 | Dont Know |  | Not Applicable | Not Applicable | Not Applicable |  | Not Applicable | no access | -99 | -99 |  |  | -99 | 0 |  |  | -99 |  | 800 | Space | Space | Dont Know | Elec Dont Know | Dont Know | Secondary
531 | DX19303890 | 1 | Other | 1970 - 1979 | N | -99 | -99 | 10 - Ceiling Cable |  | 02 - Electric | [5 empty] | 02 - Attic |  | 1 | No |  |  |  | No Fan |  |  | -99 | Dont Know |  | -99 | Dont Know |  | Not Applicable | Not Applicable | Not Applicable |  | Not Applicable | see notes | -99 | -99 |  |  | -99 | 0 |  |  | -99 |  | 1000 | Space | Space | Dont Know | Elec Dont Know | Dont Know | Primary
532 | DX19352575 | 1 | Other | 1970 - 1979 | N | -99 | -99 | 10 - Ceiling Cable |  | 02 - Electric | [5 empty] | Other | ceiling | 1 | Not Applicable |  |  |  | No Fan |  |  | -99 | Dont Know |  | -99 | Dont Know |  | Not Applicable | Not Applicable | Not Applicable |  | Not Applicable | radiant ceiling heating | -99 | -99 |  |  | -99 | 0 |  |  | -99 |  | 630 | Space | Space | Dont Know | Elec Dont Know | Dont Know | Primary
533 | DX19945474 | 1 | Furnace | 1900 - 1969 | N | 80 | -99 | 01 - Split Forced Air Furnace | split ac electric heat. to rV found | 02 - Electric | [5 empty] | 05 - Mechanical Closet |  | 1 | No | ge |  |  | 01 - Constant Speed |  |  | -99 | Dont Know |  | -99 | Dont Know |  | ge | Dont Know | No |  | Yes | no ms label in unit | -99 | -99 |  | 1 | -99 | 0 |  |  | -99 |  | 2169 | Central | Central | Dont Know | Elec Dont Know | Dont Know | Primary
534 | DX20050692 | 1 | Furnace | 1900 - 1969 | N | 80 | 0 | 01 - Split Forced Air Furnace |  | 03 - Propane | [5 empty] | 01 - Garage |  | 1 | No | trane | tud060r9v3k4 | 06/01/2005 | 01 - Constant Speed | 60 | 48 |  |  |  | 0.8 | 01 - AFUE |  | adp | te34636c175b2005ap | Yes |  | Yes |  | 6 | 2005 |  | 1 | 7 | 2005 | tud060r9v3k4 | CEC_fur | 80 | 2354.4104 | 2086 | Central | Central | Age 2000 to 2005 | Gas 055-069.99 | 78-84.99 AFUE | Primary | 1284.9141
535 | DX20072708 | 1 | Furnace | 1970 - 1979 | N | 80 | -0.1625 | 01 - Split Forced Air Furnace |  | 03 - Propane | [5 empty] | 01 - Garage |  | 1 | No | trane | tuy100r9v4w5 | 04/01/2005 | 01 - Constant Speed | 100 | -99 |  |  |  | -99 | Dont Know |  | american standard | txc054s3hpco | No |  | Yes | info plate | 4 | 2005 |  | 1 | 7 | 2005 | tuy100r9v4w5 | CEC_fur | 93 | 2354.4104 | 2150 | Central | Both Central and Space | Age 2000 to 2005 | Gas 100-114.99 | 90-96.99 AFUE | Primary | 1410.751
536 | DX20072708 | 2 | Other | 1970 - 1979 | N | -99 | -99 | 13 - Fireplace |  | 05 - Wood |  | 3-5 days/week | Yes | modja-flo | 1st Floor | 04 - Conditioned Space |  | 0 | Not Applicable |  |  |  | 02 - Variable Speed | [5 empty] | -100 | Dont Know |  | Not Applicable | Not Applicable | Not Applicable | Not | Not Applicable |  | -99 | -100 |  |  | -99 | 0 |  |  | -99 |  | 2150 | Space | Both Central and Space | Dont Know |  | Dont Know | Secondary
537 | DX20072708 | 3 | Other | 1970 - 1979 | N | -99 | -99 | 13 - Fireplace |  | 05 - Wood |  | <1 day/week | No |  | 1st Floor | 04 - Conditioned Space |  | 0 | No |  |  |  | No Fan | [5 empty] | -100 | Dont Know |  | Not Applicable | Not Applicable | Not Applicable | Not | Not Applicable |  | -99 | -100 |  |  | -99 | 0 |  |  | -99 |  | 2150 | Space | Both Central and Space | Dont Know |  | Dont Know | Secondary
538 | DX20072984 | 1 | Heat Pump | 1980 - 1989 | N | 8.2 | -99 | 05 - Split Heat pump w/ electronic supplement |  | 02 - Electric | [5 empty] | 02 - Attic |  | 0.5 | No |  |  |  | 01 - Constant Speed |  |  | -99 | Dont Know |  | -99 | Dont Know |  | Not Applicable | Not Applicable | Not Applicable |  | Not Applicable | 2nd unit extremely difficult and dangerous to access | -99 | -99 |  | 1 | -99 | 0 |  |  | -99 |  | 5000 | Central | Both Central and Space | Dont Know | Elec Dont Know | Dont Know | Secondary
539 | DX20072984 | 2 | Heat Pump | 1980 - 1989 | N | 8.2 | -99 | 05 - Split Heat pump w/ electronic supplement |  | 02 - Electric | [5 empty] | 02 - Attic |  | 0.5 | No | rheem | rhll-hm4821ja | 02/01/2010 | 01 - Constant Speed |  |  | -99 | Dont Know |  | -99 | Dont Know |  | Not Applicable | Not Applicable | Not Applicable |  | Not Applicable | info plate | 2 | 2010 |  | 1 | 2 | 2010 | rhllhm4821ja |  | -99 |  | 5000 | Central | Both Central and Space | Age 2010 to 2012 | Elec Dont Know | Dont Know | Primary
540 | DX20072984 | 3 | Other | 1980 - 1989 | N | -99 | -99 | 13 - Fireplace |  | 05 - Wood |  | <1 day/week | Yes | -99 | 1st Floor | 04 - Conditioned Space |  | 0 | No |  |  |  | No Fan | [5 empty] | -100 | Dont Know |  | Not Applicable | Not Applicable | Not Applicable | Not | Not Applicable | no info plate | -99 | -100 |  |  | -99 | 0 |  |  | -99 |  | 5000 | Space | Both Central and Space | Dont Know |  | Dont Know | Secondary
541 | DX20220836 | 1 | Other | 1900 - 1969 | Y | -99 | -99 | 08 - Electronic Resistance Wall Unit |  | 02 - Electric | [5 empty] | 04 - Conditioned Space |  | 0.5 | No |  |  |  | 01 - Constant Speed |  |  | -99 | Dont Know |  | -99 | Dont Know |  | Not Applicable | Not Applicable | Not Applicable |  | Not Applicable | no nameplate please see notes | -99 | -99 |  |  | -99 | 0 |  |  | -99 |  | 800 | Space | Space | Dont Know | Elec Dont Know | Dont Know | Primary
542 | DX20220836 | 2 | Other | 1900 - 1969 | Y | -99 | -99 | 08 - Electronic Resistance Wall Unit |  | 02 - Electric | [5 empty] | 04 - Conditioned Space |  | 0.25 | No | markel |  |  | 01 - Constant Speed |  |  | -99 | Dont Know |  | -99 | Dont Know |  | Not Applicable | Not Applicable | Not Applicable |  | Not Applicable | see notes | -99 | -99 |  |  | -99 | 0 |  |  | -99 |  | 800 | Space | Space | Dont Know | Elec Dont Know | Dont Know | Secondary
543 | DX20310349 | 1 | Other | 1970 - 1979 | N | -99 | -99 | 13 - Fireplace |  | 02 - Electric |  | 3-5 days/week | No | -99 | 1st Floor | 04 - Conditioned Space |  | 0.25 | No | dimplex | 6901181300 | 01/01/2005 | 02 - Variable Speed |  |  | 1.5 | 01 - kW |  | -99 | Dont Know |  | Not Applicable | Not Applicable | Not Applicable |  | Not Applicable | name plate | -99 | 2005 |  |  | 7 | 2005 | 6901181300 |  | -99 |  | 950 | Space | Space | Age 2000 to 2005 | Elec 0.1-0.99 | Dont Know | Primary
544 | DX20434741 | 1 | Other | 1970 - 1979 | N | -99 | -99 | 10 - Ceiling Cable |  | 02 - Electric | [5 empty] | 02 - Attic |  | 1 | No |  |  |  | No Fan |  |  | -99 | Dont Know |  | -99 | Dont Know |  | Not Applicable | Not Applicable | Not Applicable |  | Not Applicable | see notes | -99 | -99 |  |  | -99 | 0 |  |  | -99 |  | 1550 | Space | Space | Dont Know | Elec Dont Know | Dont Know | Primary
545 | DX20437115 | 1 | Other | 1980 - 1989 | Y | -99 | -99 | 18 - Window Wall Heat Pump | pthp | 02 - Electric | [5 empty] | 04 - Conditioned Space |  | 0.5 | No | amana |  |  | No Fan |  |  | -99 | Dont Know |  | -99 | Dont Know |  | Not Applicable | Not Applicable | Not Applicable |  | No | cannot access | -99 | -99 |  |  | -99 | 0 |  |  | -99 |  | 1000 | Space | Space | Dont Know | Elec Dont Know | Dont Know | Primary
546 | DX20437115 | 2 | Other | 1980 - 1989 | Y | -99 | -99 | 14 - Electric Space Heater |  | 02 - Electric | [5 empty] | 04 - Conditioned Space |  | 0.25 | No |  |  |  | 01 - Constant Speed |  |  | -99 | Dont Know |  | -99 | Dont Know |  | Not Applicable | Not Applicable | Not Applicable |  | Not Applicable | no nameplate | -99 | -99 |  |  | -99 | 0 |  |  | -99 |  | 1000 | Space | Space | Dont Know | Elec Dont Know | Dont Know | Secondary
547 | DX20437115 | 3 | Other | 1980 - 1989 | Y | -99 | -99 | 14 - Electric Space Heater |  | 02 - Electric | [5 empty] | 04 - Conditioned Space |  | 0.25 | No |  |  |  | 01 - Constant Speed |  |  | -99 | Dont Know |  | -99 | Dont Know |  | Not Applicable | Not Applicable | Not Applicable |  | Not Applicable | no nameplate | -99 | -99 |  |  | -99 | 0 |  |  | -99 |  | 1000 | Space | Space | Dont Know | Elec Dont Know | Dont Know | Secondary
548 | DX20453408 | 1 | Heat Pump | 2000 - 2012 | N | 8.2 | -99 | 06 - Split Heat pump w/o electronic supplement |  | 02 - Electric | [5 empty] | 02 - Attic |  | 1 | No | first co |  |  | 01 - Constant Speed |  |  | -99 | Dont Know |  | -99 | Dont Know |  | first company | Dont Know | Dont Know |  | Yes | no access | -99 | -99 |  | 1 | -99 | 0 |  |  | -99 |  | 1400 | Central | Central | Dont Know | Elec Dont Know | Dont Know | Primary
549 | DX20453564 | 1 | Other | 1980 - 1989 | Y | -99 | -99 | 14 - Electric Space Heater |  | 02 - Electric | [5 empty] | 04 - Conditioned Space |  | 0.25 | No |  |  |  | 01 - Constant Speed |  |  | -99 | Dont Know |  | -99 | Dont Know |  | Not Applicable | Not Applicable | Not Applicable |  | Not Applicable | not available | -99 | -99 |  |  | -99 | 0 |  |  | -99 |  | 800 | Space | Space | Dont Know | Elec Dont Know | Dont Know | Primary
550 | DX20453564 | 2 | Other | 1980 - 1989 | Y | -99 | -99 | 14 - Electric Space Heater |  | 02 - Electric | [5 empty] | 04 - Conditioned Space |  | 0.25 | No |  |  |  | 01 - Constant Speed |  |  | -99 | Dont Know |  | -99 | Dont Know |  | Not Applicable | Not Applicable | Not Applicable |  | Not Applicable | not available | -99 | -99 |  |  | -99 | 0 |  |  | -99 |  | 800 | Space | Space | Dont Know | Elec Dont Know | Dont Know | Secondary
551 | DX20453564 | 3 | Other | 1980 - 1989 | Y | -99 | -99 | 14 - Electric Space Heater |  | 02 - Electric | [5 empty] | 04 - Conditioned Space |  | 0.25 | No |  |  |  | 01 - Constant Speed |  |  | -99 | Dont Know |  | -99 | Dont Know |  | Not Applicable | Not Applicable | Not Applicable |  | Not Applicable | not available | -99 | -99 |  |  | -99 | 0 |  |  | -99 |  | 800 | Space | Space | Dont Know | Elec Dont Know | Dont Know | Secondary
552 | DX20696975 | 1 | Furnace | 2000 - 2012 | Y | 80 | -0.0065 | 01 - Split Forced Air Furnace |  | 03 - Propane | [5 empty] | 04 - Conditioned Space |  | 1 | No | coleman | DGAA077BDT* |  | 01 - Constant Speed | 77 | 62 |  |  |  | 0.8 | 01 - AFUE |  | Dont Know | Dont Know | No |  | Yes | not available | -99 | -99 |  | 1 | -99 | 0 | DGAA077BDT | CEC_2009 | 80.52 | 2689.5 | 2700 | Central | Central | Dont Know | Gas 070-084.99 | 78-84.99 AFUE | Primary | 1977.5519
553 | DX20741982 | 1 | Boiler | 1980 - 1989 | N | 82 | -99 | 04 - Hydronic System |  | 01 - Natural Gas | [5 empty] | 02 - Attic |  | 1 | No |  |  |  | 01 - Constant Speed | -99 | -99 |  |  |  | -99 | Dont Know |  | Not Applicable | Not Applicable | Not Applicable |  | Not Applicable | see notes | -99 | -99 |  |  | -99 | 0 |  |  | -99 |  | 500 | Central | Central | Dont Know | Gas Dont Know | Dont Know | Primary
554 | DX20804553 | 1 | Furnace | 1970 - 1979 | N | 80 | -99 | 01 - Split Forced Air Furnace |  | 03 - Propane | [5 empty] | 02 - Attic |  | 1 | No | goodman |  |  | 01 - Constant Speed | -99 | -99 |  |  |  | -99 | 01 - AFUE |  | Dont Know | Dont Know | Yes |  | Yes | see notes | -99 | -99 |  | 1 | -99 | 0 |  |  | -99 |  | 2067 | Central | Central | Dont Know | Gas Dont Know | Dont Know | Primary
555 | DX20876356 | 1 | Heat Pump | 1970 - 1979 | N | 8.2 | -99 | 06 - Split Heat pump w/o electronic supplement |  | 02 - Electric | [5 empty] | 06 - Roof |  | 1 | No |  |  |  | 01 - Constant Speed |  |  | -99 | Dont Know |  | -99 | Dont Know |  | Dont Know | Dont Know | No |  | Yes | see notes | -99 | -99 |  |  | -99 | 0 |  |  | -99 |  | 825 | Central | Central | Dont Know | Elec Dont Know | Dont Know | Primary
556 | DX21100179 | 1 | Wall Furnace | 1900 - 1969 | Y | 65 | -99 | 03 - Wall Furnace |  | 03 - Propane | [5 empty] | 04 - Conditioned Space |  | 0.5 | No |  |  |  | No Fan | -99 | -99 |  |  |  | -99 | Dont Know |  | Not Applicable | Not Applicable | Not Applicable |  | Not Applicable | not available | -99 | -99 |  |  | -99 | 0 |  |  | -99 |  | 1500 | Space | Space | Dont Know | Gas Dont Know | Dont Know | Primary
557 | DX21313726 | 1 | Other | 1900 - 1969 | Y | -99 | -99 | 14 - Electric Space Heater |  | 02 - Electric | [5 empty] | 04 - Conditioned Space |  | 0.5 | No |  |  |  | 01 - Constant Speed |  |  | -99 | Dont Know |  | -99 | Dont Know |  | Not Applicable | Not Applicable | Not Applicable |  | Not Applicable | no name plate | -99 | -99 |  |  | -99 | 0 |  |  | -99 |  | 800 | Space | Space | Dont Know | Elec Dont Know | Dont Know | Primary
558 | DX21313726 | 2 | Other | 1900 - 1969 | Y | -99 | -99 | 14 - Electric Space Heater |  | 02 - Electric | [5 empty] | 04 - Conditioned Space |  | 0.25 | No |  |  |  | 01 - Constant Speed |  |  | -99 | Dont Know |  | -99 | Dont Know |  | Not Applicable | Not Applicable | Not Applicable |  | Not Applicable | no namplate | -99 | -99 |  |  | -99 | 0 |  |  | -99 |  | 800 | Space | Space | Dont Know | Elec Dont Know | Dont Know | Secondary
559 | DX21313726 | 3 | Other | 1900 - 1969 | Y | -99 | -99 | 14 - Electric Space Heater |  | 02 - Electric | [5 empty] | 04 - Conditioned Space |  | 0.5 | No |  |  |  | 01 - Constant Speed |  |  | -99 | Dont Know |  | -99 | Dont Know |  | Not Applicable | Not Applicable | Not Applicable |  | Not Applicable | no name plate | -99 | -99 |  |  | -99 | 0 |  |  | -99 |  | 800 | Space | Space | Dont Know | Elec Dont Know | Dont Know | Secondary
560 | DX21348629 | 1 | Furnace | 1995 - 1999 | N | 80 | 0 | 01 - Split Forced Air Furnace |  | 03 - Propane | [5 empty] | 02 - Attic |  | 1 | No | goodman | gmp125-5 | 11/01/1998 | 01 - Constant Speed | -99 | -99 |  |  |  | -99 | Dont Know |  | adp | ha14260c210b252093 | No |  | Yes | manf name not visible / standard info plate not available | 11 | 1998 |  | 1 | 14 | 1998 | gmp1255 | CEC_fur | 80 | 2213.5964 | 3000 | Central | Both Central and Space | Age 1995 to 1999 | Gas Dont Know | 78-84.99 AFUE | Primary | 1208.0652
561 | DX21348629 | 2 | Other | 1995 - 1999 | N | -99 | -99 | 13 - Fireplace |  | 03 - Propane |  | 3-5 days/week | No |  | 1st Floor | 04 - Conditioned Space |  | 0 | Not Applicable |  |  |  | No Fan | -100 | -100 |  |  |  | -100 | Dont Know |  | Not Applicable | Not Applicable | Not Applicable |  | Not Applicable |  | -99 | -100 |  |  | -99 | 0 |  |  | -99 |  | 3000 | Space | Both Central and Space | Dont Know | Gas Dont Know | Dont Know | Secondary
562 | DX21490926 | 1 | Furnace | 1980 - 1989 | N | 80 | -99 | 01 - Split Forced Air Furnace |  | 03 - Propane | [5 empty] | 07 - Crawlspace |  | 1 | No | carrier |  |  | 01 - Constant Speed | -99 | -99 |  |  |  | -99 | Dont Know |  | allstyle | asfm604922t+s | No |  | Yes | see notes | -99 | -99 |  | 1 | -99 | 0 |  |  | -99 |  | 2700 | Central | Both Central and Space | Dont Know | Gas Dont Know | Dont Know | Primary
563 | DX21490926 | 2 | Other | 1980 - 1989 | N | -99 | -99 | 17 - Wood Stove |  | 05 - Wood | [5 empty] | 04 - Conditioned Space |  | 0 | Not Applicable | lopi |  |  | No Fan |  |  |  | Not Applicable |  | -100 | NA |  | Not Applicable | Not Applicable | Not Applicable | Not | Not Applicable |  | -99 | -99 |  |  | -99 | 0 |  |  | -99 |  | 2700 | Space | Both Central and Space | Dont Know |  | Dont Know | Secondary
564 | DX21698905 | 1 | Furnace | 1980 - 1989 | N | 80 | -99 | 01 - Split Forced Air Furnace |  | 03 - Propane | [5 empty] | 02 - Attic |  | 1 | No | Addison | ghco60a-4eicc |  | 01 - Constant Speed | 60 | -99 |  |  |  | -99 | Dont Know |  | bdp | 506b060 | No |  | Yes | info plate | -99 | -99 |  | 1 | -99 | 0 | ghco60a4eicc |  | -99 |  | 2260 | Central | Both Central and Space | Dont Know | Gas 055-069.99 | Dont Know | Primary
565 | DX21698905 | 2 | Other | 1980 - 1989 | N | -99 | -99 | 13 - Fireplace |  | 05 - Wood |  | <1 day/week | No |  | 1st Floor | 04 - Conditioned Space |  | 0 | Not Applicable |  |  |  | No Fan | [5 empty] | -100 | Dont Know |  | Not Applicable | Not Applicable | Not Applicable | Not | Not Applicable |  | -99 | -99 |  |  | -99 | 0 |  |  | -99 |  | 2260 | Space | Both Central and Space | Dont Know |  | Dont Know | Secondary
566 | DX22194202 | 1 | Other | 1900 - 1969 | N | -99 | -99 | 10 - Ceiling Cable |  | 02 - Electric | [5 empty] | 02 - Attic |  | 1 | Not Applicable |  |  |  | No Fan |  |  | -99 | Dont Know |  | -99 | Dont Know |  | Not Applicable | Not Applicable | Not Applicable |  | Not Applicable | no access | -99 | -99 |  |  | -99 | 0 |  |  | -99 |  | 800 | Space | Space | Dont Know | Elec Dont Know | Dont Know | Primary
567 | DX22269962 | 1 | Furnace | 1970 - 1979 | N | 80 | -0.20125 | 01 - Split Forced Air Furnace |  | 03 - Propane | [5 empty] | 03 - Basement |  | 1 | No | goodman | gmh950904cxac |  | 01 - Constant Speed | 92 | 89 |  |  |  | 0.95 | 01 - AFUE |  | adp | he363660 | Yes |  | Yes |  | -99 | -99 |  | 1 | -99 | 0 | gmh950904cxac | Outside Source Manual Lookup | 96.1 | 1243.26 | 4269 | Central | Central | Dont Know | Gas 085-099.99 | 90-96.99 AFUE | Primary | 1367.9411
568 | DX22429951 | 1 | Furnace | 1980 - 1989 | N | 80 | -99 | 01 - Split Forced Air Furnace |  | 02 - Electric | [5 empty] | 05 - Mechanical Closet |  | 1 | No | adams | vfc800 |  | 01 - Constant Speed |  |  | 8.3 | 02 - Amps |  | -99 | Dont Know |  | carrier | r105218 | No |  | Yes | info plate | -99 | -99 |  | 1 | -99 | 0 | vfc800 |  | -99 |  | 713 | Central | Central | Dont Know | Elec 0.1-0.99 | Dont Know | Primary
569 | DX22673204 | 1 | Boiler | 1980 - 1989 | N | 82 | -99 | 04 - Hydronic System |  | 02 - Electric | [5 empty] | 04 - Conditioned Space |  | 1 | No |  |  |  | 01 - Constant Speed |  |  | -99 | Dont Know |  | -99 | Dont Know |  | Not Applicable | Not Applicable | Not Applicable |  | Not Applicable | see notes | -99 | -99 |  |  | -99 | 0 |  |  | -99 |  | 750 | Central | Central | Dont Know | Elec Dont Know | Dont Know | Primary
570 | DX22886125 | 1 | Heat Pump | 1900 - 1969 | N | 8.2 | -99 | 06 - Split Heat pump w/o electronic supplement |  | 02 - Electric | [5 empty] | 05 - Mechanical Closet |  | 0.5 | No | lennox | ES2-681DM |  | 01 - Constant Speed |  |  | -99 | Dont Know |  | -99 | Dont Know |  | Not Applicable | Not Applicable | Not Applicable |  | Not Applicable | nameplate | -99 | -99 |  | 1 | -99 | 0 | ES2681DM |  | -99 |  | 2700 | Central | Central | Dont Know | Elec Dont Know | Dont Know | Primary
571 | DX22886125 | 2 | Heat Pump | 1900 - 1969 | N | 8.2 | -99 | 05 - Split Heat pump w/ electronic supplement |  | 02 - Electric | [5 empty] | 04 - Conditioned Space |  | 0.5 | Yes | payne | PF4MNA037 | 08/01/2010 | 01 - Constant Speed |  |  | -99 | Dont Know |  | -99 | Dont Know |  | Not Applicable | Not Applicable | Not Applicable |  | Not Applicable | nameplate | 8 | 2010 |  | 2 | 2 | 2010 | PF4MNA037 |  | -99 |  | 2700 | Central | Central | Age 2010 to 2012 | Elec Dont Know | Dont Know | Secondary
572 | DX22887737 | 1 | Heat Pump | 1980 - 1989 | N | 8.2 | -99 | 05 - Split Heat pump w/ electronic supplement |  | 02 - Electric | [5 empty] | 01 - Garage |  | 1 | No | day & night | 517en036 |  | 01 - Constant Speed |  |  | -98 | Dont Know | refer to info plate | -99 | Dont Know |  | Dont Know | Dont Know | No |  | Yes | see info plate | -99 | -99 |  | 1 | -99 | 0 | 517en036 |  | -99 |  | 1800 | Central | Both Central and Space | Dont Know | Elec Dont Know | Dont Know | Primary
573 | DX22887737 | 2 | Other | 1980 - 1989 | N | -99 | -99 | 13 - Fireplace |  | 05 - Wood |  | <1 day/week | No |  | 2nd Floor | 04 - Conditioned Space |  | 0 | No |  |  |  | No Fan | [5 empty] | -99 | Dont Know |  | Not Applicable | Not Applicable | Not Applicable | Dont | Not Applicable | no info plate | -99 | -99 |  |  | -99 | 0 |  |  | -99 |  | 1800 | Space | Both Central and Space | Dont Know |  | Dont Know | Secondary
574 | DX22895847 | 1 | Wall Furnace | 1980 - 1989 | N | 65 | -99 | 03 - Wall Furnace | wall space heater | 02 - Electric | [5 empty] | 04 - Conditioned Space |  | 1 | No |  |  |  | No Fan |  |  | -99 | Dont Know |  | -99 | Dont Know |  | Not Applicable | Not Applicable | Not Applicable |  | No | no info plate / odd unit | -99 | -99 |  |  | -99 | 0 |  |  | -99 |  | 704 | Space | Space | Dont Know | Elec Dont Know | Dont Know | Primary
575 | DX22930806 | 1 | Furnace | 1970 - 1979 | N | 80 | -0.1875 | 01 - Split Forced Air Furnace |  | 03 - Propane | [5 empty] | 02 - Attic |  | 0.5 | No | lennox | G61MPV-60C-091- |  | 01 - Constant Speed | 88 | 84 |  |  |  | 0.98 | 01 - AFUE |  | lennox | CH33-49C-2F-2 | Yes |  | Yes |  | -99 | -99 |  | 1 | -99 | 0 | G61MPV60C091 | CEC_2009 | 95 | 1243.26 | 2600 | Central | Central | Dont Know | Gas 085-099.99 | 90-96.99 AFUE | Primary | 744.9552
576 | DX22930806 | 2 | Furnace | 1970 - 1979 | N | 80 | -0.1875 | 01 - Split Forced Air Furnace |  | 03 - Propane | [5 empty] | 02 - Attic |  | 0.5 | No | lennox | G61MPV-36B-071- |  | 01 - Constant Speed | 66 | 62 | 66 |  |  | 0.98 | 01 - AFUE |  | lennox | CH-33-36B-2F-2 | Yes |  | Yes |  | -99 | -99 |  | 2 | -99 | 0 | G61MPV36B071 | CEC_2009 | 95 |  | 2600 | Central | Central | Dont Know | Gas 055-069.99 | 90-96.99 AFUE | Secondary
577 | DX23005436 | 1 | Furnace | 2000 - 2012 | Y | 80 | -0.0045 | 01 - Split Forced Air Furnace |  | 03 - Propane | [5 empty] | 04 - Conditioned Space |  | 0.5 | No | intertherm | m1mc 056a bw |  | 01 - Constant Speed | 56 | 45 |  |  |  | 0.8 | 01 - AFUE |  | Dont Know | Dont Know | Yes |  | Yes | not available | -99 | -99 |  | 1 | -99 | 0 | m1mc056abw | CEC_fur | 80.36 | 1323 | 2968 | Central | Central | Dont Know | Gas 055-069.99 | 78-84.99 AFUE | Primary | 1795.6918
578 | DX23005436 | 2 | Furnace | 2000 - 2012 | Y | 80 | -0.0045 | 01 - Split Forced Air Furnace |  | 03 - Propane | [5 empty] | 04 - Conditioned Space |  | 0.5 | No | intertherm | m1mc 56a bw |  | 01 - Constant Speed | 56 | 45 |  |  |  | 0.8 | 01 - AFUE |  | Dont Know | Dont Know | Yes |  | Yes | not available | -99 | -99 |  | 2 | -99 | 0 | m1mc56abw | Field Data Only | 80.36 |  | 2968 | Central | Central | Dont Know | Gas 055-069.99 | 78-84.99 AFUE | Secondary
579 | DX23053442 | 1 | Furnace | 1970 - 1979 | Y | 80 | -99 | 15 - Forced Air furnace (No AC) |  | 02 - Electric | [5 empty] | 02 - Attic |  | 0.5 | No | day & night |  |  | 01 - Constant Speed |  |  | -99 | Dont Know |  | -99 | Dont Know |  | Not Applicable | Not Applicable | Not Applicable |  | No | nameplate | -99 | -99 |  |  | -99 | 0 |  |  | -99 |  | 3500 | Central | Both Central and Space | Dont Know | Elec Dont Know | Dont Know | Secondary
580 | DX23053442 | 2 | Furnace | 1970 - 1979 | Y | 80 | -99 | 01 - Split Forced Air Furnace |  | 02 - Electric | [5 empty] | 04 - Conditioned Space |  | 0.75 | No | texfan | CAX 30-5 HP |  | 01 - Constant Speed |  |  | -99 | Dont Know |  | -99 | Dont Know |  | Not Applicable | Not Applicable | Not Applicable |  | No | nameplate | -99 | -99 |  | 1 | -99 | 0 | CAX305HP |  | -99 |  | 3500 | Central | Both Central and Space | Dont Know | Elec Dont Know | Dont Know | Primary
581 | DX23053442 | 3 | Other | 1970 - 1979 | Y | -99 | -99 | 17 - Wood Stove |  | 05 - Wood | [5 empty] | 04 - Conditioned Space |  | 1 | No | avalon | 990.945 |  | No Fan |  |  |  | Not Applicable |  | -100 | NA |  | Not Applicable | Not Applicable | Not Applicable | Not | Not Applicable |  | -99 | -99 |  |  | -99 | 0 | 990945 |  | -99 |  | 3500 | Space | Both Central and Space | Dont Know |  | Dont Know | Secondary
582 | DX23243199 | 1 | Other | 1970 - 1979 | N | -99 | -99 | 08 - Electronic Resistance Wall Unit |  | 02 - Electric | [5 empty] | 04 - Conditioned Space |  | 1 | No |  |  |  | 01 - Constant Speed |  |  | -99 | Dont Know |  | -99 | Dont Know |  | Not Applicable | Not Applicable | Not Applicable |  | No | no label | -99 | -99 |  |  | -99 | 0 |  |  | -99 |  | 504 | Space | Space | Dont Know | Elec Dont Know | Dont Know | Primary
583 | EG03836677 | 1 | Furnace | 1990 - 1994 | N | 80 | -99 | 01 - Split Forced Air Furnace |  | 01 - Natural Gas | [5 empty] | 01 - Garage |  | 1 | No | lennox | g16q4x-75-7 |  | 01 - Constant Speed | 75 | -100 |  |  |  | -100 | 01 - AFUE |  | Not Applicable | Not Applicable | Dont Know |  | Yes |  | -99 | -100 |  | 1 | -99 | 0 | g16q4x757 |  | -99 |  | 1900 | Central | Central | Dont Know | Gas 070-084.99 | Dont Know | Primary
584 | EG03845114 | 1 | Furnace | 1900 - 1969 | Y | 80 | -0.02275 | 01 - Split Forced Air Furnace |  | 01 - Natural Gas | [5 empty] | 04 - Conditioned Space |  | 1 | No | carrier | 58STX070-12 |  | 01 - Constant Speed | 66 | 54 |  |  |  | 0.8 | 01 - AFUE |  | Not Applicable | Not Applicable | Dont Know |  | Yes |  | -99 | -100 |  | 2 | -99 | 0 | 58STX07012 | Field Data Only | 81.82 | 4850.3 | 2000 | Central | Central | Dont Know | Gas 055-069.99 | 78-84.99 AFUE | Primary | 4292.6615
585 | EG03850546 | 1 | Furnace | 1900 - 1969 | N | 80 | 0 | 01 - Split Forced Air Furnace |  | 01 - Natural Gas | [5 empty] | 04 - Conditioned Space |  | 1 | No | Armstrong Air | G1N80BT100D20C |  | 01 - Constant Speed | 100 | 80 |  |  |  | -100 | 01 - AFUE |  | adp | re36560c215b2501ap | No |  | Yes |  | -99 | -100 |  | 1 | -99 | 0 | G1N80BT100D20C | Field Data Only | 80 | 4348.4 | 2100 | Central | Central | Dont Know | Gas 100-114.99 | 78-84.99 AFUE | Primary | 3105.0617
586 | EG03850918 | 1 | Furnace | 1900 - 1969 | N | 80 | -0.15125 | 01 - Split Forced Air Furnace |  | 01 - Natural Gas | [5 empty] | 04 - Conditioned Space |  | 1 | No | carrier | 58MCB100-20 | 08/01/2010 | 01 - Constant Speed | 100 | 93 |  |  |  | 0.93 | 01 - AFUE |  | cac/bdp | cnpvt6024ataabaa | Yes |  | Yes |  | 8 | 2010 |  | 1 | 2 | 2010 | 58MCB10020 | Outside Source Manual Lookup | 92.1 | 3651.72 | 2700 | Central | Central | Age 2010 to 2012 | Gas 100-114.99 | 90-96.99 AFUE | Primary | 2427.9183
587 | EG03855746 | 1 | Furnace | 1900 - 1969 | N | 80 | 0 | 02 - Package Furnace/AC |  | 01 - Natural Gas | [5 empty] | 06 - Roof |  | 1 | No | American standard | ycc036f1m0bj | 09/01/2003 | 01 - Constant Speed | 75 | 60 |  |  |  | -100 | 01 - AFUE |  | Not Applicable | Not Applicable | Not Applicable |  | Not Applicable |  | 9 | 2003 | 1 | 1 | 9 | 2003 | ycc036f1m0bj | CEC_cen | 80 | 5045.4718 | 1365 | Central | Central | Age 2000 to 2005 | Gas 070-084.99 | 78-84.99 AFUE | Primary | 3602.8197
588 | EG03856805 | 1 | Furnace | 1900 - 1969 | N | 80 | -99 | 01 - Split Forced Air Furnace |  | 01 - Natural Gas | [5 empty] | 02 - Attic |  | 1 | No |  |  |  | 01 - Constant Speed | 75 | -100 |  |  |  | -100 | 01 - AFUE |  | Not Applicable | Not Applicable | Not Applicable |  | Yes |  | -99 | -100 |  | 1 | -99 | 0 |  |  | -99 |  | 2050 | Central | Central | Dont Know | Gas 070-084.99 | Dont Know | Primary
589 | EG03870634 | 1 | Furnace | 1900 - 1969 | N | 80 | 0 | 15 - Forced Air furnace (No AC) |  | 01 - Natural Gas | [5 empty] | 04 - Conditioned Space |  | 1 | No | gaffers and sattler | s 100 fef |  | 01 - Constant Speed | 100 | 80 |  |  |  | 0.8 | 01 - AFUE |  | Not Applicable | Not Applicable | Not Applicable |  | No |  | -99 | -99 |  |  | -99 | 0 | s100fef | Field Data Only | 80 | 8562.82 | 2000 | Central | Both Central and Space | Dont Know | Gas 100-114.99 | 78-84.99 AFUE | Primary | 8252.795
590 | EG03870634 | 2 | Other | 1900 - 1969 | N | -99 | -99 | 13 - Fireplace |  | 05 - Wood |  | <1 day/week | No |  | 1st Floor | 04 - Conditioned Space |  | 0 | Not Applicable |  |  | 01/01/1966 | No Fan | [5 empty] | -99 | Dont Know |  | Not Applicable | Not Applicable | Not Applicable | Dont | Not Applicable | no nameplate | -99 | 1966 |  |  | 46 | 1966 |  |  | -99 |  | 2000 | Space | Both Central and Space | Age 1979 and older |  | Dont Know | Secondary
591 | EG03870893 | 1 | Furnace | 1900 - 1969 | N | 80 | -0.016625 | 15 - Forced Air furnace (No AC) |  | 01 - Natural Gas | [5 empty] | 02 - Attic |  | 1 | No | rheem | RGPH-07NAMGR |  | 02 - Variable Speed | 75 | 61 |  |  |  | 0.81 | 01 - AFUE |  | Not Applicable | Not Applicable | Not Applicable |  | No |  | -99 | -99 |  |  | -99 | 0 | RGPH07NAMGR | CEC_fur | 81.33 | 4348.4 | 1700 | Central | Central | Dont Know | Gas 070-084.99 | 78-84.99 AFUE | Primary | 3105.0617
592 | EG03884388 | 1 | Furnace | 1980 - 1989 | Y | 80 | -0.02275 | 01 - Split Forced Air Furnace |  | 01 - Natural Gas | [5 empty] | 01 - Garage |  | 1 | No | payne | PG8JAA036070 | 05/01/2003 | 01 - Constant Speed | 66 | 54 |  |  |  | -100 | 01 - AFUE |  | payne | ck6bxa030014aaaa | No |  | Yes |  | 5 | 2003 |  | 1 | 9 | 2003 | PG8JAA036070 | Field Data Only | 81.82 | 5627.829 | 980 | Central | Central | Age 2000 to 2005 | Gas 055-069.99 | 78-84.99 AFUE | Primary | 4980.7981
593 | EG03891955 | 1 | Furnace | 1900 - 1969 | N | 80 | -0.0085 | 01 - Split Forced Air Furnace |  | 01 - Natural Gas | [5 empty] | 05 - Mechanical Closet |  | 1 | Yes | bryant | 395CAV042091 |  | 01 - Constant Speed | 88 | 71 |  |  |  | 0.8 | 01 - AFUE |  | Dont Know | CK5AXT042000AAAA | Yes |  | Yes |  | -99 | -99 |  | 1 | -99 | 0 | 395CAV042091 | CEC_fur | 80.68 | 7484.88 | 1600 | Central | Central | Dont Know | Gas 085-099.99 | 78-84.99 AFUE | Primary | 6753.4399
594 | EG03894535 | 1 | Furnace | 1995 - 1999 | N | 80 | -99 | 01 - Split Forced Air Furnace |  | 01 - Natural Gas | [5 empty] | 02 - Attic |  | 0.5 | No |  |  |  | 01 - Constant Speed | -99 | -99 |  |  |  | -100 | 01 - AFUE |  | Not Applicable | Not Applicable | Not Applicable |  | Not Applicable |  | -99 | -100 |  | 1 | -99 | 0 |  |  | -99 |  | 5600 | Central | Central | Dont Know | Gas Dont Know | Dont Know | Primary
595 | EG03894535 | 2 | Furnace | 1995 - 1999 | N | 80 | -99 | 01 - Split Forced Air Furnace |  | 01 - Natural Gas | [5 empty] | 02 - Attic |  | 0.5 | No |  |  |  | 01 - Constant Speed | -99 | -99 |  |  |  | -100 | 01 - AFUE |  | Not Applicable | Not Applicable | Not Applicable |  | Yes |  | -99 | -100 |  | 2 | -99 | 0 |  |  | -99 |  | 5600 | Central | Central | Dont Know | Gas Dont Know | Dont Know | Secondary
596 | EG03894535 | 3 | Furnace | 1995 - 1999 | N | 80 | -99 | 01 - Split Forced Air Furnace |  | 01 - Natural Gas | [5 empty] | 02 - Attic |  | 0.4 | No |  |  |  | 01 - Constant Speed | -99 | -99 |  |  |  | -100 | 01 - AFUE |  | Not Applicable | Not Applicable | No |  | Yes |  | -99 | -100 |  | 3 | -99 | 0 |  |  | -99 |  | 5600 | Central | Central | Dont Know | Gas Dont Know | Dont Know | Secondary
597 | EG03914817 | 1 | Wall Furnace | 1900 - 1969 | Y | 65 | -99 | 03 - Wall Furnace |  | 01 - Natural Gas | [5 empty] | 04 - Conditioned Space |  | 1 | No |  |  |  | No Fan | -99 | -99 |  |  |  | -100 | 01 - AFUE |  | Not Applicable | Not Applicable | Not Applicable |  | Not Applicable |  | -99 | -100 |  |  | -99 | 0 |  |  | -99 |  | 1800 | Space | Space | Dont Know | Gas Dont Know | Dont Know | Primary
598 | EG03916221 | 1 | Furnace | 1900 - 1969 | Y | 80 | -99 | 01 - Split Forced Air Furnace |  | 01 - Natural Gas | [5 empty] | 04 - Conditioned Space |  | 1 | No | gaffers and sattler | u100-2 |  | 01 - Constant Speed | 100 | -100 |  |  |  | -100 | 01 - AFUE |  | Not Applicable | Not Applicable | Not Applicable |  | No |  | -99 | -100 |  |  | -99 | 0 | u1002 |  | -99 |  | 1728 | Central | Central | Dont Know | Gas 100-114.99 | Dont Know | Primary
599 | EG03916435 | 1 | Furnace | 1900 - 1969 | N | 80 | -99 | 01 - Split Forced Air Furnace |  | 01 - Natural Gas | [5 empty] | 01 - Garage |  | 1 | No | payne |  |  | 01 - Constant Speed | -99 | -99 |  |  |  | -99 | Dont Know |  | Dont Know | 863048 | No |  | Yes | nameplate weathered, not readable | -99 | -99 |  | 1 | -99 | 0 |  |  | -99 |  | 2150 | Central | Central | Dont Know | Gas Dont Know | Dont Know | Primary
600 | EG03931107 | 1 | Wall Furnace | 1900 - 1969 | Y | 65 | -99 | 03 - Wall Furnace |  | 01 - Natural Gas | [5 empty] | 04 - Conditioned Space |  | 0.5 | No | empire | get-35-1 |  | No Fan | 35 | -99 |  |  |  | -99 | Dont Know |  | Not Applicable | Not Applicable | Not Applicable |  | No | no data | -99 | -99 |  |  | -99 | 0 | get351 |  | -99 |  | 1800 | Space | Space | Dont Know | Gas 025-039.99 | Dont Know | Secondary
601 | EG03931107 | 2 | Other | 1900 - 1969 | Y | -99 | -99 | 14 - Electric Space Heater |  | 02 - Electric | [5 empty] | 04 - Conditioned Space |  | 0.25 | No | patton | puh680 |  | 01 - Constant Speed |  |  | 1.5 | 01 - kW |  | -99 | Dont Know |  | Not Applicable | Not Applicable | Not Applicable |  | Not Applicable | no data | -99 | -99 |  |  | -99 | 0 | puh680 |  | -99 |  | 1800 | Space | Space | Dont Know | Elec 0.1-0.99 | Dont Know | Primary
602 | EG03931107 | 3 | Other | 1900 - 1969 | Y | -99 | -99 | 14 - Electric Space Heater |  | 02 - Electric | [5 empty] | 04 - Conditioned Space |  | 0.25 | No | patton | puh680 |  | 01 - Constant Speed |  |  | 1.5 | 01 - kW |  | -99 | Dont Know |  | Not Applicable | Not Applicable | Not Applicable |  | Not Applicable | no data | -99 | -99 |  |  | -99 | 0 | puh680 |  | -99 |  | 1800 | Space | Space | Dont Know | Elec 0.1-0.99 | Dont Know | Secondary
603 | EG03934719 | 1 | Furnace | 1900 - 1969 | N | 80 | -0.0085 | 01 - Split Forced Air Furnace |  | 01 - Natural Gas | [5 empty] | 05 - Mechanical Closet |  | 1 | No | cac/bdp | GB1AAV048091 |  | 01 - Constant Speed | 88 | 71 |  |  |  | 0.81 | 01 - AFUE |  | adp | ha05248c210b180784 | No |  | Yes |  | -99 | -99 |  | 1 | -99 | 0 | GB1AAV048091 | Field Data Only | 80.68 | 4348.4 | 2300 | Central | Both Central and Space | Dont Know | Gas 085-099.99 | 78-84.99 AFUE | Primary | 3105.0617
604 | EG03934719 | 2 | Other | 1900 - 1969 | N | -99 | -99 | 13 - Fireplace |  | 01 - Natural Gas |  | <1 day/week | No |  | 1st Floor | 04 - Conditioned Space |  | 0 | No |  |  | 01/01/1967 | No Fan | -99 | -99 |  |  |  | -99 | Dont Know |  | Not Applicable | Not Applicable | Not Applicable |  | Not Applicable | no nameplate | -99 | 1967 |  |  | 45 | 1967 |  |  | -99 |  | 2300 | Space | Both Central and Space | Age 1979 and older | Gas Dont Know | Dont Know | Secondary
605 | EG03935120 | 1 | Furnace | 1900 - 1969 | Y | 80 | -0.0025 | 01 - Split Forced Air Furnace |  | 01 - Natural Gas | [5 empty] | 02 - Attic |  | 0.5 | No | haier | HGA060N3I | 01/01/2005 | 01 - Constant Speed | 60 | -100 |  |  |  | -100 | 01 - AFUE |  | Not Applicable | Not Applicable | Yes |  | Yes |  | -99 | 2005 |  | 1 | 7 | 2005 | HGA060N3I | CEC_2009 | 80.2 | 3244.2253 | 2200 | Central | Central | Age 2000 to 2005 | Gas 055-069.99 | 78-84.99 AFUE | Primary | 2859.1875
606 | EG03935120 | 2 | Furnace | 1900 - 1969 | Y | 80 | -99 | 01 - Split Forced Air Furnace |  | 01 - Natural Gas | [5 empty] | 02 - Attic |  | 0.5 | No | haier |  |  | 01 - Constant Speed | -99 | -99 |  |  |  | -100 | Dont Know |  | Not Applicable | Not Applicable | Not Applicable |  | Yes |  | -99 | -100 |  | 2 | -99 | 0 |  |  | -99 |  | 2200 | Central | Central | Dont Know | Gas Dont Know | Dont Know | Secondary
607 | EG03938954 | 1 | Furnace | 1980 - 1989 | N | 80 | -99 | 01 - Split Forced Air Furnace |  | 01 - Natural Gas | [5 empty] | 01 - Garage |  | 1 | No | lennox | g12q5e-75-4 |  | 01 - Constant Speed | 75 | -100 |  |  |  | -99 | Dont Know |  | Not Applicable | Not Applicable | No |  | Yes | no tag available for evap coil | -99 | -100 |  | 1 | -99 | 0 | g12q5e754 |  | -99 |  | 2563 | Central | Central | Dont Know | Gas 070-084.99 | Dont Know | Primary
608 | EG03941449 | 1 | Furnace | 1995 - 1999 | N | 80 | -99 | 01 - Split Forced Air Furnace |  | 01 - Natural Gas | [5 empty] | 01 - Garage |  | 0.5 | Yes | ruud | ugdc-10nbrjr |  | 01 - Constant Speed | 100 | -99 |  |  |  | -99 | Dont Know |  | Dont Know | edd4x60ja2 | Yes |  | Yes | nameplate | -99 | -99 |  | 1 | -99 | 0 | ugdc10nbrjr |  | -99 |  | 2500 | Central | Central | Dont Know | Gas 100-114.99 | Dont Know | Primary
609 | EG03941449 | 2 | Furnace | 1995 - 1999 | N | 80 | -99 | 01 - Split Forced Air Furnace |  | 01 - Natural Gas | [5 empty] | 05 - Mechanical Closet |  | 0.5 | No | tempstar | bea30b |  | 01 - Constant Speed | -99 | -99 |  |  |  | -99 | Dont Know |  | Not Applicable | Not Applicable | Not Applicable |  | No | nameplate | -99 | -99 |  | 2 | -99 | 0 | bea30b |  | -99 |  | 2500 | Central | Central | Dont Know | Gas Dont Know | Dont Know | Secondary
610 | EG03947602 | 1 | Furnace | 1900 - 1969 | N | 80 | 0 | 01 - Split Forced Air Furnace |  | 01 - Natural Gas | [5 empty] | 05 - Mechanical Closet |  | 1 | Yes | American standard | aud080c948h4 |  | 02 - Variable Speed | 80 | 64 |  |  |  | 0.8 | 01 - AFUE |  | American standard | Dont Know | Not Applicable |  | Yes |  | -99 | -99 |  | 1 | -99 | 0 | aud080c948h4 | CEC_fur | 80 | 4348.4 | 1550 | Central | Central | Dont Know | Gas 070-084.99 | 78-84.99 AFUE | Primary | 3105.0617
611 | EG03958363 | 1 | Furnace | 1980 - 1989 | Y | 80 | 0 | 01 - Split Forced Air Furnace |  | 01 - Natural Gas | [5 empty] | 02 - Attic |  | 1 | No | lennox | 80uhg4x-75a-3 |  | 01 - Constant Speed | 75 | -99 |  |  |  | -99 | Dont Know |  | Dont Know | bbl 48+pll48+lenn | No |  | Yes | see notes | -99 | -99 |  | 1 | -99 | 0 | 80uhg4x75a3 | CEC_fur | 80 | 2796.01 | 1485 | Central | Central | Dont Know | Gas 070-084.99 | 78-84.99 AFUE | Primary | 2464.1682
612 | EG03959242 | 1 | Furnace | 1980 - 1989 | N | 80 | 0 | 01 - Split Forced Air Furnace |  | 01 - Natural Gas | [5 empty] | 04 - Conditioned Space |  | 1 | No | amana | gmh80905cxab |  | 01 - Constant Speed | 90 | 72 |  |  |  | 0.8 | Dont Know |  | alpine air | ce60b3x-210l-004 076327 | Yes |  | Yes |  | -99 | -99 |  | 1 | -99 | 0 | gmh80905cxab | Field Data Only | 80 | 4348.4 | 1900 | Central | Central | Dont Know | Gas 085-099.99 | 78-84.99 AFUE | Primary | 3105.0617
613 | EG03963375 | 1 | Furnace | 1900 - 1969 | N | 80 | -99 | 01 - Split Forced Air Furnace |  | 01 - Natural Gas | [5 empty] | 04 - Conditioned Space |  | 1 | No | kenmore | gnj100m20c3 |  | 01 - Constant Speed | 100 | -100 |  |  |  | -100 | 01 - AFUE |  | Not Applicable | Not Applicable | Dont Know |  | Yes |  | -99 | -100 |  | 1 | -99 | 0 | gnj100m20c3 |  | -99 |  | 1400 | Central | Central | Dont Know | Gas 100-114.99 | Dont Know | Primary
614 | EG03964940 | 1 | Furnace | 1980 - 1989 | N | 80 | -99 | 01 - Split Forced Air Furnace |  | 01 - Natural Gas | [5 empty] | 01 - Garage |  | 1 | Yes | tempstar | nugi100kk02 |  | 01 - Constant Speed | 100 | -99 |  |  |  | -99 | Dont Know |  | Dont Know | Dont Know | Dont Know |  | Yes | evap coil wrapped in insulation - old | -99 | -99 |  | 1 | -99 | 0 | nugi100kk02 |  | -99 |  | 2300 | Central | Central | Dont Know | Gas 100-114.99 | Dont Know | Primary
615 | EG03976394 | 1 | Furnace | 1900 - 1969 | N | 80 | -99 | 01 - Split Forced Air Furnace |  | 01 - Natural Gas | [5 empty] | 04 - Conditioned Space |  | 1 | No | custom-aire | t-75d |  | 01 - Constant Speed | 75 | -100 |  |  |  | -100 | 01 - AFUE |  | Not Applicable | Not Applicable | Not Applicable |  | Not Applicable |  | -99 | -100 |  |  | -99 | 0 | t75d |  | -99 |  | 1300 | Central | Central | Dont Know | Gas 070-084.99 | Dont Know | Primary
616 | EG03978276 | 2 | Furnace | 1980 - 1989 | N | 80 | -0.015625 | 02 - Package Furnace/AC |  | 01 - Natural Gas | [5 empty] | 06 - Roof |  | 1 | No | york | d1na048n06506nxc |  | 01 - Constant Speed | 80 | 65 |  |  |  | 0.81 | Dont Know |  | Not Applicable | Not Applicable | Not Applicable |  | Not Applicable | no info | -99 | -99 | 2 | 5 | -99 | 0 | d1na048n06506nxc | Field Data Only | 81.25 | 4348.4 | 1700 | Central | Central | Dont Know | Gas 070-084.99 | 78-84.99 AFUE | Primary | 3105.0617
617 | EG03994551 | 1 | Furnace | 1900 - 1969 | N | 80 | -99 | 02 - Package Furnace/AC |  | 01 - Natural Gas | [5 empty] | 06 - Roof |  | 1 | No |  |  |  | 01 - Constant Speed | -99 | -99 |  |  |  | -99 | Dont Know |  | Not Applicable | Not Applicable | Not Applicable |  | Not Applicable | my 13 ft telescoping ladder and available ladder on site were not tall enough to get to the roof level where the unit is installec | -99 | -99 | 1 | 1 | -99 | 0 |  |  | -99 |  | 1800 | Central | Both Central and Space | Dont Know | Gas Dont Know | Dont Know | Primary
618 | EG03994551 | 2 | Other | 1900 - 1969 | N | -99 | -99 | 13 - Fireplace |  | 01 - Natural Gas |  | <1 day/week | No |  | 2nd Floor | 04 - Conditioned Space |  | 0 | No |  |  | 01/01/1966 | No Fan | -99 | -99 |  |  |  | -99 | Dont Know |  | Not Applicable | Not Applicable | Not Applicable |  | Not Applicable | no nameplate | -99 | 1966 |  |  | 46 | 1966 |  |  | -99 |  | 1800 | Space | Both Central and Space | Age 1979 and older | Gas Dont Know | Dont Know | Secondary
619 | EG03996155 | 1 | Furnace | 1900 - 1969 | N | 80 | -99 | 01 - Split Forced Air Furnace |  | 01 - Natural Gas | [5 empty] | 02 - Attic |  | 1 | No | Payne |  |  | 01 - Constant Speed | -99 | -99 |  |  |  | -100 | 01 - AFUE |  | Not Applicable | Not Applicable | Not Applicable |  | Yes |  | -99 | -100 |  | 1 | -99 | 0 |  |  | -99 |  | 1800 | Central | Central | Dont Know | Gas Dont Know | Dont Know | Primary
620 | EG04000254 | 1 | Wall Furnace | 1980 - 1989 | Y | 65 | -0.27477 | 03 - Wall Furnace |  | 01 - Natural Gas | [5 empty] | 04 - Conditioned Space |  | 1 | Yes | evcon | DGAA070BDT |  | 01 - Constant Speed | 70 | 58 |  |  |  | 0.8 | 01 - AFUE |  | Not Applicable | Not Applicable | Not Applicable |  | Not Applicable |  | -99 | -99 |  | 1 | -99 | 0 | DGAA070BDT | Field Data Only | 82.86 | 4850.3 | 1200 | Space | Space | Dont Know | Gas 070-084.99 | 78-84.99 AFUE | Primary | 4292.6615
621 | EG04007778 | 1 | Furnace | 1900 - 1969 | Y | 80 | 0.0625 | 15 - Forced Air furnace (No AC) |  | 01 - Natural Gas | [5 empty] | 07 - Crawlspace |  | 1 | No | hammel | 2a |  | 01 - Constant Speed | 30 | 22.5 |  |  |  | 0.7 | Dont Know |  | Not Applicable | Not Applicable | Not Applicable |  | No |  | -99 | -99 |  |  | -99 | 0 | 2a | Field Data Only | 75 | 11527 | 500 | Central | Central | Dont Know | Gas 025-039.99 | 72-77.99 AFUE | Primary | 5876.4308
622 | EG04008992 | 1 | Other | 1900 - 1969 | Y | -99 | -99 | 13 - Fireplace |  | 05 - Wood |  | Daily | No |  | 1st Floor | 04 - Conditioned Space |  | 0.4 | No |  |  |  | No Fan | [5 empty] | -99 | Dont Know |  | Not Applicable | Not Applicable | Not Applicable | Dont | Not Applicable | no nameplate | -99 | -99 |  |  | -99 | 0 |  |  | -99 |  | 2200 | Space | Space | Dont Know |  | Dont Know | Secondary
623 | EG04008992 | 2 | Other | 1900 - 1969 | Y | -99 | -99 | 13 - Fireplace |  | 02 - Electric |  | Daily | No |  | 1st Floor | 04 - Conditioned Space |  | 0.4 | No | underwriter's laboratories | j-449694 |  | 02 - Variable Speed |  |  | -99 | Dont Know |  | -99 | Dont Know |  | Not Applicable | Not Applicable | Not Applicable |  | Not Applicable | info n/a | -99 | -99 |  |  | -99 | 0 | j449694 |  | -99 |  | 2200 | Space | Space | Dont Know | Elec Dont Know | Dont Know | Secondary
624 | EG04008992 | 3 | Wall Furnace | 1900 - 1969 | Y | 65 | -99 | 03 - Wall Furnace |  | 02 - Electric | [5 empty] | 04 - Conditioned Space |  | 0.1 | No | thermador |  |  | No Fan |  |  | -99 | Dont Know |  | -99 | Dont Know |  | Not Applicable | Not Applicable | Not Applicable |  | Not Applicable | no nameplate | -99 | -99 |  |  | -99 | 0 |  |  | -99 |  | 2200 | Space | Space | Dont Know | Elec Dont Know | Dont Know | Secondary
625 | EG04008992 | 4 | Wall Furnace | 1900 - 1969 | Y | 65 | -99 | 03 - Wall Furnace |  | 02 - Electric | [5 empty] | 04 - Conditioned Space |  | 0.1 | No | nutone |  |  | 01 - Constant Speed |  |  | -99 | Dont Know |  | -99 | Dont Know |  | Not Applicable | Not Applicable | Not Applicable |  | Not Applicable | no nameplate | -99 | -99 |  |  | -99 | 0 |  |  | -99 |  | 2200 | Space | Space | Dont Know | Elec Dont Know | Dont Know | Primary
626 | EG04010160 | 1 | Wall Furnace | 1980 - 1989 | Y | 65 | -99 | 03 - Wall Furnace |  | 01 - Natural Gas | [5 empty] | 04 - Conditioned Space |  | 0.5 | No | williams | 35gv-c-5 |  | No Fan | 35 | -100 |  |  |  | -100 | 01 - AFUE |  | Not Applicable | Not Applicable | Not Applicable |  | Not Applicable |  | -99 | -100 |  |  | -99 | 0 | 35gvc5 |  | -99 |  | 900 | Space | Space | Dont Know | Gas 025-039.99 | Dont Know | Primary
627 | EG04020669 | 1 | Furnace | 1990 - 1994 | N | 80 | -99 | 02 - Package Furnace/AC |  | 01 - Natural Gas | [5 empty] | 06 - Roof |  | 1 | No | payne | 42060 |  | 01 - Constant Speed | -99 | -99 |  |  |  | -99 | Dont Know |  | Dont Know | Dont Know | Dont Know |  | Yes | worn out by sun | -99 | -99 | 1 | 1 | -99 | 0 | 42060 |  | -99 |  | 1700 | Central | Central | Dont Know | Gas Dont Know | Dont Know | Primary
628 | EG04025906 | 1 | Furnace | 1900 - 1969 | Y | 80 | -99 | 02 - Package Furnace/AC |  | 01 - Natural Gas | [5 empty] | 06 - Roof |  | 1 | No | whirlpool |  |  | 01 - Constant Speed | -99 | -99 |  |  |  | -100 | 01 - AFUE |  | Not Applicable | Not Applicable | Not Applicable |  | Not Applicable |  | -99 | -100 | 1 | 1 | -99 | 0 |  |  | -99 |  | 1800 | Central | Central | Dont Know | Gas Dont Know | Dont Know | Primary
629 | EG04028065 | 1 | Furnace | 1900 - 1969 | Y | 80 | -99 | 01 - Split Forced Air Furnace |  | 01 - Natural Gas | [5 empty] | 04 - Conditioned Space |  | 1 | No | lennox | G40UH-36A-070X- |  | 01 - Constant Speed | 66 | -100 |  |  |  | -100 | 01 - AFUE |  | lennox | c33-38a-2f | Dont Know |  | Yes |  | -99 | -100 |  | 2 | -99 | 0 | G40UH36A070X |  | -99 |  | 1500 | Central | Central | Dont Know | Gas 055-069.99 | Dont Know | Primary
630 | EG04036887 | 1 | Furnace | 1900 - 1969 | N | 80 | -99 | 01 - Split Forced Air Furnace |  | 01 - Natural Gas | [5 empty] | 02 - Attic |  | 1 | No | tappan | FG6RA096*-20C |  | 01 - Constant Speed | 96 | -99 |  |  |  | -99 | Dont Know |  | all style | aslb484422t+s | No |  | Yes | dk | -99 | -99 |  | 1 | -99 | 0 | FG6RA09620C |  | -99 |  | 1375 | Central | Central | Dont Know | Gas 085-099.99 | Dont Know | Primary
631 | EG04043272 | 1 | Furnace | 1900 - 1969 | N | 80 | 0 | 01 - Split Forced Air Furnace |  | 01 - Natural Gas | [5 empty] | 02 - Attic |  | 1 | No | carrier | 58sta/stx |  | 01 - Constant Speed | 100 | -100 |  |  |  | -100 | 01 - AFUE |  | Not Applicable | Not Applicable | Not Applicable |  | No |  | -99 | -100 |  | 1 | -99 | 0 | 58stastx | Outside Source Manual Lookup | 80 | 4348.4 | 2375 | Central | Central | Dont Know | Gas 100-114.99 | 78-84.99 AFUE | Primary | 3105.0617
632 | EG04047779 | 1 | Wall Furnace | 1900 - 1969 | Y | 65 | -99 | 03 - Wall Furnace |  | 01 - Natural Gas | [5 empty] | 04 - Conditioned Space |  | 0.5 | No | hammel | whs57 |  | No Fan | 57 | -100 |  |  |  | -100 | 01 - AFUE |  | Not Applicable | Not Applicable | Not Applicable |  | Not Applicable |  | -99 | -100 |  |  | -99 | 0 | whs57 |  | -99 |  | 1100 | Space | Both Central and Space | Dont Know | Gas 055-069.99 | Dont Know | Secondary
633 | EG04047779 | 2 | Furnace | 1900 - 1969 | Y | 80 | 0.125 | 01 - Split Forced Air Furnace |  | 01 - Natural Gas | [5 empty] | 04 - Conditioned Space |  | 0.5 | No | dnp | sa-b28 sd |  | No Fan | 29 | 20.3 |  |  |  | -100 | 01 - AFUE |  | Not Applicable | Not Applicable | Not Applicable |  | Not Applicable |  | -99 | -100 |  |  | -99 | 0 | sab28sd | Field Data Only | 70 | 4850.3 | 1100 | Central | Both Central and Space | Dont Know | Gas 025-039.99 | 66-71.99 AFUE | Primary | 4292.6615
634 | EG04050699 | 1 | Furnace | 1970 - 1979 | N | 80 | 0 | 15 - Forced Air furnace (No AC) |  | 01 - Natural Gas | [5 empty] | 01 - Garage |  | 1 | No | carrier | 58gc080-1a |  | 01 - Constant Speed | 80 | 64 |  |  |  | 0.8 | 01 - AFUE |  | Not Applicable | Not Applicable | Not Applicable |  | No |  | -99 | -100 |  |  | 39 | 1973 | 58gc0801a | bluebook | 80 | 10168.3487 | 1796 | Central | Central | Age 1979 and older | Gas 070-084.99 | 78-84.99 AFUE | Primary | 7260.9122
635 | EG04057946 | 1 | Furnace | 1970 - 1979 | N | 80 | 0 | 01 - Split Forced Air Furnace |  | 01 - Natural Gas | [5 empty] | 04 - Conditioned Space |  | 1 | Yes | lennox | g12q4-110 |  | 01 - Constant Speed | 110 | 88 |  |  |  | 0.8 | Dont Know |  | lennox | c4-51-00-2 | No |  | Yes |  | -99 | -99 |  | 1 | -99 | 0 | g12q4110 | Field Data Only | 80 | 7484.88 | 1420 | Central | Central | Dont Know | Gas 100-114.99 | 78-84.99 AFUE | Primary | 4891.4344
636 | EG04059205 | 1 | Furnace | 1970 - 1979 | N | 80 | -0.00375 | 01 - Split Forced Air Furnace |  | 01 - Natural Gas | [5 empty] | 02 - Attic |  | 1 | No | Lennox |  | 01/01/2003 | 01 - Constant Speed | 66 | 53 |  |  |  | -99 | Dont Know |  | lennox | ch33-36a-2f | Not Applicable |  | Yes | info not on label | -99 | 2003 |  | 1 | 9 | 2003 |  | Field Data Only | 80.3 | 2824.7402 | 1500 | Central | Central | Age 2000 to 2005 | Gas 055-069.99 | 78-84.99 AFUE | Primary | 1878.0844
637 | EG04065214 | 1 | Furnace | 1900 - 1969 | N | 80 | -0.1375 | 15 - Forced Air furnace (No AC) |  | 01 - Natural Gas | [5 empty] | 02 - Attic |  | 1 | No | lennox | ghr26q4/5-100-6 |  | 01 - Constant Speed | 100 | -99 |  |  |  | -99 | Dont Know |  | Not Applicable | Not Applicable | Not Applicable |  | Not Applicable | not on nameplate | -99 | -99 |  |  | -99 | 0 | ghr26q451006 | CEC_fur | 91 | 2610.8 | 2400 | Central | Central | Dont Know | Gas 100-114.99 | 90-96.99 AFUE | Primary | 1926.2255
638 | EG04067553 | 1 | Furnace | 1970 - 1979 | N | 80 | 0 | 01 - Split Forced Air Furnace |  | 01 - Natural Gas | [5 empty] | 01 - Garage |  | 1 | No | dnp | 100u48-19a | 01/01/1976 | 01 - Constant Speed | 100 | 80 |  |  |  | 0.8 | 01 - AFUE |  | payne | 48cg-8 | No |  | Yes |  | -99 | 1976 |  | 1 | 36 | 1976 | 100u4819a | Field Data Only | 80 | 5163.725 | 2035 | Central | Both Central and Space | Age 1979 and older | Gas 100-114.99 | 78-84.99 AFUE | Primary | 3687.2608
639 | EG04067553 | 2 | Other | 1970 - 1979 | N | -99 | -99 | 13 - Fireplace |  | 01 - Natural Gas |  | 1-2 days/week | No |  | 1st Floor | 04 - Conditioned Space |  | 0 | No |  |  | 01/01/1976 | No Fan | -99 | -99 |  |  |  | -99 | Dont Know |  | Not Applicable | Not Applicable | Not Applicable |  | Not Applicable | no nameplate | -99 | 1976 |  |  | 36 | 1976 |  |  | -99 |  | 2035 | Space | Both Central and Space | Age 1979 and older | Gas Dont Know | Dont Know | Secondary
640 | EG04081190 | 1 | Furnace | 1900 - 1969 | Y | 80 | -99 | 01 - Split Forced Air Furnace |  | 01 - Natural Gas | [5 empty] | 02 - Attic |  | 1 | No | trane | td060r93680 |  | 01 - Constant Speed | 60 | -100 |  |  |  | -100 | 01 - AFUE |  | Not Applicable | Not Applicable | No |  | Yes |  | -99 | -100 |  | 1 | -99 | 0 | td060r93680 |  | -99 |  | 1000 | Central | Central | Dont Know | Gas 055-069.99 | Dont Know | Primary
641 | EG04082694 | 1 | Furnace | 1970 - 1979 | N | 80 | 0 | 02 - Package Furnace/AC |  | 01 - Natural Gas | [5 empty] | 06 - Roof |  | 1 | No | carrier | 48vln0360603 |  | 01 - Constant Speed | 60 | 48 |  |  |  | 0.8 | 01 - AFUE |  | Not Applicable | Not Applicable | Not Applicable |  | Not Applicable |  | -99 | -100 | 1 | 1 | -99 | 0 | 48vln0360603 | CEC_2009 | 80 | 2434.48 | 1600 | Central | Central | Dont Know | Gas 055-069.99 | 78-84.99 AFUE | Primary | 1618.6122
642 | EG04083051 | 1 | Furnace | 1980 - 1989 | Y | 80 | 0 | 02 - Package Furnace/AC |  | 01 - Natural Gas | [5 empty] | 06 - Roof |  | 1 | No | international comfort products | PGF336060K*0 |  | 01 - Constant Speed | 60 | 48 |  |  |  | 0.8 | 01 - AFUE |  | Not Applicable | Not Applicable | Not Applicable |  | Not Applicable |  | -99 | -99 | 1 | 1 | -99 | 0 | PGF336060K0 | Field Data Only | 80 | 2796.01 | 1750 | Central | Central | Dont Know | Gas 055-069.99 | 78-84.99 AFUE | Primary | 2464.1682
643 | EG04083705 | 1 | Furnace | 1900 - 1969 | Y | 80 | -99 | 01 - Split Forced Air Furnace |  | 01 - Natural Gas | [5 empty] | 02 - Attic |  | 1 | No | heil |  |  | 01 - Constant Speed | -99 | -99 |  |  |  | -99 | Dont Know |  | Dont Know | Dont Know | No |  | Yes | parts of name plate illegible | -99 | -99 |  | 1 | -99 | 0 |  |  | -99 |  | 1205 | Central | Both Central and Space | Dont Know | Gas Dont Know | Dont Know | Primary
644 | EG04083705 | 2 | Other | 1900 - 1969 | Y | -99 | -99 | 13 - Fireplace |  | 05 - Wood |  | <1 day/week | No |  | 1st Floor | 04 - Conditioned Space |  | 0 | Not Applicable |  |  |  | No Fan | [5 empty] | -99 | Dont Know |  | Not Applicable | Not Applicable | Not Applicable | Dont | Not Applicable | no nameplate | -99 | -99 |  |  | -99 | 0 |  |  | -99 |  | 1205 | Space | Both Central and Space | Dont Know |  | Dont Know | Secondary
645 | EG04086202 | 1 | Furnace | 1980 - 1989 | N | 80 | -0.0085 | 01 - Split Forced Air Furnace |  | 01 - Natural Gas | [5 empty] | 04 - Conditioned Space |  | 1 | No | carrier | 58CTX090-16 | 09/01/2003 | 01 - Constant Speed | 88 | 71 |  |  |  | 0.8 | 01 - AFUE |  | Not Applicable | Not Applicable | Not Applicable |  | No |  | 9 | 2003 |  |  | 9 | 2003 | 58CTX09016 | Field Data Only | 80.68 | 6102.5215 | 2500 | Central | Central | Age 2000 to 2005 | Gas 085-099.99 | 78-84.99 AFUE | Primary | 4340.4989
646 | EG04090667 | 1 | Furnace | 1900 - 1969 | N | 80 | 0 | 01 - Split Forced Air Furnace |  | 01 - Natural Gas | [5 empty] | 04 - Conditioned Space |  | 1 | No | lennox | G40UH-60C-110- |  | 01 - Constant Speed | 110 | 88 |  |  |  | 0.8 | 01 - AFUE |  | lennox | bv13260-cpc2476n79 | Dont Know |  | Yes |  | -99 | -100 |  | 1 | -99 | 0 | G40UH60C110 | CEC_2009 | 80 | 2434.48 | 1946 | Central | Central | Dont Know | Gas 100-114.99 | 78-84.99 AFUE | Primary | 1618.6122
647 | EG04108495 | 1 | Furnace | 1990 - 1994 | Y | 80 | 0 | 01 - Split Forced Air Furnace |  | 01 - Natural Gas | [5 empty] | 01 - Garage |  | 1 | No | payne | 383kav060090 | 03/01/1992 | 01 - Constant Speed | 110 | -99 |  |  |  | -99 | Dont Know |  | payne | cb5axa06000aaaa | Yes |  | Yes | nameplate | 3 | 1992 |  | 1 | 20 | 1992 | 383kav060090 | CEC_fur | 80 | 3339.6786 | 2118 | Central | Central | Age 1990 to 1994 | Gas 100-114.99 | 78-84.99 AFUE | Primary | 2955.7161
648 | EG04111466 | 1 | Furnace | 1970 - 1979 | N | 80 | -0.02275 | 01 - Split Forced Air Furnace |  | 01 - Natural Gas | [5 empty] | 02 - Attic |  | 1 | No | carrier | 58CTX070-12 | 11/01/2006 | 01 - Constant Speed | 66 | 54 |  |  |  | 0.82 | 01 - AFUE |  | adp | hd12636d145b2603ap | Yes |  | Yes |  | 11 | 2006 |  | 1 | 6 | 2006 | 58CTX07012 | Field Data Only | 81.82 | 5671.8261 | 1400 | Central | Both Central and Space | Age 2006 to 2009 | Gas 055-069.99 | 78-84.99 AFUE | Primary | 4050.0805
649 | EG04111466 | 2 | Other | 1970 - 1979 | N | -99 | -99 | 13 - Fireplace |  | 01 - Natural Gas |  | <1 day/week | No |  | 1st Floor | 04 - Conditioned Space |  | 0 | No |  |  | 01/01/1972 | No Fan | -99 | -99 |  |  |  | -99 | Dont Know |  | Not Applicable | Not Applicable | Not Applicable |  | Not Applicable | no nameplate | -99 | 1972 |  |  | 40 | 1972 |  |  | -99 |  | 1400 | Space | Both Central and Space | Age 1979 and older | Gas Dont Know | Dont Know | Secondary
650 | EG04111817 | 1 | Furnace | 1900 - 1969 | N | 80 | -0.15625 | 01 - Split Forced Air Furnace |  | 01 - Natural Gas | [5 empty] | 02 - Attic |  | 1 | No | American standard | auy120r9v5w4 | 06/01/2004 | 01 - Constant Speed | 120 | 111 |  |  |  | 0.93 | 01 - AFUE |  | American standard | txc065s3hpc0 | No |  | Yes |  | 6 | 2004 |  | 1 | 8 | 2004 | auy120r9v5w4 | CEC_fur | 92.5 | 5045.4718 | 2900 | Central | Central | Age 2000 to 2005 | Gas 115-129.99 | 90-96.99 AFUE | Primary | 3602.8197
651 | EG04113604 | 1 | Furnace | 1900 - 1969 | N | 80 | -99 | 02 - Package Furnace/AC |  | 01 - Natural Gas | [5 empty] | 06 - Roof |  | 1 | No |  |  |  | 01 - Constant Speed | -99 | -99 |  |  |  | -100 | 01 - AFUE |  | Not Applicable | Not Applicable | Not Applicable |  | Not Applicable |  | -99 | -100 | 1 | 1 | -99 | 0 |  |  | -99 |  | 1500 | Central | Central | Dont Know | Gas Dont Know | Dont Know | Primary
652 | EG04121356 | 1 | Furnace | 1900 - 1969 | N | 80 | -99 | 01 - Split Forced Air Furnace |  | 01 - Natural Gas | [5 empty] | 02 - Attic |  | 1 | No | bryant | 312JAV066110 | 07/01/2004 | 01 - Constant Speed | 110 | 105 |  |  |  | -99 | Dont Know |  | bryant | Not Applicable | Dont Know |  | Yes | not available | 7 | 2004 |  |  | 8 | 2004 | 312JAV066110 |  | -99 |  | 2600 | Central | Central | Age 2000 to 2005 | Gas 100-114.99 | Dont Know | Primary
653 | EG04123157 | 1 | Furnace | 1980 - 1989 | N | 80 | -99 | 02 - Package Furnace/AC |  | 01 - Natural Gas | [5 empty] | 06 - Roof |  | 1 | No | rheem |  |  | 01 - Constant Speed | -99 | -99 |  |  |  | -100 | 01 - AFUE |  | Not Applicable | Not Applicable | Not Applicable |  | Not Applicable |  | -99 | -100 | 1 | 4 | -99 | 0 |  |  | -99 |  | 3200 | Central | Central | Dont Know | Gas Dont Know | Dont Know | Primary
654 | EG04123157 | 2 | Furnace | 1980 - 1989 | N | 80 | -99 | 02 - Package Furnace/AC |  | 01 - Natural Gas | [5 empty] | 06 - Roof |  | 0.5 | No | rheem |  |  | 01 - Constant Speed | -99 | -99 |  |  |  | -100 | 01 - AFUE |  | Not Applicable | Not Applicable | Not Applicable |  | Not Applicable |  | -99 | -100 | 2 | 5 | -99 | 0 |  |  | -99 |  | 3200 | Central | Central | Dont Know | Gas Dont Know | Dont Know | Secondary
655 | EG04132657 | 1 | Furnace | 1970 - 1979 | N | 80 | 0 | 01 - Split Forced Air Furnace |  | 01 - Natural Gas | [5 empty] | 02 - Attic |  | 1 | No |  |  |  | 01 - Constant Speed | 80 | 64 |  |  |  | 0.8 | 01 - AFUE |  | ari | abha3248dd | No |  | Yes |  | -99 | -100 |  | 1 | -99 | 0 |  | Field Data Only | 80 | 4348.4 | 2145 | Central | Central | Dont Know | Gas 070-084.99 | 78-84.99 AFUE | Primary | 3105.0617
656 | EG04162896 | 1 | Furnace | 1980 - 1989 | N | 80 | -99 | 01 - Split Forced Air Furnace |  | 01 - Natural Gas | [5 empty] | 01 - Garage |  | 1 | No | rheem | rhph-10nbrjr |  | 01 - Constant Speed | 100 | -100 |  |  |  | -100 | 01 - AFUE |  | Not Applicable | bv72460+x2-ayl26dd | Not Applicable |  | Yes |  | -99 | -100 |  | 1 | -99 | 0 | rhph10nbrjr |  | -99 |  | 2000 | Central | Central | Dont Know | Gas 100-114.99 | Dont Know | Primary
657 | EG04183287 | 1 | Furnace | 1970 - 1979 | N | 80 | 0 | 01 - Split Forced Air Furnace |  | 01 - Natural Gas | [5 empty] | 02 - Attic |  | 1 | Yes | trane | TUD080C948H | 01/01/2006 | 02 - Variable Speed | 80 | -99 |  |  |  | -99 | Dont Know |  | adp | hd20460d245b260300 | No |  | Yes | no data | 1 | 2006 |  | 1 | 6 | 2006 | TUD080C948H | CEC_fur | 80 | 3175.4087 | 1800 | Central | Central | Age 2006 to 2009 | Gas 070-084.99 | 78-84.99 AFUE | Primary | 2111.2333
658 | EG04190395 | 1 | Wall Furnace | 1900 - 1969 | N | 65 | -0.13985 | 03 - Wall Furnace |  | 01 - Natural Gas | [5 empty] | 04 - Conditioned Space |  | 0.5 | No | williams | 3509612 |  | No Fan | 35 | -99 |  |  |  | -99 | Dont Know |  | Not Applicable | Not Applicable | Not Applicable |  | Not Applicable | no info | -99 | -99 |  |  | -99 | 0 | 3509612 | CEC_heat | 74.09 |  | 1273 | Space | Space | Dont Know | Gas 025-039.99 | 72-77.99 AFUE | Secondary
659 | EG04190395 | 2 | Other | 1900 - 1969 | N | -99 | -99 | 14 - Electric Space Heater |  | 02 - Electric | [5 empty] | 04 - Conditioned Space |  | 0.25 | No | delonghi | hm24 |  | No Fan |  |  | 1.5 | 01 - kW |  | -99 | Dont Know |  | Not Applicable | Not Applicable | Not Applicable |  | Not Applicable | non | -99 | -99 |  |  | -99 | 0 | hm24 |  | -99 |  | 1273 | Space | Space | Dont Know | Elec 0.1-0.99 | Dont Know | Primary
660 | EG04202770 | 1 | Furnace | 1900 - 1969 | N | 80 | -0.011375 | 15 - Forced Air furnace (No AC) |  | 01 - Natural Gas | [5 empty] | 04 - Conditioned Space |  | 1 | Dont Know | payne | PG8JAA066110 | 08/01/2008 | 01 - Constant Speed | 110 | 89 |  |  |  | 0.8 | Dont Know |  | Not Applicable | Not Applicable | Not Applicable |  | No | no data | 8 | 2008 |  |  | 4 | 2008 | PG8JAA066110 | Field Data Only | 80.91 | 3405.3913 | 3000 | Central | Central | Age 2006 to 2009 | Gas 100-114.99 | 78-84.99 AFUE | Primary | 2512.468
661 | EG04204361 | 1 | Furnace | 1970 - 1979 | N | 80 | 0 | 01 - Split Forced Air Furnace |  | 01 - Natural Gas | [5 empty] | 02 - Attic |  | 1 | No | goodman | gme81155cxab |  | 02 - Variable Speed | 115 | 92 |  |  |  | 0.8 | 01 - AFUE |  | goodman | chpf4860d6aa | No |  | Yes |  | -99 | -99 |  | 1 | -99 | 0 | gme81155cxab | Field Data Only | 80 | 2610.8 | 2475 | Central | Both Central and Space | Dont Know | Gas 115-129.99 | 78-84.99 AFUE | Primary | 1926.2255
662 | EG04204361 | 2 | Other | 1970 - 1979 | N | -99 | -99 | 13 - Fireplace |  | 01 - Natural Gas |  | 3-5 days/week | No |  | 1st Floor | 04 - Conditioned Space |  | 0.25 | No |  |  | 01/01/1977 | No Fan | -100 | -100 |  |  |  | -100 | Dont Know |  | Not Applicable | Not Applicable | Not Applicable |  | Not Applicable |  | -99 | 1977 |  |  | 35 | 1977 |  |  | -99 |  | 2475 | Space | Both Central and Space | Age 1979 and older | Gas Dont Know | Dont Know | Secondary
663 | EG04214373 | 1 | Furnace | 1900 - 1969 | N | 80 | 0 | 15 - Forced Air furnace (No AC) |  | 01 - Natural Gas | [5 empty] | 04 - Conditioned Space |  | 1 | No | pioneer | p-75-f |  | 01 - Constant Speed | 75 | 60 |  |  |  | 0.8 | 01 - AFUE |  | Not Applicable | Not Applicable | Not Applicable |  | No |  | -99 | -99 |  |  | -99 | 0 | p75f | Field Data Only | 80 | 2610.8 | 1200 | Central | Central | Dont Know | Gas 070-084.99 | 78-84.99 AFUE | Primary | 1856.9659
664 | EG04217023 | 1 | Furnace | 1900 - 1969 | N | 80 | 0 | 15 - Forced Air furnace (No AC) |  | 01 - Natural Gas | [5 empty] | 04 - Conditioned Space |  | 1 | No | rheem | rgpj-07nauer |  | 01 - Constant Speed | 75 | -99 |  |  |  | -99 | Dont Know |  | Not Applicable | Not Applicable | Not Applicable |  | Not Applicable | not on nameplate | -99 | -99 |  |  | -99 | 0 | rgpj07nauer | CEC_fur | 80 | 5259.41 | 1600 | Central | Central | Dont Know | Gas 070-084.99 | 78-84.99 AFUE | Primary | 3740.8247
665 | EG04235732 | 1 | Furnace | 1900 - 1969 | N | 80 | -99 | 01 - Split Forced Air Furnace |  | 01 - Natural Gas | [5 empty] | 02 - Attic |  | 1 | No | carrier | 58EDC080130JA | 01/01/1991 | 01 - Constant Speed | 80 | -100 |  |  |  | -100 | 01 - AFUE |  | Not Applicable | 28sl049-905 | Not Applicable |  | Yes |  | -99 | 1991 |  | 1 | 21 | 1991 | 58EDC080130JA |  | -99 |  | 1500 | Central | Central | Age 1990 to 1994 | Gas 070-084.99 | Dont Know | Primary
666 | EG04236706 | 1 | Furnace | 1970 - 1979 | N | 80 | -99 | 01 - Split Forced Air Furnace |  | 01 - Natural Gas | [5 empty] | 04 - Conditioned Space |  | 1 | No | Lennox | G12Q382 |  | 01 - Constant Speed | 82 | -100 |  |  |  | -100 | 01 - AFUE |  | lennox | c4-41-2ff | No |  | Yes |  | -99 | -100 |  | 1 | 35 | 1977 | G12Q382 | bluebook | -99 |  | 1240 | Central | Central | Age 1979 and older | Gas 070-084.99 | Dont Know | Primary
667 | EG04240648 | 1 | Furnace | 1900 - 1969 | N | 80 | -0.00375 | 01 - Split Forced Air Furnace |  | 01 - Natural Gas | [5 empty] | 03 - Basement |  | 0.2 | No | bryant | 383kav036070agja |  | 01 - Constant Speed | 66 | 53 |  |  |  | 0.8 | 01 - AFUE |  | Bryant | ck5bxt036017aaaa | Dont Know |  | Yes |  | -99 | -100 |  | 2 | -99 | 0 | 383kav036070agja | CEC_fur | 80.3 |  | 5200 | Central | Central | Dont Know | Gas 055-069.99 | 78-84.99 AFUE | Secondary
668 | EG04240648 | 2 | Furnace | 1900 - 1969 | N | 80 | -99 | 01 - Split Forced Air Furnace |  | 01 - Natural Gas | [5 empty] | 03 - Basement |  | 0.4 | No | bryant |  |  | 01 - Constant Speed | -99 | -99 |  |  |  | -100 | 01 - AFUE |  | Not Applicable | Not Applicable | No |  | Yes |  | -99 | -100 |  | 3 | -99 | 0 |  |  | -99 |  | 5200 | Central | Central | Dont Know | Gas Dont Know | Dont Know | Secondary
669 | EG04240648 | 3 | Furnace | 1900 - 1969 | N | 80 | -0.0085 | 01 - Split Forced Air Furnace |  | 01 - Natural Gas | [5 empty] | 02 - Attic |  | 0.4 | No | Bryant | 383kav048091 |  | 01 - Constant Speed | 88 | 71 |  |  |  | 0.8 | 01 - AFUE |  | Bryant | ck5bxa048021aaaa | No |  | Yes |  | -99 | -100 |  | 4 | -99 | 0 | 383kav048091 | CEC_fur | 80.68 | 2434.48 | 5200 | Central | Central | Dont Know | Gas 085-099.99 | 78-84.99 AFUE | Primary | 1618.6122
670 | EG04241605 | 1 | Furnace | 1900 - 1969 | N | 80 | -99 | 01 - Split Forced Air Furnace |  | 01 - Natural Gas | [5 empty] | 02 - Attic |  | 0 | No | amana |  |  | No Fan | -99 | -99 |  |  |  | -100 | 01 - AFUE |  | Not Applicable | Not Applicable | Not Applicable |  | Yes |  | -99 | -100 |  | 1 | -99 | 0 |  |  | -99 |  | 1984 | Central | Central | Dont Know | Gas Dont Know | Dont Know | Secondary
671 | EG04241605 | 2 | Furnace | 1900 - 1969 | N | 80 | 0 | 01 - Split Forced Air Furnace |  | 01 - Natural Gas | [5 empty] | 02 - Attic |  | 1 | No | day & night | 373lav060090 |  | 01 - Constant Speed | 115 | -100 |  |  |  | -100 | 01 - AFUE |  | Not Applicable | Not Applicable | Dont Know |  | Yes |  | -99 | -100 |  | 2 | -99 | 0 | 373lav060090 | CEC_fur | 80 | 2434.48 | 1984 | Central | Central | Dont Know | Gas 115-129.99 | 78-84.99 AFUE | Primary | 1618.6122
672 | EG04245018 | 1 | Furnace | 1970 - 1979 | N | 80 | 0 | 01 - Split Forced Air Furnace |  | 01 - Natural Gas | [5 empty] | 01 - Garage |  | 1 | Yes | american standard | tud080r9v4k4 | 05/01/2005 | 01 - Constant Speed | 80 | -99 |  |  |  | -99 | Dont Know |  | adp | te50660c215b2705ap | Yes |  | Yes | not listed | 5 | 2005 |  | 1 | 7 | 2005 | tud080r9v4k4 | CEC_fur | 80 | 5045.4718 | 2300 | Central | Both Central and Space | Age 2000 to 2005 | Gas 070-084.99 | 78-84.99 AFUE | Primary | 3602.8197
673 | EG04245018 | 2 | Other | 1970 - 1979 | N | -99 | -99 | 13 - Fireplace |  | 01 - Natural Gas |  | <1 day/week | No |  | 1st Floor | 04 - Conditioned Space |  | 0 | No |  |  | 01/01/1976 | No Fan | -99 | -99 |  |  |  | -99 | Dont Know |  | Not Applicable | Not Applicable | Not Applicable |  | Not Applicable | not listec | -99 | 1976 |  |  | 36 | 1976 |  |  | -99 |  | 2300 | Space | Both Central and Space | Age 1979 and older | Gas Dont Know | Dont Know | Secondary
674 | EG04246852 | 1 | Furnace | 1900 - 1969 | N | 80 | 0 | 02 - Package Furnace/AC |  | 01 - Natural Gas | [5 empty] | 06 - Roof |  | 1 | No | American standard | ycc042f1m0bc | 01/01/1995 | 01 - Constant Speed | 100 | 80 |  |  |  | 0.8 | 01 - AFUE |  | Not Applicable | Not Applicable | Not Applicable |  | Not Applicable |  | 1 | 1995 | 1 | 1 | 17 | 1995 | ycc042f1m0bc | CEC_cen | 80 | 4743.7091 | 1700 | Central | Both Central and Space | Age 1995 to 1999 | Gas 100-114.99 | 78-84.99 AFUE | Primary | 3387.34
675 | EG04246852 | 2 | Other | 1900 - 1969 | N | -99 | -99 | 13 - Fireplace |  | 01 - Natural Gas |  | <1 day/week | No |  | 1st Floor | 04 - Conditioned Space |  | 0.25 | Not Applicable |  |  | 01/01/1960 | No Fan | -100 | -100 |  |  |  | -100 | Dont Know |  | Not Applicable | Not Applicable | Not Applicable |  | Not Applicable |  | -99 | 1960 |  |  | 52 | 1960 |  |  | -99 |  | 1700 | Space | Both Central and Space | Age 1979 and older | Gas Dont Know | Dont Know | Secondary
676 | EG04263642 | 1 | Furnace | 1900 - 1969 | N | 80 | 0.0225 | 15 - Forced Air furnace (No AC) |  | 01 - Natural Gas | [5 empty] | 05 - Mechanical Closet |  | 1 | No | lennox | g16q3x-75-5 |  | 01 - Constant Speed | 75 | -99 |  |  |  | -99 | Dont Know |  | Not Applicable | Not Applicable | Not Applicable |  | Not Applicable | not listed | -99 | -99 |  |  | 25 | 1987 | g16q3x755 | bluebook | 78.2 | 13175.5457 | 1200 | Central | Both Central and Space | Age 1985 to 1989 | Gas 070-084.99 | 78-84.99 AFUE | Primary | 14675.8353
677 | EG04263642 | 2 | Other | 1900 - 1969 | N | -99 | -99 | 13 - Fireplace |  | 01 - Natural Gas |  | <1 day/week | No |  | 1st Floor | 04 - Conditioned Space |  | 0 | No |  |  | 01/01/1961 | No Fan | -99 | -99 |  |  |  | -99 | Dont Know |  | Not Applicable | Not Applicable | Not Applicable |  | Not Applicable | no nameplate | -99 | 1961 |  |  | 51 | 1961 |  |  | -99 |  | 1200 | Space | Both Central and Space | Age 1979 and older | Gas Dont Know | Dont Know | Secondary
678 | EG04267013 | 1 | Other | 1900 - 1969 | N | -99 | -99 | 13 - Fireplace |  | 01 - Natural Gas |  | 3-5 days/week | No |  | 1st Floor | 04 - Conditioned Space |  | 0 | No |  |  | 01/01/1956 | No Fan | -100 | -100 |  |  |  | -100 | Dont Know |  | Not Applicable | Not Applicable | Not Applicable |  | Not Applicable |  | -99 | 1956 |  |  | 56 | 1956 |  |  | -99 |  | 2300 | Space | Both Central and Space | Age 1979 and older | Gas Dont Know | Dont Know | Secondary
679 | EG04267013 | 2 | Other | 1900 - 1969 | N | -99 | -99 | 13 - Fireplace |  | 01 - Natural Gas |  | 3-5 days/week | No |  | 1st Floor | 04 - Conditioned Space |  | 0 | No |  |  |  | No Fan | -100 | -100 |  |  |  | -100 | Dont Know |  | Not Applicable | Not Applicable | Not Applicable |  | Not Applicable | no nameplate | -99 | -99 |  |  | -99 | 0 |  |  | -99 |  | 2300 | Space | Both Central and Space | Dont Know | Gas Dont Know | Dont Know | Secondary
680 | EG04267013 | 3 | Furnace | 1900 - 1969 | N | 80 | -99 | 01 - Split Forced Air Furnace |  | 01 - Natural Gas | [5 empty] | 05 - Mechanical Closet |  | 1 | No | york | ly8s100c20uh11b |  | 01 - Constant Speed | -99 | -99 |  |  |  | -99 | Dont Know |  | refrigerant evaporators | Dont Know | No |  | Yes | only model & serial number on sticker | -99 | -99 |  | 1 | -99 | 0 | ly8s100c20uh11b |  | -99 |  | 2300 | Central | Both Central and Space | Dont Know | Gas Dont Know | Dont Know | Primary
681 | EG04275482 | 1 | Furnace | 1900 - 1969 | N | 80 | -0.0125 | 01 - Split Forced Air Furnace |  | 01 - Natural Gas | [5 empty] | 02 - Attic |  | 0.75 | No | rheem | rgph-07namgr |  | 01 - Constant Speed | 75 | -99 |  |  |  | -99 | Dont Know |  | Not Applicable | Not Applicable | Not Applicable |  | No | no info | -99 | -99 |  | 1 | -99 | 0 | rgph07namgr | CEC_fur | 81 | 8562.82 | 1230 | Central | Central | Dont Know | Gas 070-084.99 | 78-84.99 AFUE | Primary | 6114.4524
682 | EG04277823 | 1 | Furnace | 1970 - 1979 | N | 80 | 0 | 01 - Split Forced Air Furnace |  | 01 - Natural Gas | [5 empty] | 04 - Conditioned Space |  | 1 | No | american standard | aud120c960k4 | 11/01/2003 | 01 - Constant Speed | 120 | -99 |  |  |  | -99 | Dont Know |  | american standard | txc061c5hpc0 | No |  | Yes | info not on nameplate | 11 | 2003 |  | 1 | 9 | 2003 | aud120c960k4 | CEC_fur | 80 | 5045.4718 | 3150 | Central | Central | Age 2000 to 2005 | Gas 115-129.99 | 78-84.99 AFUE | Primary | 3602.8197
683 | EG04283534 | 1 | Furnace | 1900 - 1969 | N | 80 | 0 | 15 - Forced Air furnace (No AC) |  | 01 - Natural Gas | [5 empty] | 04 - Conditioned Space |  | 1 | No | day & night | 80cu-12b |  | 01 - Constant Speed | 80 | 64 |  |  |  | 0.8 | 01 - AFUE |  | Not Applicable | Not Applicable | Not Applicable |  | Not Applicable |  | -99 | -99 |  |  | 42 | 1970 | 80cu12b | bluebook | 80 | 12394.8519 | 1555 | Central | Central | Age 1979 and older | Gas 070-084.99 | 78-84.99 AFUE | Primary | 13806.2444
684 | EG04284863 | 1 | Wall Furnace | 1900 - 1969 | N | 65 | -99 | 03 - Wall Furnace |  | 01 - Natural Gas | [5 empty] | 04 - Conditioned Space |  | 1 | No | williams | 2509612 |  | No Fan | 25 | -99 |  |  |  | -99 | Dont Know |  | Not Applicable | Not Applicable | Not Applicable |  | Not Applicable | info not on nameplate | -99 | -99 |  |  | -99 | 0 | 2509612 |  | -99 |  | 1700 | Space | Space | Dont Know | Gas 025-039.99 | Dont Know | Primary
685 | EG04295328 | 1 | Furnace | 1970 - 1979 | Y | 80 | 0 | 01 - Split Forced Air Furnace |  | 01 - Natural Gas | [5 empty] | 04 - Conditioned Space |  | 1 | No | gaffers and sattler | u100 |  | 01 - Constant Speed | 100 | 80 |  |  |  | 0.8 | 01 - AFUE |  | Dont Know | Dont Know | No |  | Yes | evap coil nameplate not visible | -99 | -99 |  | 1 | -99 | 0 | u100 | Field Data Only | 80 | 5986.67 | 2200 | Central | Central | Dont Know | Gas 100-114.99 | 78-84.99 AFUE | Primary | 8785.0211
686 | EG04298804 | 1 | Furnace | 1900 - 1969 | N | 80 | -0.1575 | 01 - Split Forced Air Furnace |  | 01 - Natural Gas | [5 empty] | 05 - Mechanical Closet |  | 1 | No | goodman | gmpn080-4 rev a | 01/01/2000 | 01 - Constant Speed | 80 | 72.4 |  |  |  | 0.9 | 01 - AFUE |  | Dont Know | Dont Know | Dont Know |  | Yes | no nameplate for coil | 1 | 2000 |  | 1 | 12 | 2000 | gmpn0804reva | CEC_fur | 92.6 | 3029.3252 | 1530 | Central | Both Central and Space | Age 2000 to 2005 | Gas 070-084.99 | 90-96.99 AFUE | Primary | 2235.0097
687 | EG04298804 | 2 | Other | 1900 - 1969 | N | -99 | -99 | 13 - Fireplace |  | 01 - Natural Gas |  | <1 day/week | No |  | 1st Floor | 04 - Conditioned Space |  | 0 | No |  |  | 01/01/1960 | No Fan | -99 | -99 |  |  |  | -99 | Dont Know |  | Not Applicable | Not Applicable | Not Applicable |  | Not Applicable | no nameplate | -99 | 1960 |  |  | 52 | 1960 |  |  | -99 |  | 1530 | Space | Both Central and Space | Age 1979 and older | Gas Dont Know | Dont Know | Secondary
688 | EG04298804 | 3 | Other | 1900 - 1969 | N | -99 | -99 | 14 - Electric Space Heater |  | 02 - Electric | [5 empty] | 04 - Conditioned Space |  | 0 | No | holmes |  |  | 02 - Variable Speed |  |  | 1.5 | 01 - kW |  | -99 | Dont Know |  | Not Applicable | Not Applicable | Not Applicable |  | Not Applicable | 4 identical units. no nameplate | -99 | -99 |  |  | -99 | 0 |  |  | -99 |  | 1530 | Space | Both Central and Space | Dont Know | Elec 0.1-0.99 | Dont Know | Secondary
689 | EG04298804 | 4 | Other | 1900 - 1969 | N | -99 | -99 | 14 - Electric Space Heater |  | 02 - Electric | [5 empty] | 04 - Conditioned Space |  | 0 | No | honeywell | hz-350 |  | 01 - Constant Speed |  |  | 1.5 | 01 - kW |  | -99 | Dont Know |  | Not Applicable | Not Applicable | Not Applicable |  | Not Applicable | not listed | -99 | -99 |  |  | -99 | 0 | hz350 |  | -99 |  | 1530 | Space | Both Central and Space | Dont Know | Elec 0.1-0.99 | Dont Know | Secondary
690 | EG04298804 | 5 | Other | 1900 - 1969 | N | -99 | -99 | 14 - Electric Space Heater |  | 02 - Electric | [5 empty] | 04 - Conditioned Space |  | 0 | No | shell electric home essentials | hc409 |  | 01 - Constant Speed |  |  | 1.5 | 01 - kW |  | -99 | Dont Know |  | Not Applicable | Not Applicable | Not Applicable |  | Not Applicable | not listed | -99 | -99 |  |  | -99 | 0 | hc409 |  | -99 |  | 1530 | Space | Both Central and Space | Dont Know | Elec 0.1-0.99 | Dont Know | Secondary
691 | EG04298804 | 6 | Other | 1900 - 1969 | N | -99 | -99 | 14 - Electric Space Heater |  | 02 - Electric | [5 empty] | 04 - Conditioned Space |  | 0 | No | tatung | 8075656-t |  | 01 - Constant Speed |  |  | 1.5 | 01 - kW |  | -99 | Dont Know |  | Not Applicable | Not Applicable | Not Applicable |  | Not Applicable | not listed | -99 | -99 |  |  | -99 | 0 | 8075656t |  | -99 |  | 1530 | Space | Both Central and Space | Dont Know | Elec 0.1-0.99 | Dont Know | Secondary
692 | EG04303541 | 1 | Furnace | 1900 - 1969 | N | 80 | -0.015 | 01 - Split Forced Air Furnace |  | 01 - Natural Gas | [5 empty] | 02 - Attic |  | 1 | No | rheem | rgph-07nauer |  | 01 - Constant Speed | 75 | -100 |  |  |  | -100 | 01 - AFUE |  | Not Applicable | Not Applicable | Dont Know |  | Yes |  | -99 | -100 |  | 1 | -99 | 0 | rgph07nauer | CEC_fur | 81.2 | 4348.4 | 1258 | Central | Central | Dont Know | Gas 070-084.99 | 78-84.99 AFUE | Primary | 3105.0617
693 | EG04311849 | 1 | Furnace | 1900 - 1969 | Y | 80 | -99 | 01 - Split Forced Air Furnace |  | 01 - Natural Gas | [5 empty] | 02 - Attic |  | 1 | No | rheem | rgh-05nauer |  | 01 - Constant Speed | 50 | -100 |  |  |  | -100 | 01 - AFUE |  | Not Applicable | gh36sh73436 | Dont Know |  | Yes |  | -99 | -100 |  | 1 | -99 | 0 | rgh05nauer |  | -99 |  | 1276 | Central | Central | Dont Know | Gas 040-054.99 | Dont Know | Primary
694 | EG04336244 | 1 | Furnace | 1900 - 1969 | N | 80 | -99 | 01 - Split Forced Air Furnace |  | 01 - Natural Gas | [5 empty] | 03 - Basement |  | 1 | No | sears | 867.763332 |  | 01 - Constant Speed | 105 | -99 |  |  |  | -99 | Dont Know |  | Dont Know | Dont Know | No |  | Yes | info not on nameplate, no evap coil nameplate | -99 | -99 |  | 1 | -99 | 0 | 867763332 |  | -99 |  | 2600 | Central | Central | Dont Know | Gas 100-114.99 | Dont Know | Primary
695 | EG04353220 | 1 | Wall Furnace | 1900 - 1969 | Y | 65 | -0.23077 | 03 - Wall Furnace |  | 01 - Natural Gas | [5 empty] | 04 - Conditioned Space |  | 1 | No | johnston |  |  | No Fan | 57 | 39.9 |  |  |  | 0.8 | 01 - AFUE |  | Not Applicable | Not Applicable | Not Applicable |  | Not Applicable |  | -99 | -100 |  |  | -99 | 0 |  | Field Data Only | 80 | 9222.38 | 1082 | Space | Space | Dont Know | Gas 055-069.99 | 78-84.99 AFUE | Primary | 13688.7904
696 | EG04361665 | 1 | Wall Furnace | 1900 - 1969 | N | 65 | -99 | 03 - Wall Furnace |  | 01 - Natural Gas | [5 empty] | 04 - Conditioned Space |  | 0.75 | No | holly | 500-d |  | No Fan | -99 | -99 |  |  |  | -100 | 01 - AFUE |  | Not Applicable | Not Applicable | Not Applicable |  | Not Applicable |  | -99 | -100 |  |  | -99 | 0 | 500d |  | -99 |  | 1250 | Space | Space | Dont Know | Gas Dont Know | Dont Know | Primary
697 | EG04363309 | 1 | Furnace | 1970 - 1979 | N | 80 | 0 | 01 - Split Forced Air Furnace |  | 01 - Natural Gas | [5 empty] | 02 - Attic |  | 1 | No | american standard | aud100c960j1 |  | 01 - Constant Speed | 100 | 80 |  |  |  | 0.8 | 01 - AFUE |  | benchman mfg co | hja090313 | No |  | Yes |  | -99 | -99 |  | 1 | -99 | 0 | aud100c960j1 | CEC_fur | 80 | 2434.48 | 2600 | Central | Both Central and Space | Dont Know | Gas 100-114.99 | 78-84.99 AFUE | Primary | 1618.6122
698 | EG04363309 | 2 | Other | 1970 - 1979 | N | -99 | -99 | 13 - Fireplace |  | 01 - Natural Gas |  | <1 day/week | No |  | 1st Floor | 04 - Conditioned Space |  | 0 | No |  |  | 01/01/1972 | No Fan | -99 | -99 |  |  |  | -99 | Dont Know |  | Not Applicable | Not Applicable | Not Applicable |  | Not Applicable | not listed | -99 | 1972 |  |  | 40 | 1972 |  |  | -99 |  | 2600 | Space | Both Central and Space | Age 1979 and older | Gas Dont Know | Dont Know | Secondary
699 | EG04368823 | 1 | Furnace | 1970 - 1979 | N | 80 | 0.005625 | 01 - Split Forced Air Furnace |  | 01 - Natural Gas | [5 empty] | 01 - Garage |  | 1 | No | lennox | G40UH-24A-045X- |  | 01 - Constant Speed | 44 | 35 |  |  |  | -100 | 01 - AFUE |  | lennox | c33-36a-2f-3 | Dont Know |  | Yes |  | -99 | -100 |  | 1 | -99 | 0 | G40UH24A045X | Field Data Only | 79.55 | 8562.82 | 1200 | Central | Central | Dont Know | Gas 040-054.99 | 78-84.99 AFUE | Primary | 2895.4648
700 | EG04370665 | 1 | Furnace | 1970 - 1979 | N | 80 | -0.007 | 01 - Split Forced Air Furnace |  | 01 - Natural Gas | [5 empty] | 01 - Garage |  | 0.5 | No | lennox | sg4ra072c-12 |  | 01 - Constant Speed | 72 | 58 |  |  |  | -100 | 01 - AFUE |  | lennox | c16-46-1ff | Dont Know |  | Yes |  | -99 | -100 |  | 1 | -99 | 0 | sg4ra072c12 | Field Data Only | 80.56 | 2434.48 | 3860 | Central | Central | Dont Know | Gas 070-084.99 | 78-84.99 AFUE | Primary | 1618.6122
701 | EG04370665 | 2 | Furnace | 1970 - 1979 | N | 80 | -99 | 01 - Split Forced Air Furnace |  | 01 - Natural Gas | [5 empty] | 04 - Conditioned Space |  | 0.5 | No | day & night |  |  | 01 - Constant Speed | -99 | -99 |  |  |  | -100 | 01 - AFUE |  | bryant | 5k5axa036000aaaa | Dont Know |  | Yes |  | -99 | -100 |  | 2 | -99 | 0 |  |  | -99 |  | 3860 | Central | Central | Dont Know | Gas Dont Know | Dont Know | Secondary
702 | EG04374102 | 1 | Furnace | 1900 - 1969 | N | 80 | -99 | 15 - Forced Air furnace (No AC) |  | 01 - Natural Gas | [5 empty] | 05 - Mechanical Closet |  | 1 | No | Addison | guwhe060b-d3c | 10/01/1987 | 01 - Constant Speed | 60 | -99 |  |  |  | -99 | Dont Know |  | Not Applicable | Not Applicable | Not Applicable |  | No | didn't see output or rating on nameplate | 10 | 1987 |  |  | 25 | 1987 | guwhe060bd3c |  | -99 |  | 1550 | Central | Central | Age 1985 to 1989 | Gas 055-069.99 | Dont Know | Primary
703 | EG04374319 | 1 | Furnace | 1900 - 1969 | N | 80 | -0.02275 | 15 - Forced Air furnace (No AC) |  | 01 - Natural Gas | [5 empty] | 05 - Mechanical Closet |  | 1 | No | Bryant | 311JAV036070 | 01/01/2006 | 02 - Variable Speed | 66 | 54 |  |  |  | 0.82 | 01 - AFUE |  | Not Applicable | Not Applicable | Not Applicable |  | No |  | 1 | 2006 |  |  | 6 | 2006 | 311JAV036070 | Field Data Only | 81.82 | 5671.8261 | 1475 | Central | Central | Age 2006 to 2009 | Gas 055-069.99 | 78-84.99 AFUE | Primary | 4050.0805
704 | EG04385046 | 1 | Furnace | 1900 - 1969 | Y | 80 | -0.02275 | 01 - Split Forced Air Furnace |  | 01 - Natural Gas | [5 empty] | 02 - Attic |  | 1 | No | payne | PG8JAA036070 | 03/01/2007 | 01 - Constant Speed | 66 | 54 |  |  |  | 0.8 | 01 - AFUE |  | Dont Know | Dont Know | Dont Know |  | Yes | evap coil nameplate not visible | 3 | 2007 |  | 1 | 5 | 2007 | PG8JAA036070 | Field Data Only | 81.82 | 6326.4783 | 1250 | Central | Central | Age 2006 to 2009 | Gas 055-069.99 | 78-84.99 AFUE | Primary | 5599.1237
705 | EG04385192 | 1 | Furnace | 1970 - 1979 | Y | 80 | 0 | 01 - Split Forced Air Furnace |  | 01 - Natural Gas | [5 empty] | 01 - Garage |  | 1 | No | rheem | RGPJ-10NBRGR | 06/01/2007 | 01 - Constant Speed | 100 | 80 |  |  |  | 0.8 | 01 - AFUE |  | Dont Know | Dont Know | Dont Know |  | Yes | no nameplate for evap coil | 6 | 2007 |  | 1 | 5 | 2007 | RGPJ10NBRGR | CEC_fur | 80 | 3646.9696 | 2300 | Central | Central | Age 2006 to 2009 | Gas 100-114.99 | 78-84.99 AFUE | Primary | 3214.1324
706 | EG04408518 | 1 | Furnace | 1900 - 1969 | Y | 80 | -99 | 01 - Split Forced Air Furnace |  | 01 - Natural Gas | [5 empty] | 02 - Attic |  | 1 | No | comfortmaker | nm8plo75f16a1 | 10/01/2004 | 01 - Constant Speed | 75 | -100 |  |  |  | -100 | 01 - AFUE |  | Not Applicable | Not Applicable | Dont Know |  | Yes |  | 10 | 2004 |  | 1 | 8 | 2004 | nm8plo75f16a1 |  | -99 |  | 1800 | Central | Central | Age 2000 to 2005 | Gas 070-084.99 | Dont Know | Primary
707 | EG04414631 | 1 | Furnace | 1970 - 1979 | N | 80 | -99 | 15 - Forced Air furnace (No AC) |  | 01 - Natural Gas | [5 empty] | 04 - Conditioned Space |  | 1 | No | american standard | guf 120 d e2h |  | 01 - Constant Speed | 120 | -99 |  |  |  | -99 | Dont Know |  | Not Applicable | Not Applicable | Not Applicable |  | No | info not on nameplate | -99 | -99 |  |  | -99 | 0 | guf120de2h |  | -99 |  | 2000 | Central | Central | Dont Know | Gas 115-129.99 | Dont Know | Primary
708 | EG04419431 | 1 | Furnace | 1900 - 1969 | N | 80 | -99 | 15 - Forced Air furnace (No AC) |  | 01 - Natural Gas | [5 empty] | 03 - Basement |  | 0.5 | No | pacific gas and heating |  |  | 01 - Constant Speed | 65 | -99 |  |  |  | -99 | Dont Know |  | Not Applicable | Not Applicable | Not Applicable |  | No | info not on nameplate | -99 | -99 |  |  | -99 | 0 |  |  | -99 |  | 3000 | Central | Central | Dont Know | Gas 055-069.99 | Dont Know | Secondary
709 | EG04419431 | 2 | Furnace | 1900 - 1969 | N | 80 | -0.011375 | 01 - Split Forced Air Furnace |  | 01 - Natural Gas | [5 empty] | 02 - Attic |  | 0.5 | No | carrier | 58CTX110-22 | 09/01/2007 | 01 - Constant Speed | 110 | 89 |  |  |  | 0.8 | 01 - AFUE |  | Dont Know | gh36s gph 3h | No |  | Yes |  | 9 | 2007 |  | 1 | 5 | 2007 | 58CTX11022 | Field Data Only | 80.91 | 3405.3913 | 3000 | Central | Central | Age 2006 to 2009 | Gas 100-114.99 | 78-84.99 AFUE | Primary | 2512.468
710 | EG04420589 | 1 | Other | 1970 - 1979 | N | -99 | -99 | 13 - Fireplace |  | 01 - Natural Gas |  | <1 day/week | No |  | 1st Floor | 04 - Conditioned Space |  | 0 | No |  |  | 01/01/1971 | No Fan | -99 | -99 |  |  |  | -99 | Dont Know |  | Not Applicable | Not Applicable | Not Applicable |  | Not Applicable | not listed | -99 | 1971 |  |  | 41 | 1971 |  |  | -99 |  | 785 | Space | Space | Age 1979 and older | Gas Dont Know | Dont Know | Secondary
711 | EG04420589 | 2 | Other | 1970 - 1979 | N | -99 | -99 | 10 - Ceiling Cable |  | 02 - Electric | [5 empty] | 07 - Crawlspace |  | 1 | No |  |  | 01/01/1971 | No Fan |  |  | -99 | Dont Know |  | -99 | Dont Know |  | Not Applicable | Not Applicable | Not Applicable |  | Not Applicable | no access | -99 | 1971 |  |  | 41 | 1971 |  |  | -99 |  | 785 | Space | Space | Age 1979 and older | Elec Dont Know | Dont Know | Primary
712 | EG04429971 | 1 | Furnace | 1980 - 1989 | N | 80 | 0 | 02 - Package Furnace/AC |  | 01 - Natural Gas | [5 empty] | 06 - Roof |  | 1 | No | american standard | ycy030f1moa | 05/01/1997 | 01 - Constant Speed | -99 | -99 |  |  |  | -99 | Dont Know |  | Not Applicable | Not Applicable | Not Applicable |  | Not Applicable | don't know | 5 | 1997 | 1 | 1 | 15 | 1997 | ycy030f1moa | CEC_fur | 80 | 4743.7091 | 1000 | Central | Central | Age 1995 to 1999 | Gas Dont Know | 78-84.99 AFUE | Primary | 3387.34
713 | EG04432684 | 1 | Furnace | 1970 - 1979 | N | 80 | -0.15 | 01 - Split Forced Air Furnace |  | 01 - Natural Gas | [5 empty] | 04 - Conditioned Space |  | 1 | No | rheem | RGRA-07(E/N)YBGS |  | 01 - Constant Speed | 75 | -99 |  |  |  | -99 | Dont Know |  | rheem | RCA-48a1gh21bi | Dont Know |  | Yes | no data | -99 | -99 |  | 1 | -99 | 0 | RGRA07ENYBGS | CEC_fur | 92 | 8562.82 | 1650 | Central | Central | Dont Know | Gas 070-084.99 | 90-96.99 AFUE | Primary | 8252.795
714 | EG04447001 | 1 | Wall Furnace | 1900 - 1969 | Y | 65 | -99 | 03 - Wall Furnace |  | 01 - Natural Gas | [5 empty] | 04 - Conditioned Space |  | 0.5 | No | holly | 35os-d |  | No Fan | -99 | -99 |  |  |  | -100 | 01 - AFUE |  | Not Applicable | Not Applicable | Not Applicable |  | No |  | -99 | -100 |  |  | -99 | 0 | 35osd |  | -99 |  | 1315 | Space | Space | Dont Know | Gas Dont Know | Dont Know | Primary
715 | EG04447001 | 2 | Wall Furnace | 1900 - 1969 | Y | 65 | -99 | 03 - Wall Furnace |  | 01 - Natural Gas | [5 empty] | 04 - Conditioned Space |  | 0.5 | No | holly | 25os-d |  | No Fan | -99 | -99 |  |  |  | -100 | 01 - AFUE |  | Not Applicable | Not Applicable | Not Applicable |  | No |  | -99 | -100 |  |  | -99 | 0 | 25osd |  | -99 |  | 1315 | Space | Space | Dont Know | Gas Dont Know | Dont Know | Secondary
716 | EG04447955 | 1 | Furnace | 1900 - 1969 | N | 80 | -0.00375 | 01 - Split Forced Air Furnace |  | 01 - Natural Gas | [5 empty] | 04 - Conditioned Space |  | 1 | No | carrier | 58wav070-12 |  | 01 - Constant Speed | 66 | 53 |  |  |  | 0.8 | 01 - AFUE |  | carrier | cd5axa036000aaaa | Dont Know |  | Yes |  | -99 | -100 |  | 1 | -99 | 0 | 58wav07012 | CEC_fur | 80.3 | 2434.48 | 1500 | Central | Central | Dont Know | Gas 055-069.99 | 78-84.99 AFUE | Primary | 1618.6122
717 | EG04449005 | 1 | Furnace | 1970 - 1979 | N | 80 | -0.019 | 01 - Split Forced Air Furnace |  | 01 - Natural Gas | [5 empty] | 02 - Attic |  | 1 | No | payne | pg8daa048095 |  | 01 - Constant Speed | 92 | 75 |  |  |  | 0.81 | 01 - AFUE |  | all style | fmsp | No |  | Yes |  | -99 | -100 |  | 1 | -99 | 0 | pg8daa048095 | CEC_fur | 81.52 | 8562.82 | 1500 | Central | Central | Dont Know | Gas 085-099.99 | 78-84.99 AFUE | Primary | 8252.795
718 | EG04450495 | 1 | Furnace | 1900 - 1969 | N | 80 | -0.02275 | 01 - Split Forced Air Furnace |  | 01 - Natural Gas | [5 empty] | 02 - Attic |  | 1 | No | payne | PG8JAA036070 | 08/01/2010 | 01 - Constant Speed | 66 | 54 |  |  |  | 0.8 | 01 - AFUE |  | cac/bdp | cnphp3617ataabaa | Yes |  | Yes |  | 8 | 2010 |  | 1 | 2 | 2010 | PG8JAA036070 | Field Data Only | 81.82 | 6522.6 | 912 | Central | Both Central and Space | Age 2010 to 2012 | Gas 055-069.99 | 78-84.99 AFUE | Primary | 4657.5926
719 | EG04450495 | 2 | Other | 1900 - 1969 | N | -99 | -99 | 09 - Gravity Furnace |  | 02 - Electric | [5 empty] | 04 - Conditioned Space |  | 0 | No | bowers |  |  | No Fan |  |  | -99 | Dont Know |  | -99 | Dont Know |  | Not Applicable | Not Applicable | Not Applicable |  | No | no nameplate | -99 | -99 |  |  | -99 | 0 |  |  | -99 |  | 912 | Space | Both Central and Space | Dont Know | Elec Dont Know | Dont Know | Secondary
720 | EG04452064 | 1 | Furnace | 1900 - 1969 | N | 80 | 0 | 01 - Split Forced Air Furnace |  | 01 - Natural Gas | [5 empty] | 03 - Basement |  | 1 | No | carrier | 58se125-4 |  | 01 - Constant Speed | 125 | 100 |  |  |  | 0.8 | 01 - AFUE |  | Dont Know | Dont Know | No |  | Yes | no evap nameplate | -99 | -99 |  | 1 | -99 | 0 | 58se1254 | Field Data Only | 80 | 4348.4 | 2000 | Central | Central | Dont Know | Gas 115-129.99 | 78-84.99 AFUE | Primary | 3105.0617
721 | EG04454924 | 1 | Furnace | 1900 - 1969 | N | 80 | -99 | 01 - Split Forced Air Furnace |  | 01 - Natural Gas | [5 empty] | 02 - Attic |  | 0.75 | No | amana | 50a50-298 |  | 01 - Constant Speed | -99 | -99 |  |  |  | -99 | Dont Know |  | Not Applicable | Not Applicable | Not Applicable |  | No | inaccessible | -99 | -99 |  | 2 | -99 | 0 | 50a50298 |  | -99 |  | 2500 | Central | Central | Dont Know | Gas Dont Know | Dont Know | Primary
722 | EG04457728 | 1 | Furnace | 1900 - 1969 | N | 80 | -0.0085 | 01 - Split Forced Air Furnace |  | 01 - Natural Gas | [5 empty] | 02 - Attic |  | 1 | Yes | bryant | 312JAV042090 | 11/01/2004 | 02 - Variable Speed | 88 | 71 |  |  |  | -99 | Dont Know |  | ada | hd1...... | Dont Know |  | Yes | no data | 11 | 2004 |  | 1 | 8 | 2004 | 312JAV042090 | Field Data Only | 80.68 | 9935.4858 | 1492 | Central | Central | Age 2000 to 2005 | Gas 085-099.99 | 78-84.99 AFUE | Primary | 7094.6318
723 | EG04463333 | 1 | Furnace | 1970 - 1979 | N | 80 | -0.00875 | 15 - Forced Air furnace (No AC) |  | 01 - Natural Gas | [5 empty] | 04 - Conditioned Space |  | 1 | No | coleman | L8T06012UHA11 |  | 01 - Constant Speed | 57 | 46 |  |  |  | 0.8 | 01 - AFUE |  | Not Applicable | Not Applicable | Not Applicable |  | No |  | -99 | -99 |  |  | -99 | 0 | L8T06012UHA11 | Field Data Only | 80.7 | 5259.41 | 2400 | Central | Both Central and Space | Dont Know | Gas 055-069.99 | 78-84.99 AFUE | Primary | 3740.8247
724 | EG04463333 | 2 | Other | 1970 - 1979 | N | -99 | -99 | 13 - Fireplace |  | 05 - Wood |  | <1 day/week | No |  | 1st Floor | 04 - Conditioned Space |  | 0.25 | No |  |  |  | No Fan | [5 empty] | -100 | Dont Know |  | Not Applicable | Not Applicable | Not Applicable | Not | Not Applicable | no nameplate | -99 | -99 |  |  | -99 | 0 |  |  | -99 |  | 2400 | Space | Both Central and Space | Dont Know |  | Dont Know | Secondary
725 | EG04466642 | 1 | Furnace | 1900 - 1969 | Y | 80 | -99 | 01 - Split Forced Air Furnace |  | 01 - Natural Gas | [5 empty] | 01 - Garage |  | 1 | No | lennox | gh5-150m |  | 01 - Constant Speed | 150 | -100 |  |  |  | -100 | 01 - AFUE |  | Not Applicable | Not Applicable | Not Applicable |  | No |  | -99 | -100 |  |  | -99 | 0 | gh5150m |  | -99 |  | 1753 | Central | Central | Dont Know | Gas 130+ | Dont Know | Primary
726 | EG04468779 | 1 | Furnace | 1900 - 1969 | Y | 80 | -99 | 15 - Forced Air furnace (No AC) |  | 01 - Natural Gas | [5 empty] | 02 - Attic |  | 1 | No | amana |  |  | 01 - Constant Speed | -99 | -99 |  |  |  | -99 | 01 - AFUE |  | Not Applicable | Not Applicable | Not Applicable |  | Not Applicable | could not find nameplate on furnace | -99 | -99 |  |  | -99 | 0 |  |  | -99 |  | 1978 | Central | Central | Dont Know | Gas Dont Know | Dont Know | Primary
727 | EG04473886 | 1 | Furnace | 1970 - 1979 | N | 80 | 0 | 02 - Package Furnace/AC |  | 01 - Natural Gas | [5 empty] | 06 - Roof |  | 1 | No | carrier | 48VLN-0300603** | 01/01/2012 | 01 - Constant Speed | 60 | 48 |  |  |  | 0.8 | 01 - AFUE |  | Not Applicable | Not Applicable | Not Applicable |  | Not Applicable | not listed on nameplate | 1 | 2012 | 1 | 1 | 0 | 2012 | 48VLN0300603 | Field Data Only | 80 | 3651.72 | 1330 | Central | Central | Age 2010 to 2012 | Gas 055-069.99 | 78-84.99 AFUE | Primary | 2427.9183
728 | EG04486437 | 1 | Other | 1980 - 1989 | Y | -99 | -99 | 13 - Fireplace |  | 01 - Natural Gas |  | 1-2 days/week | No |  | 1st Floor | 04 - Conditioned Space |  | 0.5 | No |  |  | 01/01/1985 | No Fan | -99 | -99 |  |  |  | -99 | Dont Know |  | Not Applicable | Not Applicable | Not Applicable |  | Not Applicable | no nameplate | -99 | 1985 |  |  | 27 | 1985 |  |  | -99 |  | 2005 | Space | Both Central and Space | Age 1985 to 1989 | Gas Dont Know | Dont Know | Secondary
729 | EG04486437 | 2 | Furnace | 1980 - 1989 | Y | 80 | -0.02275 | 01 - Split Forced Air Furnace |  | 01 - Natural Gas | [5 empty] | 01 - Garage |  | 1 | No | payne | PG8JAA036070 | 02/01/2010 | 01 - Constant Speed | 66 | 54 |  |  |  | 0.8 | 01 - AFUE |  | Dont Know | Dont Know | Dont Know |  | Yes | not listed | 2 | 2010 |  | 1 | 2 | 2010 | PG8JAA036070 | Field Data Only | 81.82 | 4194.015 | 2005 | Central | Both Central and Space | Age 2010 to 2012 | Gas 055-069.99 | 78-84.99 AFUE | Primary | 3711.8295
730 | EG04506834 | 1 | Furnace | 1980 - 1989 | N | 80 | -99 | 01 - Split Forced Air Furnace |  | 01 - Natural Gas | [5 empty] | 01 - Garage |  | 1 | No | goodman | gux100-5rev s |  | 01 - Constant Speed | 100 | -99 |  |  |  | -99 | Dont Know |  | Dont Know | Dont Know | No |  | Yes | no name plate on evap coil | -99 | -99 |  | 1 | -99 | 0 | gux1005revs |  | -99 |  | 2000 | Central | Central | Dont Know | Gas 100-114.99 | Dont Know | Primary
731 | EG04514188 | 1 | Wall Furnace | 1900 - 1969 | N | 65 | -99 | 03 - Wall Furnace |  | 01 - Natural Gas | [5 empty] | 04 - Conditioned Space |  | 0.75 | No | holly | 500-d |  | No Fan | -99 | -99 |  |  |  | -100 | 01 - AFUE |  | Not Applicable | Not Applicable | Not Applicable |  | No |  | -99 | -100 |  |  | -99 | 0 | 500d |  | -99 |  | 1300 | Space | Space | Dont Know | Gas Dont Know | Dont Know | Primary
732 | EG04518295 | 1 | Furnace | 1900 - 1969 | N | 80 | -99 | 15 - Forced Air furnace (No AC) |  | 01 - Natural Gas | [5 empty] | 04 - Conditioned Space |  | 1 | No | day & night | 395AAW048070 |  | 01 - Constant Speed | 86 | -99 |  |  |  | -99 | Dont Know |  | Not Applicable | Not Applicable | Not Applicable |  | No | info not on nameplate | -99 | -99 |  |  | -99 | 0 | 395AAW048070 |  | -99 |  | 2900 | Central | Central | Dont Know | Gas 085-099.99 | Dont Know | Primary
733 | EG04528383 | 1 | Furnace | 1980 - 1989 | N | 80 | 0 | 15 - Forced Air furnace (No AC) |  | 01 - Natural Gas | [5 empty] | 01 - Garage |  | 1 | No | day & night | 394gaw000075 |  | 01 - Constant Speed | 75 | 60 |  |  |  | 0.8 | 01 - AFUE |  | Not Applicable | Not Applicable | Not Applicable |  | No |  | -99 | -99 |  |  | 24 | 1988 | 394gaw000075 | bluebook | 80 | 10808.8056 | 1300 | Central | Central | Age 1985 to 1989 | Gas 070-084.99 | 78-84.99 AFUE | Primary | 30209.4977
734 | EG04529068 | 1 | Furnace | 1900 - 1969 | N | 80 | 0 | 01 - Split Forced Air Furnace |  | 01 - Natural Gas | [5 empty] | 02 - Attic |  | 1 | No | goodman | gms80904bxbd |  | 01 - Constant Speed | 90 | 72 |  |  |  | 0.8 | 01 - AFUE |  | Dont Know | cp42a3b175t006 | No |  | Yes |  | -99 | -99 |  | 1 | -99 | 0 | gms80904bxbd | Field Data Only | 80 | 4348.4 | 1900 | Central | Central | Dont Know | Gas 085-099.99 | 78-84.99 AFUE | Primary | 3105.0617
735 | EG04537927 | 1 | Furnace | 1970 - 1979 | N | 80 | 0 | 15 - Forced Air furnace (No AC) |  | 01 - Natural Gas | [5 empty] | 01 - Garage |  | 1 | No | carrier | 58gc080-1a-c |  | 01 - Constant Speed | 80 | 64 |  |  |  | 0.8 | 01 - AFUE |  | Not Applicable | Not Applicable | Not Applicable |  | No |  | -99 | -99 |  |  | 39 | 1973 | 58gc0801ac | bluebook | 80 | 10168.3487 | 1492 | Central | Central | Age 1979 and older | Gas 070-084.99 | 78-84.99 AFUE | Primary | 9800.1941
736 | EG04547698 | 1 | Furnace | 1990 - 1994 | N | 80 | 0.045 | 01 - Split Forced Air Furnace |  | 01 - Natural Gas | [5 empty] | 02 - Attic |  | 0.5 | No | premier furnace company | hcc075nd4rx |  | 01 - Constant Speed | 75 | -99 |  |  |  | -99 | Dont Know |  | A | gh36shchb48 | No |  | Yes | no data | -99 | -99 |  | 3 | 22 | 1990 | hcc075nd4rx | bluebook | 76.4 | 2907.8511 | 4921 | Central | Central | Age 1990 to 1994 | Gas 070-084.99 | 72-77.99 AFUE | Primary | 1933.3423
737 | EG04547698 | 2 | Furnace | 1990 - 1994 | N | 80 | -99 | 01 - Split Forced Air Furnace |  | 01 - Natural Gas | [5 empty] | 04 - Conditioned Space |  | 0.25 | No | rheem | rgdg-08ne-gr |  | 01 - Constant Speed | 80 | -99 |  |  |  | -99 | Dont Know |  | Dont Know | Dont Know | No |  | Yes | no nameplate on | -99 | -99 |  | 1 | -99 | 0 | rgdg08negr |  | -99 |  | 4921 | Central | Central | Dont Know | Gas 070-084.99 | Dont Know | Secondary
738 | EG04547698 | 3 | Furnace | 1990 - 1994 | N | 80 | -99 | 01 - Split Forced Air Furnace |  | 01 - Natural Gas | [5 empty] | 04 - Conditioned Space |  | 0.25 | No | rheem | rgdg-08ne-gr |  | 01 - Constant Speed | 80 | -99 |  |  |  | -99 | Dont Know |  | Raheem? | 26r7 | No |  | Yes | no data | -99 | -99 |  | 2 | -99 | 0 | rgdg08negr |  | -99 |  | 4921 | Central | Central | Dont Know | Gas 070-084.99 | Dont Know | Secondary
739 | EG04549926 | 1 | Furnace | 1990 - 1994 | N | 80 | -99 | 01 - Split Forced Air Furnace |  | 01 - Natural Gas | [5 empty] | 02 - Attic |  | 1 | Yes | lennox |  |  | 01 - Constant Speed | -99 | -99 |  |  |  | -99 | Dont Know |  | lennox | ch20-65-1 | No |  | Yes | no nameplate | -99 | -99 |  | 1 | -99 | 0 |  |  | -99 |  | 2530 | Central | Both Central and Space | Dont Know | Gas Dont Know | Dont Know | Primary
740 | EG04549926 | 2 | Other | 1990 - 1994 | N | -99 | -99 | 13 - Fireplace |  | 01 - Natural Gas |  | <1 day/week | No |  | 1st Floor | 04 - Conditioned Space |  | 0 | No |  |  | 01/01/1992 | No Fan | -99 | -99 |  |  |  | -99 | Dont Know |  | Not Applicable | Not Applicable | Not Applicable |  | Not Applicable | no nameplate | -99 | 1992 |  |  | 20 | 1992 |  |  | -99 |  | 2530 | Space | Both Central and Space | Age 1990 to 1994 | Gas Dont Know | Dont Know | Secondary
741 | EG04552342 | 1 | Furnace | 1990 - 1994 | Y | 80 | -99 | 01 - Split Forced Air Furnace |  | 01 - Natural Gas | [5 empty] | 02 - Attic |  | 1 | No | carrier | 5brav090-lc | 01/01/1991 | 01 - Constant Speed | 115 | -100 |  |  |  | -100 | 01 - AFUE |  | carrier | ce3axa060000aaaa | Dont Know |  | Yes |  | -99 | 1991 |  | 1 | 21 | 1991 | 5brav090lc |  | -99 |  | 1900 | Central | Central | Age 1990 to 1994 | Gas 115-129.99 | Dont Know | Primary
742 | EG04565224 | 1 | Furnace | 1900 - 1969 | Y | 80 | -0.125 | 01 - Split Forced Air Furnace |  | 01 - Natural Gas | [5 empty] | 05 - Mechanical Closet |  | 1 | No | bryant | 30mav048080 |  | 02 - Variable Speed | 80 | 74 |  |  |  | 0.9 | 01 - AFUE |  | Not Applicable | Not Applicable | Not Applicable |  | No |  | -99 | -99 |  |  | -99 | 0 | 30mav048080 | Outside Source Manual Lookup | 90 | 2796.01 | 1400 | Central | Central | Dont Know | Gas 070-084.99 | 90-96.99 AFUE | Primary | 2464.1682
743 | EG04565653 | 1 | Furnace | 1900 - 1969 | Y | 80 | 0 | 01 - Split Forced Air Furnace |  | 01 - Natural Gas | [5 empty] | 05 - Mechanical Closet |  | 1 | No | tempstar | N8MPL075B12 | 03/01/2007 | 01 - Constant Speed | 75 | -99 |  |  |  | 0.8 | 01 - AFUE |  | Dont Know | Dont Know | Dont Know |  | Yes | not listed on nameplate | 3 | 2007 |  | 1 | 5 | 2007 | N8MPL075B12 | Field Data Only | 80 | 12029.1913 | 1544 | Central | Central | Age 2006 to 2009 | Gas 070-084.99 | 78-84.99 AFUE | Primary | 17854.944
744 | EG04588199 | 1 | Furnace | 1970 - 1979 | N | 80 | -0.011375 | 01 - Split Forced Air Furnace |  | 01 - Natural Gas | [5 empty] | 02 - Attic |  | 1 | Yes | bryant | 310JAV066110 | 05/01/2007 | 01 - Constant Speed | 110 | 89 |  |  |  | -99 | Dont Know |  | adp | hd16460d210b2603ap | Yes |  | Yes | no data | 5 | 2007 |  | 1 | 5 | 2007 | 310JAV066110 | Field Data Only | 80.91 | 5671.8261 | 2640 | Central | Central | Age 2006 to 2009 | Gas 100-114.99 | 78-84.99 AFUE | Primary | 4050.0805
745 | EG04597642 | 1 | Wall Furnace | 1900 - 1969 | N | 65 | -99 | 03 - Wall Furnace |  | 01 - Natural Gas | [5 empty] | 04 - Conditioned Space |  | 0.75 | No | holly |  |  | No Fan | -99 | -99 |  |  |  | -99 | Dont Know |  | Not Applicable | Not Applicable | Not Applicable |  | Not Applicable | not accessible see photos of wall heaters | -99 | -99 |  |  | -99 | 0 |  |  | -99 |  | 350 | Space | Space | Dont Know | Gas Dont Know | Dont Know | Primary
746 | EG04597642 | 2 | Wall Furnace | 1900 - 1969 | N | 65 | -99 | 03 - Wall Furnace |  | 02 - Electric | [5 empty] | 04 - Conditioned Space |  | 0.25 | No | thermador |  |  | No Fan |  |  | -99 | Dont Know |  | -99 | Dont Know |  | Not Applicable | Not Applicable | Not Applicable |  | No | not accessible. see photos of wall heaters | -99 | -99 |  |  | -99 | 0 |  |  | -99 |  | 350 | Space | Space | Dont Know | Elec Dont Know | Dont Know | Secondary
747 | EG04604078 | 1 | Furnace | 1900 - 1969 | Y | 80 | 0 | 01 - Split Forced Air Furnace |  | 01 - Natural Gas | [5 empty] | 05 - Mechanical Closet |  | 1 | No | tuck aire | tad10-50 |  | 01 - Constant Speed | 50 | 40 |  |  |  | 0.7 | 01 - AFUE |  | Not Applicable | Not Applicable | Not Applicable |  | No |  | -99 | -99 |  |  | -99 | 0 | tad1050 | Field Data Only | 80 | 4850.3 | 1700 | Central | Central | Dont Know | Gas 040-054.99 | 78-84.99 AFUE | Primary | 4292.6615
748 | EG04616037 | 1 | Furnace | 1980 - 1989 | N | 80 | -99 | 01 - Split Forced Air Furnace |  | 01 - Natural Gas | [5 empty] | 04 - Conditioned Space |  | 1 | No | day & night | 395AAW048070 |  | 01 - Constant Speed | 86 | -99 |  |  |  | -99 | Dont Know |  | bdp | 518a048 | No |  | Yes | info not on nameplate | -99 | -99 |  | 1 | -99 | 0 | 395AAW048070 |  | -99 |  | 2400 | Central | Central | Dont Know | Gas 085-099.99 | Dont Know | Primary
749 | EG04616718 | 1 | Furnace | 1980 - 1989 | N | 80 | -99 | 01 - Split Forced Air Furnace |  | 01 - Natural Gas | [5 empty] | 01 - Garage |  | 1 | No | heil | nuge060cg01 |  | 01 - Constant Speed | 60 | -99 |  |  |  | -99 | Dont Know |  | Dont Know | Dont Know | No |  | Yes | evap coil nameplate not accessable to read | -99 | -99 |  | 1 | -99 | 0 | nuge060cg01 |  | -99 |  | 1495 | Central | Central | Dont Know | Gas 055-069.99 | Dont Know | Primary
750 | EG04626517 | 1 | Furnace | 1980 - 1989 | N | 80 | -99 | 01 - Split Forced Air Furnace |  | 01 - Natural Gas | [5 empty] | 04 - Conditioned Space |  | 1 | No | heil | gnj125m20c1 |  | 01 - Constant Speed | 125 | -100 |  |  |  | -100 | 01 - AFUE |  | Not Applicable | Not Applicable | Dont Know |  | Yes |  | -99 | -100 |  | 1 | -99 | 0 | gnj125m20c1 |  | -99 |  | 2200 | Central | Central | Dont Know | Gas 115-129.99 | Dont Know | Primary
751 | EG04635045 | 1 | Furnace | 1980 - 1989 | N | 80 | -0.0085 | 01 - Split Forced Air Furnace |  | 01 - Natural Gas | [5 empty] | 01 - Garage |  | 1 | No | carrier | 58STX090-14 | 06/01/2007 | 01 - Constant Speed | 88 | 71 |  |  |  | 0.8 | Dont Know |  | adp | pt9448-c212ap | Yes |  | Yes |  | 6 | 2007 |  | 1 | 5 | 2007 | 58STX09014 | Field Data Only | 80.68 | 11168.8957 | 1463 | Central | Central | Age 2006 to 2009 | Gas 085-099.99 | 78-84.99 AFUE | Primary | 10764.5152
752 | EG04645911 | 1 | Furnace | 1990 - 1994 | N | 80 | 0.05 | 01 - Split Forced Air Furnace |  | 01 - Natural Gas | [5 empty] | 02 - Attic |  | 1 | Yes | premier furnace company | hcc100nd5rx |  | 01 - Constant Speed | 100 | -99 |  |  |  | -99 | Dont Know |  | Dont Know | rtd-60-ch | No |  | Yes | no data | -99 | -99 |  | 1 | 22 | 1990 | hcc100nd5rx | bluebook | 76 | 5193.9222 | 2300 | Central | Central | Age 1990 to 1994 | Gas 100-114.99 | 72-77.99 AFUE | Primary | 3708.8237
753 | EG04662699 | 1 | Furnace | 1900 - 1969 | Y | 80 | 0 | 15 - Forced Air furnace (No AC) |  | 01 - Natural Gas | [5 empty] | 04 - Conditioned Space |  | 1 | No | holly | 100vf |  | 01 - Constant Speed | 100 | 80 |  |  |  | 0.8 | 01 - AFUE |  | Not Applicable | Not Applicable | Not Applicable |  | Not Applicable |  | -99 | -99 |  |  | -99 | 0 | 100vf | Field Data Only | 80 | 11527 | 1600 | Central | Central | Dont Know | Gas 100-114.99 | 78-84.99 AFUE | Primary | 16915.0693
754 | EG04667328 | 1 | Wall Furnace | 1970 - 1979 | N | 65 | -0.076923 | 03 - Wall Furnace |  | 01 - Natural Gas | [5 empty] | 04 - Conditioned Space |  | 0.75 | No | cozy |  |  | No Fan | 35 | 24.85 |  |  |  | 0.7 | 01 - AFUE |  | Not Applicable | Not Applicable | Not Applicable |  | Not Applicable |  | -99 | -99 |  |  | -99 | 0 |  | Field Data Only | 70 |  | 800 | Space | Space | Dont Know | Gas 025-039.99 | 66-71.99 AFUE | Secondary
755 | EG04667328 | 2 | Other | 1970 - 1979 | N | -99 | -99 | 14 - Electric Space Heater | heat fan | 02 - Electric | [5 empty] | 04 - Conditioned Space |  | 0.25 | No | nutone |  |  | 01 - Constant Speed |  |  | -99 | Dont Know |  | -99 | Dont Know |  | Not Applicable | Not Applicable | Not Applicable |  | Not Applicable | no nameplate | -99 | -99 |  |  | -99 | 0 |  |  | -99 |  | 800 | Space | Space | Dont Know | Elec Dont Know | Dont Know | Primary
756 | EG04667835 | 1 | Wall Furnace | 1900 - 1969 | N | 65 | -0.076923 | 03 - Wall Furnace |  | 01 - Natural Gas | [5 empty] | 04 - Conditioned Space |  | 0.5 | No | sears | 867.73132 |  | No Fan | 35 | 24.5 |  |  |  | 0.7 | 01 - AFUE |  | Not Applicable | Not Applicable | Not Applicable |  | Not Applicable |  | -99 | -99 |  |  | -99 | 0 | 86773132 | Field Data Only | 70 |  | 1700 | Space | Space | Dont Know | Gas 025-039.99 | 66-71.99 AFUE | Secondary
757 | EG04667835 | 2 | Other | 1900 - 1969 | N | -99 | -99 | 09 - Gravity Furnace |  | 01 - Natural Gas | [5 empty] | 04 - Conditioned Space |  | 0.5 | No | ultra-aire furnace | ua-150d 30 |  | No Fan | 50 | 35 |  |  |  | 0.7 | 01 - AFUE |  | Not Applicable | Not Applicable | Not Applicable |  | Not Applicable |  | -99 | -99 |  |  | -99 | 0 | ua150d30 | Field Data Only | 70 | 10437.77 | 1700 | Space | Space | Dont Know | Gas 040-054.99 | 66-71.99 AFUE | Primary | 11626.3111
758 | EG04668243 | 1 | Furnace | 1970 - 1979 | Y | 80 | 0.004625 | 01 - Split Forced Air Furnace |  | 01 - Natural Gas | [5 empty] | 05 - Mechanical Closet |  | 1 | No | kelvinator | GL1RA054*12A |  | 01 - Constant Speed | 54 | 43 |  |  |  | 0.8 | 01 - AFUE |  | refrigerant evaporator | cc24a3x-142l-037 | Yes |  | Yes |  | -99 | -99 |  | 1 | -99 | 0 | GL1RA05412A | Field Data Only | 79.63 | 9222.38 | 800 | Central | Both Central and Space | Dont Know | Gas 040-054.99 | 78-84.99 AFUE | Primary | 3376.454
759 | EG04668243 | 2 | Other | 1970 - 1979 | Y | -99 | -99 | 13 - Fireplace |  | 01 - Natural Gas |  | Daily | No |  | 2nd Floor | 04 - Conditioned Space |  | 0 | No |  |  | 01/01/1975 | No Fan | -99 | -99 |  |  |  | -99 | Dont Know |  | Not Applicable | Not Applicable | Not Applicable |  | Not Applicable | no nameplate | -99 | 1975 |  |  | 37 | 1975 |  |  | -99 |  | 800 | Space | Both Central and Space | Age 1979 and older | Gas Dont Know | Dont Know | Secondary
760 | EG04669183 | 1 | Furnace | 1970 - 1979 | N | 80 | 0 | 01 - Split Forced Air Furnace |  | 01 - Natural Gas | [5 empty] | 01 - Garage |  | 1 | No | payne | 125u-19a |  | 01 - Constant Speed | 125 | 100 |  |  |  | 0.8 | 01 - AFUE |  | Dont Know | gh36s v342 60/100 | No |  | Yes |  | -99 | -99 |  | 1 | -99 | 0 | 125u19a | Field Data Only | 80 | 10437.77 | 2400 | Central | Central | Dont Know | Gas 115-129.99 | 78-84.99 AFUE | Primary | 11626.3111
761 | EG04683129 | 1 | Furnace | 1900 - 1969 | N | 80 | 0 | 01 - Split Forced Air Furnace |  | 01 - Natural Gas | [5 empty] | 04 - Conditioned Space |  | 1 | Yes | carrier | 5885100-3d |  | 01 - Constant Speed | 100 | 80 |  |  |  | -99 | Dont Know |  | carrier | Dont Know | No |  | Yes | no nameplate on evap coil | -99 | -99 |  | 1 | -99 | 0 | 58851003d | Field Data Only | 80 | 8562.82 | 1610 | Central | Central | Dont Know | Gas 100-114.99 | 78-84.99 AFUE | Primary | 8252.795
762 | EG04684229 | 1 | Furnace | 1900 - 1969 | N | 80 | -0.0085 | 01 - Split Forced Air Furnace |  | 01 - Natural Gas | [5 empty] | 04 - Conditioned Space |  | 1 | No | payne | PG8JAA048090 | 05/01/2006 | 01 - Constant Speed | 88 | 71 |  |  |  | -100 | 01 - AFUE |  | adp | pt6448-c210ap | No |  | Yes |  | 5 | 2006 |  | 1 | 6 | 2006 | PG8JAA048090 | Field Data Only | 80.68 | 5671.8261 | 3000 | Central | Central | Age 2006 to 2009 | Gas 085-099.99 | 78-84.99 AFUE | Primary | 4050.0805
763 | EG04684872 | 1 | Furnace | 1900 - 1969 | N | 80 | 0 | 01 - Split Forced Air Furnace |  | 01 - Natural Gas | [5 empty] | 04 - Conditioned Space |  | 1 | No | goodman | tud080c948b0 | 01/01/1994 | 01 - Constant Speed | 80 | -100 |  |  |  | -100 | 01 - AFUE |  | goodman | u-48 | No |  | Yes |  | 1 | 1994 |  | 1 | 18 | 1994 | tud080c948b0 | CEC_fur | 80 | 2907.8511 | 1930 | Central | Central | Age 1990 to 1994 | Gas 070-084.99 | 78-84.99 AFUE | Primary | 1933.3423
764 | EG04686186 | 1 | Furnace | 1900 - 1969 | N | 80 | 0 | 01 - Split Forced Air Furnace |  | 01 - Natural Gas | [5 empty] | 02 - Attic |  | 1 | No | ruud | ugpj-10nbrjr | 01/01/2004 | 01 - Constant Speed | 100 | -100 |  |  |  | -100 | 01 - AFUE |  | Not Applicable | Not Applicable | Dont Know |  | Yes |  | 1 | 2004 |  | 1 | 8 | 2004 | ugpj10nbrjr | CEC_fur | 80 | 2824.7402 | 1700 | Central | Central | Age 2000 to 2005 | Gas 100-114.99 | 78-84.99 AFUE | Primary | 1878.0844
765 | EG04688689 | 1 | Furnace | 1900 - 1969 | N | 80 | -0.15538 | 01 - Split Forced Air Furnace |  | 01 - Natural Gas | [5 empty] | 03 - Basement |  | 1 | No | carrier | 58mxa080-16 |  | 01 - Constant Speed | 80 | 74 |  |  |  | 0.8 | 01 - AFUE |  | carrier | Not Applicable | Dont Know |  | Yes |  | -99 | -100 |  | 2 | -99 | 0 | 58mxa08016 | CEC_fur | 92.43 | 2434.48 | 3077 | Central | Central | Dont Know | Gas 070-084.99 | 90-96.99 AFUE | Primary | 1618.6122
766 | EG04688689 | 3 | Heat Pump | 1900 - 1969 | N | 8.2 | -99 | 06 - Split Heat pump w/o electronic supplement |  | 02 - Electric | [5 empty] | 04 - Conditioned Space |  | 0 | No | samsung | uq12abmc |  | 01 - Constant Speed |  |  | -100 | 01 - kW |  | -100 | Dont Know |  | Not Applicable | Not Applicable | Not Applicable |  | Not Applicable |  | -99 | -99 | 1 |  | -99 | 0 | uq12abmc |  | -99 |  | 3077 | Central | Central | Dont Know | Elec Dont Know | Dont Know | Secondary
767 | EG04688689 | 4 | Furnace | 1900 - 1969 | N | 80 | -99 | 01 - Split Forced Air Furnace |  | 02 - Electric | [5 empty] | 02 - Attic |  | 0.5 | No | carrier |  |  | 01 - Constant Speed |  |  | -100 | 01 - kW |  | -100 | Dont Know |  | Not Applicable | Not Applicable | Not Applicable |  | Not Applicable |  | -99 | -100 |  | 3 | -99 | 0 |  |  | -99 |  | 3077 | Central | Central | Dont Know | Elec Dont Know | Dont Know | Secondary
768 | EG04692747 | 1 | Furnace | 1900 - 1969 | N | 80 | -0.02275 | 01 - Split Forced Air Furnace |  | 01 - Natural Gas | [5 empty] | 05 - Mechanical Closet |  | 1 | No | carrier | 58CTX070-12 | 04/01/2006 | 01 - Constant Speed | 66 | 54 |  |  |  | 0.82 | 01 - AFUE |  | adp | pt3636-c142ap 410 | Yes |  | Yes |  | 4 | 2006 |  | 1 | 6 | 2006 | 58CTX07012 | Field Data Only | 81.82 | 11168.8957 | 1400 | Central | Both Central and Space | Age 2006 to 2009 | Gas 055-069.99 | 78-84.99 AFUE | Primary | 10764.5152
769 | EG04692747 | 2 | Other | 1900 - 1969 | N | -99 | -99 | 13 - Fireplace |  | 01 - Natural Gas |  | <1 day/week | No |  | 1st Floor | 04 - Conditioned Space |  | 0 | No |  |  |  | No Fan | -99 | -99 |  |  |  | -99 | Dont Know |  | Not Applicable | Not Applicable | Not Applicable |  | Not Applicable | no nameplate | -99 | -99 |  |  | -99 | 0 |  |  | -99 |  | 1400 | Space | Both Central and Space | Dont Know | Gas Dont Know | Dont Know | Secondary
770 | EG04693223 | 1 | Furnace | 1900 - 1969 | N | 80 | 0 | 01 - Split Forced Air Furnace |  | 01 - Natural Gas | [5 empty] | 05 - Mechanical Closet |  | 1 | No | payne | 90 fau-b |  | 01 - Constant Speed | 90 | 72 |  |  |  | 0.8 | 01 - AFUE |  | Not Applicable | Not Applicable | Not Applicable |  | Not Applicable |  | -99 | -99 |  |  | -99 | 0 | 90faub | Field Data Only | 80 | 8562.82 | 1700 | Central | Both Central and Space | Dont Know | Gas 085-099.99 | 78-84.99 AFUE | Primary | 8252.795
771 | EG04693223 | 2 | Other | 1900 - 1969 | N | -99 | -99 | 13 - Fireplace |  | 01 - Natural Gas |  | 1-2 days/week | No |  | 1st Floor | 04 - Conditioned Space |  | 0 | No |  |  | 01/01/1955 | No Fan | -100 | -100 |  |  |  | -100 | Dont Know |  | Not Applicable | Not Applicable | Not Applicable |  | Not Applicable | no nameplate | -99 | 1955 |  |  | 57 | 1955 |  |  | -99 |  | 1700 | Space | Both Central and Space | Age 1979 and older | Gas Dont Know | Dont Know | Secondary
772 | EG04693223 | 3 | Other | 1900 - 1969 | N | -99 | -99 | 08 - Electronic Resistance Wall Unit |  | 02 - Electric | [5 empty] | 04 - Conditioned Space |  | 0 | Not Applicable | Bauer manufacturing |  |  | No Fan |  |  | -99 | Dont Know |  | -99 | Dont Know |  | Not Applicable | Not Applicable | Not Applicable |  | Not Applicable | info missing | -99 | -99 |  |  | -99 | 0 |  |  | -99 |  | 1700 | Space | Both Central and Space | Dont Know | Elec Dont Know | Dont Know | Secondary
773 | EG04700408 | 1 | Furnace | 1900 - 1969 | N | 80 | -99 | 02 - Package Furnace/AC |  | 01 - Natural Gas | [5 empty] | 06 - Roof |  | 1 | No | york | d3nz036n05606nxa |  | 01 - Constant Speed | 70 | -100 |  |  |  | -100 | 01 - AFUE |  | Not Applicable | Not Applicable | Not Applicable |  | Not Applicable |  | -99 | -100 | 1 | 1 | -99 | 0 | d3nz036n05606nxa |  | -99 |  | 1300 | Central | Central | Dont Know | Gas 070-084.99 | Dont Know | Primary
774 | EG04718434 | 1 | Furnace | 1970 - 1979 | N | 80 | -99 | 01 - Split Forced Air Furnace |  | 01 - Natural Gas | [5 empty] | 04 - Conditioned Space |  | 1 | No | ruud | ugog07namgr |  | 01 - Constant Speed | 75 | -99 |  |  |  | -99 | Dont Know |  | Not Applicable | Not Applicable | Not Applicable |  | No | no info | -99 | -99 |  | 1 | -99 | 0 | ugog07namgr |  | -99 |  | 1100 | Central | Central | Dont Know | Gas 070-084.99 | Dont Know | Primary
775 | EG04725079 | 1 | Wall Furnace | 1970 - 1979 | N | 65 | -99 | 03 - Wall Furnace |  | 01 - Natural Gas | [5 empty] | 04 - Conditioned Space |  | 0.2 | No | williams | c35sd |  | No Fan | -99 | -99 |  |  |  | -99 | Dont Know |  | Not Applicable | Not Applicable | Not Applicable |  | Not Applicable | no nameplate, just sticker with model and serial #s | -99 | -99 |  |  | -99 | 0 | c35sd |  | -99 |  | 1650 | Space | Space | Dont Know | Gas Dont Know | Dont Know | Primary
776 | EG04725079 | 2 | Wall Furnace | 1970 - 1979 | N | 65 | -99 | 03 - Wall Furnace |  | 02 - Electric | [5 empty] | 04 - Conditioned Space |  | 0.2 | No | hunter |  |  | No Fan |  |  | -99 | Dont Know |  | -99 | Dont Know |  | Not Applicable | Not Applicable | Not Applicable |  | Not Applicable | no nameplate | -99 | -99 |  |  | -99 | 0 |  |  | -99 |  | 1650 | Space | Space | Dont Know | Elec Dont Know | Dont Know | Secondary
777 | EG04725079 | 3 | Wall Furnace | 1970 - 1979 | N | 65 | -99 | 03 - Wall Furnace |  | 02 - Electric | [5 empty] | 04 - Conditioned Space |  | 0.2 | No | nutone |  |  | No Fan |  |  | -99 | Dont Know |  | -99 | Dont Know |  | Not Applicable | Not Applicable | Not Applicable |  | Not Applicable | no nameplate | -99 | -99 |  |  | -99 | 0 |  |  | -99 |  | 1650 | Space | Space | Dont Know | Elec Dont Know | Dont Know | Secondary
778 | EG04725079 | 4 | Wall Furnace | 1970 - 1979 | N | 65 | -99 | 03 - Wall Furnace |  | 02 - Electric | [5 empty] | 04 - Conditioned Space |  | 0.2 | No | nutone |  |  | No Fan |  |  | -99 | Dont Know |  | -99 | Dont Know |  | Not Applicable | Not Applicable | Not Applicable |  | Not Applicable | no nameplate | -99 | -99 |  |  | -99 | 0 |  |  | -99 |  | 1650 | Space | Space | Dont Know | Elec Dont Know | Dont Know | Secondary
779 | EG04725079 | 5 | Wall Furnace | 1970 - 1979 | N | 65 | -99 | 03 - Wall Furnace |  | 02 - Electric | [5 empty] | 04 - Conditioned Space |  | 0.2 | No | broan |  |  | No Fan |  |  | -99 | Dont Know |  | -99 | Dont Know |  | Not Applicable | Not Applicable | Not Applicable |  | Not Applicable | no nameplate | -99 | -99 |  |  | -99 | 0 |  |  | -99 |  | 1650 | Space | Space | Dont Know | Elec Dont Know | Dont Know | Secondary
780 | EG04725251 | 1 | Furnace | 1970 - 1979 | N | 80 | 0 | 15 - Forced Air furnace (No AC) |  | 01 - Natural Gas | [5 empty] | 01 - Garage |  | 1 | No | payne | 100u-19a1 |  | 01 - Constant Speed | 100 | 80 |  |  |  | 0.8 | 01 - AFUE |  | Not Applicable | Not Applicable | Not Applicable |  | No |  | -99 | -99 |  |  | 41 | 1971 | 100u19a1 | bluebook | 80 | 12394.8519 | 2100 | Central | Central | Age 1979 and older | Gas 100-114.99 | 78-84.99 AFUE | Primary | 13806.2444
781 | EG04731244 | 1 | Furnace | 1900 - 1969 | N | 80 | 0.013875 | 02 - Package Furnace/AC |  | 01 - Natural Gas | [5 empty] | 06 - Roof |  | 1 | No | bryant | 574DNW048090N |  | 01 - Constant Speed | 90 | 71 |  |  |  | 0.8 | 01 - AFUE |  | Not Applicable | Not Applicable | Not Applicable |  | No |  | -99 | -99 | 1 | 1 | -99 | 0 | 574DNW048090N | Field Data Only | 78.89 | 2434.48 | 1500 | Central | Central | Dont Know | Gas 085-099.99 | 78-84.99 AFUE | Primary | 1618.6122
782 | EG04741282 | 1 | Furnace | 1970 - 1979 | N | 80 | 0 | 15 - Forced Air furnace (No AC) |  | 01 - Natural Gas | [5 empty] | 04 - Conditioned Space |  | 0.33 | No | fraser-johnston | 80CDHOANA |  | 01 - Constant Speed | 80 | 64 |  |  |  | 0.8 | 01 - AFUE |  | Not Applicable | Not Applicable | Not Applicable |  | No |  | -99 | -99 |  |  | -99 | 0 | 80CDHOANA | Field Data Only | 80 | 5259.41 | 4032 | Central | Central | Dont Know | Gas 070-084.99 | 78-84.99 AFUE | Primary | 3740.8247
783 | EG04741282 | 2 | Furnace | 1970 - 1979 | N | 80 | 0 | 15 - Forced Air furnace (No AC) |  | 01 - Natural Gas | [5 empty] | 04 - Conditioned Space |  | 0.33 | No | fraser-johnston | 80CDHOANA |  | 01 - Constant Speed | 80 | 64 |  |  |  | 0.8 | 01 - AFUE |  | Not Applicable | Not Applicable | Not Applicable |  | No |  | -99 | -99 |  |  | -99 | 0 | 80CDHOANA | Field Data Only | 80 |  | 4032 | Central | Central | Dont Know | Gas 070-084.99 | 78-84.99 AFUE | Secondary
784 | EG04741282 | 3 | Furnace | 1970 - 1979 | N | 80 | -99 | 15 - Forced Air furnace (No AC) |  | 01 - Natural Gas | [5 empty] | 04 - Conditioned Space |  | 0.33 | No | lennox | g12d2e-55-6 |  | 01 - Constant Speed | 55 | -99 |  |  |  | -99 | Dont Know |  | Not Applicable | Not Applicable | Not Applicable |  | No | info not on nameplate | -99 | -99 |  |  | 31 | 1981 | g12d2e556 | bluebook | -99 |  | 4032 | Central | Central | Age 1980 to 1984 | Gas 055-069.99 | Dont Know | Secondary
785 | EG04767072 | 1 | Other | 1970 - 1979 | N | -99 | -99 | 13 - Fireplace |  | 01 - Natural Gas |  | <1 day/week | No |  | 1st Floor | 04 - Conditioned Space |  | 0 | No |  |  | 01/01/1972 | No Fan | -99 | -99 |  |  |  | -99 | Dont Know |  | Not Applicable | Not Applicable | Not Applicable |  | Not Applicable | not listed | -99 | 1972 |  |  | 40 | 1972 |  |  | -99 |  | 1750 | Space | Both Central and Space | Age 1979 and older | Gas Dont Know | Dont Know | Secondary
786 | EG04767072 | 2 | Furnace | 1970 - 1979 | N | 80 | 0.009125 | 01 - Split Forced Air Furnace |  | 01 - Natural Gas | [5 empty] | 01 - Garage |  | 1 | No | lennox | g12d2-82 |  | 01 - Constant Speed | 82 | 65 |  |  |  | 0.79 | 01 - AFUE |  | lennox | c16-41-1ff | No |  | Yes |  | -99 | -99 |  | 1 | 30 | 1982 | g12d282 | bluebook | 79.27 | 9566.48 | 1750 | Central | Both Central and Space | Age 1980 to 1984 | Gas 070-084.99 | 78-84.99 AFUE | Primary | 6831.1357
787 | EG04767072 | 3 | Other | 1970 - 1979 | N | -99 | -99 | 14 - Electric Space Heater |  | 02 - Electric | [5 empty] | 04 - Conditioned Space |  | 0 | No | prolectrix | bg-04 wall-hung heater |  | 01 - Constant Speed |  |  | 1.5 | 01 - kW |  | -99 | Dont Know |  | Not Applicable | Not Applicable | Not Applicable |  | Not Applicable | not listed | -99 | -99 |  |  | -99 | 0 | bg04wallhungheater |  | -99 |  | 1750 | Space | Both Central and Space | Dont Know | Elec 0.1-0.99 | Dont Know | Secondary
788 | EG04770042 | 1 | Furnace | 1900 - 1969 | N | 80 | -99 | 01 - Split Forced Air Furnace |  | 01 - Natural Gas | [5 empty] | 04 - Conditioned Space |  | 1 | No | gaffers and sattler | s90fef |  | 01 - Constant Speed | 90 | -100 |  |  |  | -100 | 01 - AFUE |  | Not Applicable | Not Applicable | Not Applicable |  | No |  | -99 | -100 |  |  | -99 | 0 | s90fef |  | -99 |  | 2100 | Central | Central | Dont Know | Gas 085-099.99 | Dont Know | Primary
789 | EG04771005 | 1 | Furnace | 1900 - 1969 | N | 80 | 0 | 01 - Split Forced Air Furnace |  | 01 - Natural Gas | [5 empty] | 04 - Conditioned Space |  | 1 | No | American standard | aud100r960k0 |  | 01 - Constant Speed | 100 | -100 |  |  |  | -100 | 01 - AFUE |  | Not Applicable | Not Applicable | Dont Know |  | Yes |  | -99 | -100 |  | 1 | -99 | 0 | aud100r960k0 | CEC_fur | 80 | 8562.82 | 2100 | Central | Central | Dont Know | Gas 100-114.99 | 78-84.99 AFUE | Primary | 6114.4524
790 | EG04790037 | 1 | Furnace | 1970 - 1979 | N | 80 | 0 | 15 - Forced Air furnace (No AC) |  | 01 - Natural Gas | [5 empty] | 04 - Conditioned Space |  | 1 | No | amana | amh80603axaa |  | 01 - Constant Speed | 70 | 56 |  |  |  | 0.8 | 01 - AFUE |  | Not Applicable | Not Applicable | Not Applicable |  | No |  | -99 | -99 |  |  | -99 | 0 | amh80603axaa | Field Data Only | 80 | 5259.41 | 1800 | Central | Central | Dont Know | Gas 070-084.99 | 78-84.99 AFUE | Primary | 11191.4537
791 | EG04806273 | 1 | Furnace | 1980 - 1989 | N | 80 | -99 | 01 - Split Forced Air Furnace |  | 01 - Natural Gas | [5 empty] | 02 - Attic |  | 1 | No | Rheem |  |  | 01 - Constant Speed | -99 | -99 |  |  |  | -100 | 01 - AFUE |  | rheem | RCA-48a1g21b | No |  | Yes |  | -99 | -100 |  | 1 | -99 | 0 |  |  | -99 |  | 1602 | Central | Central | Dont Know | Gas Dont Know | Dont Know | Primary
792 | EG04806273 | 2 | Furnace | 1980 - 1989 | N | 80 | -99 | 01 - Split Forced Air Furnace |  | 01 - Natural Gas | [5 empty] | 02 - Attic |  | 0.25 | No | carrier |  |  | 01 - Constant Speed | -99 | -99 |  |  |  | -100 | 01 - AFUE |  | Not Applicable | Not Applicable | Not Applicable |  | Yes |  | -99 | -100 |  | 2 | -99 | 0 |  |  | -99 |  | 1602 | Central | Central | Dont Know | Gas Dont Know | Dont Know | Secondary
793 | EG04806604 | 1 | Furnace | 1980 - 1989 | N | 80 | -99 | 01 - Split Forced Air Furnace |  | 01 - Natural Gas | [5 empty] | 01 - Garage |  | 1 | No | goodman | gux060-3 |  | 01 - Constant Speed | 60 | -99 |  |  |  | -99 | Dont Know |  | Dont Know | Dont Know | No |  | Yes | no nameplate on furnace | -99 | -99 |  | 1 | -99 | 0 | gux0603 |  | -99 |  | 1800 | Central | Central | Dont Know | Gas 055-069.99 | Dont Know | Primary
794 | EG04813633 | 1 | Furnace | 1980 - 1989 | N | 80 | 0 | 01 - Split Forced Air Furnace |  | 01 - Natural Gas | [5 empty] | 02 - Attic |  | 1 | No | trane | tud100r9v5k4 | 05/01/2008 | 01 - Constant Speed | 100 | -100 |  |  |  | -100 | 01 - AFUE |  | trane | 2txcc060bc3hcaa | No |  | Yes |  | 5 | 2008 |  | 1 | 4 | 2008 | tud100r9v5k4 | CEC_fur | 80 | 3175.4087 | 2363 | Central | Central | Age 2006 to 2009 | Gas 100-114.99 | 78-84.99 AFUE | Primary | 2111.2333
795 | EG04815663 | 1 | Furnace | 1980 - 1989 | N | 80 | 0.05 | 01 - Split Forced Air Furnace |  | 01 - Natural Gas | [5 empty] | 01 - Garage |  | 0.5 | No | day & night | 394jaw036045 | 02/01/1989 | 01 - Constant Speed | 60 | -99 |  |  |  | -99 | Dont Know |  | resco | cd5bxa030000aaaa | No |  | Yes | info not on nameplate | 2 | 1989 |  | 1 | 23 | 1989 | 394jaw036045 | bluebook | 76 | 3073.0321 | 2856 | Central | Central | Age 1985 to 1989 | Gas 055-069.99 | 72-77.99 AFUE | Primary | 2043.1662
796 | EG04815663 | 2 | Furnace | 1980 - 1989 | N | 80 | 0.05 | 01 - Split Forced Air Furnace |  | 01 - Natural Gas | [5 empty] | 04 - Conditioned Space |  | 0.5 | No | day & night | 394jaw036045 |  | 01 - Constant Speed | 60 | -99 |  |  |  | -99 | Dont Know |  | carrier | 518cxx036000mbaa | No |  | Yes | info not on nameplate | -99 | -99 |  | 2 | 24 | 1988 | 394jaw036045 | bluebook | 76 |  | 2856 | Central | Central | Age 1985 to 1989 | Gas 055-069.99 | 72-77.99 AFUE | Secondary
797 | EG04817568 | 1 | Furnace | 1980 - 1989 | N | 80 | -0.011375 | 01 - Split Forced Air Furnace |  | 01 - Natural Gas | [5 empty] | 04 - Conditioned Space |  | 1 | Dont Know | carrier | 58DLX110-22 | 06/01/2004 | 02 - Variable Speed | 110 | 89 |  |  |  | -99 | Dont Know |  | Not Applicable | Not Applicable | Not Applicable |  | No | no info | 6 | 2004 |  | 1 | 8 | 2004 | 58DLX11022 | Field Data Only | 80.91 | 9935.4858 | 2319 | Central | Central | Age 2000 to 2005 | Gas 100-114.99 | 78-84.99 AFUE | Primary | 7094.6318
798 | EG04817940 | 1 | Furnace | 1980 - 1989 | N | 80 | 0.0525 | 01 - Split Forced Air Furnace |  | 01 - Natural Gas | [5 empty] | 01 - Garage |  | 1 | No | carrier | 58gsc045-cb |  | 01 - Constant Speed | 60 | -99 |  |  |  | -99 | Dont Know |  | Dont Know | 28rc036-911 | No |  | Yes | info not on nameplate | -99 | -99 |  | 1 | 25 | 1987 | 58gsc045cb | bluebook | 75.8 | 5488.9639 | 1400 | Central | Central | Age 1985 to 1989 | Gas 055-069.99 | 72-77.99 AFUE | Primary | 3919.5041
799 | EG04835351 | 1 | Furnace | 1980 - 1989 | N | 80 | -0.2 | 01 - Split Forced Air Furnace |  | 01 - Natural Gas | [5 empty] | 01 - Garage |  | 1 | No | coleman | mg9s080b12mp11a |  | 01 - Constant Speed | 80 | 76 |  |  |  | 0.96 | 01 - AFUE |  | Dont Know | Dont Know | Yes |  | Yes | nameplate | -99 | -99 |  | 1 | 40 | 1972 | mg9s080b12mp11a | Outside Source Manual Lookup | 96 | 5163.725 | 1500 | Central | Central | Age 1979 and older | Gas 070-084.99 | 90-96.99 AFUE | Primary | 3972.5852
800 | EG04836096 | 1 | Furnace | 1995 - 1999 | N | 80 | 0 | 01 - Split Forced Air Furnace |  | 01 - Natural Gas | [5 empty] | 02 - Attic |  | 0.5 | No | Bryant | 373lav |  | 01 - Constant Speed | -99 | -99 |  |  |  | -99 | Dont Know |  | Dont Know | Dont Know | Yes |  | Yes | no nameplate | -99 | -99 |  | 1 | 14 | 1998 | 373lav | bluebook | 80 | 2655.7964 | 2800 | Central | Central | Age 1995 to 1999 | Gas Dont Know | 78-84.99 AFUE | Primary | 1765.7588
801 | EG04836096 | 2 | Furnace | 1995 - 1999 | N | 80 | 0 | 01 - Split Forced Air Furnace |  | 01 - Natural Gas | [5 empty] | 02 - Attic |  | 0.5 | No | bryant | 373lav |  | 01 - Constant Speed | -99 | -99 |  |  |  | -99 | Dont Know |  | Dont Know | Dont Know | Yes |  | Yes | no nameplate | -99 | -99 |  | 2 | 14 | 1998 | 373lav | bluebook | 80 |  | 2800 | Central | Central | Age 1995 to 1999 | Gas Dont Know | 78-84.99 AFUE | Secondary
802 | EG04836396 | 1 | Furnace | 1990 - 1994 | N | 80 | 0 | 01 - Split Forced Air Furnace |  | 01 - Natural Gas | [5 empty] | 01 - Garage |  | 1 | Yes | comfortmaker | GNJ100A020IN |  | 01 - Constant Speed | 100 | 80 |  |  |  | 0.8 | 01 - AFUE |  | Dont Know | CD5BXA060000AAAA | Yes |  | Yes |  | -99 | -99 |  | 1 | -99 | 0 | GNJ100A020IN | Field Data Only | 80 | 4348.4 | 2100 | Central | Central | Dont Know | Gas 100-114.99 | 78-84.99 AFUE | Primary | 3105.0617
803 | EG04836895 | 1 | Furnace | 1990 - 1994 | Y | 80 | -99 | 01 - Split Forced Air Furnace |  | 01 - Natural Gas | [5 empty] | 01 - Garage |  | 1 | No | rheem | rgdg-10nbrjr |  | 01 - Constant Speed | 100 | -99 |  |  |  | -99 | Dont Know |  | Not Applicable | Not Applicable | Not Applicable |  | No | older | -99 | -99 |  | 1 | -99 | 0 | rgdg10nbrjr |  | -99 |  | 2032 | Central | Central | Dont Know | Gas 100-114.99 | Dont Know | Primary
804 | EG04839331 | 1 | Furnace | 1900 - 1969 | N | 80 | -99 | 01 - Split Forced Air Furnace |  | 01 - Natural Gas | [5 empty] | 02 - Attic |  | 1 | No | bdp |  |  | 01 - Constant Speed | 64 | -100 |  |  |  | -100 | 01 - AFUE |  | Not Applicable | Not Applicable | Not Applicable |  | Yes |  | -99 | -100 |  | 1 | -99 | 0 |  |  | -99 |  | 1400 | Central | Central | Dont Know | Gas 055-069.99 | Dont Know | Primary
805 | EG04843338 | 1 | Furnace | 1900 - 1969 | N | 80 | 0 | 15 - Forced Air furnace (No AC) |  | 01 - Natural Gas | [5 empty] | 05 - Mechanical Closet |  | 1 | No | ge | 21lu080a2a |  | 02 - Variable Speed | 80 | 64 |  |  |  | 0.8 | 01 - AFUE |  | Not Applicable | Not Applicable | Not Applicable |  | No |  | -99 | -99 |  |  | -99 | 0 | 21lu080a2a | Field Data Only | 80 | 8562.82 | 1600 | Central | Both Central and Space | Dont Know | Gas 070-084.99 | 78-84.99 AFUE | Primary | 8252.795
806 | EG04843338 | 2 | Other | 1900 - 1969 | N | -99 | -99 | 13 - Fireplace |  | 05 - Wood |  | 1-2 days/week | No |  | 1st Floor | 04 - Conditioned Space |  | 0.25 | No |  |  |  | No Fan | [5 empty] | -99 | Dont Know |  | Not Applicable | Not Applicable | Not Applicable | Dont | Not Applicable | no nameplate | -99 | -99 |  |  | -99 | 0 |  |  | -99 |  | 1600 | Space | Both Central and Space | Dont Know |  | Dont Know | Secondary
807 | EG04855258 | 1 | Furnace | 1900 - 1969 | N | 80 | -99 | 01 - Split Forced Air Furnace |  | 01 - Natural Gas | [5 empty] | 04 - Conditioned Space |  | 1 | No | gaffers and sattler | acd12-ui00-4-2 |  | 01 - Constant Speed | 100 | -100 |  |  |  | -100 | 01 - AFUE |  | Not Applicable | Not Applicable | Dont Know |  | Yes |  | -99 | -100 |  | 1 | 36 | 1976 | acd12ui0042 | bluebook | -99 |  | 1420 | Central | Central | Age 1979 and older | Gas 100-114.99 | Dont Know | Primary
808 | EG04860768 | 1 | Other | 1900 - 1969 | N | -99 | -99 | 13 - Fireplace |  | 01 - Natural Gas |  | Daily | No |  | 1st Floor | 04 - Conditioned Space |  | 0 | No |  |  | 01/01/1966 | No Fan | -99 | -99 |  |  |  | -99 | Dont Know |  | Not Applicable | Not Applicable | Not Applicable | Not | Not Applicable | no nameplate | -99 | 1966 |  |  | 46 | 1966 |  |  | -99 |  | 2600 | Space | Both Central and Space | Age 1979 and older | Gas Dont Know | Dont Know | Secondary
809 | EG04860768 | 2 | Furnace | 1900 - 1969 | N | 80 | 0.0625 | 01 - Split Forced Air Furnace |  | 01 - Natural Gas | [5 empty] | 05 - Mechanical Closet |  | 1 | No | rheem | rgdd-10nc-jr | 01/01/1987 | 01 - Constant Speed | 100 | -99 |  |  |  | -99 | Dont Know |  | refrigerant evaporator | gh36s nv344 60/100 sc dd | No |  | Yes | not listed | -99 | 1987 |  | 1 | 25 | 1987 | rgdd10ncjr | bluebook | 75 | 6638.9274 | 2600 | Central | Both Central and Space | Age 1985 to 1989 | Gas 100-114.99 | 72-77.99 AFUE | Primary | 4722.0246
810 | EG04864476 | 1 | Furnace | 1980 - 1989 | N | 80 | -99 | 01 - Split Forced Air Furnace |  | 01 - Natural Gas | [5 empty] | 02 - Attic |  | 1 | No | rheem | rrnl-b036jk08 |  | 01 - Constant Speed | -99 | -99 |  |  |  | -99 | Dont Know |  | Not Applicable | Not Applicable | Not Applicable |  | Not Applicable | no access to attic to check nameplate | -99 | -99 |  | 1 | -99 | 0 | rrnlb036jk08 |  | -99 |  | 1250 | Central | Central | Dont Know | Gas Dont Know | Dont Know | Primary
811 | EG04869621 | 1 | Furnace | 1995 - 1999 | N | 80 | 0.025 | 15 - Forced Air furnace (No AC) |  | 01 - Natural Gas | [5 empty] | 01 - Garage |  | 1 | No | comfortmaker | gui050a012aim |  | 01 - Constant Speed | 50 | 39 |  |  |  | 0.8 | 01 - AFUE |  | Not Applicable | Not Applicable | Not Applicable |  | No |  | -99 | -99 |  |  | -99 | 0 | gui050a012aim | Field Data Only | 78 | 5259.41 | 1500 | Central | Central | Dont Know | Gas 040-054.99 | 78-84.99 AFUE | Primary | 3740.8247
812 | EG04870693 | 1 | Furnace | 1900 - 1969 | N | 80 | 0.005625 | 01 - Split Forced Air Furnace |  | 01 - Natural Gas | [5 empty] | 04 - Conditioned Space |  | 0.5 | Yes | lennox | sl280uh090v60c-1 |  | 01 - Constant Speed | 88 | 70 |  |  |  | 0.78 | 01 - AFUE |  | lennox | lc42/60y9cg | Yes |  | Yes |  | -99 | -99 |  | 2 | -99 | 0 | sl280uh090v60c1 | Field Data Only | 79.55 | 1261.78 | 3500 | Central | Central | Dont Know | Gas 085-099.99 | 78-84.99 AFUE | Primary | 662.4029
813 | EG04870693 | 2 | Furnace | 1900 - 1969 | N | 80 | -0.00375 | 01 - Split Forced Air Furnace |  | 01 - Natural Gas | [5 empty] | 05 - Mechanical Closet |  | 0.5 | Yes | lennox | G40UH-36A-070X |  | 01 - Constant Speed | 66 | 53 |  |  |  | 0.78 | 01 - AFUE |  | Dont Know | cc36d44-175r-040x8297 | Yes |  | Yes |  | -99 | -99 |  | 1 | -99 | 0 | G40UH36A070X | Field Data Only | 80.3 |  | 3500 | Central | Central | Dont Know | Gas 055-069.99 | 78-84.99 AFUE | Secondary
814 | EG04876884 | 1 | Wall Furnace | 1900 - 1969 | Y | 65 | -0.17446 | 03 - Wall Furnace |  | 01 - Natural Gas | [5 empty] | 04 - Conditioned Space |  | 0.25 | No | williams | 1403622 |  | No Fan | 14 | -100 |  |  |  | -100 | 01 - AFUE |  | Not Applicable | Not Applicable | Not Applicable |  | Not Applicable |  | -99 | -100 |  |  | -99 | 0 | 1403622 | CEC_heat | 76.34 | 9222.38 | 1400 | Space | Space | Dont Know | Gas 010-024.99 | 72-77.99 AFUE | Primary | 13688.7904
815 | EG04881569 | 1 | Furnace | 1970 - 1979 | N | 80 | -99 | 01 - Split Forced Air Furnace |  | 01 - Natural Gas | [5 empty] | 01 - Garage |  | 1 | No | magic chef | acd13-u60-4 |  | 01 - Constant Speed | 60 | -100 |  |  |  | -100 | 01 - AFUE |  | magic chef | 3/3.5eru4ca3 | No |  | Yes |  | -99 | -100 |  | 1 | 33 | 1979 | acd13u604 | bluebook | -99 |  | 1400 | Central | Central | Age 1979 and older | Gas 055-069.99 | Dont Know | Primary
816 | EG04892988 | 1 | Furnace | 1980 - 1989 | N | 80 | -99 | 01 - Split Forced Air Furnace |  | 01 - Natural Gas | [5 empty] | 05 - Mechanical Closet |  | 1 | Yes | lennox | G1605X-100-7 |  | 01 - Constant Speed | 100 | -99 |  |  |  | -99 | Dont Know |  | lennox | C16-65-2 | Yes |  | Yes | nameplate | -99 | -99 |  | 1 | -99 | 0 | G1605X1007 |  | -99 |  | 2480 | Central | Central | Dont Know | Gas 100-114.99 | Dont Know | Primary
817 | EG04894237 | 1 | Furnace | 1995 - 1999 | N | 80 | -0.0085 | 01 - Split Forced Air Furnace |  | 01 - Natural Gas | [5 empty] | 02 - Attic |  | 1 | No | carrier | 58CTX090-16 | 07/01/2008 | 01 - Constant Speed | 88 | 71 |  |  |  | 0.81 | 01 - AFUE |  | cac/bdp | cnphp4821acaabaa | Yes |  | Yes |  | 7 | 2008 |  | 1 | 4 | 2008 | 58CTX09016 | Field Data Only | 80.68 | 3175.4087 | 1900 | Central | Both Central and Space | Age 2006 to 2009 | Gas 085-099.99 | 78-84.99 AFUE | Primary | 2111.2333
818 | EG04894237 | 2 | Other | 1995 - 1999 | N | -99 | -99 | 13 - Fireplace |  | 01 - Natural Gas |  | <1 day/week | No |  | 1st Floor | 04 - Conditioned Space |  | 0 | No |  |  | 01/01/1995 | No Fan | -99 | -99 |  |  |  | -99 | Dont Know |  | Not Applicable | Not Applicable | Not Applicable |  | Not Applicable | no nameplate | -99 | 1995 |  |  | 17 | 1995 |  |  | -99 |  | 1900 | Space | Both Central and Space | Age 1995 to 1999 | Gas Dont Know | Dont Know | Secondary
819 | EG04894901 | 1 | Furnace | 1900 - 1969 | Y | 80 | -0.0125 | 01 - Split Forced Air Furnace |  | 01 - Natural Gas | [5 empty] | 02 - Attic |  | 1 | No | bryant | 330jav060100 | 04/01/1998 | 02 - Variable Speed | 100 | 81 |  |  |  | 0.81 | 01 - AFUE |  | bryant | ck3bxa060000aaaa | Dont Know |  | Yes |  | 4 | 1998 |  | 1 | 14 | 1998 | 330jav060100 | CEC_fur | 81 | 3050.1927 | 3000 | Central | Central | Age 1995 to 1999 | Gas 100-114.99 | 78-84.99 AFUE | Primary | 2688.1835
820 | EG04898604 | 1 | Wall Furnace | 1900 - 1969 | N | 65 | -0.076923 | 03 - Wall Furnace |  | 01 - Natural Gas | [5 empty] | 04 - Conditioned Space |  | 1 | No | williams | 50gv-5 |  | No Fan | 50 | 35 |  |  |  | 0.7 | 01 - AFUE |  | Not Applicable | Not Applicable | Not Applicable |  | Not Applicable |  | -99 | -99 |  |  | -99 | 0 | 50gv5 | Field Data Only | 70 | 2610.8 | 2000 | Space | Space | Dont Know | Gas 040-054.99 | 66-71.99 AFUE | Primary | 1926.2255
821 | EG04907251 | 1 | Furnace | 1990 - 1994 | N | 80 | -99 | 01 - Split Forced Air Furnace |  | 01 - Natural Gas | [5 empty] | 01 - Garage |  | 1 | No | carrier |  |  | 01 - Constant Speed | -99 | -99 |  |  |  | -99 | Dont Know |  | Dont Know | Dont Know | Dont Know |  | Yes | furnace blocked by work bench with many tools on it | -99 | -99 |  | 1 | -99 | 0 |  |  | -99 |  | 2000 | Central | Central | Dont Know | Gas Dont Know | Dont Know | Primary
822 | EG04909235 | 1 | Furnace | 1900 - 1969 | N | 80 | 0 | 15 - Forced Air furnace (No AC) |  | 01 - Natural Gas | [5 empty] | 04 - Conditioned Space |  | 0.5 | No | york | p2mpd12l06401a |  | 01 - Constant Speed | 80 | 64 |  |  |  | 0.8 | 01 - AFUE |  | Not Applicable | Not Applicable | Not Applicable |  | No |  | -99 | -99 |  |  | 16 | 1996 | p2mpd12l06401a | bluebook | 80 | 2848.1455 | 2325 | Central | Central | Age 1995 to 1999 | Gas 070-084.99 | 78-84.99 AFUE | Primary | 2101.3369
823 | EG04909235 | 2 | Furnace | 1900 - 1969 | N | 80 | 0 | 15 - Forced Air furnace (No AC) |  | 01 - Natural Gas | [5 empty] | 02 - Attic |  | 0.5 | No | arcoaire | nne050b12g1 |  | 01 - Constant Speed | 50 | -99 |  |  |  | -99 | Dont Know |  | Not Applicable | Not Applicable | Not Applicable |  | No | info not on nameplate | -99 | -99 |  |  | -99 | 0 | nne050b12g1 | CEC_fur | 80 |  | 2325 | Central | Central | Dont Know | Gas 040-054.99 | 78-84.99 AFUE | Secondary
824 | EG04912508 | 1 | Furnace | 1990 - 1994 | N | 80 | 0 | 01 - Split Forced Air Furnace |  | 01 - Natural Gas | [5 empty] | 01 - Garage |  | 0.5 | No | comfortmaker | gu1075a016aim |  | 01 - Constant Speed | 75 | 60 |  |  |  | 0.8 | 01 - AFUE |  | inter-city products | u48b191 | Dont Know |  | Yes |  | -99 | -100 |  | 1 | -99 | 0 | gu1075a016aim | Field Data Only | 80 |  | 3200 | Central | Central | Dont Know | Gas 070-084.99 | 78-84.99 AFUE | Secondary
825 | EG04912508 | 2 | Furnace | 1990 - 1994 | N | 80 | -0.00625 | 01 - Split Forced Air Furnace |  | 01 - Natural Gas | [5 empty] | 02 - Attic |  | 0.5 | No | intercity | gni060a012cim | 01/01/2000 | 01 - Constant Speed | 60 | 48.3 |  |  |  | -100 | 01 - AFUE |  | Not Applicable | Not Applicable | No |  | Yes |  | -99 | 2000 |  | 2 | 12 | 2000 | gni060a012cim | Field Data Only | 80.5 | 2824.7402 | 3200 | Central | Central | Age 2000 to 2005 | Gas 055-069.99 | 78-84.99 AFUE | Primary | 1878.0844
826 | EG04918967 | 1 | Wall Furnace | 1900 - 1969 | Y | 65 | -99 | 03 - Wall Furnace |  | 01 - Natural Gas | [5 empty] | 04 - Conditioned Space |  | 1 | No |  |  |  | No Fan | -99 | -99 |  |  |  | -100 | 01 - AFUE |  | Not Applicable | Not Applicable | Not Applicable |  | No |  | -99 | -100 |  |  | -99 | 0 |  |  | -99 |  | 900 | Space | Space | Dont Know | Gas Dont Know | Dont Know | Primary
827 | EG04924443 | 1 | Furnace | 1900 - 1969 | N | 80 | 0.020875 | 02 - Package Furnace/AC |  | 01 - Natural Gas | [5 empty] | 06 - Roof |  | 1 | No | tempstar | PGAA36C1K | 05/01/1991 | 01 - Constant Speed | 60 | 47 |  |  |  | 0.8 | 01 - AFUE |  | Not Applicable | Not Applicable | Not Applicable |  | Not Applicable |  | 5 | 1991 | 1 | 1 | 21 | 1991 | PGAA36C1K | CEC_fur | 78.33 | 2907.8511 | 1100 | Central | Central | Age 1990 to 1994 | Gas 055-069.99 | 78-84.99 AFUE | Primary | 1933.3423
828 | EG04957792 | 1 | Furnace | 1995 - 1999 | Y | 80 | -0.0125 | 02 - Package Furnace/AC |  | 01 - Natural Gas | [5 empty] | 06 - Roof |  | 1 | No | carrier | 48ss-042080311 | 09/01/1995 | 01 - Constant Speed | -99 | 64.8 |  |  |  | 0.81 | 01 - AFUE |  | Dont Know | Dont Know | Dont Know |  | Yes | not listed on nameplate | 9 | 1995 | 1 | 1 | 17 | 1995 | 48ss042080311 | Field Data Only | 81 | 3050.1927 | 1450 | Central | Central | Age 1995 to 1999 | Gas Dont Know | 78-84.99 AFUE | Primary | 2688.1835
829 | EG04962005 | 1 | Furnace | 1970 - 1979 | Y | 80 | -99 | 01 - Split Forced Air Furnace |  | 01 - Natural Gas | [5 empty] | 01 - Garage |  | 1 | No | lennox | G40UH-48B-090X |  | 01 - Constant Speed | 88 | -100 |  |  |  | -100 | 01 - AFUE |  | lennox | c33-048-2f | Dont Know |  | Yes |  | -99 | -100 |  | 1 | -99 | 0 | G40UH48B090X |  | -99 |  | 1150 | Central | Central | Dont Know | Gas 085-099.99 | Dont Know | Primary
830 | EG04976947 | 1 | Furnace | 1900 - 1969 | Y | 80 | -0.011375 | 01 - Split Forced Air Furnace |  | 01 - Natural Gas | [5 empty] | 05 - Mechanical Closet |  | 1 | Yes | carrier | 58wav111-20 |  | 01 - Constant Speed | 110 | 89 |  |  |  | 0.8 | 01 - AFUE |  | carrier | Dont Know | Yes |  | Yes |  | -99 | -99 |  | 1 | -99 | 0 | 58wav11120 | CEC_fur | 80.91 | 1474.5 | 2400 | Central | Central | Dont Know | Gas 100-114.99 | 78-84.99 AFUE | Primary | 2169.1851
831 | EG04979825 | 1 | Furnace | 1900 - 1969 | N | 80 | -0.0085 | 01 - Split Forced Air Furnace |  | 01 - Natural Gas | [5 empty] | 04 - Conditioned Space |  | 1 | No | day & night | 383kav042091adja |  | 01 - Constant Speed | 88 | 71 |  |  |  | -99 | 01 - AFUE |  | resco | cd5bxa036000aaaa | Dont Know |  | Yes |  | -99 | -100 |  | 1 | -99 | 0 | 383kav042091adja | CEC_fur | 80.68 | 8562.82 | 2169 | Central | Central | Dont Know | Gas 085-099.99 | 78-84.99 AFUE | Primary | 8252.795
832 | EG05000658 | 1 | Furnace | 1970 - 1979 | N | 80 | -0.0085 | 01 - Split Forced Air Furnace |  | 01 - Natural Gas | [5 empty] | 02 - Attic |  | 1 | No | bryant | 312JAV048090 | 05/01/2005 | 02 - Variable Speed | 88 | 71 |  |  |  | 0.81 | 01 - AFUE |  | allstyle | asfm6018a31t+s | No |  | Yes |  | 5 | 2005 |  | 1 | 7 | 2005 | 312JAV048090 | Field Data Only | 80.68 | 5045.4718 | 1490 | Central | Central | Age 2000 to 2005 | Gas 085-099.99 | 78-84.99 AFUE | Primary | 3602.8197
833 | EG05013494 | 1 | Furnace | 1995 - 1999 | N | 80 | -0.00125 | 01 - Split Forced Air Furnace |  | 01 - Natural Gas | [5 empty] | 01 - Garage |  | 1 | No | weather king | WGDG-10EBRJR |  | 01 - Constant Speed | 100 | -99 |  |  |  | 0.8 | 01 - AFUE |  | all style | as60m262t | Yes |  | Yes |  | -99 | -99 |  | 1 | -99 | 0 | WGDG10EBRJR | Field and Source Data | 80.1 | 2434.48 | 2300 | Central | Central | Dont Know | Gas 100-114.99 | 78-84.99 AFUE | Primary | 1618.6122
834 | EG05016837 | 1 | Furnace | 1970 - 1979 | N | 80 | -99 | 01 - Split Forced Air Furnace |  | 01 - Natural Gas | [5 empty] | 02 - Attic |  | 1 | No | lennox | G40UH-48B-090X |  | 01 - Constant Speed | 88 | -99 |  |  |  | -99 | Dont Know |  | Not Applicable | Not Applicable | Not Applicable |  | No | dk | -99 | -99 |  | 1 | -99 | 0 | G40UH48B090X |  | -99 |  | 2100 | Central | Central | Dont Know | Gas 085-099.99 | Dont Know | Primary
835 | EG05021977 | 1 | Other | 1900 - 1969 | N | -99 | -99 | 09 - Gravity Furnace |  | 01 - Natural Gas | [5 empty] | 04 - Conditioned Space |  | 0.75 | Not Applicable | holly | 35s-d |  | No Fan | 35 | 24.5 |  |  |  | -99 | Dont Know |  | Not Applicable | Not Applicable | Not Applicable |  | Not Applicable | not listed | -99 | -99 |  |  | -99 | 0 | 35sd | Field Data Only | 70 | 5259.41 | 950 | Space | Space | Dont Know | Gas 025-039.99 | 66-71.99 AFUE | Primary | 14213.8037
836 | EG05032447 | 1 | Furnace | 1980 - 1989 | Y | 80 | -99 | 01 - Split Forced Air Furnace |  | 01 - Natural Gas | [5 empty] | 01 - Garage |  | 1 | No | square d | gh2m040h3.0n7c |  | 01 - Constant Speed | 40 | -99 |  |  |  | -99 | Dont Know |  | Dont Know | r1-530-ch | Dont Know |  | Yes | becaus | -99 | -99 |  | 1 | -99 | 0 | gh2m040h30n7c |  | -99 |  | 1050 | Central | Central | Dont Know | Gas 040-054.99 | Dont Know | Primary
837 | EG05039998 | 1 | Furnace | 1900 - 1969 | Y | 80 | -99 | 01 - Split Forced Air Furnace |  | 01 - Natural Gas | [5 empty] | 02 - Attic |  | 1 | No |  |  |  | 01 - Constant Speed | -99 | -99 |  |  |  | -99 | Dont Know |  | Not Applicable | Not Applicable | Not Applicable |  | Not Applicable | see notes, not accessable | -99 | -99 |  |  | -99 | 0 |  |  | -99 |  | 1500 | Central | Central | Dont Know | Gas Dont Know | Dont Know | Primary
838 | EG05048257 | 1 | Furnace | 1995 - 1999 | N | 80 | -99 | 01 - Split Forced Air Furnace |  | 01 - Natural Gas | [5 empty] | 02 - Attic |  | 1 | Yes | goodman |  |  | 01 - Constant Speed | -99 | -99 |  |  |  | -99 | Dont Know |  | Dont Know | BC130 60-EJY20 | Yes |  | Yes | no nameplate for furnace | -99 | -99 |  | 1 | -99 | 0 |  |  | -99 |  | 2800 | Central | Central | Dont Know | Gas Dont Know | Dont Know | Primary
839 | EG05053477 | 1 | Furnace | 1900 - 1969 | N | 80 | -0.02275 | 01 - Split Forced Air Furnace |  | 01 - Natural Gas | [5 empty] | 04 - Conditioned Space |  | 1 | No | payne | PG8JAA036070 |  | 01 - Constant Speed | 66 | 54 |  |  |  | 0.8 | 01 - AFUE |  | payne | cd6axa036017abaa | Dont Know |  | Yes |  | -99 | -100 |  | 1 | -99 | 0 | PG8JAA036070 | Field Data Only | 81.82 | 4348.4 | 1350 | Central | Central | Dont Know | Gas 055-069.99 | 78-84.99 AFUE | Primary | 3105.0617
840 | EG05061243 | 1 | Furnace | 1995 - 1999 | N | 80 | -99 | 01 - Split Forced Air Furnace |  | 01 - Natural Gas | [5 empty] | 01 - Garage |  | 1 | No | comfortmaker | gnj075m16a1 |  | 01 - Constant Speed | 75 | -99 |  |  |  | -99 | Dont Know |  | Dont Know | Dont Know | No |  | Yes | no evap nameplate | -99 | -99 |  | 1 | -99 | 0 | gnj075m16a1 |  | -99 |  | 1980 | Central | Central | Dont Know | Gas 070-084.99 | Dont Know | Primary
841 | EG05067095 | 1 | Furnace | 1900 - 1969 | N | 80 | -99 | 01 - Split Forced Air Furnace |  | 01 - Natural Gas | [5 empty] | 02 - Attic |  | 1 | No | lennox | G50UH-36A-070X- |  | 01 - Constant Speed | 66 | -99 |  |  |  | -99 | Dont Know |  | lennox | ch33-44/48b-2f | No |  | Yes | not listed | -99 | -99 |  | 1 | -99 | 0 | G50UH36A070X |  | -99 |  | 1081 | Central | Central | Dont Know | Gas 055-069.99 | Dont Know | Primary
842 | EG05079663 | 1 | Furnace | 1900 - 1969 | N | 80 | -0.02775 | 01 - Split Forced Air Furnace |  | 01 - Natural Gas | [5 empty] | 04 - Conditioned Space |  | 1 | No | amana | amv80905cxba |  | 01 - Constant Speed | 90 | 74 |  |  |  | -100 | 01 - AFUE |  | goodman | Not Applicable | No |  | Yes |  | -99 | -100 |  | 1 | -99 | 0 | amv80905cxba | Field Data Only | 82.22 | 4348.4 | 2200 | Central | Central | Dont Know | Gas 085-099.99 | 78-84.99 AFUE | Primary | 3105.0617
843 | EG05099496 | 1 | Furnace | 1970 - 1979 | Y | 80 | -99 | 01 - Split Forced Air Furnace |  | 01 - Natural Gas | [5 empty] | 02 - Attic |  | 1 | No | ducane |  |  | 01 - Constant Speed | -99 | -99 |  |  |  | -100 | 01 - AFUE |  | Not Applicable | Not Applicable | No |  | Yes |  | -99 | -100 |  | 2 | -99 | 0 |  |  | -99 |  | 3000 | Central | Central | Dont Know | Gas Dont Know | Dont Know | Primary
844 | EG05099496 | 3 | Heat Pump | 1970 - 1979 | Y | 8.2 | -99 | 05 - Split Heat pump w/ electronic supplement | electric split system on wall | 02 - Electric | [5 empty] | 04 - Conditioned Space |  | 0 | No | goodman | hdp18-18 |  | 01 - Constant Speed |  |  | -100 | Dont Know |  | -100 | Dont Know |  | Not Applicable | Not Applicable | Not Applicable |  | No | no other accessible information | -99 | -99 |  | 3 | -99 | 0 | hdp1818 |  | -99 |  | 3000 | Central | Central | Dont Know | Elec Dont Know | Dont Know | Secondary
845 | EG05100887 | 1 | Furnace | 1900 - 1969 | N | 80 | 0 | 01 - Split Forced Air Furnace |  | 01 - Natural Gas | [5 empty] | 04 - Conditioned Space |  | 1 | No | arcoaire | gdj075m12c2 |  | 01 - Constant Speed | 75 | -99 |  |  |  | -99 | Dont Know |  | Not Applicable | Not Applicable | Not Applicable |  | No | info n/a | -99 | -99 |  |  | -99 | 0 | gdj075m12c2 | CEC_fur | 80 | 5259.41 | 2600 | Central | Central | Dont Know | Gas 070-084.99 | 78-84.99 AFUE | Primary | 3740.8247
846 | EG05114750 | 2 | Furnace | 1900 - 1969 | Y | 80 | -99 | 02 - Package Furnace/AC |  | 01 - Natural Gas | [5 empty] | 06 - Roof |  | 1 | No | york | d2np036n05606nxa |  | 01 - Constant Speed | 70 | -99 |  |  |  | -99 | Dont Know |  | Not Applicable | Not Applicable | Not Applicable |  | Not Applicable | data not available | -99 | -99 | 1 | 1 | -99 | 0 | d2np036n05606nxa |  | -99 |  | 916 | Central | Central | Dont Know | Gas 070-084.99 | Dont Know | Primary
847 | EG05132716 | 1 | Furnace | 1900 - 1969 | N | 80 | -0.015 | 01 - Split Forced Air Furnace |  | 01 - Natural Gas | [5 empty] | 04 - Conditioned Space |  | 1 | No | ruud | ugph-07nauer |  | 01 - Constant Speed | 75 | -99 |  |  |  | -99 | Dont Know |  | Not Applicable | Not Applicable | Not Applicable |  | Not Applicable | info not on nameplate | -99 | -99 |  |  | -99 | 0 | ugph07nauer | CEC_fur | 81.2 | 4348.4 | 1200 | Central | Central | Dont Know | Gas 070-084.99 | 78-84.99 AFUE | Primary | 3105.0617
848 | EG05134247 | 1 | Furnace | Dont Know | N | 80 | 0.020875 | 01 - Split Forced Air Furnace |  | 01 - Natural Gas | [5 empty] | 04 - Conditioned Space |  | 1 | No | comfortmaker | gud060a014aim | 01/01/1989 | 01 - Constant Speed | 60 | 47 |  |  |  | 0.78 | 01 - AFUE |  | Not Applicable | gh36s | No |  | Yes |  | 1 | 1989 |  | 1 | 23 | 1989 | gud060a014aim | Field Data Only | 78.33 | 3073.0321 | 2054 | Central | Central | Age 1985 to 1989 | Gas 055-069.99 | 78-84.99 AFUE | Primary | 2043.1662
849 | EG05135331 | 1 | Wall Furnace | 1900 - 1969 | Y | 65 | -99 | 03 - Wall Furnace |  | 01 - Natural Gas | [5 empty] | 04 - Conditioned Space |  | 0.5 | No |  |  |  | No Fan | -99 | -99 |  |  |  | -100 | 01 - AFUE |  | Not Applicable | Not Applicable | Not Applicable |  | Not Applicable |  | -99 | -100 |  |  | -99 | 0 |  |  | -99 |  | 900 | Space | Space | Dont Know | Gas Dont Know | Dont Know | Primary
850 | EG05140863 | 1 | Furnace | 1980 - 1989 | Y | 80 | 0 | 01 - Split Forced Air Furnace |  | 01 - Natural Gas | [5 empty] | 05 - Mechanical Closet |  | 1 | Yes | goodman | GMTH090-5B |  | 01 - Constant Speed | 90 | 72 |  |  |  | 0.8 | 01 - AFUE |  | goodman | CACF061C2A | Yes |  | Yes |  | -99 | -99 |  | 1 | -99 | 0 | GMTH0905B | Field Data Only | 80 | 6498.33 | 1260 | Central | Central | Dont Know | Gas 085-099.99 | 78-84.99 AFUE | Primary | 10219.0879
851 | EG05141292 | 1 | Other | 1900 - 1969 | Y | -99 | -99 | 14 - Electric Space Heater |  | 02 - Electric | [5 empty] | 04 - Conditioned Space |  | 0.25 | No | delonghi | ew6507w |  | No Fan |  |  | 1.5 | 01 - kW |  | -100 | Dont Know |  | Not Applicable | Not Applicable | Not Applicable |  | Not Applicable |  | -99 | -100 |  |  | -99 | 0 | ew6507w |  | -99 |  | -99 | Space | Space | Dont Know | Elec 0.1-0.99 | Dont Know | Primary
852 | EG05171144 | 1 | Furnace | 1995 - 1999 | N | 80 | 0 | 01 - Split Forced Air Furnace |  | 01 - Natural Gas | [5 empty] | 05 - Mechanical Closet |  | 0.5 | Yes | American standard | AUD080R9V4K5 | 05/01/2009 | 01 - Constant Speed | 80 | -99 |  |  |  | -99 | Dont Know |  | Dont Know | 4XUC39/100 | Yes |  | Yes | nameplate | 5 | 2009 |  | 1 | 3 | 2009 | AUD080R9V4K5 | CEC_fur | 80 | 3376.813 | 2300 | Central | Central | Age 2006 to 2009 | Gas 070-084.99 | 78-84.99 AFUE | Primary | 1772.7423
853 | EG05171144 | 2 | Furnace | 1995 - 1999 | N | 80 | 0 | 01 - Split Forced Air Furnace |  | 01 - Natural Gas | [5 empty] | 05 - Mechanical Closet |  | 0.5 | Yes | American standard | AUD080R9V4K5 | 05/01/2009 | 01 - Constant Speed | 80 | -99 |  |  |  | -99 | Dont Know |  | Dont Know | 4XUC39/100 | Yes |  | Yes | nameplate | 5 | 2009 |  | 2 | 3 | 2009 | AUD080R9V4K5 | CEC_fur | 80 |  | 2300 | Central | Central | Age 2006 to 2009 | Gas 070-084.99 | 78-84.99 AFUE | Secondary
854 | EG05187140 | 1 | Wall Furnace | 1970 - 1979 | Y | 65 | -99 | 03 - Wall Furnace |  | 01 - Natural Gas | [5 empty] | 04 - Conditioned Space |  | 1 | No | holly | g35 sd |  | No Fan | 36 | -99 |  |  |  | -99 | Dont Know |  | Not Applicable | Not Applicable | Not Applicable |  | No |  | -99 | -99 |  |  | -99 | 0 | g35sd |  | -99 |  | 500 | Space | Space | Dont Know | Gas 025-039.99 | Dont Know | Primary
855 | EG05192304 | 1 | Furnace | 1970 - 1979 | N | 80 | -0.0085 | 15 - Forced Air furnace (No AC) |  | 01 - Natural Gas | [5 empty] | 05 - Mechanical Closet |  | 1 | No | payne | PG8JAA048090 | 12/01/2004 | 01 - Constant Speed | 88 | 71 |  |  |  | 0.8 | 01 - AFUE |  | Not Applicable | Not Applicable | Not Applicable |  | No |  | 12 | 2004 |  |  | 8 | 2004 | PG8JAA048090 | Field Data Only | 80.68 | 3029.3252 | 3600 | Central | Central | Age 2000 to 2005 | Gas 085-099.99 | 78-84.99 AFUE | Primary | 2235.0097
856 | EG05193321 | 1 | Furnace | 1995 - 1999 | N | 80 | 0 | 01 - Split Forced Air Furnace |  | 01 - Natural Gas | [5 empty] | 02 - Attic |  | 1 | No | corsaire | fgpj-05nauer |  | 01 - Constant Speed | 50 | 40 |  |  |  | 0.8 | 01 - AFUE |  | Dont Know | Dont Know | No |  | Yes | not available | -99 | -99 |  | 1 | -99 | 0 | fgpj05nauer | CEC_fur | 80 | 4348.4 | 1480 | Central | Central | Dont Know | Gas 040-054.99 | 78-84.99 AFUE | Primary | 3486.5895
857 | EG05207329 | 1 | Furnace | 1995 - 1999 | N | 80 | 0 | 01 - Split Forced Air Furnace |  | 01 - Natural Gas | [5 empty] | 02 - Attic |  | 1 | No | goodman | gmp075-4 |  | 01 - Constant Speed | 75 | 60 |  |  |  | 0.8 | 01 - AFUE |  | Dont Know | Dont Know | Yes |  | Yes | nameplate | -99 | -99 |  | 1 | -99 | 0 | gmp0754 | CEC_fur | 80 | 8562.82 | 1850 | Central | Central | Dont Know | Gas 070-084.99 | 78-84.99 AFUE | Primary | 8252.795
858 | EG05212194 | 1 | Furnace | 1900 - 1969 | N | 80 | -0.0145 | 01 - Split Forced Air Furnace |  | 01 - Natural Gas | [5 empty] | 02 - Attic |  | 1 | No | carrier | 58rav070---16112 |  | 01 - Constant Speed | 69 | 56 |  |  |  | 0.8 | 01 - AFUE |  | carrier | ck3bxa036017aaaa | Dont Know |  | Yes |  | -99 | -100 |  | 1 | -99 | 0 | 58rav07016112 | CEC_fur | 81.16 | 8562.82 | 1560 | Central | Central | Dont Know | Gas 055-069.99 | 78-84.99 AFUE | Primary | 8252.795
859 | EG05212698 | 1 | Furnace | 1970 - 1979 | N | 80 | 0 | 01 - Split Forced Air Furnace |  | 01 - Natural Gas | [5 empty] | 04 - Conditioned Space |  | 1 | No | goodman | gmh80703axac |  | 01 - Constant Speed | 70 | 56 |  |  |  | 0.8 | 01 - AFUE |  | goodman | capf3636a6ba | Dont Know |  | Yes |  | -99 | -100 |  | 1 | -99 | 0 | gmh80703axac | Field Data Only | 80 | 8562.82 | 1128 | Central | Central | Dont Know | Gas 070-084.99 | 78-84.99 AFUE | Primary | 6865.7525
860 | EG05233103 | 1 | Furnace | 1900 - 1969 | Y | 80 | 0.00625 | 01 - Split Forced Air Furnace |  | 01 - Natural Gas | [5 empty] | 04 - Conditioned Space |  | 1 | No | intercity | nuge050cg02 |  | 01 - Constant Speed | 50 | -100 |  |  |  | -100 | 01 - AFUE |  | Not Applicable | Not Applicable | Dont Know |  | Yes |  | -99 | -100 |  | 1 | 27 | 1985 | nuge050cg02 | bluebook | 79.5 | 6122.5098 | 1300 | Central | Central | Age 1985 to 1989 | Gas 040-054.99 | 78-84.99 AFUE | Primary | 5071.511
861 | EG05238256 | 1 | Wall Furnace | 1900 - 1969 | Y | 65 | -99 | 03 - Wall Furnace |  | 01 - Natural Gas | [5 empty] | 04 - Conditioned Space |  | 1 | No |  |  |  | 01 - Constant Speed | -99 | -99 |  |  |  | -100 | 01 - AFUE |  | Not Applicable | Not Applicable | Not Applicable |  | Not Applicable |  | -99 | -100 |  |  | -99 | 0 |  |  | -99 |  | -99 | Space | Space | Dont Know | Gas Dont Know | Dont Know | Primary
862 | EG05263849 | 1 | Furnace | 1980 - 1989 | N | 80 | -99 | 01 - Split Forced Air Furnace |  | 01 - Natural Gas | [5 empty] | 05 - Mechanical Closet |  | 1 | No | carrier |  |  | No Fan | -99 | -99 |  |  |  | -99 | Dont Know |  | advanced distributor products | c36a175c126 | Yes |  | Yes | no nameplate | -99 | -99 |  | 1 | -99 | 0 |  |  | -99 |  | 980 | Central | Central | Dont Know | Gas Dont Know | Dont Know | Primary
863 | EG05268125 | 1 | Furnace | 1980 - 1989 | N | 80 | -99 | 01 - Split Forced Air Furnace |  | 01 - Natural Gas | [5 empty] | 04 - Conditioned Space |  | 1 | No | tempstar | gnj075m12g2 |  | 01 - Constant Speed | 75 | -99 |  |  |  | -99 | Dont Know |  | magic chef | 3/3.5eru-c-3 | No |  | Yes | info not visible on nameplate | -99 | -99 |  | 1 | -99 | 0 | gnj075m12g2 |  | -99 |  | 1500 | Central | Central | Dont Know | Gas 070-084.99 | Dont Know | Primary
864 | EG05293379 | 1 | Furnace | 1980 - 1989 | N | 80 | 0 | 01 - Split Forced Air Furnace |  | 01 - Natural Gas | [5 empty] | 05 - Mechanical Closet |  | 1 | No | carrier | 395cav048090 | 01/01/1987 | 01 - Constant Speed | 110 | -99 |  |  |  | -99 | Dont Know |  | carrier | 518cxx048000maca | No |  | Yes | not listed | -99 | 1987 |  | 1 | 25 | 1987 | 395cav048090 | CEC_fur | 80 | 5488.9639 | 2000 | Central | Both Central and Space | Age 1985 to 1989 | Gas 100-114.99 | 78-84.99 AFUE | Primary | 3919.5041
865 | EG05293379 | 2 | Other | 1980 - 1989 | N | -99 | -99 | 13 - Fireplace |  | 01 - Natural Gas |  | 1-2 days/week | No |  | 1st Floor | 04 - Conditioned Space |  | 0 | No |  |  |  | No Fan | -99 | -99 |  |  |  | -99 | Dont Know |  | Not Applicable | Not Applicable | Not Applicable |  | Not Applicable | no nameplate | -99 | -99 |  |  | -99 | 0 |  |  | -99 |  | 2000 | Space | Both Central and Space | Dont Know | Gas Dont Know | Dont Know | Secondary
866 | EG05293379 | 3 | Other | 1980 - 1989 | N | -99 | -99 | 13 - Fireplace |  | 05 - Wood |  | <1 day/week | No |  | 1st Floor | 04 - Conditioned Space |  | 0 | No |  |  |  | No Fan | [5 empty] | -100 | Dont Know |  | Not Applicable | Not Applicable | Not Applicable | Dont | Not Applicable | no nameplate | -99 | -99 |  |  | -99 | 0 |  |  | -99 |  | 2000 | Space | Both Central and Space | Dont Know |  | Dont Know | Secondary
867 | EG05296530 | 1 | Furnace | 1980 - 1989 | Y | 80 | 0 | 01 - Split Forced Air Furnace |  | 01 - Natural Gas | [5 empty] | 02 - Attic |  | 1 | Dont Know | ducane | fpbb075a4 |  | 01 - Constant Speed | 75 | 68 |  |  |  | 0.8 | Dont Know |  | Dont Know | rt-530-ch | No |  | Yes | no data | -99 | -99 |  | 1 | -99 | 0 | fpbb075a4 | CEC_fur | 80 | 9222.38 | 1060 | Central | Central | Dont Know | Gas 070-084.99 | 78-84.99 AFUE | Primary | 13688.7904
868 | EG05305737 | 1 | Furnace | 1900 - 1969 | Y | 80 | 0.04625 | 01 - Split Forced Air Furnace |  | 01 - Natural Gas | [5 empty] | 04 - Conditioned Space |  | 1 | No | carrier | 58GSC065-CB | 01/01/1987 | 01 - Constant Speed | 80 | -100 |  |  |  | -100 | 01 - AFUE |  | Not Applicable | 28rc036-911 | No |  | Yes |  | -99 | 1987 |  | 1 | 25 | 1987 | 58GSC065CB | bluebook | 76.3 | 6122.5098 | 1500 | Central | Central | Age 1985 to 1989 | Gas 070-084.99 | 72-77.99 AFUE | Primary | 5418.6055
869 | EG05307280 | 1 | Furnace | 1990 - 1994 | N | 80 | 0.04625 | 01 - Split Forced Air Furnace |  | 01 - Natural Gas | [5 empty] | 01 - Garage |  | 1 | No | payne | 394jaz060095 |  | 01 - Constant Speed | 120 | -100 |  |  |  | -100 | 01 - AFUE |  | Not Applicable | Not Applicable | No |  | Yes |  | -99 | -100 |  | 1 | 21 | 1991 | 394jaz060095 | bluebook | 76.3 | 5193.9222 | 2500 | Central | Central | Age 1990 to 1994 | Gas 115-129.99 | 72-77.99 AFUE | Primary | 3708.8237
870 | EG05325983 | 1 | Furnace | 1995 - 1999 | N | 80 | -99 | 01 - Split Forced Air Furnace |  | 01 - Natural Gas | [5 empty] | 02 - Attic |  | 1 | No | comfortmaker | gnj075m16c3 |  | 01 - Constant Speed | 75 | -99 |  |  |  | -99 | Dont Know |  | allstyle | aslb484823t | No |  | Yes | info not on nameplate | -99 | -99 |  | 1 | -99 | 0 | gnj075m16c3 |  | -99 |  | 2040 | Central | Central | Dont Know | Gas 070-084.99 | Dont Know | Primary
871 | EG05329465 | 1 | Furnace | 1900 - 1969 | Y | 80 | -99 | 02 - Package Furnace/AC |  | 01 - Natural Gas | [5 empty] | 06 - Roof |  | 1 | No |  |  |  | 01 - Constant Speed | -99 | -99 |  |  |  | -99 | Dont Know |  | Not Applicable | Not Applicable | Not Applicable |  | Not Applicable | nameplate was bleached out by sun | -99 | -99 | 1 | 1 | -99 | 0 |  |  | -99 |  | 1400 | Central | Central | Dont Know | Gas Dont Know | Dont Know | Primary
872 | EG05349358 | 1 | Furnace | 1980 - 1989 | N | 80 | -99 | 01 - Split Forced Air Furnace |  | 01 - Natural Gas | [5 empty] | 01 - Garage |  | 1 | No | lennox | g20q5/6x-100-1 |  | 01 - Constant Speed | 100 | -99 |  |  |  | -99 | Dont Know |  | lennox | c14-41-1ff | No |  | Yes | info not on nameplate | -99 | -99 |  | 1 | -99 | 0 | g20q56x1001 |  | -99 |  | 1584 | Central | Central | Dont Know | Gas 100-114.99 | Dont Know | Primary
873 | EG05354428 | 1 | Furnace | 1970 - 1979 | N | 80 | 0 | 15 - Forced Air furnace (No AC) |  | 01 - Natural Gas | [5 empty] | 01 - Garage |  | 1 | No | gaffers and sattler | u80-2 |  | 01 - Constant Speed | 80 | 64 |  |  |  | 0.8 | 01 - AFUE |  | Not Applicable | Not Applicable | No |  | No |  | -99 | -99 |  |  | -99 | 0 | u802 | Field Data Only | 80 | 8562.82 | 1000 | Central | Both Central and Space | Dont Know | Gas 070-084.99 | 78-84.99 AFUE | Primary | 6865.7525
874 | EG05354428 | 2 | Other | 1970 - 1979 | N | -99 | -99 | 13 - Fireplace |  | 05 - Wood |  | 1-2 days/week | No |  | 1st Floor | 04 - Conditioned Space |  | 0.5 | Not Applicable |  |  | 01/01/1977 | No Fan | [5 empty] | -100 | Dont Know |  | Not Applicable | Not Applicable | Not Applicable | Not | Not Applicable |  | -99 | 1977 |  |  | 35 | 1977 |  |  | -99 |  | 1000 | Space | Both Central and Space | Age 1979 and older |  | Dont Know | Secondary
875 | EG05356473 | 1 | Wall Furnace | 1900 - 1969 | N | 65 | -99 | 03 - Wall Furnace |  | 01 - Natural Gas | [5 empty] | 04 - Conditioned Space |  | 0.5 | No |  |  |  | No Fan | -99 | -99 |  |  |  | -99 | Dont Know |  | Not Applicable | Not Applicable | Not Applicable |  | Not Applicable | don't know | -99 | -99 |  |  | -99 | 0 |  |  | -99 |  | 1200 | Space | Space | Dont Know | Gas Dont Know | Dont Know | Primary
876 | EG05356473 | 2 | Wall Furnace | 1900 - 1969 | N | 65 | -99 | 03 - Wall Furnace |  | 01 - Natural Gas | [5 empty] | 04 - Conditioned Space |  | 0.5 | No |  |  |  | No Fan | -99 | -99 |  |  |  | -99 | Dont Know |  | Not Applicable | Not Applicable | Not Applicable |  | Not Applicable | don't know | -99 | -99 |  |  | -99 | 0 |  |  | -99 |  | 1200 | Space | Space | Dont Know | Gas Dont Know | Dont Know | Secondary
877 | EG05363574 | 1 | Furnace | 1980 - 1989 | N | 80 | -0.0085 | 01 - Split Forced Air Furnace |  | 01 - Natural Gas | [5 empty] | 01 - Garage |  | 1 | No | carrier | 58CTX090-16 | 03/01/2003 | 01 - Constant Speed | 88 | 71 |  |  |  | 0.8 | 01 - AFUE |  | cac/bdp | cnpvt4821ataacaa | Yes |  | Yes |  | 3 | 2003 |  | 1 | 9 | 2003 | 58CTX09016 | Field Data Only | 80.68 | 9935.4858 | 1415 | Central | Central | Age 2000 to 2005 | Gas 085-099.99 | 78-84.99 AFUE | Primary | 9575.7621
878 | EG05365214 | 1 | Furnace | 1990 - 1994 | N | 80 | 0 | 01 - Split Forced Air Furnace |  | 01 - Natural Gas | [5 empty] | 02 - Attic |  | 1 | Yes | york | TGLS080C16MP11 |  | 01 - Constant Speed | 80 | 64 |  |  |  | 0.8 | 01 - AFUE |  | Dont Know | fc60c3xn1a | Yes |  | Yes |  | -99 | -99 |  | 1 | -99 | 0 | TGLS080C16MP11 | Field Data Only | 80 | 8562.82 | 1950 | Central | Central | Dont Know | Gas 070-084.99 | 78-84.99 AFUE | Primary | 19981.7362
879 | EG05370288 | 1 | Other | 1900 - 1969 | N | -99 | -99 | 09 - Gravity Furnace |  | 01 - Natural Gas | [5 empty] | 04 - Conditioned Space |  | 1 | No |  |  |  | No Fan | -99 | -99 |  |  |  | -99 | Dont Know |  | Not Applicable | Not Applicable | Not Applicable |  | Not Applicable | no unit installed | -99 | -99 |  |  | -99 | 0 |  |  | -99 |  | 1250 | Space | Space | Dont Know | Gas Dont Know | Dont Know | Primary
880 | EG05376986 | 2 | Furnace | 1980 - 1989 | Y | 80 | -99 | 01 - Split Forced Air Furnace |  | 01 - Natural Gas | [5 empty] | 05 - Mechanical Closet |  | 1 | No |  |  |  | 01 - Constant Speed | -99 | -99 |  |  |  | -99 | Dont Know |  | Dont Know | Dont Know | Yes |  | Yes | unable to open door | -99 | -99 |  | 2 | -99 | 0 |  |  | -99 |  | 700 | Central | Central | Dont Know | Gas Dont Know | Dont Know | Primary
881 | EG05378841 | 1 | Furnace | 1980 - 1989 | Y | 80 | -99 | 02 - Package Furnace/AC |  | 01 - Natural Gas | [5 empty] | 06 - Roof |  | 1 | Dont Know |  |  |  | 01 - Constant Speed | -99 | -99 |  |  |  | -99 | Dont Know |  | Dont Know | Dont Know | Dont Know |  | Yes | no access to furnace on roof | -99 | -99 | 1 | 1 | -99 | 0 |  |  | -99 |  | 1300 | Central | Central | Dont Know | Gas Dont Know | Dont Know | Primary
882 | EG05401687 | 1 | Other | 1995 - 1999 | N | -99 | -99 | 13 - Fireplace |  | 01 - Natural Gas |  | <1 day/week | No |  | 1st Floor | 04 - Conditioned Space |  | 0 | Not Applicable |  |  |  | No Fan | -100 | -100 |  |  |  | -100 | Dont Know |  | Not Applicable | Not Applicable | Not Applicable |  | No |  | -99 | -99 |  |  | -99 | 0 |  |  | -99 |  | 1800 | Space | Both Central and Space | Dont Know | Gas Dont Know | Dont Know | Secondary
883 | EG05401687 | 2 | Furnace | 1995 - 1999 | N | 80 | -99 | 01 - Split Forced Air Furnace |  | 01 - Natural Gas | [5 empty] | 02 - Attic |  | 1 | No |  |  |  | 01 - Constant Speed | -99 | -99 |  |  |  | -99 | Dont Know |  | Dont Know | Dont Know | Dont Know |  | Yes | access to much storage and far back in attic / access unavailable | -99 | -99 |  | 1 | -99 | 0 |  |  | -99 |  | 1800 | Central | Both Central and Space | Dont Know | Gas Dont Know | Dont Know | Primary
884 | EG05419406 | 1 | Wall Furnace | 1900 - 1969 | N | 65 | -99 | 03 - Wall Furnace |  | 01 - Natural Gas | [5 empty] | 04 - Conditioned Space |  | 1 | No |  |  |  | No Fan | -99 | -99 |  |  |  | -100 | 01 - AFUE |  | Not Applicable | Not Applicable | Not Applicable |  | No |  | -99 | -100 |  |  | -99 | 0 |  |  | -99 |  | 800 | Space | Space | Dont Know | Gas Dont Know | Dont Know | Secondary
885 | EG05419406 | 2 | Other | 1900 - 1969 | N | -99 | -99 | 14 - Electric Space Heater |  | 02 - Electric | [5 empty] | 04 - Conditioned Space |  | 0.25 | No | Honeywell |  |  | 01 - Constant Speed |  |  | 1.5 | 01 - kW |  | -100 | Dont Know |  | Not Applicable | Not Applicable | Not Applicable |  | Not Applicable |  | -99 | -100 |  |  | -99 | 0 |  |  | -99 |  | 800 | Space | Space | Dont Know | Elec 0.1-0.99 | Dont Know | Primary
886 | EG05425084 | 1 | Wall Furnace | 1900 - 1969 | Y | 65 | -0.076923 | 03 - Wall Furnace |  | 01 - Natural Gas | [5 empty] | 04 - Conditioned Space |  | 0.25 | No | williams | 35gv-c-3 |  | No Fan | 35 | 24.5 |  |  |  | -100 | 01 - AFUE |  | Not Applicable | Not Applicable | Not Applicable |  | No |  | -99 | -100 |  |  | -99 | 0 | 35gvc3 | Field Data Only | 70 | 9222.38 | 1300 | Space | Space | Dont Know | Gas 025-039.99 | 66-71.99 AFUE | Primary | 17738.5301
887 | EG05425084 | 2 | Wall Furnace | 1900 - 1969 | Y | 65 | -99 | 03 - Wall Furnace |  | 02 - Electric | [5 empty] | 04 - Conditioned Space |  | 0.1 | No | nutone | 9810nd |  | 02 - Variable Speed |  |  | 1.05 | 01 - kW |  | -100 | Dont Know |  | Not Applicable | Not Applicable | Not Applicable |  | Not Applicable |  | -99 | -100 |  |  | -99 | 0 | 9810nd |  | -99 |  | 1300 | Space | Space | Dont Know | Elec 0.1-0.99 | Dont Know | Secondary
888 | EG05425084 | 3 | Wall Furnace | 1900 - 1969 | Y | 65 | -0.098923 | 03 - Wall Furnace |  | 01 - Natural Gas | [5 empty] | 04 - Conditioned Space |  | 0.25 | No | williams | 35gv-c-3 |  | No Fan | 35 | 25 |  |  |  | 0.7 | 01 - AFUE |  | Not Applicable | Not Applicable | Not Applicable |  | Not Applicable |  | -99 | -100 |  |  | -99 | 0 | 35gvc3 | Field Data Only | 71.43 |  | 1300 | Space | Space | Dont Know | Gas 025-039.99 | 66-71.99 AFUE | Secondary
889 | EG05425084 | 4 | Wall Furnace | 1900 - 1969 | Y | 65 | -99 | 03 - Wall Furnace |  | 02 - Electric | [5 empty] | 04 - Conditioned Space |  | 0.25 | No | NuTone | nut one |  | 02 - Variable Speed |  |  | 1.05 | 01 - kW |  | -100 | Dont Know |  | Not Applicable | Not Applicable | Not Applicable |  | Not Applicable |  | -99 | -100 |  |  | -99 | 0 | nutone |  | -99 |  | 1300 | Space | Space | Dont Know | Elec 0.1-0.99 | Dont Know | Secondary
890 | EG05430547 | 1 | Furnace | 1990 - 1994 | N | 80 | 0.00625 | 01 - Split Forced Air Furnace |  | 01 - Natural Gas | [5 empty] | 04 - Conditioned Space |  | 1 | No | heil | nuge050cg02 |  | 01 - Constant Speed | 50 | -99 |  |  |  | -99 | Dont Know |  | adp | ha03236c145b160173 | No |  | Yes | info not on nameplate | -99 | -99 |  | 2 | 27 | 1985 | nuge050cg02 | bluebook | 79.5 |  | 2200 | Central | Central | Age 1985 to 1989 | Gas 040-054.99 | 78-84.99 AFUE | Secondary
891 | EG05430547 | 2 | Furnace | 1990 - 1994 | N | 80 | 0.00625 | 01 - Split Forced Air Furnace |  | 01 - Natural Gas | [5 empty] | 02 - Attic |  | 1 | No | heil | nuge050cg01 |  | 01 - Constant Speed | 50 | -99 |  |  |  | -99 | Dont Know |  | Dont Know | Dont Know | No |  | Yes | not on nameplate | -99 | -99 |  | 1 | 27 | 1985 | nuge050cg01 | bluebook | 79.5 | 3073.0321 | 2200 | Central | Central | Age 1985 to 1989 | Gas 040-054.99 | 78-84.99 AFUE | Primary | 2043.1662
892 | EG05449065 | 1 | Furnace | 1900 - 1969 | Y | 80 | 0 | 02 - Package Furnace/AC |  | 01 - Natural Gas | [5 empty] | 06 - Roof |  | 1 | No | carrier | 48gx-036060301 | 08/01/2005 | 01 - Constant Speed | 60 | 48 |  |  |  | 0.8 | 01 - AFUE |  | Not Applicable | Not Applicable | Not Applicable |  | Not Applicable |  | 8 | 2005 | 1 | 1 | 7 | 2005 | 48gx036060301 | CEC_cen | 80 | 3244.2253 | 1600 | Central | Central | Age 2000 to 2005 | Gas 055-069.99 | 78-84.99 AFUE | Primary | 2859.1875
893 | EG05456574 | 1 | Furnace | 1995 - 1999 | Y | 80 | 0 | 01 - Split Forced Air Furnace |  | 01 - Natural Gas | [5 empty] | 02 - Attic |  | 0.5 | No | comfortmaker | nbf075f16a2 |  | 01 - Constant Speed | 75 | -100 |  |  |  | -100 | 01 - AFUE |  | all style | fmsp | Dont Know |  | Yes |  | -99 | -100 |  | 2 | -99 | 0 | nbf075f16a2 | CEC_fur | 80 | 2796.01 | 3340 | Central | Central | Dont Know | Gas 070-084.99 | 78-84.99 AFUE | Primary | 2474.553
894 | EG05456574 | 2 | Furnace | 1995 - 1999 | Y | 80 | 0 | 01 - Split Forced Air Furnace |  | 01 - Natural Gas | [5 empty] | 02 - Attic |  | 0.5 | No | comfortmaker | nbf075f16a2 |  | 01 - Constant Speed | 75 | -100 |  |  |  | -100 | 01 - AFUE |  | all style | fmsp | No |  | Yes |  | -99 | -100 |  | 1 | -99 | 0 | nbf075f16a2 | CEC_fur | 80 |  | 3340 | Central | Central | Dont Know | Gas 070-084.99 | 78-84.99 AFUE | Secondary
895 | EG05465495 | 1 | Furnace | 1995 - 1999 | N | 80 | -0.0125 | 01 - Split Forced Air Furnace |  | 01 - Natural Gas | [5 empty] | 02 - Attic |  | 1 | No | corsaire | FTP-07namgr |  | 01 - Constant Speed | 75 | -100 |  |  |  | 0.81 | 01 - AFUE |  | all style | aslb484422t | Dont Know |  | Yes |  | -99 | -100 |  | 1 | -99 | 0 | FTP07namgr | Field Data Only | 81 | 2434.48 | 1800 | Central | Central | Dont Know | Gas 070-084.99 | 78-84.99 AFUE | Primary | 1618.6122
896 | EG05484839 | 1 | Furnace | 1980 - 1989 | N | 80 | 0 | 01 - Split Forced Air Furnace |  | 01 - Natural Gas | [5 empty] | 01 - Garage |  | 1 | No | rheem | rgph-10nbrjr |  | 01 - Constant Speed | 100 | -99 |  |  |  | -99 | Dont Know |  | rheem | rcba-6089gh24b | No |  | Yes | info not on nameplate | -99 | -99 |  | 1 | -99 | 0 | rgph10nbrjr | CEC_fur | 80 | 2434.48 | 2200 | Central | Central | Dont Know | Gas 100-114.99 | 78-84.99 AFUE | Primary | 1618.6122
897 | EG05493492 | 1 | Wall Furnace | 1900 - 1969 | N | 65 | -0.098923 | 03 - Wall Furnace |  | 01 - Natural Gas | [5 empty] | 04 - Conditioned Space |  | 1 | Not Applicable | southern heater corp | 135s |  | No Fan | 35 | 25 |  |  |  | 0.7 | 01 - AFUE |  | Not Applicable | Not Applicable | Not Applicable |  | Not Applicable |  | -99 | -99 |  |  | -99 | 0 | 135s | Field Data Only | 71.43 | 10437.77 | 1200 | Space | Space | Dont Know | Gas 025-039.99 | 66-71.99 AFUE | Primary | 9805.5946
898 | EG05494926 | 1 | Furnace | 1980 - 1989 | N | 80 | -99 | 01 - Split Forced Air Furnace |  | 01 - Natural Gas | [5 empty] | 04 - Conditioned Space |  | 1 | No | Evcon |  |  | 01 - Constant Speed | -99 | -99 |  |  |  | -100 | 01 - AFUE |  | Not Applicable | Not Applicable | No |  | Yes |  | -99 | -100 |  | 1 | -99 | 0 |  |  | -99 |  | 1750 | Central | Central | Dont Know | Gas Dont Know | Dont Know | Primary
899 | EG05504771 | 1 | Furnace | 2000 - 2012 | N | 80 | -99 | 01 - Split Forced Air Furnace |  | 01 - Natural Gas | [5 empty] | 02 - Attic |  | 0.5 | No | rheem |  |  | 01 - Constant Speed | -99 | -99 |  |  |  | 0.81 | 01 - AFUE |  | allstyle | alb484422t | Yes |  | Yes | nameplate | -99 | -99 |  | 1 | -99 | 0 |  |  | -99 |  | 3000 | Central | Central | Dont Know | Gas Dont Know | Dont Know | Primary
900 | EG05504771 | 2 | Furnace | 2000 - 2012 | N | 80 | -99 | 01 - Split Forced Air Furnace |  | 01 - Natural Gas | [5 empty] | 02 - Attic |  | 0.5 | No | rheem |  |  | 01 - Constant Speed | -99 | -99 |  |  |  | 0.81 | 01 - AFUE |  | allstyle | aslb365010j | Yes |  | Yes | namrplate | -99 | -99 |  | 2 | -99 | 0 |  |  | -99 |  | 3000 | Central | Central | Dont Know | Gas Dont Know | Dont Know | Secondary
901 | EG05504771 | 3 | Furnace | 2000 - 2012 | N | 80 | -99 | 01 - Split Forced Air Furnace |  | 01 - Natural Gas | [5 empty] | 02 - Attic |  | 0.25 | No | rheem |  |  | 01 - Constant Speed | -99 | -99 |  |  |  | 0.81 | 01 - AFUE |  | allstyle | aslb3650j | Yes |  | Yes | nameplate | -99 | -99 |  | 3 | -99 | 0 |  |  | -99 |  | 3000 | Central | Central | Dont Know | Gas Dont Know | Dont Know | Secondary
902 | EG05518660 | 1 | Furnace | 1995 - 1999 | Y | 80 | 0 | 01 - Split Forced Air Furnace |  | 01 - Natural Gas | [5 empty] | 02 - Attic |  | 1 | No | lennox | 80uhg4/5x-100a |  | 01 - Constant Speed | 100 | -99 |  |  |  | 0.8 | 01 - AFUE |  | Not Applicable | Not Applicable | Not Applicable |  | Yes |  | -99 | -99 |  | 1 | -99 | 0 | 80uhg45x100a | Field Data Only | 80 | 2796.01 | 2400 | Central | Central | Dont Know | Gas 100-114.99 | 78-84.99 AFUE | Primary | 2464.1682
903 | EG05528051 | 1 | Wall Furnace | 1900 - 1969 | N | 65 | -0.052615 | 03 - Wall Furnace |  | 01 - Natural Gas | [5 empty] | 04 - Conditioned Space |  | 1 | No | warco | 5700wdr |  | No Fan | 57 | 39 |  |  |  | 0.8 | 01 - AFUE |  | Not Applicable | Not Applicable | Not Applicable |  | No |  | -99 | -100 |  |  | -99 | 0 | 5700wdr | Field Data Only | 68.42 | 8562.82 | 1504 | Space | Space | Dont Know | Gas 055-069.99 | 66-71.99 AFUE | Primary | 8252.795
904 | EG05536059 | 1 | Furnace | 1980 - 1989 | Y | 80 | 0 | 01 - Split Forced Air Furnace |  | 01 - Natural Gas | [5 empty] | 02 - Attic |  | 1 | No | Armstrong Air | g1n808bt0775d |  | 01 - Constant Speed | 75 | 60 |  |  |  | 0.8 | 01 - AFUE |  | Dont Know | Dont Know | Yes |  | Yes | nameplate | -99 | -99 |  | 1 | -99 | 0 | g1n808bt0775d | Field Data Only | 80 | 9222.38 | 1104 | Central | Central | Dont Know | Gas 070-084.99 | 78-84.99 AFUE | Primary | 8333.6755
905 | EG05546154 | 1 | Furnace | 1900 - 1969 | N | 80 | 0 | 15 - Forced Air furnace (No AC) |  | 01 - Natural Gas | [5 empty] | 05 - Mechanical Closet |  | 1 | No | pioneer | 80-p |  | 01 - Constant Speed | 80 | 64 |  |  |  | 0.8 | 01 - AFUE |  | Not Applicable | Not Applicable | Not Applicable |  | No |  | -99 | -99 |  |  | -99 | 0 | 80p | Field Data Only | 80 | 5259.41 | 1500 | Central | Both Central and Space | Dont Know | Gas 070-084.99 | 78-84.99 AFUE | Primary | 3740.8247
906 | EG05546154 | 2 | Other | 1900 - 1969 | N | -99 | -99 | 13 - Fireplace |  | 01 - Natural Gas |  | <1 day/week | No |  | 1st Floor | 04 - Conditioned Space |  | 0.25 | No |  |  | 01/01/1960 | No Fan | -100 | -100 |  |  |  | -100 | Dont Know |  | Not Applicable | Not Applicable | Not Applicable |  | Not Applicable | no nameplate | -99 | 1960 |  |  | 52 | 1960 |  |  | -99 |  | 1500 | Space | Both Central and Space | Age 1979 and older | Gas Dont Know | Dont Know | Secondary
907 | EG05549673 | 1 | Furnace | 1995 - 1999 | N | 80 | 0 | 02 - Package Furnace/AC |  | 01 - Natural Gas | [5 empty] | 06 - Roof |  | 1 | No | goodman | pgb036050-1 |  | 01 - Constant Speed | 46 | -99 |  |  |  | -99 | Dont Know |  | Not Applicable | Not Applicable | Not Applicable |  | Not Applicable | not listed on nameplate | -99 | -99 | 1 | 1 | -99 | 0 | pgb0360501 | Outside Source Manual Lookup | 80 | 2434.48 | 1500 | Central | Central | Dont Know | Gas 040-054.99 | 78-84.99 AFUE | Primary | 1618.6122
908 | EG05562744 | 1 | Furnace | 1990 - 1994 | N | 80 | 0 | 01 - Split Forced Air Furnace |  | 01 - Natural Gas | [5 empty] | 01 - Garage |  | 1 | No | bdp | 383kav060090 |  | 01 - Constant Speed | 110 | -99 |  |  |  | -99 | Dont Know |  | all style | asm6066c | No |  | Yes | info n/a | -99 | -99 |  | 1 | -99 | 0 | 383kav060090 | CEC_fur | 80 | 2434.48 | 2200 | Central | Central | Dont Know | Gas 100-114.99 | 78-84.99 AFUE | Primary | 1618.6122
909 | EG05569660 | 1 | Furnace | 1980 - 1989 | N | 80 | 0 | 01 - Split Forced Air Furnace |  | 01 - Natural Gas | [5 empty] | 04 - Conditioned Space |  | 1 | No | coleman | 7970a856 |  | 01 - Constant Speed | 70 | 56 |  |  |  | 0.8 | 01 - AFUE |  | Not Applicable | Not Applicable | Not Applicable |  | Not Applicable |  | -99 | -99 |  | 1 | -99 | 0 | 7970a856 | Field Data Only | 80 | 5259.41 | 1700 | Central | Central | Dont Know | Gas 070-084.99 | 78-84.99 AFUE | Primary | 3740.8247
910 | EG05586325 | 1 | Wall Furnace | 1900 - 1969 | Y | 65 | -0.13985 | 03 - Wall Furnace |  | 01 - Natural Gas | [5 empty] | 04 - Conditioned Space |  | 0.5 | No | Williams | 3509612 |  | No Fan | 35 | -100 |  |  |  | -100 | 01 - AFUE |  | Not Applicable | Not Applicable | Not Applicable |  | Not Applicable |  | -99 | -100 |  |  | -99 | 0 | 3509612 | CEC_heat | 74.09 | 4850.3 | 1145 | Space | Space | Dont Know | Gas 025-039.99 | 72-77.99 AFUE | Primary | 4292.6615
911 | EG05591123 | 1 | Furnace | 2000 - 2012 | N | 80 | 0 | 01 - Split Forced Air Furnace |  | 01 - Natural Gas | [5 empty] | 02 - Attic |  | 0.5 | No | goodman | gmp050-3 rev b |  | 01 - Constant Speed | 45 | 36 |  |  |  | 0.8 | 01 - AFUE |  | goodman | hb-36 | No |  | Yes |  | -99 | -99 |  | 2 | -99 | 0 | gmp0503revb | CEC_fur | 80 | 2434.48 | 2900 | Central | Central | Dont Know | Gas 040-054.99 | 78-84.99 AFUE | Primary | 1618.6122
912 | EG05591123 | 2 | Furnace | 2000 - 2012 | N | 80 | 0 | 01 - Split Forced Air Furnace |  | 01 - Natural Gas | [5 empty] | 02 - Attic |  | 0.5 | No | goodman | gmp075-4 rev b |  | 01 - Constant Speed | 75 | 60 |  |  |  | 0.8 | 01 - AFUE |  | Dont Know | Dont Know | No |  | Yes | no evap coil nameplate | -99 | -99 |  | 1 | -99 | 0 | gmp0754revb | CEC_fur | 80 |  | 2900 | Central | Central | Dont Know | Gas 070-084.99 | 78-84.99 AFUE | Secondary
913 | EG05596605 | 1 | Furnace | 1980 - 1989 | N | 80 | -99 | 01 - Split Forced Air Furnace |  | 01 - Natural Gas | [5 empty] | 01 - Garage |  | 1 | No | carrier | 58SS060-CC | 01/01/1984 | 01 - Constant Speed | 75 | -100 |  |  |  | -100 | 01 - AFUE |  | Not Applicable | Not Applicable | Not Applicable |  | Not Applicable |  | -99 | 1984 |  |  | 28 | 1984 | 58SS060CC |  | -99 |  | 2323 | Central | Central | Age 1980 to 1984 | Gas 070-084.99 | Dont Know | Primary
914 | EG05600856 | 1 | Furnace | 1980 - 1989 | N | 80 | 0 | 01 - Split Forced Air Furnace |  | 01 - Natural Gas | [5 empty] | 02 - Attic |  | 1 | No | goodman | GMP075-4 |  | 01 - Constant Speed | 75 | 60 |  |  |  | 0.8 | 01 - AFUE |  | Dont Know | 28hq048-911 | No |  | Yes |  | -99 | -99 |  | 1 | -99 | 0 | GMP0754 | CEC_fur | 80 | 8562.82 | 1400 | Central | Both Central and Space | Dont Know | Gas 070-084.99 | 78-84.99 AFUE | Primary | 2895.4648
915 | EG05600856 | 2 | Other | 1980 - 1989 | N | -99 | -99 | 13 - Fireplace |  | 01 - Natural Gas |  | 1-2 days/week | No |  | 1st Floor | 04 - Conditioned Space |  | 0 | No |  |  | 01/01/1984 | No Fan | -99 | -99 |  |  |  | -99 | Dont Know |  | Not Applicable | Not Applicable | Not Applicable |  | Not Applicable | no nameplate | -99 | 1984 |  |  | 28 | 1984 |  |  | -99 |  | 1400 | Space | Both Central and Space | Age 1980 to 1984 | Gas Dont Know | Dont Know | Secondary
916 | EG05607891 | 1 | Furnace | 1900 - 1969 | N | 80 | -0.0145 | 15 - Forced Air furnace (No AC) |  | 01 - Natural Gas | [5 empty] | 02 - Attic |  | 1 | No | bryant | 373lav024070 | 01/01/2000 | 01 - Constant Speed | 69 | 56 |  |  |  | 0.8 | 01 - AFUE |  | Not Applicable | Not Applicable | Not Applicable |  | No |  | 1 | 2000 |  |  | 12 | 2000 | 373lav024070 | CEC_fur | 81.16 | 6102.5215 | 950 | Central | Central | Age 2000 to 2005 | Gas 055-069.99 | 78-84.99 AFUE | Primary | 4340.4989
917 | EG05622522 | 1 | Furnace | 1980 - 1989 | N | 80 | 0.05 | 01 - Split Forced Air Furnace |  | 01 - Natural Gas | [5 empty] | 05 - Mechanical Closet |  | 0.4 | No | day & night | 394jaw048080 |  | 01 - Constant Speed | 100 | -100 |  |  |  | -100 | 01 - AFUE |  | Not Applicable | Not Applicable | Dont Know |  | Yes |  | -99 | -100 |  | 1 | 24 | 1988 | 394jaw048080 | bluebook | 76 | 3073.0321 | 5500 | Central | Central | Age 1985 to 1989 | Gas 100-114.99 | 72-77.99 AFUE | Primary | 2043.1662
918 | EG05622522 | 2 | Furnace | 1980 - 1989 | N | 80 | -99 | 01 - Split Forced Air Furnace |  | 01 - Natural Gas | [5 empty] | 02 - Attic |  | 0.1 | Yes | day & night | hc060nd4rxc |  | 01 - Constant Speed | 60 | -100 |  |  |  | -100 | 01 - AFUE |  | bdp | 506b042 | Dont Know |  | Yes |  | -99 | -100 |  | 2 | -99 | 0 | hc060nd4rxc |  | -99 |  | 5500 | Central | Central | Dont Know | Gas 055-069.99 | Dont Know | Secondary
919 | EG05622522 | 3 | Furnace | 1980 - 1989 | N | 80 | -99 | 01 - Split Forced Air Furnace |  | 01 - Natural Gas | [5 empty] | 02 - Attic |  | 0.4 | No | day & night | HAC100ND5RXC |  | 01 - Constant Speed | 100 | -100 |  |  |  | -100 | 01 - AFUE |  | bdp | 506b048 | Dont Know |  | Yes |  | -99 | -100 |  | 4 | -99 | 0 | HAC100ND5RXC |  | -99 |  | 5500 | Central | Central | Dont Know | Gas 100-114.99 | Dont Know | Secondary
920 | EG05622522 | 4 | Furnace | 1980 - 1989 | N | 80 | -99 | 01 - Split Forced Air Furnace |  | 01 - Natural Gas | [5 empty] | 02 - Attic |  | 0.1 | No | day & night |  |  | 01 - Constant Speed | -99 | -99 |  |  |  | -100 | 01 - AFUE |  | Not Applicable | Not Applicable | Dont Know |  | Yes |  | -99 | -100 |  |  | -99 | 0 |  |  | -99 |  | 5500 | Central | Central | Dont Know | Gas Dont Know | Dont Know | Secondary
921 | EG05634966 | 1 | Furnace | 1970 - 1979 | N | 80 | -99 | 02 - Package Furnace/AC |  | 01 - Natural Gas | [5 empty] | 06 - Roof |  | 1 | No |  |  |  | 01 - Constant Speed | -99 | -99 |  |  |  | -99 | Dont Know |  | Not Applicable | Not Applicable | Not Applicable |  | Not Applicable | did not want me on roof | -99 | -99 | 1 | 3 | -99 | 0 |  |  | -99 |  | 1450 | Central | Central | Dont Know | Gas Dont Know | Dont Know | Primary
922 | EG05636299 | 1 | Furnace | 1900 - 1969 | N | 80 | -99 | 15 - Forced Air furnace (No AC) |  | 01 - Natural Gas | [5 empty] | 04 - Conditioned Space |  | 1 | No | tempstar | gnj075m12a1 |  | 01 - Constant Speed | 75 | -99 |  |  |  | -99 | Dont Know |  | Not Applicable | Not Applicable | Not Applicable |  | No | info not on nameplate | -99 | -99 |  |  | -99 | 0 | gnj075m12a1 |  | -99 |  | 1621 | Central | Central | Dont Know | Gas 070-084.99 | Dont Know | Primary
923 | EG05651022 | 1 | Furnace | 2000 - 2012 | N | 80 | 0 | 01 - Split Forced Air Furnace |  | 01 - Natural Gas | [5 empty] | 02 - Attic |  | 0.5 | Yes | rheem | FGPJ-07NAMGR |  | 01 - Constant Speed | 75 | -100 |  |  |  | 0.81 | 01 - AFUE |  | rheem | BR24 48-AKY | Yes |  | Yes |  | -99 | -99 |  | 1 | -99 | 0 | FGPJ07NAMGR | Field and Source Data | 80 | 2434.48 | 3800 | Central | Central | Dont Know | Gas 070-084.99 | 78-84.99 AFUE | Primary | 1738.389
924 | EG05651022 | 2 | Furnace | 2000 - 2012 | N | 80 | -0.0125 | 01 - Split Forced Air Furnace |  | 01 - Natural Gas | [5 empty] | 02 - Attic |  | 0.5 | Yes | rheem | FGPJ-70NAMGR |  | 01 - Constant Speed | 75 | -99 |  |  |  | 0.81 | 01 - AFUE |  | rheem | BR24 48-AKY | Yes |  | Yes |  | -99 | -99 |  | 2 | -99 | 0 | FGPJ70NAMGR | Field Data Only | 81 |  | 3800 | Central | Central | Dont Know | Gas 070-084.99 | 78-84.99 AFUE | Secondary
925 | EG05651300 | 1 | Furnace | 1900 - 1969 | N | 80 | 0 | 15 - Forced Air furnace (No AC) |  | 01 - Natural Gas | [5 empty] | 02 - Attic |  | 0.75 | No | bdp | 80-h-36-13 |  | 01 - Constant Speed | 80 | 64 |  |  |  | 0.8 | 01 - AFUE |  | Not Applicable | Not Applicable | Not Applicable |  | No |  | -99 | -99 |  |  | -99 | 0 | 80h3613 | Field Data Only | 80 | 8562.82 | 1500 | Central | Central | Dont Know | Gas 070-084.99 | 78-84.99 AFUE | Primary | 6114.4524
926 | EG05657602 | 1 | Furnace | 2000 - 2012 | N | 80 | 0 | 01 - Split Forced Air Furnace |  | 01 - Natural Gas | [5 empty] | 02 - Attic |  | 0.75 | No | lennox | 80uhg4x-75a-3 |  | 01 - Constant Speed | 75 | -99 |  |  |  | -99 | Dont Know |  | Dont Know | bbl 48+lenn02 76n73 | No |  | Yes | info n/a | -99 | -99 |  | 1 | -99 | 0 | 80uhg4x75a3 | CEC_fur | 80 | 2610.8 | 2200 | Central | Both Central and Space | Dont Know | Gas 070-084.99 | 78-84.99 AFUE | Primary | 1926.2255
927 | EG05657602 | 2 | Other | 2000 - 2012 | N | -99 | -99 | 13 - Fireplace |  | 01 - Natural Gas |  | 1-2 days/week | No |  | 1st Floor | 04 - Conditioned Space |  | 0.25 | No |  |  |  | No Fan | -99 | -99 |  |  |  | -99 | Dont Know |  | Not Applicable | Not Applicable | Not Applicable |  | Not Applicable | no nameplate | -99 | -99 |  |  | -99 | 0 |  |  | -99 |  | 2200 | Space | Both Central and Space | Dont Know | Gas Dont Know | Dont Know | Secondary
928 | EG05657744 | 1 | Furnace | 1970 - 1979 | N | 80 | 0 | 01 - Split Forced Air Furnace |  | 01 - Natural Gas | [5 empty] | 05 - Mechanical Closet |  | 1 | No | amana | AMH80904BX |  | 01 - Constant Speed | 90 | 72 |  |  |  | 0.8 | 01 - AFUE |  | refrigerant evaporator | ce48a34175l004 | Yes |  | Yes |  | -99 | -99 |  | 1 | -99 | 0 | AMH80904BX | Field Data Only | 80 | 2434.48 | 2026 | Central | Both Central and Space | Dont Know | Gas 085-099.99 | 78-84.99 AFUE | Primary | 1618.6122
929 | EG05657744 | 2 | Other | 1970 - 1979 | N | -99 | -99 | 13 - Fireplace |  | 01 - Natural Gas |  | <1 day/week | No |  | 1st Floor | 04 - Conditioned Space |  | 0 | No |  |  | 01/01/1976 | No Fan | -99 | -99 |  |  |  | -99 | Dont Know |  | Not Applicable | Not Applicable | Not Applicable |  | Not Applicable | not listed | -99 | 1976 |  |  | 36 | 1976 |  |  | -99 |  | 2026 | Space | Both Central and Space | Age 1979 and older | Gas Dont Know | Dont Know | Secondary
930 | EG05677218 | 1 | Furnace | 1995 - 1999 | Y | 80 | 0 | 01 - Split Forced Air Furnace |  | 01 - Natural Gas | [5 empty] | 02 - Attic |  | 1 | No | lennox | 80uhg4x-75a-1 |  | 01 - Constant Speed | 75 | -99 |  |  |  | -99 | Dont Know |  | Dont Know | bvr24 48-ana20 dd | No |  | Yes | info not on nameplate | -99 | -99 |  | 1 | -99 | 0 | 80uhg4x75a1 | CEC_fur | 80 | 4850.3 | 1580 | Central | Central | Dont Know | Gas 070-084.99 | 78-84.99 AFUE | Primary | 4292.6615
931 | EG05679814 | 1 | Furnace | 2000 - 2012 | N | 80 | 0 | 01 - Split Forced Air Furnace |  | 01 - Natural Gas | [5 empty] | 02 - Attic |  | 1 | Dont Know | corsaire | rgph-10nbrjr |  | 01 - Constant Speed | 100 | -99 |  |  |  | 0.8 | 01 - AFUE |  | Dont Know | bv724s0-akx25dd | No |  | Yes | no info | -99 | -99 |  | 1 | -99 | 0 | rgph10nbrjr | Field and Source Data | 80 | 2434.48 | 2300 | Central | Central | Dont Know | Gas 100-114.99 | 78-84.99 AFUE | Primary | 1618.6122
932 | EG05686708 | 1 | Other | 1980 - 1989 | Y | -99 | -99 | 13 - Fireplace |  | 01 - Natural Gas |  | 3-5 days/week | No |  | 1st Floor | 04 - Conditioned Space |  | 0.25 | No |  |  |  | No Fan | -100 | -100 |  |  |  | -100 | Dont Know |  | Not Applicable | Not Applicable | Not Applicable |  | Not Applicable |  | -99 | -99 |  |  | -99 | 0 |  |  | -99 |  | 1600 | Space | Both Central and Space | Dont Know | Gas Dont Know | Dont Know | Secondary
933 | EG05686708 | 2 | Furnace | 1980 - 1989 | Y | 80 | -99 | 01 - Split Forced Air Furnace |  | 01 - Natural Gas | [5 empty] | 01 - Garage |  | 1 | No | arcoaire | H8MPL075F16 | 02/01/2007 | 01 - Constant Speed | 75 | -99 |  |  |  | -99 | Dont Know |  | international comfort products | ebu2x48fa1 | No |  | Yes | not on nameplate | 2 | 2007 |  | 1 | 5 | 2007 | H8MPL075F16 |  | -99 |  | 1600 | Central | Both Central and Space | Age 2006 to 2009 | Gas 070-084.99 | Dont Know | Primary
934 | EG05689209 | 1 | Furnace | 2000 - 2012 | N | 80 | 0 | 01 - Split Forced Air Furnace |  | 01 - Natural Gas | [5 empty] | 02 - Attic |  | 1 | No | york | p4huc20l08001a |  | 01 - Constant Speed | -99 | -99 |  |  |  | -99 | Dont Know |  | carrier | ck3bxa060024aaaa | No |  | Yes | info not on nameplate | -99 | -99 |  | 1 | -99 | 0 | p4huc20l08001a | CEC_2009 | 80 | 8562.82 | 2400 | Central | Central | Dont Know | Gas Dont Know | 78-84.99 AFUE | Primary | 6114.4524
935 | EG05690251 | 1 | Furnace | 1980 - 1989 | N | 80 | -99 | 01 - Split Forced Air Furnace |  | 01 - Natural Gas | [5 empty] | 01 - Garage |  | 1 | No | tempstar | nuge100ck01 |  | 01 - Constant Speed | 100 | -99 |  |  |  | -99 | Dont Know |  | Dont Know | Dont Know | No |  | Yes | no evap nameplate, info not on furnace nameplate | -99 | -99 |  | 1 | -99 | 0 | nuge100ck01 |  | -99 |  | 2800 | Central | Central | Dont Know | Gas 100-114.99 | Dont Know | Primary
936 | EG05690251 | 2 | Furnace | 1980 - 1989 | N | 80 | 0 | 01 - Split Forced Air Furnace |  | 01 - Natural Gas | [5 empty] | 02 - Attic |  | 0.5 | No | goodman | gmp075-3 rev b |  | 01 - Constant Speed | 75 | 60 |  |  |  | 0.8 | 01 - AFUE |  | Dont Know | Dont Know | No |  | Yes | no evap coil nameplate | -99 | -99 |  | 2 | -99 | 0 | gmp0753revb | CEC_fur | 80 |  | 2800 | Central | Central | Dont Know | Gas 070-084.99 | 78-84.99 AFUE | Secondary
937 | EG05693601 | 1 | Furnace | 1990 - 1994 | Y | 80 | -0.01 | 15 - Forced Air furnace (No AC) |  | 01 - Natural Gas | [5 empty] | 02 - Attic |  | 1 | No | carrier | 376baw048075 |  | 01 - Constant Speed | 90 | -99 |  |  |  | -99 | Dont Know |  | Not Applicable | Not Applicable | Not Applicable |  | No | furnace output and efficiency were not listed on nameplate | -99 | -99 |  |  | 23 | 1989 | 376baw048075 | bluebook | 80.8 | 11641.3649 | 2000 | Central | Central | Age 1985 to 1989 | Gas 085-099.99 | 78-84.99 AFUE | Primary | 17279.2928
938 | EG05694011 | 1 | Furnace | 1900 - 1969 | N | 80 | -99 | 01 - Split Forced Air Furnace |  | 01 - Natural Gas | [5 empty] | 02 - Attic |  | 1 | No | arcoaire |  |  | 01 - Constant Speed | -99 | -99 |  |  |  | -100 | 01 - AFUE |  | arcoaire | edm2x48fa2 | Not Applicable |  | Yes |  | -99 | -100 |  | 1 | -99 | 0 |  |  | -99 |  | 1266 | Central | Central | Dont Know | Gas Dont Know | Dont Know | Primary
939 | EG05694672 | 1 | Furnace | 2000 - 2012 | N | 80 | 0 | 01 - Split Forced Air Furnace |  | 01 - Natural Gas | [5 empty] | 02 - Attic |  | 1 | Yes | comfortmaker | NBF100F20A2 |  | 01 - Constant Speed | 100 | -99 |  |  |  | 0.8 | 01 - AFUE |  | Dont Know | EPD60J22A1 | Yes |  | Yes | nameplate | -99 | -99 |  | 1 | -99 | 0 | NBF100F20A2 | Field and Source Data | 80 | 4348.4 | 2100 | Central | Central | Dont Know | Gas 100-114.99 | 78-84.99 AFUE | Primary | 3105.0617
940 | EG05697378 | 1 | Furnace | 1900 - 1969 | N | 80 | 0 | 15 - Forced Air furnace (No AC) |  | 01 - Natural Gas | [5 empty] | 05 - Mechanical Closet |  | 1 | No | bdp | 394gaw036075 | 01/01/1978 | 02 - Variable Speed | 75 | 60 |  |  |  | 0.8 | 01 - AFUE |  | bdp | 518a00o36ooomaaa | No |  | Yes |  | -99 | 1978 |  |  | 34 | 1978 | 394gaw036075 | bluebook | 80 | 6245.5494 | 1350 | Central | Central | Age 1979 and older | Gas 070-084.99 | 78-84.99 AFUE | Primary | 4442.2293
941 | EG05704433 | 1 | Furnace | 2000 - 2012 | N | 80 | -0.00375 | 15 - Forced Air furnace (No AC) |  | 01 - Natural Gas | [5 empty] | 05 - Mechanical Closet |  | 1 | No | bryant | 383kav036070 | 12/01/2000 | 01 - Constant Speed | 66 | 53 |  |  |  | 0.8 | 01 - AFUE |  | Not Applicable | Not Applicable | Not Applicable |  | No |  | 12 | 2000 |  |  | 12 | 2000 | 383kav036070 | CEC_fur | 80.3 | 12111.0003 | 1200 | Central | Central | Age 2000 to 2005 | Gas 055-069.99 | 78-84.99 AFUE | Primary | 7026.4633
942 | EG05708854 | 1 | Furnace | 2000 - 2012 | N | 80 | 0 | 01 - Split Forced Air Furnace |  | 01 - Natural Gas | [5 empty] | 02 - Attic |  | 0.5 | No | comfortmaker | nbf075b12a3 |  | 01 - Constant Speed | 75 | -99 |  |  |  | -99 | Dont Know |  | allstyle | aslb136401212t | No |  | Yes | not on nameplate | -99 | -99 |  | 1 | -99 | 0 | nbf075b12a3 | CEC_fur | 80 | 2434.48 | 3170 | Central | Central | Dont Know | Gas 070-084.99 | 78-84.99 AFUE | Primary | 1738.389
943 | EG05708854 | 2 | Furnace | 2000 - 2012 | N | 80 | 0 | 01 - Split Forced Air Furnace |  | 01 - Natural Gas | [5 empty] | 02 - Attic |  | 0.5 | No | comfortmaker | nbf075b12a3 |  | 01 - Constant Speed | 75 | -99 |  |  |  | -99 | Dont Know |  | Dont Know | Dont Know | No |  | Yes | not on nameplate, cant see evap coil nameplate | -99 | -99 |  | 2 | -99 | 0 | nbf075b12a3 | CEC_fur | 80 |  | 3170 | Central | Central | Dont Know | Gas 070-084.99 | 78-84.99 AFUE | Secondary
944 | EG05711946 | 1 | Furnace | 1995 - 1999 | N | 80 | 0 | 15 - Forced Air furnace (No AC) |  | 01 - Natural Gas | [5 empty] | 02 - Attic |  | 1 | No | rheem | rgpj-07namgr |  | 01 - Constant Speed | 75 | -99 |  |  |  | 0.81 | 01 - AFUE |  | Not Applicable | Not Applicable | Not Applicable |  | No |  | -99 | -99 |  |  | -99 | 0 | rgpj07namgr | Field and Source Data | 80 | 5259.41 | 1605 | Central | Central | Dont Know | Gas 070-084.99 | 78-84.99 AFUE | Primary | 4758.4376
945 | EG05715521 | 1 | Furnace | 1900 - 1969 | N | 80 | -99 | 01 - Split Forced Air Furnace |  | 01 - Natural Gas | [5 empty] | 04 - Conditioned Space |  | 1 | No | whirlpool | fxb43-80cr-1 |  | 01 - Constant Speed | 80 | -100 |  |  |  | -100 | 01 - AFUE |  | Not Applicable | Not Applicable | Not Applicable |  | Not Applicable |  | -99 | -100 |  |  | -99 | 0 | fxb4380cr1 |  | -99 |  | 1400 | Central | Central | Dont Know | Gas 070-084.99 | Dont Know | Primary
946 | EG05731657 | 1 | Furnace | 1900 - 1969 | N | 80 | 0 | 15 - Forced Air furnace (No AC) |  | 01 - Natural Gas | [5 empty] | 02 - Attic |  | 0.5 | No | whirlpool | nhga060cf01 | 01/01/1978 | 01 - Constant Speed | 60 | 48 |  |  |  | 0.8 | 01 - AFUE |  | Not Applicable | Not Applicable | Not Applicable |  | No |  | -99 | 1978 |  |  | 34 | 1978 | nhga060cf01 | Field Data Only | 80 | 3100.325 | 1800 | Central | Central | Age 1979 and older | Gas 055-069.99 | 78-84.99 AFUE | Primary | 2287.3928
947 | EG05731657 | 2 | Furnace | 1900 - 1969 | N | 80 | -99 | 15 - Forced Air furnace (No AC) |  | 01 - Natural Gas | [5 empty] | Other | outdoor storage closet | 0.5 | No | whirlpool |  |  | 01 - Constant Speed | -99 | -99 |  |  |  | -99 | Dont Know |  | Not Applicable | Not Applicable | Not Applicable |  | No | illegible nameplate | -99 | -99 |  |  | -99 | 0 |  |  | -99 |  | 1800 | Central | Central | Dont Know | Gas Dont Know | Dont Know | Secondary
948 | EG05738758 | 1 | Furnace | 2000 - 2012 | N | 80 | 0 | 01 - Split Forced Air Furnace |  | 01 - Natural Gas | [5 empty] | 02 - Attic |  | 1 | Yes | comfortmaker | NBF100F20A2 |  | 01 - Constant Speed | 100 | -99 |  |  |  | 0.8 | 01 - AFUE |  | allstyle | AS60A301T | Yes |  | Yes |  | -99 | -99 |  | 1 | -99 | 0 | NBF100F20A2 | Field and Source Data | 80 | 4348.4 | 2300 | Central | Central | Dont Know | Gas 100-114.99 | 78-84.99 AFUE | Primary | 3105.0617
949 | EG05740866 | 1 | Furnace | 2000 - 2012 | N | 80 | 0 | 01 - Split Forced Air Furnace |  | 01 - Natural Gas | [5 empty] | 02 - Attic |  | 0.5 | No | comfortmaker | nbf075f16a3 |  | 01 - Constant Speed | 75 | -99 |  |  |  | -99 | Dont Know |  | summit mfg | cd048a56f | No |  | Yes | info not on nameplate | -99 | -99 |  | 2 | -99 | 0 | nbf075f16a3 | CEC_fur | 80 |  | 3200 | Central | Central | Dont Know | Gas 070-084.99 | 78-84.99 AFUE | Secondary
950 | EG05740866 | 2 | Furnace | 2000 - 2012 | N | 80 | -0.0125 | 01 - Split Forced Air Furnace |  | 01 - Natural Gas | [5 empty] | 02 - Attic |  | 0.5 | No | ruud | UGPH-07NAMGR | 11/01/2005 | 01 - Constant Speed | 75 | -99 |  |  |  | -99 | Dont Know |  | benchmark mfg inc | b44d48 | No |  | Yes | info not on nameplate | 11 | 2005 |  | 1 | 7 | 2005 | UGPH07NAMGR | CEC_fur | 81 | 5045.4718 | 3200 | Central | Central | Age 2000 to 2005 | Gas 070-084.99 | 78-84.99 AFUE | Primary | 3602.8197
951 | EG05744901 | 1 | Furnace | 1900 - 1969 | N | 80 | -0.02275 | 01 - Split Forced Air Furnace |  | 01 - Natural Gas | [5 empty] | 05 - Mechanical Closet |  | 1 | No | bryant | 311JAV036070 | 03/01/2005 | 01 - Constant Speed | 66 | 54 |  |  |  | 0.8 | 01 - AFUE |  | Bryant | ck6bxt036017aaa | Dont Know |  | Yes |  | 3 | 2005 |  | 1 | 7 | 2005 | 311JAV036070 | Field Data Only | 81.82 | 8684.7463 | 1150 | Central | Central | Age 2000 to 2005 | Gas 055-069.99 | 78-84.99 AFUE | Primary | 16327.3462
952 | EG05754656 | 1 | Furnace | 1995 - 1999 | N | 80 | -0.010875 | 01 - Split Forced Air Furnace |  | 01 - Natural Gas | [5 empty] | 02 - Attic |  | 0.5 | No | carrier | 58rav115-20 |  | 01 - Constant Speed | 115 | 93 |  |  |  | 0.8 | Dont Know |  | allstyle | asfm604823t s | No |  | Yes |  | -99 | -99 |  | 1 | -99 | 0 | 58rav11520 | CEC_fur | 80.87 | 2610.8 | 4700 | Central | Central | Dont Know | Gas 115-129.99 | 78-84.99 AFUE | Primary | 1926.2255
953 | EG05754656 | 2 | Furnace | 1995 - 1999 | N | 80 | -0.019 | 01 - Split Forced Air Furnace |  | 01 - Natural Gas | [5 empty] | 02 - Attic |  | 0.5 | No | carrier | 58rav095-16 |  | 01 - Constant Speed | 92 | 75 |  |  |  | 0.8 | Dont Know |  | allstyle | aslb48422t s | No |  | Yes |  | -99 | -99 |  | 2 | -99 | 0 | 58rav09516 | CEC_fur | 81.52 |  | 4700 | Central | Central | Dont Know | Gas 085-099.99 | 78-84.99 AFUE | Secondary
954 | EG05766771 | 1 | Furnace | 2000 - 2012 | N | 80 | -0.010875 | 01 - Split Forced Air Furnace |  | 01 - Natural Gas | [5 empty] | 02 - Attic |  | 1 | No | bryant | 373lav060115 | 06/01/2001 | 01 - Constant Speed | 115 | 93 |  |  |  | 0.8 | 01 - AFUE |  | cac/bdp | ck3bxa060024aaaa | No |  | Yes |  | 6 | 2001 |  | 1 | 11 | 2001 | 373lav060115 | CEC_fur | 80.87 | 9935.4858 | 2400 | Central | Central | Age 2000 to 2005 | Gas 115-129.99 | 78-84.99 AFUE | Primary | 7094.6318
955 | EG05767657 | 1 | Furnace | 1980 - 1989 | N | 80 | -0.19625 | 01 - Split Forced Air Furnace |  | 01 - Natural Gas | [5 empty] | 04 - Conditioned Space |  | 1 | Dont Know | amana | guva090bx50 |  | 02 - Variable Speed | 92 | 88 |  |  |  | 0.96 | 01 - AFUE |  | amana | cca60fcc | Yes |  | Yes |  | -99 | -99 |  | 1 | -99 | 0 | guva090bx50 | CEC_2009 | 95.7 | 2610.8 | 4200 | Central | Central | Dont Know | Gas 085-099.99 | 90-96.99 AFUE | Primary | 1926.2255
956 | EG05774472 | 1 | Furnace | 1900 - 1969 | Y | 80 | -0.03575 | 01 - Split Forced Air Furnace |  | 01 - Natural Gas | [5 empty] | 04 - Conditioned Space |  | 1 | No | goodman | gmt070-3 |  | 01 - Constant Speed | 70 | 58 |  |  |  | -100 | 01 - AFUE |  | goodman | u-36 | Not Applicable |  | Yes |  | -99 | -100 |  | 2 | -99 | 0 | gmt0703 | Field Data Only | 82.86 | 4850.3 | 1200 | Central | Central | Dont Know | Gas 070-084.99 | 78-84.99 AFUE | Primary | 4292.6615
957 | EG05790075 | 1 | Furnace | 1990 - 1994 | N | 80 | -99 | 01 - Split Forced Air Furnace |  | 01 - Natural Gas | [5 empty] | 02 - Attic |  | 1 | No | tempstar | nuge100ck02 |  | 01 - Constant Speed | 100 | -99 |  |  |  | -99 | Dont Know |  | Dont Know | Dont Know | Yes |  | Yes | namrplate | -99 | -99 |  | 1 | -99 | 0 | nuge100ck02 |  | -99 |  | 2670 | Central | Central | Dont Know | Gas 100-114.99 | Dont Know | Primary
958 | EG05792819 | 1 | Furnace | 2000 - 2012 | N | 80 | -99 | 01 - Split Forced Air Furnace |  | 01 - Natural Gas | [5 empty] | 02 - Attic |  | 0.5 | No | lennox | G40UH-48B-090X |  | 01 - Constant Speed | 88 | -99 |  |  |  | -99 | Dont Know |  | allstyle | aslb485423t+s | No |  | Yes | info not on nameplate | -99 | -99 |  | 1 | -99 | 0 | G40UH48B090X |  | -99 |  | 2600 | Central | Central | Dont Know | Gas 085-099.99 | Dont Know | Primary
959 | EG05792819 | 2 | Furnace | 2000 - 2012 | N | 80 | -99 | 01 - Split Forced Air Furnace |  | 01 - Natural Gas | [5 empty] | 02 - Attic |  | 0.5 | No | lennox | G50UH-36A-070X- |  | 01 - Constant Speed | 66 | -99 |  |  |  | -99 | Dont Know |  | allstyle | aslb364022t+s | No |  | Yes | info not on nameplate | -99 | -99 |  | 2 | -99 | 0 | G50UH36A070X |  | -99 |  | 2600 | Central | Central | Dont Know | Gas 055-069.99 | Dont Know | Secondary
960 | EG05801144 | 1 | Furnace | 2000 - 2012 | N | 80 | -0.010875 | 01 - Split Forced Air Furnace |  | 01 - Natural Gas | [5 empty] | 02 - Attic |  | 1 | No | carrier | 58rav115-20 |  | 01 - Constant Speed | 115 | 93 |  |  |  | 0.8 | 01 - AFUE |  | allstyle | asfm605023+s | Yes |  | Yes |  | -99 | -99 |  | 1 | -99 | 0 | 58rav11520 | CEC_fur | 80.87 | 4348.4 | 2220 | Central | Both Central and Space | Dont Know | Gas 115-129.99 | 78-84.99 AFUE | Primary | 3105.0617
961 | EG05801144 | 2 | Other | 2000 - 2012 | N | -99 | -99 | 13 - Fireplace |  | 01 - Natural Gas |  | <1 day/week | No |  | 1st Floor | Other | living room | 0 | No |  |  |  | No Fan | -100 | -100 |  |  |  | -100 | Dont Know |  | Not Applicable | Not Applicable | Not Applicable |  | Not Applicable |  | -99 | -100 |  |  | -99 | 0 |  |  | -99 |  | 2220 | Space | Both Central and Space | Dont Know | Gas Dont Know | Dont Know | Secondary
962 | EG05802788 | 1 | Furnace | 1900 - 1969 | Y | 80 | 0 | 01 - Split Forced Air Furnace |  | 01 - Natural Gas | [5 empty] | 03 - Basement |  | 1 | Yes | Trane | TUE1B080A9361AB | 05/01/2007 | 01 - Constant Speed | 80 | 72 |  |  |  | 0.8 | 01 - AFUE |  | Trane | 2TXCB036AS3HCAA | Yes |  | Yes |  | 5 | 2007 |  | 1 | 5 | 2007 | TUE1B080A9361AB | Field Data Only | 80 | 3646.9696 | 1300 | Central | Central | Age 2006 to 2009 | Gas 070-084.99 | 78-84.99 AFUE | Primary | 3227.6778
963 | EG05803129 | 1 | Furnace | 1900 - 1969 | N | 80 | -0.03075 | 01 - Split Forced Air Furnace |  | 01 - Natural Gas | [5 empty] | 02 - Attic |  | 1 | No | york | ly8s060a12uh11b |  | 01 - Constant Speed | 57 | 47 |  |  |  | 0.8 | 01 - AFUE |  | Not Applicable | Not Applicable | No |  | Yes |  | -99 | -100 |  | 1 | -99 | 0 | ly8s060a12uh11b | Field Data Only | 82.46 | 2434.48 | 1600 | Central | Central | Dont Know | Gas 055-069.99 | 78-84.99 AFUE | Primary | 1618.6122
964 | EG05804519 | 1 | Other | 1900 - 1969 | N | -99 | -99 | 13 - Fireplace |  | 05 - Wood | use it for wood burning. not gas | Daily | No |  | 1st Floor | 04 - Conditioned Space |  | 0 | No |  |  | 01/01/1964 | No Fan | -99 | -99 |  |  |  | -99 | Dont Know |  | Not Applicable | Not Applicable | Not Applicable | Othe | Not Applicable | not listed | -99 | 1964 |  |  | 48 | 1964 |  |  | -99 |  | 1640 | Space | Both Central and Space | Age 1979 and older |  | Dont Know | Secondary
965 | EG05804519 | 2 | Furnace | 1900 - 1969 | N | 80 | 0 | 01 - Split Forced Air Furnace |  | 01 - Natural Gas | [5 empty] | 05 - Mechanical Closet |  | 1 | No | payne | 80FAU12 |  | 01 - Constant Speed | 80 | 64 |  |  |  | 0.8 | 01 - AFUE |  | Not Applicable | Not Applicable | Not Applicable |  | No |  | -99 | -99 |  |  | -99 | 0 | 80FAU12 | Field Data Only | 80 | 2610.8 | 1640 | Central | Both Central and Space | Dont Know | Gas 070-084.99 | 78-84.99 AFUE | Primary | 1926.2255
966 | EG05804519 | 3 | Other | 1900 - 1969 | N | -99 | -99 | 14 - Electric Space Heater |  | 02 - Electric | [5 empty] | 04 - Conditioned Space |  | 0 | No | charmglow | hbl-15sdlp/m20 |  | 01 - Constant Speed |  |  | 1.5 | 01 - kW |  | -99 | Dont Know |  | Not Applicable | Not Applicable | Not Applicable |  | Not Applicable | not listed | -99 | -99 |  |  | -99 | 0 | hbl15sdlpm20 |  | -99 |  | 1640 | Space | Both Central and Space | Dont Know | Elec 0.1-0.99 | Dont Know | Secondary
967 | EG05812428 | 1 | Furnace | 1970 - 1979 | Y | 80 | -99 | 01 - Split Forced Air Furnace |  | 01 - Natural Gas | [5 empty] | 05 - Mechanical Closet |  | 0.5 | Yes | tempstar | 867.767271 |  | 01 - Constant Speed | 60 | -99 |  |  |  | -99 | Dont Know |  | Dont Know | rt-36-acu | Yes |  | Yes | nameplate | -99 | -99 |  |  | -99 | 0 | 867767271 |  | -99 |  | 2700 | Central | Central | Dont Know | Gas 055-069.99 | Dont Know | Primary
968 | EG05812428 | 2 | Furnace | 1970 - 1979 | Y | 80 | -99 | 01 - Split Forced Air Furnace |  | 01 - Natural Gas | [5 empty] | 05 - Mechanical Closet |  | 0.5 | Yes | rheem |  |  | 01 - Constant Speed | -99 | -99 |  |  |  | -99 | Dont Know |  | Dont Know | Dont Know | Yes |  | Yes | cannot open door | -99 | -99 |  |  | -99 | 0 |  |  | -99 |  | 2700 | Central | Central | Dont Know | Gas Dont Know | Dont Know | Secondary
969 | EG05812919 | 1 | Other | 1900 - 1969 | N | -99 | -99 | 09 - Gravity Furnace |  | 01 - Natural Gas | [5 empty] | 04 - Conditioned Space |  | 0.5 | No | williams | b35sd |  | No Fan | 35 | 24.5 |  |  |  | 0.7 | 01 - AFUE |  | Not Applicable | Not Applicable | Not Applicable |  | Not Applicable |  | -99 | -99 |  |  | -99 | 0 | b35sd | Field Data Only | 70 | 4348.4 | 908 | Space | Space | Dont Know | Gas 025-039.99 | 66-71.99 AFUE | Primary | 3105.0617
970 | EG05812919 | 2 | Other | 1900 - 1969 | N | -99 | -99 | 09 - Gravity Furnace |  | 01 - Natural Gas | [5 empty] | 04 - Conditioned Space |  | 0.5 | No | sears | 867.731374 |  | No Fan | 35 | 24.5 |  |  |  | 0.7 | 01 - AFUE |  | Not Applicable | Not Applicable | Not Applicable |  | Not Applicable |  | -99 | -99 |  |  | -99 | 0 | 867731374 | Field Data Only | 70 |  | 908 | Space | Space | Dont Know | Gas 025-039.99 | 66-71.99 AFUE | Secondary
971 | EG05822621 | 1 | Furnace | Dont Know | Y | 80 | 0 | 02 - Package Furnace/AC |  | 01 - Natural Gas | [5 empty] | 06 - Roof |  | 1 | No | goodman | gpg13480701a |  | 01 - Constant Speed | 69 | -99 |  |  |  | -99 | Dont Know |  | Not Applicable | Not Applicable | Not Applicable |  | Not Applicable | not listed on nameplate | -99 | -99 | 1 | 1 | -99 | 0 | gpg13480701a | CEC_2009 | 80 | 2796.01 | 1500 | Central | Central | Dont Know | Gas 055-069.99 | 78-84.99 AFUE | Primary | 2474.553
972 | EG05828351 | 1 | Furnace | 1900 - 1969 | N | 80 | -99 | 15 - Forced Air furnace (No AC) |  | 01 - Natural Gas | [5 empty] | 01 - Garage |  | 1 | No |  |  |  | 01 - Constant Speed | -99 | -99 |  |  |  | -99 | Dont Know |  | Not Applicable | Not Applicable | Not Applicable |  | No | could not access heater as stacked washer/dryer were installed in front of it | -99 | -99 |  |  | -99 | 0 |  |  | -99 |  | 1034 | Central | Central | Dont Know | Gas Dont Know | Dont Know | Primary
973 | EG05839416 | 1 | Furnace | 2000 - 2012 | N | 80 | 0 | 01 - Split Forced Air Furnace |  | 01 - Natural Gas | [5 empty] | 02 - Attic |  | 1 | No | comfortmaker | nbf050b12a2 |  | 01 - Constant Speed | 50 | -99 |  |  |  | -99 | Dont Know |  | international comfort products | epd30b15b1 | No |  | Yes | info plate | -99 | -99 |  | 1 | -99 | 0 | nbf050b12a2 | CEC_fur | 80 | 5259.41 | 1560 | Central | Both Central and Space | Dont Know | Gas 040-054.99 | 78-84.99 AFUE | Primary | 4093.1092
974 | EG05839416 | 2 | Other | 2000 - 2012 | N | -99 | -99 | 13 - Fireplace |  | 01 - Natural Gas |  | 1-2 days/week | No |  | 1st Floor | 04 - Conditioned Space |  | 0 | Not Applicable |  |  |  | No Fan | -100 | -100 |  |  |  | -100 | Dont Know |  | Not Applicable | Not Applicable | Not Applicable |  | Not Applicable |  | -99 | -100 |  |  | -99 | 0 |  |  | -99 |  | 1560 | Space | Both Central and Space | Dont Know | Gas Dont Know | Dont Know | Secondary
975 | EG05861599 | 1 | Furnace | 1970 - 1979 | N | 80 | -0.02275 | 01 - Split Forced Air Furnace |  | 01 - Natural Gas | [5 empty] | 02 - Attic |  | 0.5 | No | payne | PG8JAA036070 | 12/01/2002 | 02 - Variable Speed | 66 | 54 |  |  |  | 0.8 | 01 - AFUE |  | Dont Know | Dont Know | Dont Know |  | Yes | no evap coil label | 12 | 2002 |  | 1 | 10 | 2002 | PG8JAA036070 | Field Data Only | 81.82 | 5045.4718 | 2400 | Central | Central | Age 2000 to 2005 | Gas 055-069.99 | 78-84.99 AFUE | Primary | 3602.8197
976 | EG05861599 | 2 | Furnace | 1970 - 1979 | N | 80 | -0.019 | 01 - Split Forced Air Furnace |  | 01 - Natural Gas | [5 empty] | 02 - Attic |  | 0.5 | No | carrier | 58rav095-16 |  | 01 - Constant Speed | 92 | 75 |  |  |  | 0.8 | 01 - AFUE |  | cac/bdp | ck3bxa048021aaaa | No |  | Yes |  | -99 | -99 |  | 2 | -99 | 0 | 58rav09516 | CEC_fur | 81.52 |  | 2400 | Central | Central | Dont Know | Gas 085-099.99 | 78-84.99 AFUE | Secondary
977 | EG05871116 | 1 | Furnace | 1900 - 1969 | N | 80 | 0 | 01 - Split Forced Air Furnace |  | 01 - Natural Gas | [5 empty] | 02 - Attic |  | 1 | Yes | American standard | aud100c960k2 | 06/01/2003 | 02 - Variable Speed | 100 | 80 |  |  |  | 0.8 | 01 - AFUE |  | benchmark mfg inc | b27d60+x5-21 | No |  | Yes |  | 6 | 2003 |  | 1 | 9 | 2003 | aud100c960k2 | CEC_fur | 80 | 5045.4718 | 2800 | Central | Central | Age 2000 to 2005 | Gas 100-114.99 | 78-84.99 AFUE | Primary | 3602.8197
978 | EG05873051 | 1 | Furnace | 1900 - 1969 | Y | 80 | -99 | 01 - Split Forced Air Furnace |  | 01 - Natural Gas | [5 empty] | 04 - Conditioned Space |  | 1 | No | custom-aire | t-70-dd |  | 01 - Constant Speed | 70 | -100 |  |  |  | -100 | 01 - AFUE |  | Not Applicable | Not Applicable | Not Applicable |  | No |  | -99 | -100 |  |  | -99 | 0 | t70dd |  | -99 |  | 1800 | Central | Central | Dont Know | Gas 070-084.99 | Dont Know | Primary
979 | EG05877480 | 1 | Furnace | 1990 - 1994 | N | 80 | 0.04625 | 01 - Split Forced Air Furnace |  | 01 - Natural Gas | [5 empty] | 01 - Garage |  | 0.75 | No | payne | 394jaz060080 |  | 01 - Constant Speed | 100 | -100 |  |  |  | -100 | 01 - AFUE |  | payne | 518cxx057000mace | Dont Know |  | Yes |  | -99 | -100 |  | 1 | 21 | 1991 | 394jaz060080 | bluebook | 76.3 | 5193.9222 | 3100 | Central | Central | Age 1990 to 1994 | Gas 100-114.99 | 72-77.99 AFUE | Primary | 3708.8237
980 | EG05877480 | 2 | Furnace | 1990 - 1994 | N | 80 | 0.04625 | 01 - Split Forced Air Furnace |  | 01 - Natural Gas | [5 empty] | 02 - Attic |  | 0.25 | No | payne | 394jaz024030 |  | 01 - Constant Speed | 40 | -100 |  |  |  | -100 | 01 - AFUE |  | payne | 518cck024132aa | No |  | Yes |  | -99 | -100 |  | 2 | 21 | 1991 | 394jaz024030 | bluebook | 76.3 |  | 3100 | Central | Central | Age 1990 to 1994 | Gas 040-054.99 | 72-77.99 AFUE | Secondary
981 | EG05877944 | 1 | Furnace | 2000 - 2012 | N | 80 | 0 | 01 - Split Forced Air Furnace |  | 01 - Natural Gas | [5 empty] | 01 - Garage |  | 0.5 | No | york | p3hub16l064014 |  | 01 - Constant Speed | 80 | 64 |  |  |  | 0.8 | 01 - AFUE |  | Not Applicable | Not Applicable | No |  | Yes |  | -99 | -100 |  | 1 | -99 | 0 | p3hub16l064014 | CEC_fur | 80 | 4348.4 | 3250 | Central | Central | Dont Know | Gas 070-084.99 | 78-84.99 AFUE | Primary | 3105.0617
982 | EG05877944 | 2 | Furnace | 2000 - 2012 | N | 80 | 0 | 01 - Split Forced Air Furnace |  | 01 - Natural Gas | [5 empty] | 02 - Attic |  | 0.5 | No | york | p3hua12l06401a |  | 01 - Constant Speed | 80 | 64 |  |  |  | 0.8 | 01 - AFUE |  | Not Applicable | Not Applicable | Dont Know |  | Yes |  | -99 | -100 |  | 2 | -99 | 0 | p3hua12l06401a | CEC_fur | 80 |  | 3250 | Central | Central | Dont Know | Gas 070-084.99 | 78-84.99 AFUE | Secondary
983 | EG05896392 | 1 | Furnace | 1970 - 1979 | Y | 80 | 0 | 01 - Split Forced Air Furnace |  | 01 - Natural Gas | [5 empty] | 05 - Mechanical Closet |  | 1 | Dont Know | day & night | 396GAW048100 | 01/01/1975 | 01 - Constant Speed | 100 | 80 |  |  |  | 0.8 | Dont Know |  | Not Applicable | Not Applicable | Not Applicable |  | No | old | -99 | 1975 |  | 1 | 37 | 1975 | 396GAW048100 | bluebook | 80 | 5759.7312 | 1944 | Central | Central | Age 1979 and older | Gas 100-114.99 | 78-84.99 AFUE | Primary | 5097.5355
984 | EG05898624 | 1 | Wall Furnace | 1900 - 1969 | Y | 65 | -0.16923 | 03 - Wall Furnace |  | 01 - Natural Gas | [5 empty] | 04 - Conditioned Space |  | 0.5 | No | williams | 5009622 |  | No Fan | 50 | -100 |  |  |  | -100 | 01 - AFUE |  | Not Applicable | Not Applicable | Not Applicable |  | No |  | -99 | -100 |  |  | -99 | 0 | 5009622 | CEC_heat | 76 | 9222.38 | 1000 | Space | Space | Dont Know | Gas 040-054.99 | 72-77.99 AFUE | Primary | 13688.7904
985 | EG05907945 | 1 | Furnace | 1980 - 1989 | N | 80 | 0.004625 | 01 - Split Forced Air Furnace |  | 01 - Natural Gas | [5 empty] | 04 - Conditioned Space |  | 1 | No | tappan | L1RA054*12A |  | 01 - Constant Speed | 54 | 43 |  |  |  | 0.8 | 01 - AFUE |  | summit | ca048a864wc | Dont Know |  | Yes |  | -99 | -100 |  | 1 | -99 | 0 | L1RA05412A | Field Data Only | 79.63 | 4348.4 | 1450 | Central | Central | Dont Know | Gas 040-054.99 | 78-84.99 AFUE | Primary | 4133.7246
986 | EG05918697 | 1 | Other | 1980 - 1989 | N | -99 | -99 | 13 - Fireplace |  | 05 - Wood |  | <1 day/week | Not Applicable |  | 1st Floor | 04 - Conditioned Space |  | 0.25 | No |  |  |  | No Fan | [5 empty] | -100 | Dont Know |  | Not Applicable | Not Applicable | Not Applicable | Not | Not Applicable |  | -99 | -100 |  |  | -99 | 0 |  |  | -99 |  | 1130 | Space | Both Central and Space | Dont Know |  | Dont Know | Secondary
987 | EG05918697 | 2 | Furnace | 1980 - 1989 | N | 80 | -0.0085 | 01 - Split Forced Air Furnace |  | 01 - Natural Gas | [5 empty] | 05 - Mechanical Closet |  | 1 | No | bryant | 310JAV042090 | 11/01/2007 | 01 - Constant Speed | 88 | 71 |  |  |  | 0.8 | Dont Know |  | adp | pt3636-c175ap | Yes |  | Yes |  | 11 | 2007 |  | 1 | 5 | 2007 | 310JAV042090 | Field Data Only | 80.68 | 5671.8261 | 1130 | Central | Both Central and Space | Age 2006 to 2009 | Gas 085-099.99 | 78-84.99 AFUE | Primary | 4050.0805
988 | EG05924904 | 1 | Other | 1900 - 1969 | Y | -99 | -99 | 14 - Electric Space Heater |  | 02 - Electric | [5 empty] | 04 - Conditioned Space |  | 0.25 | No | kenwood |  |  | No Fan |  |  | 1.5 | 01 - kW |  | -100 | Dont Know |  | Not Applicable | Not Applicable | Not Applicable |  | Not Applicable |  | -99 | -100 |  |  | -99 | 0 |  |  | -99 |  | 1300 | Space | Space | Dont Know | Elec 0.1-0.99 | Dont Know | Primary
989 | EG05924904 | 2 | Other | 1900 - 1969 | Y | -99 | -99 | 14 - Electric Space Heater |  | 02 - Electric | [5 empty] | 04 - Conditioned Space |  | 0.25 | No | holmes |  |  | No Fan |  |  | 1.5 | 01 - kW |  | -100 | Dont Know |  | Not Applicable | Not Applicable | Not Applicable |  | Not Applicable |  | -99 | -100 |  |  | -99 | 0 |  |  | -99 |  | 1300 | Space | Space | Dont Know | Elec 0.1-0.99 | Dont Know | Secondary
990 | EG05928801 | 1 | Furnace | 1900 - 1969 | Y | 80 | -0.02275 | 01 - Split Forced Air Furnace |  | 01 - Natural Gas | [5 empty] | 05 - Mechanical Closet |  | 1 | Yes | bryant | 315jav66110-a |  | 01 - Constant Speed | 110 | 90 |  |  |  | 0.8 | 01 - AFUE |  | bryant | Dont Know | Yes |  | Yes |  | -99 | -99 |  | 2 | -99 | 0 | 315jav66110a | Field Data Only | 81.82 | 1474.5 | 3000 | Central | Central | Dont Know | Gas 100-114.99 | 78-84.99 AFUE | Primary | 2169.1851
991 | EG05945180 | 1 | Furnace | 1900 - 1969 | N | 80 | -0.011375 | 15 - Forced Air furnace (No AC) |  | 01 - Natural Gas | [5 empty] | 05 - Mechanical Closet |  | 1 | No | carrier | 58pav111---16120 | 11/01/1997 | 01 - Constant Speed | 110 | 89 |  |  |  | 0.8 | 01 - AFUE |  | Not Applicable | Not Applicable | Not Applicable |  | Not Applicable |  | 11 | 1997 |  |  | 15 | 1997 | 58pav11116120 | CEC_fur | 80.91 | 2655.7964 | 1987 | Central | Central | Age 1995 to 1999 | Gas 100-114.99 | 78-84.99 AFUE | Primary | 1765.7588
992 | EG05973762 | 1 | Furnace | 2000 - 2012 | Y | 80 | 0 | 15 - Forced Air furnace (No AC) |  | 01 - Natural Gas | [5 empty] | 02 - Attic |  | 1 | No | lennox | 80uhg4/5x |  | 01 - Constant Speed | 100 | 80 |  |  |  | 0.8 | 01 - AFUE |  | Not Applicable | Not Applicable | Not Applicable |  | No | evap coil nameplate covered with foil backed insulation | -99 | -99 |  |  | -99 | 0 | 80uhg45x | CEC_fur | 80 | 5986.67 | 2350 | Central | Central | Dont Know | Gas 100-114.99 | 78-84.99 AFUE | Primary | 8785.0211
993 | EG05978918 | 1 | Furnace | 1980 - 1989 | N | 80 | -0.02275 | 01 - Split Forced Air Furnace |  | 01 - Natural Gas | [5 empty] | 04 - Conditioned Space |  | 1 | No | lennox | ml180uh070xp36-a |  | 01 - Constant Speed | 66 | 54 |  |  |  | 0.8 | 01 - AFUE |  | Not Applicable | Not Applicable | Not Applicable |  | No |  | -99 | -100 |  |  | -99 | 0 | ml180uh070xp36a | Field Data Only | 81.82 | 10437.77 | 1400 | Central | Central | Dont Know | Gas 055-069.99 | 78-84.99 AFUE | Primary | 4041.4282
994 | EG05980694 | 1 | Furnace | 1900 - 1969 | N | 80 | 0 | 01 - Split Forced Air Furnace |  | 01 - Natural Gas | [5 empty] | 04 - Conditioned Space |  | 1 | No | custom-aire | tu-75d |  | 01 - Constant Speed | 75 | 60 |  |  |  | 0.8 | 01 - AFUE |  | Not Applicable | Not Applicable | Not Applicable |  | No |  | -99 | -100 |  |  | -99 | 0 | tu75d | Field Data Only | 80 | 8562.82 | 1300 | Central | Central | Dont Know | Gas 070-084.99 | 78-84.99 AFUE | Primary | 8252.795
995 | EG05984477 | 1 | Furnace | 2000 - 2012 | N | 80 | 0 | 01 - Split Forced Air Furnace |  | 01 - Natural Gas | [5 empty] | 02 - Attic |  | 1 | No | york | p4huc20l08001b |  | 01 - Constant Speed | 100 | 80 |  |  |  | 0.8 | 01 - AFUE |  | Not Applicable | Not Applicable | Dont Know |  | Yes |  | -99 | -100 |  | 1 | -99 | 0 | p4huc20l08001b | CEC_2009 | 80 | 2434.48 | 2400 | Central | Central | Dont Know | Gas 100-114.99 | 78-84.99 AFUE | Primary | 1618.6122
996 | EG05989561 | 1 | Furnace | 1970 - 1979 | N | 80 | -99 | 01 - Split Forced Air Furnace |  | 01 - Natural Gas | [5 empty] | 04 - Conditioned Space |  | 1 | Yes | bdp | 394JAW060095 | 01/01/1983 | 01 - Constant Speed | 120 | -99 |  |  |  | -99 | Dont Know |  | airmax inc | acqe 60/150 | No |  | Yes | not listed | -99 | 1983 |  | 1 | 29 | 1983 | 394JAW060095 |  | -99 |  | 2700 | Central | Both Central and Space | Age 1980 to 1984 | Gas 115-129.99 | Dont Know | Primary
997 | EG05989561 | 2 | Other | 1970 - 1979 | N | -99 | -99 | 13 - Fireplace |  | 01 - Natural Gas |  | 1-2 days/week | No |  | 1st Floor | 04 - Conditioned Space |  | 0.5 | No |  |  | 01/01/1978 | No Fan | -99 | -99 |  |  |  | -99 | Dont Know |  | Not Applicable | Not Applicable | Not Applicable |  | Not Applicable | no nameplate | -99 | 1978 |  |  | 34 | 1978 |  |  | -99 |  | 2700 | Space | Both Central and Space | Age 1979 and older | Gas Dont Know | Dont Know | Secondary
998 | EG05994489 | 1 | Furnace | 1900 - 1969 | N | 80 | -0.015625 | 01 - Split Forced Air Furnace |  | 01 - Natural Gas | [5 empty] | 04 - Conditioned Space |  | 1 | No | bryant | 330jav048080 |  | 01 - Constant Speed | 80 | 65 |  |  |  | 0.81 | 01 - AFUE |  | bryant | ck5axto48000aaaa | No |  | Yes |  | -99 | -100 |  | 1 | -99 | 0 | 330jav048080 | CEC_fur | 81.25 | 2434.48 | 1965 | Central | Central | Dont Know | Gas 070-084.99 | 78-84.99 AFUE | Primary | 1618.6122
999 | EG05995097 | 1 | Furnace | 1900 - 1969 | N | 80 | -0.0085 | 01 - Split Forced Air Furnace |  | 01 - Natural Gas | [5 empty] | 05 - Mechanical Closet |  | 1 | No | bryant | 395cav048091 |  | 01 - Constant Speed | 88 | 71 |  |  |  | 0.8 | Dont Know |  | Not Applicable | Not Applicable | Not Applicable |  | No |  | -99 | -99 |  | 1 | -99 | 0 | 395cav048091 | CEC_fur | 80.68 | 2434.48 | 2380 | Central | Central | Dont Know | Gas 085-099.99 | 78-84.99 AFUE | Primary | 1618.6122
1000 | EG06001916 | 1 | Furnace | 2000 - 2012 | N | 80 | 0 | 01 - Split Forced Air Furnace |  | 01 - Natural Gas | [5 empty] | 02 - Attic |  | 1 | No | amana | guie090ex50 |  | 01 - Constant Speed | 92 | 73.6 |  |  |  | 0.8 | 01 - AFUE |  | amana | chf60tcc | No |  | Yes |  | -99 | -99 |  | 1 | -99 | 0 | guie090ex50 | CEC_2009 | 80 | 8562.82 | 3200 | Central | Central | Dont Know | Gas 085-099.99 | 78-84.99 AFUE | Primary | 8252.795
1001 | EG06009970 | 1 | Furnace | 1900 - 1969 | N | 80 | -0.17875 | 01 - Split Forced Air Furnace |  | 01 - Natural Gas | [5 empty] | 02 - Attic |  | 1 | No | Lennox | G61MPV-60C-110- |  | 01 - Constant Speed | 110 | -100 |  |  |  | -100 | 01 - AFUE |  | lennox | ch23-65 | Dont Know |  | Yes |  | -99 | -100 |  |  | -99 | 0 | G61MPV60C110 | CEC_2009 | 94.3 | 2434.48 | 2700 | Central | Central | Dont Know | Gas 100-114.99 | 90-96.99 AFUE | Primary | 1618.6122
1002 | EG06014998 | 1 | Furnace | 1970 - 1979 | Y | 80 | 0 | 01 - Split Forced Air Furnace |  | 01 - Natural Gas | [5 empty] | 04 - Conditioned Space |  | 1 | No | Fraser-Johnston | 80cd36bna |  | 01 - Constant Speed | 80 | 64 |  |  |  | -100 | 01 - AFUE |  | Not Applicable | Not Applicable | No |  | Yes |  | -99 | -99 |  | 1 | -99 | 0 | 80cd36bna | Field Data Only | 80 | 2796.01 | 1495 | Central | Central | Dont Know | Gas 070-084.99 | 78-84.99 AFUE | Primary | 2474.553
1003 | EG06021937 | 1 | Furnace | 1900 - 1969 | N | 80 | 0 | 15 - Forced Air furnace (No AC) |  | 01 - Natural Gas | [5 empty] | 03 - Basement |  | 1 | No | carrier | 58ga150-1-c |  | 01 - Constant Speed | 150 | 120 |  |  |  | 0.8 | 01 - AFUE |  | Not Applicable | Not Applicable | Not Applicable |  | No |  | -99 | -99 |  |  | -99 | 0 | 58ga1501c | Field Data Only | 80 | 2610.8 | 3524 | Central | Central | Dont Know | Gas 130+ | 78-84.99 AFUE | Primary | 1856.9659
1004 | EG06030375 | 1 | Other | 1995 - 1999 | Y | -99 | -99 | 13 - Fireplace |  | 01 - Natural Gas |  | 3-5 days/week | No |  | 1st Floor | 04 - Conditioned Space |  | 0.25 | Dont Know | aire-flo | af35737 | 08/01/1997 | No Fan | -99 | -99 |  |  |  | -99 | Dont Know |  | Not Applicable | Not Applicable | Not Applicable |  | Not Applicable | no info | 8 | 1997 |  |  | 15 | 1997 | af35737 |  | -99 |  | 1647 | Space | Both Central and Space | Age 1995 to 1999 | Gas Dont Know | Dont Know | Secondary
1005 | EG06030375 | 2 | Furnace | 1995 - 1999 | Y | 80 | -99 | 01 - Split Forced Air Furnace |  | 01 - Natural Gas | [5 empty] | 02 - Attic |  | 1 | No | rheem | fugu-07namgr |  | 01 - Constant Speed | 75 | -99 |  |  |  | -99 | Dont Know |  | Not Applicable | Not Applicable | Not Applicable |  | No | no data | -99 | -99 |  | 1 | -99 | 0 | fugu07namgr |  | -99 |  | 1647 | Central | Both Central and Space | Dont Know | Gas 070-084.99 | Dont Know | Primary
1006 | EG06032011 | 1 | Furnace | 1900 - 1969 | Y | 80 | -99 | 01 - Split Forced Air Furnace |  | 01 - Natural Gas | [5 empty] | 04 - Conditioned Space |  | 1 | No | sears | 867763323 |  | 01 - Constant Speed | 80 | -100 |  |  |  | -100 | 01 - AFUE |  | Not Applicable | Not Applicable | Dont Know |  | Yes |  | -99 | -100 |  | 1 | -99 | 0 | 867763323 |  | -99 |  | 1500 | Central | Central | Dont Know | Gas 070-084.99 | Dont Know | Primary
1007 | EG06045553 | 1 | Furnace | 2000 - 2012 | N | 80 | 0 | 01 - Split Forced Air Furnace |  | 01 - Natural Gas | [5 empty] | 02 - Attic |  | 1 | No | weather king | 80pj10ndr01 | 08/01/2002 | 01 - Constant Speed | 100 | -99 |  |  |  | 0.8 | 01 - AFUE |  | Not Applicable | Not Applicable | Not Applicable |  | No |  | 8 | 2002 |  | 1 | 10 | 2002 | 80pj10ndr01 | Field Data Only | 80 | 2824.7402 | 1750 | Central | Central | Age 2000 to 2005 | Gas 100-114.99 | 78-84.99 AFUE | Primary | 1878.0844
1008 | EG06058746 | 1 | Furnace | 1900 - 1969 | N | 80 | -0.0175 | 01 - Split Forced Air Furnace |  | 01 - Natural Gas | [5 empty] | 04 - Conditioned Space |  | 1 | No | day & night | 395BAW060095 |  | 01 - Constant Speed | 107 | -99 |  |  |  | -99 | Dont Know |  | bdp | Dont Know | No |  | Yes | evap coil nameplate is blocked by pipe | -99 | -99 |  | 1 | 23 | 1989 | 395BAW060095 | bluebook | 81.4 | 5488.9639 | 2450 | Central | Central | Age 1985 to 1989 | Gas 100-114.99 | 78-84.99 AFUE | Primary | 3919.5041
1009 | EG06078057 | 1 | Furnace | 1995 - 1999 | N | 80 | -0.0145 | 01 - Split Forced Air Furnace |  | 01 - Natural Gas | [5 empty] | 02 - Attic |  | 1 | No | carrier | gb3aav036070 |  | 01 - Constant Speed | 69 | 56 |  |  |  | 0.8 | 01 - AFUE |  | Dont Know | ce3aa036-905 | No |  | Yes |  | -99 | -99 |  | 1 | -99 | 0 | gb3aav036070 | Field Data Only | 81.16 | 8562.82 | 1407 | Central | Central | Dont Know | Gas 055-069.99 | 78-84.99 AFUE | Primary | 4411.3164
1010 | EG06083172 | 1 | Furnace | 2000 - 2012 | N | 80 | -99 | 01 - Split Forced Air Furnace |  | 01 - Natural Gas | [5 empty] | 02 - Attic |  | 0.5 | No | lennox | G40UH-48B-090X- |  | 01 - Constant Speed | 88 | -99 |  |  |  | -99 | Dont Know |  | allstyle | aslb4818a31t s | No |  | Yes | no data | -99 | -99 |  | 1 | -99 | 0 | G40UH48B090X |  | -99 |  | 4315 | Central | Central | Dont Know | Gas 085-099.99 | Dont Know | Primary
1011 | EG06083172 | 2 | Furnace | 2000 - 2012 | N | 80 | -99 | 01 - Split Forced Air Furnace |  | 01 - Natural Gas | [5 empty] | 02 - Attic |  | 0.25 | No | lennox | 80ugh4/5x-100a-3 |  | 01 - Constant Speed | 100 | -99 |  |  |  | -99 | Dont Know |  | Dont Know | Dont Know | No |  | Yes | evap coil nameplate painted over | -99 | -99 |  | 2 | -99 | 0 | 80ugh45x100a3 |  | -99 |  | 4315 | Central | Central | Dont Know | Gas 100-114.99 | Dont Know | Secondary
1012 | EG06083172 | 3 | Furnace | 2000 - 2012 | N | 80 | -99 | 01 - Split Forced Air Furnace |  | 01 - Natural Gas | [5 empty] | 02 - Attic |  | 0.25 | Dont Know |  |  |  | 01 - Constant Speed | -99 | -99 |  |  |  | -99 | Dont Know |  | Not Applicable | Not Applicable | Not Applicable |  | Not Applicable | no access to attic to inspect | -99 | -99 |  |  | -99 | 0 |  |  | -99 |  | 4315 | Central | Central | Dont Know | Gas Dont Know | Dont Know | Secondary
1013 | EG06127981 | 1 | Furnace | 1990 - 1994 | N | 80 | 0.016625 | 01 - Split Forced Air Furnace |  | 01 - Natural Gas | [5 empty] | 01 - Garage |  | 0.5 | No | tempstar | ntc5075bhb2 |  | 01 - Constant Speed | 75 | 59 |  |  |  | 0.8 | 01 - AFUE |  | inter city | epc5548fa1 | No |  | Yes |  | -99 | -99 |  | 1 | -99 | 0 | ntc5075bhb2 | Field Data Only | 78.67 | 2434.48 | 3400 | Central | Central | Dont Know | Gas 070-084.99 | 78-84.99 AFUE | Primary | 1618.6122
1014 | EG06127981 | 2 | Furnace | 1990 - 1994 | N | 80 | -99 | 01 - Split Forced Air Furnace |  | 01 - Natural Gas | [5 empty] | 02 - Attic |  | 0.5 | No | tempstar |  |  | 01 - Constant Speed | -99 | -99 |  |  |  | -99 | 01 - AFUE |  | Dont Know | Dont Know | No |  | Yes | no access | -99 | -99 |  | 2 | -99 | 0 |  |  | -99 |  | 3400 | Central | Central | Dont Know | Gas Dont Know | Dont Know | Secondary
1015 | EG06142054 | 1 | Furnace | 1980 - 1989 | Y | 80 | -99 | 02 - Package Furnace/AC |  | 01 - Natural Gas | [5 empty] | 06 - Roof |  | 1 | No |  |  |  | No Fan | -99 | -99 |  |  |  | -99 | Dont Know |  | Not Applicable | Not Applicable | Not Applicable |  | Not Applicable | no access | -99 | -99 | 1 | 1 | -99 | 0 |  |  | -99 |  | 700 | Central | Central | Dont Know | Gas Dont Know | Dont Know | Primary
1016 | EG06142277 | 1 | Furnace | 1970 - 1979 | N | 80 | 0 | 01 - Split Forced Air Furnace |  | 01 - Natural Gas | [5 empty] | 02 - Attic |  | 1 | No | american standard | aud120r954k2 |  | 02 - Variable Speed | -99 | -99 |  |  |  | -99 | Dont Know |  | cac/bdp | cnphp6024acaaaaa | Yes |  | Yes | did not have right tool to open furnace to get nameplate, found model # on side of furnace | -99 | -99 |  |  | -99 | 0 | aud120r954k2 | CEC_fur | 80 | 5259.41 | 1800 | Central | Central | Dont Know | Gas Dont Know | 78-84.99 AFUE | Primary | 3740.8247
1017 | EG06144524 | 1 | Furnace | 1995 - 1999 | N | 80 | 0 | 01 - Split Forced Air Furnace |  | 01 - Natural Gas | [5 empty] | 02 - Attic |  | 0.25 | Yes | lennox | 80mgf4x-75a-3 | 06/01/1995 | 01 - Constant Speed | 75 | 67 |  |  |  | -99 | Dont Know |  | Dont Know | bv125 48-10n24ver4 | No |  | Yes | no data | 6 | 1995 |  | 2 | 17 | 1995 | 80mgf4x75a3 | CEC_fur | 80 |  | 2909 | Central | Both Central and Space | Age 1995 to 1999 | Gas 070-084.99 | 78-84.99 AFUE | Secondary
1018 | EG06144524 | 2 | Other | 1995 - 1999 | N | -99 | -99 | 13 - Fireplace |  | 01 - Natural Gas |  | Daily | No |  | 1st Floor | 04 - Conditioned Space |  | 0.25 | No | marco | 792862b |  | 01 - Constant Speed | -99 | -99 |  |  |  | -99 | Dont Know |  | Not Applicable | Not Applicable | Not Applicable |  | Not Applicable | no data | -99 | -99 |  |  | -99 | 0 | 792862b |  | -99 |  | 2909 | Space | Both Central and Space | Dont Know | Gas Dont Know | Dont Know | Secondary
1019 | EG06144524 | 3 | Furnace | 1995 - 1999 | N | 80 | -0.016625 | 01 - Split Forced Air Furnace |  | 01 - Natural Gas | [5 empty] | 02 - Attic |  | 0.5 | Yes | lennox | 80mfg4x-75a-1 |  | 01 - Constant Speed | 75 | 61 |  |  |  | 0.8 | Dont Know |  | Dont Know | bv124 42-23n38ver3.5 | No |  | Yes | no data | -99 | -99 |  | 1 | -99 | 0 | 80mfg4x75a1 | Field Data Only | 81.33 | 1261.78 | 2909 | Central | Both Central and Space | Dont Know | Gas 070-084.99 | 78-84.99 AFUE | Primary | 662.4029
1020 | EG06144855 | 1 | Furnace | 1900 - 1969 | N | 80 | 0 | 01 - Split Forced Air Furnace |  | 01 - Natural Gas | [5 empty] | 04 - Conditioned Space |  | 1 | No | rheem | 320170s |  | 01 - Constant Speed | 70 | 56 |  |  |  | 0.8 | 01 - AFUE |  | Not Applicable | Not Applicable | Not Applicable |  | No |  | -99 | -100 |  |  | -99 | 0 | 320170s | Field Data Only | 80 | 8562.82 | 1870 | Central | Central | Dont Know | Gas 070-084.99 | 78-84.99 AFUE | Primary | 8252.795
1021 | EG06167089 | 1 | Furnace | 1900 - 1969 | N | 80 | -99 | 02 - Package Furnace/AC |  | 01 - Natural Gas | [5 empty] | 06 - Roof |  | 1 | No | lennox |  |  | 01 - Constant Speed | -99 | -99 |  |  |  | -99 | Dont Know |  | Not Applicable | Not Applicable | Not Applicable |  | No | nameplate too weathered, not readable | -99 | -99 | 1 | 1 | -99 | 0 |  |  | -99 |  | 1200 | Central | Central | Dont Know | Gas Dont Know | Dont Know | Primary
1022 | EG06173491 | 1 | Furnace | 1900 - 1969 | Y | 80 | -99 | 01 - Split Forced Air Furnace |  | 01 - Natural Gas | [5 empty] | 04 - Conditioned Space |  | 1 | No | kenmore | gnj075m12a1 |  | 01 - Constant Speed | 75 | -100 |  |  |  | -100 | 01 - AFUE |  | Not Applicable | Not Applicable | Not Applicable |  | Not Applicable |  | -99 | -100 |  |  | -99 | 0 | gnj075m12a1 |  | -99 |  | 1260 | Central | Central | Dont Know | Gas 070-084.99 | Dont Know | Primary
1023 | EG06196672 | 1 | Furnace | 2000 - 2012 | Y | 80 | 0 | 01 - Split Forced Air Furnace |  | 01 - Natural Gas | [5 empty] | 02 - Attic |  | 1 | No | carrier | 58STX090-14 |  | 01 - Constant Speed | 88 | 71 |  |  |  | -99 | 01 - AFUE |  | Not Applicable | Not Applicable | No |  | Yes |  | -99 | -100 |  | 1 | -99 | 0 | 58STX09014 | Outside Source Manual Lookup | 80 | 2796.01 | 1964 | Central | Central | Dont Know | Gas 085-099.99 | 78-84.99 AFUE | Primary | 2655.9956
1024 | EG06198233 | 1 | Furnace | 2000 - 2012 | N | 80 | -0.02275 | 01 - Split Forced Air Furnace |  | 01 - Natural Gas | [5 empty] | 02 - Attic |  | 0.5 | No | bryant | 310JAV036070 | 12/01/2002 | 01 - Constant Speed | 66 | 54 |  |  |  | 0.8 | 01 - AFUE |  | Dont Know | Dont Know | Dont Know |  | Yes | evap coil nameplate not visible | 12 | 2002 |  | 1 | 10 | 2002 | 310JAV036070 | Field Data Only | 81.82 | 5045.4718 | 3013 | Central | Central | Age 2000 to 2005 | Gas 055-069.99 | 78-84.99 AFUE | Primary | 3602.8197
1025 | EG06198233 | 2 | Furnace | 2000 - 2012 | N | 80 | -0.0085 | 01 - Split Forced Air Furnace |  | 01 - Natural Gas | [5 empty] | 02 - Attic |  | 0.5 | No | bryant | 3190jav048090 | 03/01/2003 | 01 - Constant Speed | 88 | 71 |  |  |  | 0.8 | 01 - AFUE |  | Dont Know | Dont Know | Dont Know |  | Yes | evap coil nameplate not visible | 3 | 2003 |  | 2 | 9 | 2003 | 3190jav048090 | Field Data Only | 80.68 |  | 3013 | Central | Central | Age 2000 to 2005 | Gas 085-099.99 | 78-84.99 AFUE | Secondary
1026 | EG06208893 | 1 | Furnace | 1900 - 1969 | N | 80 | -99 | 01 - Split Forced Air Furnace |  | 01 - Natural Gas | [5 empty] | 03 - Basement |  | 1 | No | ruud | rgrc-07erbgs |  | 01 - Constant Speed | 75 | -100 |  |  |  | -100 | 01 - AFUE |  | rudd | ce48a24210 | Dont Know |  | Yes |  | -99 | -100 |  | 1 | -99 | 0 | rgrc07erbgs |  | -99 |  | 1900 | Central | Central | Dont Know | Gas 070-084.99 | Dont Know | Primary
1027 | EG06214640 | 1 | Furnace | 1995 - 1999 | N | 80 | -0.0145 | 01 - Split Forced Air Furnace |  | 01 - Natural Gas | [5 empty] | 02 - Attic |  | 0.5 | No | carrier | 58rav070-12 |  | 01 - Constant Speed | 69 | 56 |  |  |  | 0.8 | 01 - AFUE |  | allstyle | aslb364022t | No |  | Yes |  | -99 | -99 |  | 1 | -99 | 0 | 58rav07012 | CEC_fur | 81.16 | 2434.48 | 3000 | Central | Central | Dont Know | Gas 055-069.99 | 78-84.99 AFUE | Primary | 1618.6122
1028 | EG06214640 | 2 | Furnace | 1995 - 1999 | N | 80 | -0.0145 | 01 - Split Forced Air Furnace |  | 01 - Natural Gas | [5 empty] | 02 - Attic |  | 0.5 | No | carrier | 58rav070-12 |  | 01 - Constant Speed | 69 | 56 |  |  |  | 0.8 | 01 - AFUE |  | allstyle | aslb364022t | No |  | Yes |  | -99 | -99 |  | 2 | -99 | 0 | 58rav07012 | CEC_fur | 81.16 |  | 3000 | Central | Central | Dont Know | Gas 055-069.99 | 78-84.99 AFUE | Secondary
1029 | EG06239051 | 1 | Furnace | Dont Know | Y | 80 | -0.0125 | 01 - Split Forced Air Furnace |  | 01 - Natural Gas | [5 empty] | 05 - Mechanical Closet |  | 1 | No | rheem | rgph-07namgr |  | 01 - Constant Speed | 75 | -99 |  |  |  | 0.8 | 01 - AFUE |  | summitt | ca048a864mc | Yes |  | Yes |  | -99 | -99 |  | 1 | -99 | 0 | rgph07namgr | Field and Source Data | 81 | 1474.5 | 1600 | Central | Central | Dont Know | Gas 070-084.99 | 78-84.99 AFUE | Primary | 1337.3581
1030 | EG06239687 | 1 | Furnace | 2000 - 2012 | N | 80 | 0 | 01 - Split Forced Air Furnace |  | 01 - Natural Gas | [5 empty] | 01 - Garage |  | 1 | No | lennox | G40UH-60C-110- |  | 01 - Constant Speed | 110 | -100 |  |  |  | -100 | 01 - AFUE |  | lennox | c33-50/60c-2f-1 | Dont Know |  | Yes |  | -99 | -100 |  | 1 | -99 | 0 | G40UH60C110 | CEC_2009 | 80 | 4348.4 | 1873 | Central | Central | Dont Know | Gas 100-114.99 | 78-84.99 AFUE | Primary | 3105.0617
1031 | EG06242992 | 1 | Furnace | 1970 - 1979 | Y | 80 | 0 | 01 - Split Forced Air Furnace |  | 01 - Natural Gas | [5 empty] | 01 - Garage |  | 1 | Yes | Armstrong Air | G1N80BT075D16B |  | 01 - Constant Speed | 75 | 60 |  |  |  | 0.8 | 01 - AFUE |  | Dont Know | Dont Know | Yes |  | Yes | nameplate | -99 | -99 |  | 1 | -99 | 0 | G1N80BT075D16B | Field Data Only | 80 | 4850.3 | 1002 | Central | Central | Dont Know | Gas 070-084.99 | 78-84.99 AFUE | Primary | 6268.6396
1032 | EG06246003 | 1 | Furnace | 2000 - 2012 | N | 80 | -0.0045 | 01 - Split Forced Air Furnace |  | 01 - Natural Gas | [5 empty] | 04 - Conditioned Space |  | 1 | Yes | Intertherm | M1MB 056A BW |  | 01 - Constant Speed | 56 | 45 |  |  |  | 0.8 | 01 - AFUE |  | Not Applicable | Not Applicable | Not Applicable |  | Not Applicable |  | -99 | -99 |  | 3 | 14 | 1998 | M1MB056ABW | bluebook | 80.36 | 9341.2582 | 1523 | Central | Central | Age 1995 to 1999 | Gas 055-069.99 | 78-84.99 AFUE | Primary | 7186.4679
1033 | EG06246768 | 1 | Furnace | 1970 - 1979 | N | 80 | 0.009125 | 15 - Forced Air furnace (No AC) |  | 01 - Natural Gas | [5 empty] | 04 - Conditioned Space |  | 1 | No | lennox | g1202-32 |  | 01 - Constant Speed | 82 | 65 |  |  |  | -99 | Dont Know |  | Not Applicable | Not Applicable | Not Applicable |  | No | no data | -99 | -99 |  |  | -99 | 0 | g120232 | Field Data Only | 79.27 | 5259.41 | 1000 | Central | Central | Dont Know | Gas 070-084.99 | 78-84.99 AFUE | Primary | 12495.569
1034 | EG06249563 | 1 | Furnace | 1900 - 1969 | Y | 80 | -99 | 02 - Package Furnace/AC |  | 01 - Natural Gas | [5 empty] | 06 - Roof |  | 1 | No | westighouse | 1e036baaon |  | 01 - Constant Speed | 80 | -99 |  |  |  | -99 | Dont Know |  | Not Applicable | Not Applicable | Not Applicable |  | Not Applicable | no data | -99 | -99 | 1 | 4 | -99 | 0 | 1e036baaon |  | -99 |  | 990 | Central | Central | Dont Know | Gas 070-084.99 | Dont Know | Primary
1035 | EG06260864 | 1 | Furnace | 1970 - 1979 | N | 80 | -99 | 01 - Split Forced Air Furnace |  | 02 - Electric | [5 empty] | 05 - Mechanical Closet |  | 1 | No | ge | bwe930g100e0 |  | 01 - Constant Speed |  |  | -99 | Dont Know |  | -99 | Dont Know |  | Not Applicable | Not Applicable | Not Applicable |  | No | info missing | -99 | -99 |  | 1 | -99 | 0 | bwe930g100e0 |  | -99 |  | 1800 | Central | Both Central and Space | Dont Know | Elec Dont Know | Dont Know | Primary
1036 | EG06260864 | 2 | Other | 1970 - 1979 | N | -99 | -99 | 13 - Fireplace |  | 02 - Electric |  | <1 day/week | No |  | 1st Floor | 04 - Conditioned Space |  | 0 | No | dimplex |  |  | No Fan |  |  | -100 | Dont Know |  | -99 | Dont Know |  | Not Applicable | Not Applicable | Not Applicable |  | Not Applicable | no nameplate | -99 | -99 |  |  | -99 | 0 |  |  | -99 |  | 1800 | Space | Both Central and Space | Dont Know | Elec Dont Know | Dont Know | Secondary
1037 | EG06273453 | 1 | Furnace | 1980 - 1989 | N | 80 | -99 | 02 - Package Furnace/AC |  | 01 - Natural Gas | [5 empty] | 06 - Roof |  | 1 | No |  |  |  | 01 - Constant Speed | -99 | -99 |  |  |  | -100 | 01 - AFUE |  | Not Applicable | Not Applicable | Not Applicable |  | Not Applicable |  | -99 | -100 | 1 | 1 | -99 | 0 |  |  | -99 |  | 1620 | Central | Central | Dont Know | Gas Dont Know | Dont Know | Primary
1038 | EG06291111 | 1 | Furnace | 1980 - 1989 | N | 80 | -99 | 01 - Split Forced Air Furnace |  | 02 - Electric | [5 empty] | Other | ceiling closet | 1 | No |  |  |  | 01 - Constant Speed |  |  | -99 | Dont Know |  | -99 | Dont Know |  | Dont Know | Dont Know | No |  | Yes | no info available | -99 | -99 |  | 1 | -99 | 0 |  |  | -99 |  | 794 | Central | Both Central and Space | Dont Know | Elec Dont Know | Dont Know | Primary
1039 | EG06291111 | 2 | Other | 1980 - 1989 | N | -99 | -99 | 13 - Fireplace |  | 01 - Natural Gas |  | <1 day/week | No |  | 1st Floor | 04 - Conditioned Space |  | 0 | Dont Know |  |  |  | No Fan | -99 | -99 |  |  |  | -99 | Dont Know |  | Not Applicable | Not Applicable | Not Applicable |  | No | fireplace not in use and inaccessible | -99 | -99 |  |  | -99 | 0 |  |  | -99 |  | 794 | Space | Both Central and Space | Dont Know | Gas Dont Know | Dont Know | Secondary
1040 | EG06311659 | 1 | Furnace | 2000 - 2012 | N | 80 | -99 | 01 - Split Forced Air Furnace |  | 01 - Natural Gas | [5 empty] | 02 - Attic |  | 0.25 | Yes | rheem |  |  | 01 - Constant Speed | -99 | -99 |  |  |  | -99 | Dont Know |  | rheem | RCQC-6024AS | Yes |  | Yes | no namrplate | -99 | -99 |  | 1 | -99 | 0 |  |  | -99 |  | 6000 | Central | Central | Dont Know | Gas Dont Know | Dont Know | Primary
1041 | EG06311659 | 2 | Furnace | 2000 - 2012 | N | 80 | -99 | 01 - Split Forced Air Furnace |  | 01 - Natural Gas | [5 empty] | 02 - Attic |  | 0.25 | Yes | rheem |  |  | 01 - Constant Speed | -99 | -99 |  |  |  | -99 | Dont Know |  | Rheem | RCQC-4821AS | Yes |  | Yes | no nameplate | -99 | -99 |  | 2 | -99 | 0 |  |  | -99 |  | 6000 | Central | Central | Dont Know | Gas Dont Know | Dont Know | Secondary
1042 | EG06311659 | 3 | Furnace | 2000 - 2012 | N | 80 | -99 | 01 - Split Forced Air Furnace |  | 01 - Natural Gas | [5 empty] | 02 - Attic |  | 0.25 | Yes | rheem |  |  | 01 - Constant Speed | -99 | -99 |  |  |  | -99 | Dont Know |  | rheem | RCQC-3621AS | Yes |  | Yes | no nameplate | -99 | -99 |  |  | -99 | 0 |  |  | -99 |  | 6000 | Central | Central | Dont Know | Gas Dont Know | Dont Know | Secondary
1043 | EG06311659 | 4 | Furnace | 2000 - 2012 | N | 80 | -99 | 01 - Split Forced Air Furnace |  | 01 - Natural Gas | [5 empty] | 02 - Attic |  | 0.25 | Yes | rheem |  |  | 01 - Constant Speed | -99 | -99 |  |  |  | -99 | Dont Know |  | rheem | RCQC-4821AS | Yes |  | Yes | no nameplate | -99 | -99 |  |  | -99 | 0 |  |  | -99 |  | 6000 | Central | Central | Dont Know | Gas Dont Know | Dont Know | Secondary
1045 | EG06323692 | 1 | Furnace | 1900 - 1969 | Y | 80 | 0 | 01 - Split Forced Air Furnace |  | 01 - Natural Gas | [5 empty] | 02 - Attic |  | 1 | No | amana | gms80904bxcc |  | 01 - Constant Speed | 90 | 72 |  |  |  | 0.8 | 01 - AFUE |  | Not Applicable | Not Applicable | No |  | Yes |  | -99 | -100 |  | 2 | -99 | 0 | gms80904bxcc | Field Data Only | 80 | 4850.3 | 2800 | Central | Central | Dont Know | Gas 085-099.99 | 78-84.99 AFUE | Primary | 4292.6615
1046 | EG06328733 | 1 | Furnace | 1980 - 1989 | N | 80 | -99 | 01 - Split Forced Air Furnace |  | 01 - Natural Gas | [5 empty] | 04 - Conditioned Space |  | 1 | No | carrier | 58SC090-DA |  | 01 - Constant Speed | 107 | -99 |  |  |  | -99 | Dont Know |  | Dont Know | 28ac060-901 | No |  | Yes | info n/a | -99 | -99 |  | 1 | -99 | 0 | 58SC090DA |  | -99 |  | 2140 | Central | Central | Dont Know | Gas 100-114.99 | Dont Know | Primary
1047 | EG06330603 | 1 | Furnace | 2000 - 2012 | N | 80 | -0.02275 | 01 - Split Forced Air Furnace |  | 01 - Natural Gas | [5 empty] | 02 - Attic |  | 0.5 | No | carrier | 58STX070-12 | 08/01/2003 | 01 - Constant Speed | 66 | 54 |  |  |  | 0.8 | 01 - AFUE |  | cac/bdp | ck3bxa036017aaaa | No |  | Yes |  | 8 | 2003 |  | 1 | 9 | 2003 | 58STX07012 | Field Data Only | 81.82 | 5045.4718 | 2870 | Central | Central | Age 2000 to 2005 | Gas 055-069.99 | 78-84.99 AFUE | Primary | 3602.8197
1048 | EG06330603 | 2 | Furnace | 2000 - 2012 | N | 80 | -0.02275 | 01 - Split Forced Air Furnace |  | 01 - Natural Gas | [5 empty] | 02 - Attic |  | 0.5 | No | carrier | 58STX070-12 | 08/01/2003 | 01 - Constant Speed | 66 | 54 |  |  |  | 0.8 | 01 - AFUE |  | cac/bdp | ck3bxa036017aaaa | No |  | Yes |  | 8 | 2003 |  | 2 | 9 | 2003 | 58STX07012 | Field Data Only | 81.82 |  | 2870 | Central | Central | Age 2000 to 2005 | Gas 055-069.99 | 78-84.99 AFUE | Secondary
1049 | EG06342256 | 1 | Furnace | 2000 - 2012 | N | 80 | -99 | 01 - Split Forced Air Furnace |  | 01 - Natural Gas | [5 empty] | 01 - Garage |  | 0.25 | No | heil | H8MPN050B12 | 01/01/2004 | 01 - Constant Speed | 50 | -99 |  |  |  | -99 | Dont Know |  | international comfort | epd24b15c2 | Yes |  | Yes | no data | 1 | 2004 |  | 1 | 8 | 2004 | H8MPN050B12 |  | -99 |  | 3800 | Central | Central | Age 2000 to 2005 | Gas 040-054.99 | Dont Know | Secondary
1050 | EG06342256 | 2 | Furnace | 2000 - 2012 | N | 80 | -99 | 01 - Split Forced Air Furnace |  | 01 - Natural Gas | [5 empty] | 01 - Garage |  | 0.5 | No | heil | H8MPN100J20 | 12/01/2003 | 01 - Constant Speed | 100 | -99 |  |  |  | -99 | Dont Know |  | international comfort | epd60j22c2 | Yes |  | Yes | no data | 12 | 2003 |  | 2 | 9 | 2003 | H8MPN100J20 |  | -99 |  | 3800 | Central | Central | Age 2000 to 2005 | Gas 100-114.99 | Dont Know | Primary
1051 | EG06342256 | 3 | Furnace | 2000 - 2012 | N | 80 | -99 | 01 - Split Forced Air Furnace |  | 01 - Natural Gas | [5 empty] | 05 - Mechanical Closet |  | 0.25 | Yes | heil | H8MPN100J20 | 07/01/2003 | 01 - Constant Speed | 100 | -99 |  |  |  | -99 | Dont Know |  | international comfort | epd60j22c2 | Yes |  | Yes | no data | 7 | 2003 |  | 3 | 9 | 2003 | H8MPN100J20 |  | -99 |  | 3800 | Central | Central | Age 2000 to 2005 | Gas 100-114.99 | Dont Know | Secondary
1052 | EG06345219 | 1 | Furnace | 1980 - 1989 | N | 80 | -99 | 01 - Split Forced Air Furnace |  | 01 - Natural Gas | [5 empty] | 04 - Conditioned Space |  | 1 | No | goodman | gux060-3 rev s |  | 01 - Constant Speed | 60 | -99 |  |  |  | -99 | Dont Know |  | Dont Know | Dont Know | No |  | Yes | paint overspray on coil nameplate | -99 | -99 |  | 1 | -99 | 0 | gux0603revs |  | -99 |  | 1100 | Central | Central | Dont Know | Gas 055-069.99 | Dont Know | Primary
1053 | EG06351004 | 1 | Furnace | 1900 - 1969 | N | 80 | -0.15 | 01 - Split Forced Air Furnace |  | 01 - Natural Gas | [5 empty] | 07 - Crawlspace |  | 1 | No | rheem | fgrj-10nzajs |  | 01 - Constant Speed | 105 | -99 |  |  |  | -99 | Dont Know |  | Dont Know | Dont Know | Dont Know |  | Yes | evap coil nameplate not accessible | -99 | -99 |  | 1 | -99 | 0 | fgrj10nzajs | CEC_fur | 92 | 2434.48 | 2100 | Central | Central | Dont Know | Gas 100-114.99 | 90-96.99 AFUE | Primary | 1618.6122
1054 | EG06354490 | 1 | Furnace | 2000 - 2012 | N | 80 | -99 | 01 - Split Forced Air Furnace |  | 01 - Natural Gas | [5 empty] | 02 - Attic |  | 0.5 | No |  |  |  | 01 - Constant Speed | -99 | -99 |  |  |  | -100 | 01 - AFUE |  | Dont Know | Not Applicable | Not Applicable |  | Yes | no access to furnace | -99 | -100 |  | 1 | -99 | 0 |  |  | -99 |  | 4000 | Central | Central | Dont Know | Gas Dont Know | Dont Know | Primary
1055 | EG06354490 | 2 | Furnace | 2000 - 2012 | N | 80 | -99 | 01 - Split Forced Air Furnace |  | 01 - Natural Gas | [5 empty] | 02 - Attic |  | 0.5 | No |  |  |  | 01 - Constant Speed | -99 | -99 |  |  |  | -99 | Dont Know |  | Not Applicable | Not Applicable | Not Applicable |  | Yes | no access limited space | -99 | -100 |  | 2 | -99 | 0 |  |  | -99 |  | 4000 | Central | Central | Dont Know | Gas Dont Know | Dont Know | Secondary
1056 | EG06363494 | 1 | Furnace | 1970 - 1979 | N | 80 | 0 | 01 - Split Forced Air Furnace |  | 01 - Natural Gas | [5 empty] | 01 - Garage |  | 1 | No | york | ly8s130d20uh11d |  | 01 - Constant Speed | 130 | 104 |  |  |  | -99 | 01 - AFUE |  | york | fc60d3xn1a | No |  | Yes |  | -99 | -99 |  | 1 | -99 | 0 | ly8s130d20uh11d | Field Data Only | 80 | 2610.8 | 3300 | Central | Central | Dont Know | Gas 130+ | 78-84.99 AFUE | Primary | 2657.5854
1057 | EG06365497 | 1 | Furnace | 1970 - 1979 | Y | 80 | -99 | 02 - Package Furnace/AC |  | 01 - Natural Gas | [5 empty] | 06 - Roof |  | 1 | No | goodman |  |  | 01 - Constant Speed | -99 | -99 |  |  |  | -99 | Dont Know |  | Not Applicable | Not Applicable | Not Applicable |  | Not Applicable | not able to access | -99 | -99 | 1 | 2 | -99 | 0 |  |  | -99 |  | 1344 | Central | Central | Dont Know | Gas Dont Know | Dont Know | Primary
1058 | EG06378529 | 1 | Furnace | 1970 - 1979 | N | 80 | 0 | 15 - Forced Air furnace (No AC) |  | 01 - Natural Gas | [5 empty] | 04 - Conditioned Space |  | 1 | No | westinghouse | fguf080aa |  | 01 - Constant Speed | 80 | 64 |  |  |  | 0.8 | 01 - AFUE |  | Not Applicable | Not Applicable | Not Applicable |  | No |  | -99 | -99 |  |  | -99 | 0 | fguf080aa | Field Data Only | 80 | 10437.77 | 2000 | Central | Central | Dont Know | Gas 070-084.99 | 78-84.99 AFUE | Primary | 6055.7019
1059 | EG06388505 | 1 | Furnace | 1990 - 1994 | N | 80 | -99 | 01 - Split Forced Air Furnace |  | 01 - Natural Gas | [5 empty] | 02 - Attic |  | 1 | No | snyder general corp | dghe100a020aim |  | 01 - Constant Speed | 100 | -99 |  |  |  | -99 | Dont Know |  | Dont Know | Dont Know | Yes |  | Yes | no nameplate for evap coil | -99 | -99 |  | 1 | -99 | 0 | dghe100a020aim |  | -99 |  | 2147 | Central | Central | Dont Know | Gas 100-114.99 | Dont Know | Primary
1060 | EG06389375 | 1 | Furnace | 1990 - 1994 | Y | 80 | 0 | 01 - Split Forced Air Furnace |  | 01 - Natural Gas | [5 empty] | 05 - Mechanical Closet |  | 1 | No | payne | 395cav060090 |  | 01 - Constant Speed | 110 | -99 |  |  |  | -99 | Dont Know |  | day and night | c5axa06000 | Yes |  | Yes | nameplate | -99 | -99 |  | 1 | -99 | 0 | 395cav060090 | CEC_fur | 80 | 3335.33 | 1956 | Central | Central | Dont Know | Gas 100-114.99 | 78-84.99 AFUE | Primary | 5650.9121
1061 | EG06421828 | 1 | Furnace | 1900 - 1969 | N | 80 | 0 | 01 - Split Forced Air Furnace |  | 01 - Natural Gas | [5 empty] | 02 - Attic |  | 1 | No | goodman | gmt070-3b | 04/01/2006 | 01 - Constant Speed | 70 | 56 |  |  |  | 0.8 | Dont Know |  | goodman | chpf024a2a | No |  | Yes |  | 4 | 2006 |  | 1 | 6 | 2006 | gmt0703b | Field Data Only | 80 | 11168.8957 | 600 | Central | Central | Age 2006 to 2009 | Gas 070-084.99 | 78-84.99 AFUE | Primary | 10951.9958
1062 | EG06431517 | 1 | Furnace | 1990 - 1994 | N | 80 | 0.05 | 01 - Split Forced Air Furnace |  | 01 - Natural Gas | [5 empty] | 02 - Attic |  | 1 | No | goettl | hcc100nd5rx |  | 01 - Constant Speed | 100 | -99 |  |  |  | -99 | Dont Know |  | Dont Know | Dont Know | No |  | Yes | nameplate | -99 | -99 |  | 1 | 22 | 1990 | hcc100nd5rx | bluebook | 76 | 3092.2853 | 2100 | Central | Central | Age 1990 to 1994 | Gas 100-114.99 | 72-77.99 AFUE | Primary | 1623.3723
1063 | EG06438286 | 1 | Furnace | 1900 - 1969 | Y | 80 | -99 | 01 - Split Forced Air Furnace |  | 01 - Natural Gas | [5 empty] | 05 - Mechanical Closet |  | 1 | No | heil | gnj100m20c2 |  | 01 - Constant Speed | 100 | -99 |  |  |  | -99 | Dont Know |  | dnp mfg. co. | 48vt6q | Dont Know |  | Yes | not on nameplate | -99 | -99 |  | 1 | -99 | 0 | gnj100m20c2 |  | -99 |  | 1900 | Central | Central | Dont Know | Gas 100-114.99 | Dont Know | Primary
1064 | EG06442571 | 1 | Wall Furnace | 1900 - 1969 | Y | 65 | -99 | 03 - Wall Furnace |  | 01 - Natural Gas | [5 empty] | 04 - Conditioned Space |  | 1 | No | Williams | 58dw |  | No Fan | 58 | -100 |  |  |  | -100 | 01 - AFUE |  | Not Applicable | Not Applicable | Not Applicable |  | Not Applicable |  | -99 | -100 |  |  | -99 | 0 | 58dw |  | -99 |  | 1300 | Space | Space | Dont Know | Gas 055-069.99 | Dont Know | Primary
1065 | EG06451581 | 1 | Furnace | 2000 - 2012 | N | 80 | 0 | 01 - Split Forced Air Furnace |  | 01 - Natural Gas | [5 empty] | 02 - Attic |  | 0.5 | No | lennox | G40UH-48B-090- |  | 01 - Constant Speed | 80 | -99 |  |  |  | 0.8 | 01 - AFUE |  | Dont Know | Dont Know | Yes |  | Yes | nameplate | -99 | -99 |  | 1 | -99 | 0 | G40UH48B090 | Field Data Only | 80 | 4348.4 | 3400 | Central | Central | Dont Know | Gas 070-084.99 | 78-84.99 AFUE | Primary | 3105.0617
1066 | EG06451581 | 2 | Furnace | 2000 - 2012 | N | 80 | -99 | 01 - Split Forced Air Furnace |  | 01 - Natural Gas | [5 empty] | 02 - Attic |  | 0.5 | No | lennox | G40UH-48B-090X- |  | 01 - Constant Speed | 80 | -99 |  |  |  | 0 | 01 - AFUE |  | Dont Know | Dont Know | Yes |  | Yes | nameplate | -99 | -99 |  | 2 | -99 | 0 | G40UH48B090X |  | -99 |  | 3400 | Central | Central | Dont Know | Gas 070-084.99 | Dont Know | Secondary
1067 | EG06479440 | 1 | Furnace | 1970 - 1979 | N | 80 | -0.0175 | 01 - Split Forced Air Furnace |  | 01 - Natural Gas | [5 empty] | 04 - Conditioned Space |  | 1 | No | rheem | rgph-05nauer |  | 01 - Constant Speed | 50 | -100 |  |  |  | -100 | 01 - AFUE |  | rheem | rcga-036a2gh17b | Dont Know |  | Yes |  | -99 | -100 |  | 1 | -99 | 0 | rgph05nauer | CEC_fur | 81.4 | 4348.4 | 1100 | Central | Central | Dont Know | Gas 040-054.99 | 78-84.99 AFUE | Primary | 3105.0617
1068 | EG06480728 | 1 | Furnace | 1970 - 1979 | N | 80 | 0 | 01 - Split Forced Air Furnace |  | 01 - Natural Gas | [5 empty] | 05 - Mechanical Closet |  | 1 | No | gaffers and sattler | acd13-u60-4 |  | 01 - Constant Speed | 60 | 48 |  |  |  | 0.8 | 01 - AFUE |  | Dont Know | Dont Know | Dont Know |  | Yes | no access to coil nameplate | -99 | -99 |  | 1 | 33 | 1979 | acd13u604 | bluebook | 80 | 5163.725 | 1400 | Central | Central | Age 1979 and older | Gas 055-069.99 | 78-84.99 AFUE | Primary | 4908.798
1069 | EG06489070 | 1 | Furnace | 1900 - 1969 | N | 80 | 0 | 01 - Split Forced Air Furnace |  | 01 - Natural Gas | [5 empty] | 05 - Mechanical Closet |  | 1 | Yes | American standard | AUD100R9V5K4 | 08/01/2006 | 01 - Constant Speed | 100 | -99 |  |  |  | -99 | Dont Know |  | American standard | TXC054S3HPC0 | Yes |  | Yes | nameplate | 8 | 2006 |  | 1 | 6 | 2006 | AUD100R9V5K4 | CEC_fur | 80 | 3376.813 | 1450 | Central | Central | Age 2006 to 2009 | Gas 100-114.99 | 78-84.99 AFUE | Primary | 1772.7423
1070 | EG06490214 | 1 | Furnace | 2000 - 2012 | Y | 80 | -99 | 01 - Split Forced Air Furnace |  | 01 - Natural Gas | [5 empty] | 02 - Attic |  | 0.5 | No | carrier |  |  | 01 - Constant Speed | -99 | -99 |  |  |  | -100 | 01 - AFUE |  | Not Applicable | Not Applicable | Dont Know |  | Yes |  | -99 | -100 |  | 1 | -99 | 0 |  |  | -99 |  | 4300 | Central | Central | Dont Know | Gas Dont Know | Dont Know | Primary
1071 | EG06490214 | 2 | Furnace | 2000 - 2012 | Y | 80 | -99 | 01 - Split Forced Air Furnace |  | 01 - Natural Gas | [5 empty] | 02 - Attic |  | 0.5 | No | carrier |  |  | 01 - Constant Speed | -99 | -99 |  |  |  | -100 | 01 - AFUE |  | Not Applicable | Not Applicable | Dont Know |  | Yes |  | -99 | -100 |  | 2 | -99 | 0 |  |  | -99 |  | 4300 | Central | Central | Dont Know | Gas Dont Know | Dont Know | Secondary
1072 | EG06490590 | 1 | Furnace | 1995 - 1999 | N | 80 | 0 | 01 - Split Forced Air Furnace |  | 01 - Natural Gas | [5 empty] | 02 - Attic |  | 1 | No | york | p2mp020l08001b |  | 01 - Constant Speed | 100 | 80 |  |  |  | 0.8 | 01 - AFUE |  | Dont Know | bv130 60-byc26 | No |  | Yes |  | -99 | -99 |  | 1 | -99 | 0 | p2mp020l08001b | Field Data Only | 80 | 8562.82 | 2005 | Central | Central | Dont Know | Gas 100-114.99 | 78-84.99 AFUE | Primary | 8252.795
1073 | EG06493646 | 1 | Furnace | 1900 - 1969 | Y | 80 | 0 | 01 - Split Forced Air Furnace |  | 01 - Natural Gas | [5 empty] | 04 - Conditioned Space |  | 1 | No | payne | 800-19a |  | 01 - Constant Speed | 80 | 64 |  |  |  | 0.8 | 01 - AFUE |  | Not Applicable | Not Applicable | Not Applicable |  | Not Applicable |  | -99 | -99 |  |  | -99 | 0 | 80019a | Field Data Only | 80 | 11527 | 1400 | Central | Central | Dont Know | Gas 070-084.99 | 78-84.99 AFUE | Primary | 18339.3464
1074 | EG06502370 | 1 | Furnace | 2000 - 2012 | N | 80 | -0.0085 | 01 - Split Forced Air Furnace |  | 01 - Natural Gas | [5 empty] | 02 - Attic |  | 1 | No | carrier | 58DLX090-16 | 06/01/2004 | 01 - Constant Speed | 88 | 71 |  |  |  | 0.81 | 01 - AFUE |  | allstyle | aslb484422t+s | No |  | Yes |  | 6 | 2004 |  | 1 | 8 | 2004 | 58DLX09016 | Field Data Only | 80.68 |  | 3342 | Central | Both Central and Space | Age 2000 to 2005 | Gas 085-099.99 | 78-84.99 AFUE | Secondary
1075 | EG06502370 | 3 | Other | 2000 - 2012 | N | -99 | -99 | 13 - Fireplace |  | 01 - Natural Gas |  | <1 day/week | No |  | 1st Floor | Other | patio | 0 | No |  |  | 01/01/2004 | No Fan | -99 | -99 |  |  |  | -99 | Dont Know |  | Not Applicable | Not Applicable | Not Applicable |  | Not Applicable | no nameplate | -99 | 2004 |  |  | 8 | 2004 |  |  | -99 |  | 3342 | Space | Both Central and Space | Age 2000 to 2005 | Gas Dont Know | Dont Know | Secondary
1076 | EG06502370 | 4 | Furnace | 2000 - 2012 | N | 80 | -0.02275 | 01 - Split Forced Air Furnace |  | 01 - Natural Gas | [5 empty] | 02 - Attic |  | 0.5 | No | carrier | 58STX070-12 | 06/01/2004 | 01 - Constant Speed | 66 | 54 |  |  |  | 0.8 | 01 - AFUE |  | allstyle | aslb364022t+s | No |  | Yes |  | 6 | 2004 |  | 2 | 8 | 2004 | 58STX07012 | Field Data Only | 81.82 | 2824.7402 | 3342 | Central | Both Central and Space | Age 2000 to 2005 | Gas 055-069.99 | 78-84.99 AFUE | Primary | 1878.0844
1077 | EG06502370 | 5 | Other | 2000 - 2012 | N | -99 | -99 | 13 - Fireplace |  | 01 - Natural Gas |  | Daily | No |  | 1st Floor | 04 - Conditioned Space |  | 0 | No |  |  | 01/01/2004 | No Fan | -99 | -99 |  |  |  | -99 | Dont Know |  | Not Applicable | Not Applicable | Not Applicable |  | Not Applicable | no nameplate | -99 | 2004 |  |  | 8 | 2004 |  |  | -99 |  | 3342 | Space | Both Central and Space | Age 2000 to 2005 | Gas Dont Know | Dont Know | Secondary
1078 | EG06514302 | 1 | Furnace | 2000 - 2012 | N | 80 | 0 | 01 - Split Forced Air Furnace |  | 01 - Natural Gas | [5 empty] | 02 - Attic |  | 0.5 | No | york | ly8s080b16uh11a |  | 01 - Constant Speed | 80 | 64 |  |  |  | 0.8 | 01 - AFUE |  | allstyle | aslb4818a31t | Yes |  | Yes |  | -99 | -99 |  | 1 | -99 | 0 | ly8s080b16uh11a | Field Data Only | 80 | 2434.48 | 3900 | Central | Central | Dont Know | Gas 070-084.99 | 78-84.99 AFUE | Primary | 1618.6122
1079 | EG06514302 | 2 | Furnace | 2000 - 2012 | N | 80 | 0 | 01 - Split Forced Air Furnace |  | 01 - Natural Gas | [5 empty] | 02 - Attic |  | 0.5 | No | york | ly8s080b16uh11a |  | 01 - Constant Speed | 80 | 64 |  |  |  | 0.8 | 01 - AFUE |  | allstyle | aslb4818a31t | Yes |  | Yes |  | -99 | -99 |  | 1 | -99 | 0 | ly8s080b16uh11a | Field Data Only | 80 |  | 3900 | Central | Central | Dont Know | Gas 070-084.99 | 78-84.99 AFUE | Secondary
1080 | EG06536583 | 1 | Furnace | 1970 - 1979 | Y | 80 | 0 | 01 - Split Forced Air Furnace |  | 01 - Natural Gas | [5 empty] | 01 - Garage |  | 1 | No | rheem | rgph-10nbrjr |  | 01 - Constant Speed | 100 | -99 |  |  |  | -99 | Dont Know |  | cac/bdp | ck5bxt048021aaaa | No |  | Yes | info not on nameplate | -99 | -99 |  | 2 | -99 | 0 | rgph10nbrjr | CEC_fur | 80 | 4850.3 | 1720 | Central | Central | Dont Know | Gas 100-114.99 | 78-84.99 AFUE | Primary | 4292.6615
1081 | EG06566563 | 1 | Furnace | 1900 - 1969 | N | 80 | -0.02275 | 15 - Forced Air furnace (No AC) |  | 01 - Natural Gas | [5 empty] | 02 - Attic |  | 1 | No | lennox | G60UH-36A-070- |  | 01 - Constant Speed | 66 | 54 |  |  |  | 0.8 | 01 - AFUE |  | Not Applicable | Not Applicable | Not Applicable |  | No |  | -99 | -99 |  |  | -99 | 0 | G60UH36A070 | CEC_2009 | 81.82 | 10437.77 | 1400 | Central | Central | Dont Know | Gas 055-069.99 | 78-84.99 AFUE | Primary | 11626.3111
1082 | EG06574008 | 1 | Other | 1900 - 1969 | Y | -99 | -99 | 08 - Electronic Resistance Wall Unit |  | 02 - Electric | [5 empty] | 04 - Conditioned Space |  | 0.25 | Not Applicable | thermador |  |  | No Fan |  |  | -100 | Dont Know |  | -99 | Dont Know |  | Not Applicable | Not Applicable | Not Applicable |  | Not Applicable | no nameplate | -99 | -99 |  |  | -99 | 0 |  |  | -99 |  | 1500 | Space | Space | Dont Know | Elec Dont Know | Dont Know | Primary
1083 | EG06574008 | 2 | Wall Furnace | 1900 - 1969 | Y | 65 | -99 | 03 - Wall Furnace |  | 01 - Natural Gas | [5 empty] | 04 - Conditioned Space |  | 0 | Not Applicable |  |  |  | No Fan | -99 | -99 |  |  |  | -99 | Dont Know |  | Not Applicable | Not Applicable | Not Applicable |  | Not Applicable | no nameplate broken | -99 | -99 |  |  | -99 | 0 |  |  | -99 |  | 1500 | Space | Space | Dont Know | Gas Dont Know | Dont Know | Secondary
1084 | EG06581502 | 1 | Furnace | 1980 - 1989 | N | 80 | 0 | 01 - Split Forced Air Furnace |  | 01 - Natural Gas | [5 empty] | 04 - Conditioned Space |  | 1 | No | trane | TUD2A060A9362A | 04/01/2008 | 01 - Constant Speed | 60 | -99 |  |  |  | 0.8 | 01 - AFUE |  | adp | te32636c145b1605ap | Yes |  | Yes |  | 4 | 2008 |  | 1 | 4 | 2008 | TUD2A060A9362A | Field Data Only | 80 | 11168.8957 | 970 | Central | Central | Age 2006 to 2009 | Gas 055-069.99 | 78-84.99 AFUE | Primary | 5753.891
1085 | EG06623107 | 1 | Furnace | 1990 - 1994 | N | 80 | -99 | 01 - Split Forced Air Furnace |  | 01 - Natural Gas | [5 empty] | 01 - Garage |  | 1 | No | goodman | gux060-3revs | 01/01/1990 | 01 - Constant Speed | 60 | -100 |  |  |  | -100 | 01 - AFUE |  | Not Applicable | Not Applicable | Dont Know |  | Yes |  | -99 | 1990 |  | 2 | 22 | 1990 | gux0603revs |  | -99 |  | 1500 | Central | Central | Age 1990 to 1994 | Gas 055-069.99 | Dont Know | Primary
1086 | EG06624091 | 1 | Furnace | 2000 - 2012 | Y | 80 | -99 | 01 - Split Forced Air Furnace |  | 01 - Natural Gas | [5 empty] | 02 - Attic |  | 0.5 | No | lennox | G40UH-60C-110X- |  | 01 - Constant Speed | 110 | -99 |  |  |  | -99 | Dont Know |  | allstyle | asfm6018a31t+s | No |  | Yes | info not on nameplate | -99 | -99 |  | 1 | -99 | 0 | G40UH60C110X |  | -99 |  | 4850 | Central | Central | Dont Know | Gas 100-114.99 | Dont Know | Primary
1087 | EG06624091 | 2 | Furnace | 2000 - 2012 | Y | 80 | -99 | 01 - Split Forced Air Furnace |  | 01 - Natural Gas | [5 empty] | 02 - Attic |  | 0.5 | No | lennox | G40UH-60C-110X- |  | 01 - Constant Speed | 110 | -99 |  |  |  | -99 | Dont Know |  | allstyle | asfm6018a31t+s | No |  | Yes | info not on nameplate | -99 | -99 |  | 2 | -99 | 0 | G40UH60C110X |  | -99 |  | 4850 | Central | Central | Dont Know | Gas 100-114.99 | Dont Know | Secondary
1088 | EG06630337 | 1 | Furnace | 1970 - 1979 | N | 80 | 0 | 02 - Package Furnace/AC |  | 01 - Natural Gas | [5 empty] | 06 - Roof |  | 1 | Yes | goodman | pgb036075-1a rev a |  | 01 - Constant Speed | 69 | -99 |  |  |  | -99 | Dont Know |  | Not Applicable | Not Applicable | Not Applicable |  | Not Applicable | what | -99 | -99 | 1 | 1 | -99 | 0 | pgb0360751areva | Outside Source Manual Lookup | 80 | 7484.88 | 1300 | Central | Central | Dont Know | Gas 055-069.99 | 78-84.99 AFUE | Primary | 4530.4856
1089 | EG06646519 | 1 | Furnace | 1900 - 1969 | N | 80 | 0 | 15 - Forced Air furnace (No AC) |  | 01 - Natural Gas | [5 empty] | 05 - Mechanical Closet |  | 1 | No | payne | 80FAU12 |  | 01 - Constant Speed | 80 | 64 |  |  |  | 0.8 | 01 - AFUE |  | Not Applicable | Not Applicable | Not Applicable |  | No |  | -99 | -99 |  |  | -99 | 0 | 80FAU12 | Field Data Only | 80 | 8562.82 | 1252 | Central | Both Central and Space | Dont Know | Gas 070-084.99 | 78-84.99 AFUE | Primary | 8252.795
1090 | EG06646519 | 2 | Other | 1900 - 1969 | N | -99 | -99 | 13 - Fireplace |  | 01 - Natural Gas |  | <1 day/week | No |  | 1st Floor | 04 - Conditioned Space |  | 0 | No |  |  | 01/01/1962 | No Fan | -100 | -100 |  |  |  | -100 | Dont Know |  | Not Applicable | Not Applicable | Not Applicable |  | Not Applicable |  | -99 | 1962 |  |  | 50 | 1962 |  |  | -99 |  | 1252 | Space | Both Central and Space | Age 1979 and older | Gas Dont Know | Dont Know | Secondary
1091 | EG06655332 | 1 | Wall Furnace | 1900 - 1969 | Y | 65 | -0.076923 | 03 - Wall Furnace |  | 01 - Natural Gas | [5 empty] | 04 - Conditioned Space |  | 0.5 | No | southern heater corp | 125-s-125-br |  | No Fan | 25 | 17.5 |  |  |  | 0.7 | 01 - AFUE |  | Not Applicable | Not Applicable | Not Applicable |  | Not Applicable |  | -99 | -99 |  |  | -99 | 0 | 125s125br | Field Data Only | 70 | 4850.3 | 2500 | Space | Space | Dont Know | Gas 025-039.99 | 66-71.99 AFUE | Primary | 6268.6396
1092 | EG06655332 | 2 | Wall Furnace | 1900 - 1969 | Y | 65 | -0.076923 | 03 - Wall Furnace |  | 01 - Natural Gas | [5 empty] | 04 - Conditioned Space |  | 0.5 | No | perfection/schwank | pw825sen cs |  | No Fan | 25 | -99 |  |  |  | -99 | Dont Know |  | Not Applicable | Not Applicable | Not Applicable |  | Not Applicable | info not on nameplate | -99 | -99 |  |  | -99 | 0 | pw825sencs | CEC_heat | 70 |  | 2500 | Space | Space | Dont Know | Gas 025-039.99 | 66-71.99 AFUE | Secondary
1093 | EG06678215 | 1 | Furnace | 1995 - 1999 | N | 80 | -0.00125 | 01 - Split Forced Air Furnace |  | 01 - Natural Gas | [5 empty] | 02 - Attic |  | 1 | No | ruud | egpj-10ebrjr |  | 01 - Constant Speed | 100 | 80.1 |  |  |  | 0.8 | 01 - AFUE |  | allstyle | as60a301t | Yes |  | Yes |  | -99 | -99 |  | 1 | -99 | 0 | egpj10ebrjr | CEC_fur | 80.1 | 4348.4 | 2340 | Central | Central | Dont Know | Gas 100-114.99 | 78-84.99 AFUE | Primary | 3105.0617
1094 | EG06684647 | 1 | Furnace | 2000 - 2012 | N | 80 | -0.0145 | 01 - Split Forced Air Furnace |  | 01 - Natural Gas | [5 empty] | 02 - Attic |  | 1 | No | bryant | 373lav036070 |  | 01 - Constant Speed | 69 | 56 |  |  |  | 0.81 | 01 - AFUE |  | allstyle | fmsp | No |  | Yes |  | -99 | -99 |  | 1 | -99 | 0 | 373lav036070 | CEC_fur | 81.16 | 8562.82 | 1500 | Central | Both Central and Space | Dont Know | Gas 055-069.99 | 78-84.99 AFUE | Primary | 26601.402
1095 | EG06684647 | 2 | Other | 2000 - 2012 | N | -99 | -99 | 13 - Fireplace |  | 01 - Natural Gas |  | Daily | No |  | 1st Floor | 04 - Conditioned Space |  | 0 | No |  |  | 01/01/2001 | No Fan | -99 | -99 |  |  |  | -99 | Dont Know |  | Not Applicable | Not Applicable | Not Applicable |  | Not Applicable | no nameplate | -99 | 2001 |  |  | 11 | 2001 |  |  | -99 |  | 1500 | Space | Both Central and Space | Age 2000 to 2005 | Gas Dont Know | Dont Know | Secondary
1096 | EG06685972 | 1 | Furnace | 2000 - 2012 | N | 80 | -99 | 01 - Split Forced Air Furnace |  | 01 - Natural Gas | [5 empty] | 01 - Garage |  | 0.75 | No | comfortmaker | N8MPL075F16 | 12/01/2003 | 01 - Constant Speed | 75 | -100 |  |  |  | -100 | 01 - AFUE |  | Not Applicable | Not Applicable | Dont Know |  | Yes |  | 12 | 2003 |  | 1 | 9 | 2003 | N8MPL075F16 |  | -99 |  | 2400 | Central | Central | Age 2000 to 2005 | Gas 070-084.99 | Dont Know | Primary
1097 | EG06685972 | 2 | Furnace | 2000 - 2012 | N | 80 | -99 | 01 - Split Forced Air Furnace |  | 01 - Natural Gas | [5 empty] | 01 - Garage |  | 0.25 | No | comfortmaker | N8MPL050B12 | 06/01/2004 | 01 - Constant Speed | 50 | -100 |  |  |  | -100 | 01 - AFUE |  | Not Applicable | Not Applicable | Dont Know |  | Yes |  | 6 | 2004 |  | 2 | 8 | 2004 | N8MPL050B12 |  | -99 |  | 2400 | Central | Central | Age 2000 to 2005 | Gas 040-054.99 | Dont Know | Secondary
1098 | EG06685972 | 3 | Furnace | 2000 - 2012 | N | 80 | -99 | 01 - Split Forced Air Furnace |  | 02 - Electric | [5 empty] | 02 - Attic |  | 0 | No |  |  |  | 01 - Constant Speed |  |  | -100 | 01 - kW |  | -100 | Dont Know |  | Not Applicable | Not Applicable | Not Applicable |  | Not Applicable |  | -99 | -100 |  | 3 | -99 | 0 |  |  | -99 |  | 2400 | Central | Central | Dont Know | Elec Dont Know | Dont Know | Secondary
1099 | EG06708382 | 1 | Furnace | 1900 - 1969 | N | 80 | -99 | 01 - Split Forced Air Furnace |  | 01 - Natural Gas | [5 empty] | 02 - Attic |  | 1 | No | ruud | ugdo-10nc-jr |  | 01 - Constant Speed | 100 | -100 |  |  |  | -100 | 01 - AFUE |  | Not Applicable | Not Applicable | Dont Know |  | Yes |  | -99 | -100 |  | 2 | -99 | 0 | ugdo10ncjr |  | -99 |  | 1800 | Central | Central | Dont Know | Gas 100-114.99 | Dont Know | Primary
1100 | EG06720855 | 1 | Furnace | Dont Know | N | 80 | -99 | 01 - Split Forced Air Furnace |  | 01 - Natural Gas | [5 empty] | 04 - Conditioned Space |  | 1 | No | carrier | 58SS060-CC | 01/01/1987 | 01 - Constant Speed | 71 | -99 |  |  |  | -99 | Dont Know |  | carrier | 28rds036000 | No |  | Yes |  | -99 | 1987 |  | 1 | 25 | 1987 | 58SS060CC |  | -99 |  | 1513 | Central | Both Central and Space | Age 1985 to 1989 | Gas 070-084.99 | Dont Know | Primary
1101 | EG06720855 | 2 | Other | Dont Know | N | -99 | -99 | 13 - Fireplace |  | 01 - Natural Gas |  | <1 day/week | No |  | 1st Floor | 04 - Conditioned Space |  | 0 | No |  |  |  | No Fan | -99 | -99 |  |  |  | -99 | Dont Know |  | Not Applicable | Not Applicable | Not Applicable |  | Not Applicable |  | -99 | -100 |  |  | -99 | 0 |  |  | -99 |  | 1513 | Space | Both Central and Space | Dont Know | Gas Dont Know | Dont Know | Secondary
1102 | EG06753778 | 1 | Other | 1970 - 1979 | N | -99 | -99 | 12 - Pellet Stove |  | Other | pellets |  |  |  |  | 04 - Conditioned Space |  | 0.25 | Yes | travis industries | newport ps | 01/01/2009 | 01 - Constant Speed | [5 empty] | -100 | Dont Know |  | Not Applicable | Not Applicable | Not Applicable | Not | Not Applicable |  | 1 | 2009 |  |  | 3 | 2009 | newportps |  | -99 |  | 2125 | Space | Both Central and Space | Age 2006 to 2009 |  | Dont Know | Secondary
1103 | EG06753778 | 2 | Furnace | 1970 - 1979 | N | 80 | -99 | 02 - Package Furnace/AC |  | 01 - Natural Gas | [5 empty] | 06 - Roof |  | 0.75 | No | payne |  |  | 01 - Constant Speed | -99 | -99 |  |  |  | -99 | Dont Know |  | Not Applicable | Not Applicable | Not Applicable |  | Not Applicable | no nameplate | -99 | -99 | 1 | 2 | -99 | 0 |  |  | -99 |  | 2125 | Central | Both Central and Space | Dont Know | Gas Dont Know | Dont Know | Primary
1104 | EG06755249 | 1 | Wall Furnace | 1900 - 1969 | Y | 65 | -0.14292 | 03 - Wall Furnace |  | 01 - Natural Gas | [5 empty] | 04 - Conditioned Space |  | 1 | No | williams |  |  | No Fan | 35 | 26 |  |  |  | -99 | Dont Know |  | Not Applicable | Not Applicable | Not Applicable |  | No | nameplate | -99 | -99 |  |  | -99 | 0 |  | Field Data Only | 74.29 |  | -99 | Space | Space | Dont Know | Gas 025-039.99 | 72-77.99 AFUE | Secondary
1105 | EG06755249 | 2 | Other | 1900 - 1969 | Y | -99 | -99 | 14 - Electric Space Heater |  | 02 - Electric | [5 empty] | 04 - Conditioned Space |  | 0.25 | No | comfort zone | cz499r | 07/01/2010 | No Fan |  |  | 1.5 | 01 - kW |  | -100 | Dont Know |  | Not Applicable | Not Applicable | Not Applicable |  | Not Applicable |  | 7 | 2010 |  |  | 2 | 2010 | cz499r |  | -99 |  | -99 | Space | Space | Age 2010 to 2012 | Elec 0.1-0.99 | Dont Know | Primary
1106 | EG06765935 | 1 | Furnace | 2000 - 2012 | N | 80 | -0.011375 | 01 - Split Forced Air Furnace |  | 01 - Natural Gas | [5 empty] | 02 - Attic |  | 1 | No | bryant | 310JAV066110 | 12/01/2004 | 01 - Constant Speed | 110 | 89 |  |  |  | 0.8 | 01 - AFUE |  | Not Applicable | Not Applicable | Not Applicable |  | No |  | 12 | 2004 |  |  | 8 | 2004 | 310JAV066110 | Field Data Only | 80.91 | 6102.5215 | 2430 | Central | Central | Age 2000 to 2005 | Gas 100-114.99 | 78-84.99 AFUE | Primary | 4340.4989
1107 | EG06768810 | 1 | Furnace | 2000 - 2012 | N | 80 | -99 | 01 - Split Forced Air Furnace |  | 01 - Natural Gas | [5 empty] | 02 - Attic |  | 0.5 | Yes | goodman |  |  | 01 - Constant Speed | -99 | -99 |  |  |  | -99 | Dont Know |  | allstyle | aslb364022T | Yes |  | Yes | unable to open | -99 | -99 |  | 1 | -99 | 0 |  |  | -99 |  | 2600 | Central | Central | Dont Know | Gas Dont Know | Dont Know | Primary
1108 | EG06768810 | 2 | Furnace | 2000 - 2012 | N | 80 | -99 | 01 - Split Forced Air Furnace |  | 01 - Natural Gas | [5 empty] | 02 - Attic |  | 0.5 | Yes | goodman |  |  | 01 - Constant Speed | -99 | -99 |  |  |  | -99 | Dont Know |  | allstyle | alsb364022T | Yes |  | Yes | unable to open | -99 | -99 |  | 2 | -99 | 0 |  |  | -99 |  | 2600 | Central | Central | Dont Know | Gas Dont Know | Dont Know | Secondary
1109 | EG06769014 | 1 | Wall Furnace | Dont Know | Y | 65 | -0.16923 | 03 - Wall Furnace |  | 01 - Natural Gas | [5 empty] | 04 - Conditioned Space |  | 1 | Not Applicable | williams | 5009622 |  | No Fan | 50 | 38 |  |  |  | 0.76 | 01 - AFUE |  | Not Applicable | Not Applicable | Not Applicable |  | Not Applicable |  | -99 | -99 |  |  | -99 | 0 | 5009622 | CEC_heat | 76 | 4850.3 | 1300 | Space | Space | Dont Know | Gas 040-054.99 | 72-77.99 AFUE | Primary | 6268.6396
1110 | EG06779686 | 1 | Furnace | 1970 - 1979 | N | 80 | -99 | 01 - Split Forced Air Furnace |  | 01 - Natural Gas | [5 empty] | 01 - Garage |  | 1 | No | payne |  |  | 01 - Constant Speed | -99 | -99 |  |  |  | -99 | Dont Know |  | Dont Know | Dont Know | Yes |  | Yes | unable to get to. see picture | -99 | -99 |  | 1 | -99 | 0 |  |  | -99 |  | 1800 | Central | Central | Dont Know | Gas Dont Know | Dont Know | Primary
1111 | EG06780510 | 1 | Furnace | 2000 - 2012 | N | 80 | 0 | 01 - Split Forced Air Furnace |  | 01 - Natural Gas | [5 empty] | 02 - Attic |  | 1 | No | heil | N8MPL050B12 | 10/01/2004 | 01 - Constant Speed | 50 | -99 |  |  |  | 0.8 | 01 - AFUE |  | aspen air | bbh36 x2 plh icpr02 | No |  | Yes |  | 10 | 2004 |  | 1 | 8 | 2004 | N8MPL050B12 | Field Data Only | 80 | 9935.4858 | 3500 | Central | Central | Age 2000 to 2005 | Gas 040-054.99 | 78-84.99 AFUE | Primary | 7094.6318
1112 | EG06780510 | 2 | Furnace | 2000 - 2012 | N | 80 | 0 | 01 - Split Forced Air Furnace |  | 01 - Natural Gas | [5 empty] | 02 - Attic |  | 0.5 | No | heil | n8mplo75f16a1 | 10/01/2004 | 01 - Constant Speed | 75 | -99 |  |  |  | 0.8 | 01 - AFUE |  | aspen air | bbh49 x2 plh icpr03 | No |  | Yes |  | 10 | 2004 |  | 2 | 8 | 2004 | n8mplo75f16a1 | Field Data Only | 80 |  | 3500 | Central | Central | Age 2000 to 2005 | Gas 070-084.99 | 78-84.99 AFUE | Secondary
1113 | EG06799068 | 1 | Wall Furnace | 1980 - 1989 | Y | 65 | -0.098923 | 03 - Wall Furnace |  | 01 - Natural Gas | [5 empty] | 04 - Conditioned Space |  | 1 | No | williams | 35gv-5 |  | No Fan | 35 | 25 |  |  |  | 0.7 | 01 - AFUE |  | Not Applicable | Not Applicable | Not Applicable |  | Not Applicable |  | -99 | -99 |  |  | -99 | 0 | 35gv5 | Field Data Only | 71.43 | 11527 | 568 | Space | Space | Dont Know | Gas 025-039.99 | 66-71.99 AFUE | Primary | 5876.4308
1114 | EG06815633 | 1 | Wall Furnace | 1900 - 1969 | N | 65 | -99 | 03 - Wall Furnace |  | 02 - Electric | [5 empty] | 04 - Conditioned Space |  | 0.1 | No | thermador |  |  | 01 - Constant Speed |  |  | -100 | 01 - kW |  | -100 | Dont Know |  | Not Applicable | Not Applicable | Not Applicable |  | Not Applicable |  | -99 | -100 |  |  | -99 | 0 |  |  | -99 |  | 1000 | Space | Space | Dont Know | Elec Dont Know | Dont Know | Primary
1115 | EG06820433 | 1 | Furnace | 1900 - 1969 | N | 80 | 0.010375 | 01 - Split Forced Air Furnace |  | 01 - Natural Gas | [5 empty] | 02 - Attic |  | 1 | No | tappan | FG6RA096*-16B |  | 01 - Constant Speed | 96 | 76 |  |  |  | -99 | 01 - AFUE |  | nordyne | c3bh-048c-b | Dont Know |  | Yes |  | -99 | -100 |  | 1 | -99 | 0 | FG6RA09616B | Field Data Only | 79.17 | 8562.82 | 1500 | Central | Central | Dont Know | Gas 085-099.99 | 78-84.99 AFUE | Primary | 8252.795
1116 | EG06848111 | 1 | Wall Furnace | 1900 - 1969 | Y | 65 | -99 | 03 - Wall Furnace |  | 01 - Natural Gas | [5 empty] | 04 - Conditioned Space |  | 0.5 | No |  |  |  | No Fan | -99 | -99 |  |  |  | -100 | 01 - AFUE |  | Not Applicable | Not Applicable | Not Applicable |  | No |  | -99 | -100 |  |  | -99 | 0 |  |  | -99 |  | -99 | Space | Space | Dont Know | Gas Dont Know | Dont Know | Primary
1117 | EG06854990 | 1 | Furnace | 2000 - 2012 | Y | 80 | 0 | 01 - Split Forced Air Furnace |  | 01 - Natural Gas | [5 empty] | 02 - Attic |  | 1 | No | comfortmaker | fbf075f16g1 |  | 01 - Constant Speed | 75 | -99 |  |  |  | -99 | Dont Know |  | allstyle | Dont Know | Yes |  | Yes | nlonp | -99 | -99 |  | 1 | -99 | 0 | fbf075f16g1 | CEC_fur | 80 | 2796.01 | 2000 | Central | Central | Dont Know | Gas 070-084.99 | 78-84.99 AFUE | Primary | 2474.553
1118 | EG06871532 | 1 | Furnace | 1995 - 1999 | N | 80 | 0 | 01 - Split Forced Air Furnace |  | 01 - Natural Gas | [5 empty] | 02 - Attic |  | 1 | No | york | bgu07516ax |  | 01 - Constant Speed | 75 | 60 |  |  |  | 0.8 | 01 - AFUE |  | Dont Know | bbh 48+plh48+c0le03 | No |  | Yes |  | -99 | -99 |  | 1 | -99 | 0 | bgu07516ax | CEC_fur | 80 | 8562.82 | 1676 | Central | Central | Dont Know | Gas 070-084.99 | 78-84.99 AFUE | Primary | 4411.3164
1119 | EG06890503 | 1 | Wall Furnace | 1900 - 1969 | Y | 65 | -99 | 03 - Wall Furnace |  | 01 - Natural Gas | [5 empty] | 04 - Conditioned Space |  | 1 | No |  |  |  | No Fan | -99 | -99 |  |  |  | -99 | Dont Know |  | Not Applicable | Not Applicable | Not Applicable |  | Not Applicable | heater not accessible | -99 | -99 |  |  | -99 | 0 |  |  | -99 |  | 650 | Space | Space | Dont Know | Gas Dont Know | Dont Know | Primary
1120 | EG06901601 | 1 | Furnace | 2000 - 2012 | N | 80 | 0 | 01 - Split Forced Air Furnace |  | 01 - Natural Gas | [5 empty] | 02 - Attic |  | 0.5 | No | comfortmaker | N8MPL050B12 | 04/01/2005 | 01 - Constant Speed | 50 | -99 |  |  |  | 0.8 | 01 - AFUE |  | allstyle | aslb364022t | Yes |  | Yes |  | 4 | 2005 |  | 1 | 7 | 2005 | N8MPL050B12 | Field Data Only | 80 | 5045.4718 | 3000 | Central | Central | Age 2000 to 2005 | Gas 040-054.99 | 78-84.99 AFUE | Primary | 3602.8197
1121 | EG06901601 | 2 | Furnace | 2000 - 2012 | N | 80 | 0 | 01 - Split Forced Air Furnace |  | 01 - Natural Gas | [5 empty] | 02 - Attic |  | 0.5 | No | comfortmaker | N8MPL050B12 | 04/01/2005 | 01 - Constant Speed | 50 | -99 |  |  |  | 0.8 | 01 - AFUE |  | allstyle | aslb364022t | Yes |  | Yes |  | 4 | 2005 |  | 2 | 7 | 2005 | N8MPL050B12 | Field Data Only | 80 |  | 3000 | Central | Central | Age 2000 to 2005 | Gas 040-054.99 | 78-84.99 AFUE | Secondary
1122 | EG06902843 | 1 | Wall Furnace | 1900 - 1969 | N | 65 | -99 | 03 - Wall Furnace |  | 01 - Natural Gas | [5 empty] | 04 - Conditioned Space |  | 0.25 | No | Lear siegler | g35-sdn35-sd |  | No Fan | 24.5 | -100 |  |  |  | -100 | 01 - AFUE |  | Not Applicable | Not Applicable | Not Applicable |  | Not Applicable |  | -99 | -100 |  |  | -99 | 0 | g35sdn35sd |  | -99 |  | 2300 | Space | Space | Dont Know | Gas 010-024.99 | Dont Know | Primary
1123 | EG06911885 | 1 | Furnace | 2000 - 2012 | N | 80 | -0.0085 | 01 - Split Forced Air Furnace |  | 01 - Natural Gas | [5 empty] | 02 - Attic |  | 1 | No | lennox | G40UH-48B-090- |  | 01 - Constant Speed | 88 | 71 |  |  |  | 0.8 | 01 - AFUE |  | allstyle | aslb4818a31t+s | No |  | Yes |  | -99 | -99 |  | 1 | -99 | 0 | G40UH48B090 | CEC_2009 | 80.68 | 8562.82 | 2000 | Central | Central | Dont Know | Gas 085-099.99 | 78-84.99 AFUE | Primary | 6114.4524
1124 | EG06913430 | 1 | Furnace | 2000 - 2012 | N | 80 | -0.0085 | 01 - Split Forced Air Furnace |  | 01 - Natural Gas | [5 empty] | 02 - Attic |  | 0.5 | Yes | bryant | 310JAV042090 | 02/01/2005 | 01 - Constant Speed | 88 | 71 |  |  |  | 0.8 | 01 - AFUE |  | allstyle | ASFM6024A24T | Yes |  | Yes |  | 2 | 2005 |  | 1 | 7 | 2005 | 310JAV042090 | Field Data Only | 80.68 | 2824.7402 | 4000 | Central | Both Central and Space | Age 2000 to 2005 | Gas 085-099.99 | 78-84.99 AFUE | Primary | 1878.0844
1125 | EG06913430 | 2 | Furnace | 2000 - 2012 | N | 80 | -0.0085 | 01 - Split Forced Air Furnace |  | 01 - Natural Gas | [5 empty] | 02 - Attic |  | 0.5 | Yes | bryant | 310javv04090 | 02/01/2005 | 01 - Constant Speed | 88 | 71 |  |  |  | 0.8 | 01 - AFUE |  | allstyle | ASFM602424T | Yes |  | Yes |  | 2 | 2005 |  | 2 | 7 | 2005 | 310javv04090 | Field Data Only | 80.68 |  | 4000 | Central | Both Central and Space | Age 2000 to 2005 | Gas 085-099.99 | 78-84.99 AFUE | Secondary
1126 | EG06913430 | 3 | Other | 2000 - 2012 | N | -99 | -99 | 13 - Fireplace |  | 01 - Natural Gas |  | Daily | No |  | 1st Floor | 04 - Conditioned Space |  | 0.25 | No |  |  |  | No Fan | -99 | -99 |  |  |  | -99 | Dont Know |  | Not Applicable | Not Applicable | Not Applicable |  | Not Applicable | no nameplate | -99 | -99 |  |  | -99 | 0 |  |  | -99 |  | 4000 | Space | Both Central and Space | Dont Know | Gas Dont Know | Dont Know | Secondary
1127 | EG06927993 | 1 | Furnace | 2000 - 2012 | N | 80 | -99 | 01 - Split Forced Air Furnace |  | 01 - Natural Gas | [5 empty] | 02 - Attic |  | 1 | No | comfortmaker | N8MPL100F20 |  | 01 - Constant Speed | -99 | -99 |  |  |  | -99 | Dont Know |  | Dont Know | Dont Know | Dont Know |  | Yes | customer did not want me to go into attic | -99 | -99 |  | 1 | -99 | 0 | N8MPL100F20 |  | -99 |  | 2300 | Central | Central | Dont Know | Gas Dont Know | Dont Know | Primary
1128 | EG06940339 | 1 | Furnace | 1970 - 1979 | N | 80 | 0 | 01 - Split Forced Air Furnace |  | 01 - Natural Gas | [5 empty] | 04 - Conditioned Space |  | 1 | No | goodman | gmp075-4 |  | 01 - Constant Speed | 75 | 60 |  |  |  | 0.8 | 01 - AFUE |  | goodman | Not Applicable | Yes |  | Yes |  | -99 | -100 |  | 1 | -99 | 0 | gmp0754 | CEC_fur | 80 | 2434.48 | 1800 | Central | Central | Dont Know | Gas 070-084.99 | 78-84.99 AFUE | Primary | 2669.1033
1129 | EG06955086 | 1 | Wall Furnace | 1900 - 1969 | Y | 65 | -99 | 03 - Wall Furnace |  | 01 - Natural Gas | [5 empty] | 04 - Conditioned Space |  | 0.5 | No | Williams | 35gv-c-5 |  | No Fan | 35 | -100 |  |  |  | -100 | 01 - AFUE |  | Not Applicable | Not Applicable | Not Applicable |  | No |  | -99 | -100 |  |  | -99 | 0 | 35gvc5 |  | -99 |  | 1000 | Space | Space | Dont Know | Gas 025-039.99 | Dont Know | Primary
1130 | EG06980092 | 1 | Furnace | 2000 - 2012 | Y | 80 | -99 | 01 - Split Forced Air Furnace |  | 01 - Natural Gas | [5 empty] | 02 - Attic |  | 1 | No | aire-flo | AF80MPA075B4 |  | 01 - Constant Speed | 75 | -99 |  |  |  | -99 | Dont Know |  | Not Applicable | Not Applicable | Not Applicable |  | No | output not specified, | -99 | -99 |  | 1 | -99 | 0 | AF80MPA075B4 |  | -99 |  | 4000 | Central | Central | Dont Know | Gas 070-084.99 | Dont Know | Secondary
1131 | EG06980092 | 2 | Furnace | 2000 - 2012 | Y | 80 | -99 | 01 - Split Forced Air Furnace |  | 01 - Natural Gas | [5 empty] | 02 - Attic |  | 0.5 | No | aire-flo | AF80MPA075B4 |  | 01 - Constant Speed | 75 | -99 |  |  |  | -99 | Dont Know |  | Not Applicable | Not Applicable | Not Applicable |  | No | efficiency not specified | -99 | -99 |  | 2 | -99 | 0 | AF80MPA075B4 |  | -99 |  | 4000 | Central | Central | Dont Know | Gas 070-084.99 | Dont Know | Primary
1132 | EG06983423 | 1 | Other | 1900 - 1969 | Y | -99 | -99 | 09 - Gravity Furnace |  | 01 - Natural Gas | [5 empty] | 04 - Conditioned Space |  | 0.75 | Not Applicable | williams | 2509622 |  | No Fan | 25 | 19.35 |  |  |  | 0.77 | 01 - AFUE |  | Not Applicable | Not Applicable | Not Applicable |  | Not Applicable |  | -99 | -99 |  |  | -99 | 0 | 2509622 | Field Data Only | 77.4 | 9222.38 | 1500 | Space | Space | Dont Know | Gas 025-039.99 | 72-77.99 AFUE | Primary | 17738.5301
1133 | EG07019939 | 1 | Furnace | Dont Know | N | 80 | -99 | 15 - Forced Air furnace (No AC) |  | 01 - Natural Gas | [5 empty] | 04 - Conditioned Space |  | 1 | No | lennox | gh6d-75m |  | 01 - Constant Speed | 75 | -99 |  |  |  | -99 | Dont Know |  | Not Applicable | Not Applicable | Not Applicable |  | Not Applicable | info not on nameplate | -99 | -99 |  |  | -99 | 0 | gh6d75m |  | -99 |  | 2268 | Central | Central | Dont Know | Gas 070-084.99 | Dont Know | Primary
1134 | EG07026332 | 1 | Furnace | 2000 - 2012 | N | 80 | -99 | 01 - Split Forced Air Furnace |  | 01 - Natural Gas | [5 empty] | 02 - Attic |  | 1 | Yes | heil | N8MPL100F20 |  | 01 - Constant Speed | 100 | -99 |  |  |  | -99 | Dont Know |  | allstyle | ASFM6022A34T | Yes |  | Yes | nameplate | -99 | -99 |  | 1 | -99 | 0 | N8MPL100F20 |  | -99 |  | 2400 | Central | Central | Dont Know | Gas 100-114.99 | Dont Know | Primary
1135 | EG07028797 | 1 | Furnace | 2000 - 2012 | N | 80 | -0.1625 | 01 - Split Forced Air Furnace |  | 01 - Natural Gas | [5 empty] | 01 - Garage |  | 1 | No | weather king | 90rj07ees01 | 03/01/2005 | 02 - Variable Speed | 75 | -99 |  |  |  | 0.93 | 01 - AFUE |  | Dont Know | Dont Know | Yes |  | Yes | not listed on nameplate | 3 | 2005 |  | 1 | 7 | 2005 | 90rj07ees01 | Outside Source Manual Lookup | 93 | 6102.5215 | 1600 | Central | Central | Age 2000 to 2005 | Gas 070-084.99 | 90-96.99 AFUE | Primary | 4340.4989
1136 | EG07038506 | 1 | Furnace | Dont Know | Y | 80 | -99 | 01 - Split Forced Air Furnace |  | 01 - Natural Gas | [5 empty] | 01 - Garage |  | 1 | No | rheem | rgdg-07namgr |  | 01 - Constant Speed | 75 | -99 |  |  |  | -99 | Dont Know |  | Not Applicable | Not Applicable | Not Applicable |  | No | xxx | 1 | 1990 |  | 1 | 22 | 1990 | rgdg07namgr |  | -99 |  | 2200 | Central | Central | Age 1990 to 1994 | Gas 070-084.99 | Dont Know | Primary
1137 | EG07071450 | 1 | Furnace | 2000 - 2012 | N | 80 | 0 | 01 - Split Forced Air Furnace |  | 01 - Natural Gas | [5 empty] | 02 - Attic |  | 1 | No | comfortmaker | nbf100f20a2 |  | 01 - Constant Speed | 100 | -99 |  |  |  | 0.8 | 01 - AFUE |  | allstyle | asfm605023t+s | No |  | Yes | no info | -99 | -99 |  | 1 | -99 | 0 | nbf100f20a2 | Field and Source Data | 80 | 2434.48 | 2600 | Central | Central | Dont Know | Gas 100-114.99 | 78-84.99 AFUE | Primary | 1618.6122
1138 | EG07083980 | 1 | Furnace | 1900 - 1969 | N | 80 | -99 | 01 - Split Forced Air Furnace |  | 01 - Natural Gas | [5 empty] | 02 - Attic |  | 1 | No | york |  |  | 01 - Constant Speed | -99 | -99 |  |  |  | -100 | 01 - AFUE |  | Not Applicable | Not Applicable | Not Applicable |  | Yes |  | -99 | -100 |  | 1 | -99 | 0 |  |  | -99 |  | 1670 | Central | Central | Dont Know | Gas Dont Know | Dont Know | Primary
1139 | EG07085012 | 1 | Furnace | 1970 - 1979 | Y | 80 | -0.0045 | 15 - Forced Air furnace (No AC) |  | 01 - Natural Gas | [5 empty] | 05 - Mechanical Closet |  | 1 | No | evcon | DGAA056BDT |  | 01 - Constant Speed | 56 | 45 |  |  |  | 0.8 | 01 - AFUE |  | Not Applicable | Not Applicable | Not Applicable |  | No |  | -99 | -99 |  |  | -99 | 0 | DGAA056BDT | Field Data Only | 80.36 | 9222.38 | 1300 | Central | Central | Dont Know | Gas 055-069.99 | 78-84.99 AFUE | Primary | 17738.5301
1140 | EG07090127 | 1 | Furnace | 1900 - 1969 | N | 80 | 0 | 01 - Split Forced Air Furnace |  | 01 - Natural Gas | [5 empty] | 04 - Conditioned Space |  | 0.5 | No | rheem | rgph-10nbrjr |  | 01 - Constant Speed | 100 | -100 |  |  |  | -100 | 01 - AFUE |  | all style | as60a382t | Dont Know |  | Yes |  | -99 | -100 |  | 1 | -99 | 0 | rgph10nbrjr | CEC_fur | 80 | 2434.48 | 4800 | Central | Central | Dont Know | Gas 100-114.99 | 78-84.99 AFUE | Primary | 1618.6122
1141 | EG07090127 | 2 | Furnace | 1900 - 1969 | N | 80 | -0.01 | 01 - Split Forced Air Furnace |  | 01 - Natural Gas | [5 empty] | 02 - Attic |  | 0.3 | No | carrier | 376baw048075 |  | 01 - Constant Speed | 90 | -100 |  |  |  | -100 | 01 - AFUE |  | Not Applicable | Not Applicable | Dont Know |  | Yes |  | -99 | -100 |  | 2 | 23 | 1989 | 376baw048075 | bluebook | 80.8 |  | 4800 | Central | Central | Age 1985 to 1989 | Gas 085-099.99 | 78-84.99 AFUE | Secondary
1142 | EG07097810 | 1 | Furnace | 1980 - 1989 | N | 80 | 0 | 01 - Split Forced Air Furnace |  | 01 - Natural Gas | [5 empty] | 01 - Garage |  | 1 | No | trane | tue080a948k3 |  | 01 - Constant Speed | 80 | -99 |  |  |  | -99 | Dont Know |  | adp | ha05248c175b180584 | Dont Know |  | Yes | because I don't know | -99 | -99 |  | 1 | -99 | 0 | tue080a948k3 | CEC_fur | 80 | 4348.4 | 1800 | Central | Central | Dont Know | Gas 070-084.99 | 78-84.99 AFUE | Primary | 3105.0617
1143 | EG07137989 | 1 | Furnace | 2000 - 2012 | N | 80 | 0 | 01 - Split Forced Air Furnace |  | 01 - Natural Gas | [5 empty] | 02 - Attic |  | 0.5 | No | aire-flo | AF80MPA075B4 |  | 01 - Constant Speed | 75 | -99 |  |  |  | 0.8 | 01 - AFUE |  | alpine | cp48a3x-175-007 x6749 | No |  | Yes |  | -99 | -99 |  | 2 | -99 | 0 | AF80MPA075B4 | Field Data Only | 80 | 2434.48 | 4233 | Central | Central | Dont Know | Gas 070-084.99 | 78-84.99 AFUE | Primary | 1618.6122
1144 | EG07137989 | 2 | Furnace | 2000 - 2012 | N | 80 | 0 | 01 - Split Forced Air Furnace |  | 01 - Natural Gas | [5 empty] | 02 - Attic |  | 0.5 | No | aire-flo | AF80MPA100B5 |  | 01 - Constant Speed | 100 | -99 |  |  |  | 0.8 | 01 - AFUE |  | Dont Know | Dont Know | No |  | Yes | no nameplate on evap coil | -99 | -99 |  | 1 | -99 | 0 | AF80MPA100B5 | Field Data Only | 80 |  | 4233 | Central | Central | Dont Know | Gas 100-114.99 | 78-84.99 AFUE | Secondary
1145 | EG07150174 | 1 | Furnace | 1900 - 1969 | N | 80 | 0 | 01 - Split Forced Air Furnace |  | 01 - Natural Gas | [5 empty] | 02 - Attic |  | 1 | No | goodman | gms80904bxaa | 07/01/2006 | 02 - Variable Speed | 90 | 72 |  |  |  | 0.8 | 01 - AFUE |  | refrigerant evaporator | cp48a3b-175 074369 | No |  | Yes |  | 7 | 2006 |  | 1 | 6 | 2006 | gms80904bxaa | Field Data Only | 80 | 3405.3913 | 1600 | Central | Both Central and Space | Age 2006 to 2009 | Gas 085-099.99 | 78-84.99 AFUE | Primary | 2422.1294
1146 | EG07150174 | 2 | Other | 1900 - 1969 | N | -99 | -99 | 13 - Fireplace |  | 01 - Natural Gas |  | 3-5 days/week | Not Applicable |  | 1st Floor | 04 - Conditioned Space |  | 0.25 | Not Applicable |  |  |  | No Fan | -100 | -100 |  |  |  | -100 | Dont Know |  | Not Applicable | Not Applicable | Not Applicable |  | Not Applicable |  | -99 | -99 |  |  | -99 | 0 |  |  | -99 |  | 1600 | Space | Both Central and Space | Dont Know | Gas Dont Know | Dont Know | Secondary
1147 | EG07150174 | 3 | Wall Furnace | 1900 - 1969 | N | 65 | -99 | 03 - Wall Furnace |  | 01 - Natural Gas | [5 empty] | 04 - Conditioned Space |  | 0.25 | Not Applicable | maytag |  |  | No Fan | -99 | -99 |  |  |  | -99 | Dont Know |  | Not Applicable | Not Applicable | Not Applicable |  | Not Applicable | nameplate illegible | -99 | -99 |  | 1 | -99 | 0 |  |  | -99 |  | 1600 | Space | Both Central and Space | Dont Know | Gas Dont Know | Dont Know | Secondary
1148 | EG07151340 | 1 | Wall Furnace | 1900 - 1969 | Y | 65 | -99 | 03 - Wall Furnace |  | 01 - Natural Gas | [5 empty] | 04 - Conditioned Space |  | 0.5 | No | williams | 25gv-5 |  | No Fan | 25 | -100 |  |  |  | -100 | 01 - AFUE |  | Not Applicable | Not Applicable | Not Applicable |  | Not Applicable |  | -99 | -100 |  |  | -99 | 0 | 25gv5 |  | -99 |  | 800 | Space | Space | Dont Know | Gas 025-039.99 | Dont Know | Primary
1149 | EG07178441 | 1 | Furnace | 1980 - 1989 | N | 80 | 0 | 01 - Split Forced Air Furnace |  | 01 - Natural Gas | [5 empty] | 04 - Conditioned Space |  | 1 | No | goodman | gms81155cxbc |  | 01 - Constant Speed | 115 | 92 |  |  |  | -100 | 01 - AFUE |  | Not Applicable | Not Applicable | Not Applicable |  | Yes |  | -99 | -100 |  | 1 | -99 | 0 | gms81155cxbc | Field Data Only | 80 | 2434.48 | 2750 | Central | Central | Dont Know | Gas 115-129.99 | 78-84.99 AFUE | Primary | 2669.1033
1150 | EG07192234 | 1 | Furnace | 1900 - 1969 | N | 80 | -99 | 01 - Split Forced Air Furnace |  | 01 - Natural Gas | [5 empty] | 04 - Conditioned Space |  | 0 | No |  |  |  | 01 - Constant Speed | -99 | -99 |  |  |  | -100 | Dont Know |  | Not Applicable | Not Applicable | Not Applicable |  | No |  | -99 | -100 |  |  | -99 | 0 |  |  | -99 |  | 1284 | Central | Central | Dont Know | Gas Dont Know | Dont Know | Primary
1151 | EG07193838 | 1 | Furnace | 2000 - 2012 | N | 80 | 0.003625 | 01 - Split Forced Air Furnace |  | 01 - Natural Gas | [5 empty] | 02 - Attic |  | 0.5 | Yes | amana | guid070cx40 |  | 01 - Constant Speed | 69 | 55 |  |  |  | 0.8 | 01 - AFUE |  | Dont Know | same as other one | Yes |  | Yes |  | -99 | -99 |  | 1 | -99 | 0 | guid070cx40 | CEC_fur | 79.71 | 1261.78 | 2380 | Central | Central | Dont Know | Gas 055-069.99 | 78-84.99 AFUE | Primary | 662.4029
1152 | EG07193838 | 2 | Furnace | 2000 - 2012 | N | 80 | 0.003625 | 01 - Split Forced Air Furnace |  | 01 - Natural Gas | [5 empty] | 02 - Attic |  | 0.5 | Yes | amana | guid070cx40 |  | 01 - Constant Speed | 69 | 55 |  |  |  | 0.8 | 01 - AFUE |  | Amana? | chf48tcc | Yes |  | Yes |  | -99 | -99 |  | 2 | -99 | 0 | guid070cx40 | CEC_fur | 79.71 |  | 2380 | Central | Central | Dont Know | Gas 055-069.99 | 78-84.99 AFUE | Secondary
1153 | EG07193838 | 3 | Heat Pump | 2000 - 2012 | N | 8.2 | -99 | 06 - Split Heat pump w/o electronic supplement |  | 02 - Electric | [5 empty] | 04 - Conditioned Space |  | 0.25 | Not Applicable | comfort star | chh012cd-13 o |  | 01 - Constant Speed |  |  | -99 | 02 - Amps |  | -99 | Dont Know |  | Not Applicable | Not Applicable | Not Applicable |  | Not Applicable | no data | -99 | -99 |  | 3 | -99 | 0 | chh012cd13o |  | -99 |  | 2380 | Central | Central | Dont Know | Elec Dont Know | Dont Know | Secondary
1154 | EG07231301 | 1 | Furnace | 1970 - 1979 | N | 80 | -0.02275 | 15 - Forced Air furnace (No AC) |  | 01 - Natural Gas | [5 empty] | 04 - Conditioned Space |  | 1 | No | payne | PG8JAA036070 | 02/01/2003 | 01 - Constant Speed | 66 | 54 |  |  |  | 0.8 | 01 - AFUE |  | Not Applicable | Not Applicable | Not Applicable |  | No |  | 2 | 2003 |  |  | 9 | 2003 | PG8JAA036070 | Field Data Only | 81.82 | 6102.5215 | 1200 | Central | Central | Age 2000 to 2005 | Gas 055-069.99 | 78-84.99 AFUE | Primary | 4340.4989
1155 | EG07251732 | 1 | Furnace | 1980 - 1989 | Y | 80 | 0.0625 | 01 - Split Forced Air Furnace |  | 01 - Natural Gas | [5 empty] | 04 - Conditioned Space |  | 1 | No | coleman | 7680C856 |  | 01 - Constant Speed | 80 | 60 |  |  |  | 0.78 | 01 - AFUE |  | Not Applicable | Not Applicable | Not Applicable |  | No |  | -99 | -99 |  | 1 | -99 | 0 | 7680C856 | Field Data Only | 75 | 2796.01 | 1344 | Central | Central | Dont Know | Gas 070-084.99 | 72-77.99 AFUE | Primary | 2666.0367
1156 | EG07267682 | 1 | Furnace | 1980 - 1989 | N | 80 | 0.0625 | 15 - Forced Air furnace (No AC) |  | 01 - Natural Gas | [5 empty] | 04 - Conditioned Space |  | 1 | No | coleman | 7680c856 |  | 01 - Constant Speed | 80 | 60 |  |  |  | 0.75 | 01 - AFUE |  | Not Applicable | Not Applicable | Not Applicable |  | No |  | -99 | -99 |  |  | -99 | 0 | 7680c856 | Field Data Only | 75 | 5259.41 | 1944 | Central | Central | Dont Know | Gas 070-084.99 | 72-77.99 AFUE | Primary | 4030.2939
1157 | EG07280811 | 1 | Wall Furnace | 1900 - 1969 | Y | 65 | -0.13985 | 03 - Wall Furnace |  | 01 - Natural Gas | [5 empty] | 04 - Conditioned Space |  | 0.5 | No | williams | 3509622 |  | No Fan | 35 | 25.93 |  |  |  | 0.74 | 01 - AFUE |  | Not Applicable | Not Applicable | Not Applicable |  | Not Applicable |  | -99 | -99 |  |  | -99 | 0 | 3509622 | CEC_heat | 74.09 | 4850.3 | 1200 | Space | Space | Dont Know | Gas 025-039.99 | 72-77.99 AFUE | Primary | 6268.6396
1158 | EG07281723 | 1 | Other | 1900 - 1969 | Y | -99 | -99 | 09 - Gravity Furnace |  | 01 - Natural Gas | [5 empty] | 04 - Conditioned Space |  | 0 | No |  |  |  | 01 - Constant Speed | -99 | -99 |  |  |  | -99 | Dont Know |  | Not Applicable | Not Applicable | Not Applicable |  | Not Applicable | no access.. not functioning either | -99 | -99 |  |  | -99 | 0 |  |  | -99 |  | 900 | Space | Space | Dont Know | Gas Dont Know | Dont Know | Primary
1159 | EG07314814 | 1 | Furnace | 1980 - 1989 | Y | 80 | -0.00625 | 01 - Split Forced Air Furnace |  | 01 - Natural Gas | [5 empty] | 02 - Attic |  | 1 | No | ruud | UGPK-05NAUER | 10/01/2006 | 01 - Constant Speed | 50 | -99 |  |  |  | -99 | Dont Know |  | Dont Know | ce36a3x-140l-028 | No |  | Yes | info not on nameplate | 10 | 2006 |  | 1 | 6 | 2006 | UGPK05NAUER | CEC_fur | 80.5 | 12029.1913 | 850 | Central | Central | Age 2006 to 2009 | Gas 040-054.99 | 78-84.99 AFUE | Primary | 6786.3702
1160 | EG07319749 | 1 | Furnace | 1990 - 1994 | N | 80 | 0 | 01 - Split Forced Air Furnace |  | 01 - Natural Gas | [5 empty] | 04 - Conditioned Space |  | 1 | Yes | Coleman | DGAA070BD |  | 01 - Constant Speed | 70 | 56 |  |  |  | 0.8 | 01 - AFUE |  | Not Applicable | Not Applicable | Not Applicable |  | No |  | -99 | -99 |  | 1 | -99 | 0 | DGAA070BD | CEC_2009 | 80 | 2588.89 | 2100 | Central | Central | Dont Know | Gas 070-084.99 | 78-84.99 AFUE | Primary | 2516.652
1161 | EG07334868 | 1 | Furnace | 2000 - 2012 | N | 80 | -99 | 02 - Package Furnace/AC |  | 01 - Natural Gas | [5 empty] | 06 - Roof |  | 1 | No |  |  |  | 01 - Constant Speed | -99 | -99 |  |  |  | -99 | Dont Know |  | Not Applicable | Not Applicable | Not Applicable |  | Not Applicable | no access to package unit on roof of condo, maintenance person not available | -99 | -99 | 1 | 2 | -99 | 0 |  |  | -99 |  | 1800 | Central | Central | Dont Know | Gas Dont Know | Dont Know | Primary
1162 | EG07335466 | 1 | Wall Furnace | 1970 - 1979 | N | 65 | -99 | 03 - Wall Furnace |  | 01 - Natural Gas | [5 empty] | 04 - Conditioned Space |  | 0.75 | Not Applicable | empire | gwt-25-2 |  | No Fan | 25 | -99 |  |  |  | -99 | Dont Know |  | Not Applicable | Not Applicable | Not Applicable |  | Not Applicable | no info | -99 | -99 |  |  | -99 | 0 | gwt252 |  | -99 |  | 800 | Space | Space | Dont Know | Gas 025-039.99 | Dont Know | Primary
1163 | EG07338167 | 1 | Furnace | 1970 - 1979 | N | 80 | -0.011375 | 01 - Split Forced Air Furnace |  | 01 - Natural Gas | [5 empty] | 04 - Conditioned Space |  | 1 | Yes | bryant | 395cav048111agja |  | 01 - Constant Speed | 110 | 89 |  |  |  | 0.8 | Dont Know |  | alpine aire | ce48f34175l004 | Yes |  | Yes |  | -99 | -99 |  | 1 | -99 | 0 | 395cav048111agja | CEC_fur | 80.91 | 7484.88 | 1596 | Central | Central | Dont Know | Gas 100-114.99 | 78-84.99 AFUE | Primary | 4530.4856
1164 | EG07380132 | 1 | Furnace | 1990 - 1994 | N | 80 | -99 | 01 - Split Forced Air Furnace |  | 01 - Natural Gas | [5 empty] | 01 - Garage |  | 1 | No | trane | TUN120A960A1 | 03/01/1989 | 01 - Constant Speed | 120 | -99 |  |  |  | -99 | Dont Know |  | Not Applicable | Not Applicable | Not Applicable |  | Not Applicable | old | 3 | 1989 |  | 1 | 23 | 1989 | TUN120A960A1 |  | -99 |  | 1800 | Central | Central | Age 1985 to 1989 | Gas 115-129.99 | Dont Know | Primary
1165 | EG07382597 | 1 | Furnace | 2000 - 2012 | N | 80 | 0 | 01 - Split Forced Air Furnace |  | 01 - Natural Gas | [5 empty] | 02 - Attic |  | 0.5 | Yes | york | ly8s040a12uh11b |  | 01 - Constant Speed | 40 | 32 |  |  |  | 0.8 | 01 - AFUE |  | allstyle | aslb3621a26e | Yes |  | Yes |  | -99 | -99 |  | 1 | -99 | 0 | ly8s040a12uh11b | Field Data Only | 80 | 2588.89 | 2000 | Central | Central | Dont Know | Gas 040-054.99 | 78-84.99 AFUE | Primary | 1359.1024
1166 | EG07382597 | 2 | Furnace | 2000 - 2012 | N | 80 | 0 | 01 - Split Forced Air Furnace |  | 01 - Natural Gas | [5 empty] | 02 - Attic |  | 0.5 | Yes | york | ly8s040a12uh11b |  | 01 - Constant Speed | 40 | 32 |  |  |  | 0.8 | 01 - AFUE |  | allstyle | aslb3621a26e | Yes |  | Yes |  | -99 | -99 |  | 2 | -99 | 0 | ly8s040a12uh11b | Field Data Only | 80 |  | 2000 | Central | Central | Dont Know | Gas 040-054.99 | 78-84.99 AFUE | Secondary
1167 | EG07391325 | 1 | Furnace | 1980 - 1989 | N | 80 | 0 | 01 - Split Forced Air Furnace |  | 01 - Natural Gas | [5 empty] | 01 - Garage |  | 1 | No | gaffers and sattler | u 100 | 02/01/2001 | 01 - Constant Speed | 100 | 80 |  |  |  | 0.8 | 01 - AFUE |  | Not Applicable | Not Applicable | Not Applicable |  | Not Applicable |  | 2 | 2001 |  |  | 11 | 2001 | u100 | Field Data Only | 80 | 2824.7402 | 3000 | Central | Both Central and Space | Age 2000 to 2005 | Gas 100-114.99 | 78-84.99 AFUE | Primary | 1878.0844
1168 | EG07391325 | 2 | Other | 1980 - 1989 | N | -99 | -99 | 13 - Fireplace |  | 01 - Natural Gas |  | <1 day/week | No |  | 1st Floor | 04 - Conditioned Space |  | 0 | No |  |  |  | No Fan | -99 | -99 |  |  |  | -99 | Dont Know |  | Not Applicable | Not Applicable | Not Applicable |  | Not Applicable | no nameplate | -99 | -99 |  |  | -99 | 0 |  |  | -99 |  | 3000 | Space | Both Central and Space | Dont Know | Gas Dont Know | Dont Know | Secondary
1169 | EG07391325 | 3 | Other | 1980 - 1989 | N | -99 | -99 | 13 - Fireplace |  | 01 - Natural Gas |  | <1 day/week | No |  | 1st Floor | 04 - Conditioned Space |  | 0.25 | Yes |  |  |  | No Fan | -99 | -99 |  |  |  | -99 | Dont Know |  | Not Applicable | Not Applicable | Not Applicable |  | Not Applicable | built with home, no nameplate | -99 | -99 |  |  | -99 | 0 |  |  | -99 |  | 3000 | Space | Both Central and Space | Dont Know | Gas Dont Know | Dont Know | Secondary
1170 | EG07443172 | 1 | Furnace | 2000 - 2012 | Y | 80 | -0.0145 | 01 - Split Forced Air Furnace |  | 01 - Natural Gas | [5 empty] | 02 - Attic |  | 0.5 | No | payne | pg8daa036070adja | 02/01/2001 | 01 - Constant Speed | 69 | 56 |  |  |  | 0.8 | 01 - AFUE |  | Dont Know | Dont Know | Dont Know |  | Yes | info n/a | 2 | 2001 |  | 1 | 11 | 2001 | pg8daa036070adja | CEC_fur | 81.16 | 3244.2253 | 2515 | Central | Central | Age 2000 to 2005 | Gas 055-069.99 | 78-84.99 AFUE | Primary | 2871.2371
1171 | EG07443172 | 2 | Furnace | 2000 - 2012 | Y | 80 | -0.0145 | 01 - Split Forced Air Furnace |  | 01 - Natural Gas | [5 empty] | 02 - Attic |  | 0.5 | No | payne | pg8daa036070adja |  | 01 - Constant Speed | 69 | 56 |  |  |  | 0.8 | 01 - AFUE |  | Dont Know | Dont Know | Dont Know |  | Yes | info n/a | -99 | -99 |  | 2 | -99 | 0 | pg8daa036070adja | CEC_fur | 81.16 |  | 2515 | Central | Central | Dont Know | Gas 055-069.99 | 78-84.99 AFUE | Secondary
1172 | EG07470015 | 1 | Furnace | 1980 - 1989 | N | 80 | 0 | 01 - Split Forced Air Furnace |  | 01 - Natural Gas | [5 empty] | 02 - Attic |  | 1 | Yes | rheem | RGPH-10NBRJR |  | 01 - Constant Speed | 100 | -99 |  |  |  | 0.8 | 01 - AFUE |  | rheem | GH36SH242 60 | Yes |  | Yes |  | -99 | -99 |  | 1 | -99 | 0 | RGPH10NBRJR | Field and Source Data | 80 | 8562.82 | 2300 | Central | Central | Dont Know | Gas 100-114.99 | 78-84.99 AFUE | Primary | 6114.4524
1173 | EG07493559 | 1 | Furnace | 2000 - 2012 | N | 80 | -99 | 01 - Split Forced Air Furnace |  | 01 - Natural Gas | [5 empty] | 02 - Attic |  | 1 | Dont Know |  |  |  | 01 - Constant Speed | -99 | -99 |  |  |  | -99 | Dont Know |  | Not Applicable | Not Applicable | Not Applicable |  | No | no attic access | -99 | -99 |  | 1 | -99 | 0 |  |  | -99 |  | 740 | Central | Central | Dont Know | Gas Dont Know | Dont Know | Primary
1174 | EG07528056 | 1 | Other | 1900 - 1969 | Y | -99 | -99 | 09 - Gravity Furnace | floor furnace | 01 - Natural Gas | [5 empty] | 04 - Conditioned Space |  | 1 | No | louisville tin and stove | 90n50 |  | No Fan | 50 | -99 |  |  |  | -99 | Dont Know |  | Not Applicable | Not Applicable | Not Applicable |  | Not Applicable | info not on nameplate | -99 | -99 |  |  | -99 | 0 | 90n50 | CEC_heat | 70 | 2796.01 | 1477 | Space | Space | Dont Know | Gas 040-054.99 | 66-71.99 AFUE | Primary | 3613.6278
1175 | EG07530576 | 1 | Furnace | 1970 - 1979 | N | 80 | -99 | 01 - Split Forced Air Furnace |  | 01 - Natural Gas | [5 empty] | 02 - Attic |  | 1 | No |  |  |  | 01 - Constant Speed | -99 | -100 |  |  |  | -100 | 01 - AFUE |  | Not Applicable | 28gh006-901 | Dont Know |  | Yes | no name plate available | -99 | -100 |  | 1 | -99 | 0 |  |  | -99 |  | 2200 | Central | Central | Dont Know | Gas Dont Know | Dont Know | Primary
1176 | EG07544851 | 1 | Furnace | 1980 - 1989 | Y | 80 | 0 | 01 - Split Forced Air Furnace |  | 01 - Natural Gas | [5 empty] | 04 - Conditioned Space |  | 1 | No | goodman | gms80703axaa |  | 01 - Constant Speed | 70 | 56 |  |  |  | -100 | 01 - AFUE |  | goodman | capf033a2a | Not Applicable |  | Yes |  | -99 | -100 |  | 1 | -99 | 0 | gms80703axaa | Field Data Only | 80 | 4850.3 | 1500 | Central | Central | Dont Know | Gas 070-084.99 | 78-84.99 AFUE | Primary | 4017.6905
1177 | EG07562824 | 1 | Heat Pump | 1980 - 1989 | N | 8.2 | -99 | 05 - Split Heat pump w/ electronic supplement |  | 02 - Electric | [5 empty] | 05 - Mechanical Closet |  | 1 | No | rheem | rhll-hm3617ja | 01/01/2012 | 01 - Constant Speed |  |  | -99 | Dont Know |  | -99 | Dont Know |  | Dont Know | Dont Know | Dont Know |  | Yes | info n/a | 1 | 2012 |  | 1 | 0 | 2012 | rhllhm3617ja |  | -99 |  | 850 | Central | Central | Age 2010 to 2012 | Elec Dont Know | Dont Know | Primary
1178 | EG07579499 | 1 | Furnace | 2000 - 2012 | N | 80 | 0 | 01 - Split Forced Air Furnace |  | 01 - Natural Gas | [5 empty] | 01 - Garage |  | 1 | No | lennox | 80uhg4/5x-100a-3 |  | 01 - Constant Speed | 100 | -99 |  |  |  | -99 | Dont Know |  | allstyle | afm605123t+s+v | Dont Know |  | Yes |  | -99 | -99 |  | 1 | -99 | 0 | 80uhg45x100a3 | CEC_fur | 80 | 4348.4 | 2290 | Central | Central | Dont Know | Gas 100-114.99 | 78-84.99 AFUE | Primary | 3105.0617
1179 | EG07703919 | 1 | Furnace | 1900 - 1969 | N | 80 | -0.02275 | 01 - Split Forced Air Furnace |  | 01 - Natural Gas | [5 empty] | 04 - Conditioned Space |  | 1 | No | payne | PG8JAA036070 | 06/01/2005 | 01 - Constant Speed | 66 | 54 |  |  |  | 0.8 | 01 - AFUE |  | adp | pt5436-c142ap | Dont Know |  | Yes |  | 6 | 2005 |  | 1 | 7 | 2005 | PG8JAA036070 | Field Data Only | 81.82 | 5045.4718 | 900 | Central | Central | Age 2000 to 2005 | Gas 055-069.99 | 78-84.99 AFUE | Primary | 3602.8197
1180 | EG07721664 | 1 | Furnace | 2000 - 2012 | N | 80 | -0.0085 | 01 - Split Forced Air Furnace |  | 01 - Natural Gas | [5 empty] | 02 - Attic |  | 0.5 | Yes | bryant | 310JAV048090 | 04/01/2006 | 01 - Constant Speed | 88 | 71 |  |  |  | 0.8 | 01 - AFUE |  | allstyle | asfm4821a28e | Yes |  | Yes |  | 4 | 2006 |  | 1 | 6 | 2006 | 310JAV048090 | Field Data Only | 80.68 | 3175.4087 | 3100 | Central | Central | Age 2006 to 2009 | Gas 085-099.99 | 78-84.99 AFUE | Primary | 2111.2333
1181 | EG07721664 | 2 | Furnace | 2000 - 2012 | N | 80 | -0.0085 | 01 - Split Forced Air Furnace |  | 01 - Natural Gas | [5 empty] | 02 - Attic |  | 0.5 | Yes | bryant | 310JAV048090 | 03/01/2007 | 01 - Constant Speed | 88 | 71 |  |  |  | 0.8 | 01 - AFUE |  | allstyle | asfm4821a28e | Yes |  | Yes |  | 3 | 2007 |  | 2 | 5 | 2007 | 310JAV048090 | Field Data Only | 80.68 |  | 3100 | Central | Central | Age 2006 to 2009 | Gas 085-099.99 | 78-84.99 AFUE | Secondary
1182 | EG07733897 | 1 | Other | 1900 - 1969 | N | -99 | -99 | 09 - Gravity Furnace | floor heater | 01 - Natural Gas | [5 empty] | Other | floor | 1 | Not Applicable | johnston | 1597 | 12/01/1988 | No Fan | 57 | 39.9 |  |  |  | -99 | Dont Know |  | Not Applicable | Not Applicable | Not Applicable |  | Not Applicable | missing info | 12 | 1988 |  |  | 24 | 1988 | 1597 | Field Data Only | 70 | 3073.0321 | 1728 | Space | Space | Age 1985 to 1989 | Gas 055-069.99 | 66-71.99 AFUE | Primary | 2043.1662
1183 | EG07733897 | 2 | Other | 1900 - 1969 | N | -99 | -99 | 13 - Fireplace |  | 01 - Natural Gas |  | 3-5 days/week | Yes | -99 | 1st Floor | 04 - Conditioned Space |  | 0.25 | Yes |  |  |  | No Fan | -99 | -99 |  |  |  | -99 | Dont Know |  | Not Applicable | Not Applicable | Not Applicable |  | Not Applicable | no nameplates | -99 | -99 |  |  | -99 | 0 |  |  | -99 |  | 1728 | Space | Space | Dont Know | Gas Dont Know | Dont Know | Secondary
1184 | EG07736558 | 1 | Furnace | 1995 - 1999 | Y | 80 | 0 | 01 - Split Forced Air Furnace |  | 01 - Natural Gas | [5 empty] | 02 - Attic |  | 0.5 | No | comfortmaker | nbf075f16g1 |  | 01 - Constant Speed | 75 | -99 |  |  |  | 0.8 | 01 - AFUE |  | Dont Know | b44d48 | Yes |  | Yes | nameplate | -99 | -99 |  | 1 | -99 | 0 | nbf075f16g1 | Field and Source Data | 80 | 2796.01 | 3500 | Central | Central | Dont Know | Gas 070-084.99 | 78-84.99 AFUE | Primary | 3613.6278
1185 | EG07736558 | 2 | Furnace | 1995 - 1999 | Y | 80 | 0 | 01 - Split Forced Air Furnace |  | 01 - Natural Gas | [5 empty] | 02 - Attic |  | 0.5 | No | comfortmaker | nbf075f16g1 |  | 01 - Constant Speed | 75 | -99 |  |  |  | 0.8 | 01 - AFUE |  | Dont Know | b44d48 | No |  | Yes | nameplate | -99 | -99 |  | 2 | -99 | 0 | nbf075f16g1 | Field and Source Data | 80 |  | 3500 | Central | Central | Dont Know | Gas 070-084.99 | 78-84.99 AFUE | Secondary
1186 | EG07751189 | 1 | Furnace | 2000 - 2012 | N | 80 | 0 | 01 - Split Forced Air Furnace |  | 01 - Natural Gas | [5 empty] | 02 - Attic |  | 0.5 | No | goodman | gms80704bxa |  | 01 - Constant Speed | 70 | 56 |  |  |  | 0.8 | 01 - AFUE |  | Dont Know | Dont Know | Dont Know |  | Yes | not listed on nameplate | -99 | -99 |  | 2 | -99 | 0 | gms80704bxa | Field Data Only | 80 | 4348.4 | 3500 | Central | Central | Dont Know | Gas 070-084.99 | 78-84.99 AFUE | Primary | 3105.0617
1187 | EG07751189 | 2 | Furnace | 2000 - 2012 | N | 80 | 0 | 01 - Split Forced Air Furnace |  | 01 - Natural Gas | [5 empty] | 02 - Attic |  | 0.5 | No | goodman | gms80704bxa |  | 01 - Constant Speed | 70 | 56 |  |  |  | 0.8 | 01 - AFUE |  | Dont Know | Dont Know | No |  | Yes | nlonp | -99 | -99 |  | 1 | -99 | 0 | gms80704bxa | Field Data Only | 80 |  | 3500 | Central | Central | Dont Know | Gas 070-084.99 | 78-84.99 AFUE | Secondary
1188 | EG07780192 | 1 | Furnace | 2000 - 2012 | N | 80 | -0.011875 | 01 - Split Forced Air Furnace |  | 01 - Natural Gas | [5 empty] | 02 - Attic |  | 1 | Yes | carrier | 58STX090-14* | 09/01/2003 | 01 - Constant Speed | 84 | 68 |  |  |  | 0.8 | 01 - AFUE |  | carrier | Dont Know | Yes |  | Yes |  | 9 | 2003 |  | 1 | 9 | 2003 | 58STX09014 | Field Data Only | 80.95 | 9935.4858 | 1500 | Central | Central | Age 2000 to 2005 | Gas 070-084.99 | 78-84.99 AFUE | Primary | 7094.6318
1189 | EG07811166 | 1 | Furnace | 1970 - 1979 | Y | 80 | -0.011375 | 01 - Split Forced Air Furnace |  | 01 - Natural Gas | [5 empty] | 01 - Garage |  | 1 | No | payne | PG8JAA066110 | 05/01/2007 | 01 - Constant Speed | 110 | 89 |  |  |  | 0.8 | 01 - AFUE |  | payne | pt9460-c212ap | No |  | Yes |  | 5 | 2007 |  | 1 | 5 | 2007 | PG8JAA066110 | Field Data Only | 80.91 | 3646.9696 | 2500 | Central | Central | Age 2006 to 2009 | Gas 100-114.99 | 78-84.99 AFUE | Primary | 2368.4125
1190 | EG07843007 | 1 | Furnace | 1995 - 1999 | N | 80 | 0 | 01 - Split Forced Air Furnace |  | 01 - Natural Gas | [5 empty] | 02 - Attic |  | 0.5 | No | comfortmaker | nbf075b12a1 |  | 01 - Constant Speed | 75 | -100 |  |  |  | -100 | 01 - AFUE |  | allstyle | as36a244t | Dont Know |  | Yes |  | -99 | -100 |  | 2 | -99 | 0 | nbf075b12a1 | CEC_fur | 80 | 2588.89 | 2300 | Central | Central | Dont Know | Gas 070-084.99 | 78-84.99 AFUE | Primary | 2335.8976
1191 | EG07843007 | 2 | Furnace | 1995 - 1999 | N | 80 | -99 | 01 - Split Forced Air Furnace |  | 01 - Natural Gas | [5 empty] | 02 - Attic |  | 0.5 | No | comfortmaker | nb075f16a1 |  | 01 - Constant Speed | 75 | -100 |  |  |  | -100 | 01 - AFUE |  | allstyle | as48a284t | Dont Know |  | Yes |  | -99 | -100 |  | 1 | -99 | 0 | nb075f16a1 |  | -99 |  | 2300 | Central | Central | Dont Know | Gas 070-084.99 | Dont Know | Secondary
1192 | EG07900744 | 1 | Wall Furnace | 1980 - 1989 | Y | 65 | -0.076923 | 03 - Wall Furnace |  | 01 - Natural Gas | [5 empty] | 04 - Conditioned Space |  | 0.5 | No | williams | 35gv-c5 |  | No Fan | 35 | 24.5 |  |  |  | 0.7 | 01 - AFUE |  | Not Applicable | Not Applicable | Not Applicable |  | No |  | -99 | -99 |  |  | -99 | 0 | 35gvc5 | Field Data Only | 70 | 4850.3 | 1300 | Space | Space | Dont Know | Gas 025-039.99 | 66-71.99 AFUE | Primary | 5867.0952
1193 | EG07900744 | 2 | Wall Furnace | 1980 - 1989 | Y | 65 | -0.076923 | 03 - Wall Furnace |  | 01 - Natural Gas | [5 empty] | 04 - Conditioned Space |  | 0.5 | No | williams | 35gvc-5 |  | No Fan | 35 | 24.5 |  |  |  | 0.7 | 01 - AFUE |  | Not Applicable | Not Applicable | Not Applicable |  | No |  | -99 | -99 |  |  | -99 | 0 | 35gvc5 | Field Data Only | 70 |  | 1300 | Space | Space | Dont Know | Gas 025-039.99 | 66-71.99 AFUE | Secondary
1194 | EG07903426 | 1 | Other | 1900 - 1969 | N | -99 | -99 | 09 - Gravity Furnace |  | 01 - Natural Gas | [5 empty] | 04 - Conditioned Space |  | 0.5 | No | louisville tin and stove | W501E |  | No Fan | 50 | 36 |  |  |  | 0.72 | 01 - AFUE |  | Not Applicable | Not Applicable | Not Applicable |  | Not Applicable |  | -99 | -99 |  |  | -99 | 0 | W501E | Field Data Only | 72 | 8562.82 | 900 | Space | Space | Dont Know | Gas 040-054.99 | 72-77.99 AFUE | Primary | 23932.1995
1195 | EG07912852 | 1 | Furnace | 1900 - 1969 | Y | 80 | 0 | 15 - Forced Air furnace (No AC) |  | 01 - Natural Gas | [5 empty] | 05 - Mechanical Closet |  | 1 | No | payne | 120fau-12a |  | 01 - Constant Speed | 120 | 96 |  |  |  | 0.8 | 01 - AFUE |  | Not Applicable | Not Applicable | Not Applicable |  | No |  | -99 | -99 |  |  | -99 | 0 | 120fau12a | Field Data Only | 80 | 5986.67 | 2774 | Central | Both Central and Space | Dont Know | Gas 115-129.99 | 78-84.99 AFUE | Primary | 8785.0211
1196 | EG07912852 | 2 | Other | 1900 - 1969 | Y | -99 | -99 | 13 - Fireplace |  | 01 - Natural Gas |  | <1 day/week | No |  | 1st Floor | 04 - Conditioned Space |  | 0 | No |  |  | 01/01/1963 | No Fan | -99 | -99 |  |  |  | -99 | Dont Know |  | Not Applicable | Not Applicable | Not Applicable |  | Not Applicable | no nameplate | -99 | 1963 |  |  | 49 | 1963 |  |  | -99 |  | 2774 | Space | Both Central and Space | Age 1979 and older | Gas Dont Know | Dont Know | Secondary
1197 | EG07968664 | 1 | Furnace | 2000 - 2012 | N | 80 | 0 | 01 - Split Forced Air Furnace |  | 01 - Natural Gas | [5 empty] | 02 - Attic |  | 1 | No | goodman | gms80905cxba |  | 01 - Constant Speed | 90 | 72 |  |  |  | 0.8 | 01 - AFUE |  | allstyle | asfm6021a33e+v+s | No |  | Yes |  | -99 | -99 |  |  | -99 | 0 | gms80905cxba | Field Data Only | 80 | 2610.8 | 3500 | Central | Central | Dont Know | Gas 085-099.99 | 78-84.99 AFUE | Primary | 1856.9659
1198 | EG08052112 | 1 | Furnace | 2000 - 2012 | N | 80 | 0 | 01 - Split Forced Air Furnace |  | 01 - Natural Gas | [5 empty] | 02 - Attic |  | 1 | Dont Know | ducane | mpga100b58 |  | 01 - Constant Speed | 100 | -99 |  |  |  | 0.8 | 01 - AFUE |  | allstyle | asfm6021a28e+v+s txv | Yes |  | Yes | ... | -99 | -99 |  | 1 | -99 | 0 | mpga100b58 | Field Data Only | 80 | 4348.4 | 1951 | Central | Central | Dont Know | Gas 100-114.99 | 78-84.99 AFUE | Primary | 3105.0617
1199 | EG08060039 | 1 | Furnace | 1990 - 1994 | Y | 80 | 0 | 01 - Split Forced Air Furnace |  | 01 - Natural Gas | [5 empty] | 02 - Attic |  | 1 | No | york | p4hua12l06401b |  | 01 - Constant Speed | 80 | 64 |  |  |  | 0.8 | 01 - AFUE |  | summit mfg | ca036a824mab | No |  | Yes |  | -99 | -99 |  | 1 | -99 | 0 | p4hua12l06401b | CEC_2009 | 80 | 9222.38 | 1419 | Central | Central | Dont Know | Gas 070-084.99 | 78-84.99 AFUE | Primary | 8333.6755
1200 | EG08095862 | 1 | Furnace | 1970 - 1979 | N | 80 | -99 | 01 - Split Forced Air Furnace |  | 01 - Natural Gas | [5 empty] | 06 - Roof |  | 1 | No | whirlpool | nugi100kk01 |  | 01 - Constant Speed | 100 | -99 |  |  |  | -99 | Dont Know |  | Dont Know | Dont Know | No |  | Yes | not listed | -99 | -99 |  | 1 | -99 | 0 | nugi100kk01 |  | -99 |  | 2700 | Central | Both Central and Space | Dont Know | Gas 100-114.99 | Dont Know | Primary
1201 | EG08095862 | 2 | Other | 1970 - 1979 | N | -99 | -99 | 13 - Fireplace |  | 01 - Natural Gas |  | <1 day/week | No |  | 1st Floor | 04 - Conditioned Space |  | 0 | No |  |  |  | No Fan | -99 | -99 |  |  |  | -99 | Dont Know |  | Not Applicable | Not Applicable | Not Applicable |  | Not Applicable | no nameplate | -99 | -99 |  |  | -99 | 0 |  |  | -99 |  | 2700 | Space | Both Central and Space | Dont Know | Gas Dont Know | Dont Know | Secondary
1202 | EG08095862 | 3 | Other | 1970 - 1979 | N | -99 | -99 | 13 - Fireplace |  | 01 - Natural Gas |  | <1 day/week | No |  | 1st Floor | 04 - Conditioned Space |  | 0 | No |  |  |  | No Fan | -99 | -99 |  |  |  | -99 | Dont Know |  | Not Applicable | Not Applicable | Not Applicable |  | Not Applicable | no nameplate | -99 | -99 |  |  | -99 | 0 |  |  | -99 |  | 2700 | Space | Both Central and Space | Dont Know | Gas Dont Know | Dont Know | Secondary
1203 | EG08115202 | 1 | Furnace | 1900 - 1969 | N | 80 | 0.02175 | 01 - Split Forced Air Furnace |  | 01 - Natural Gas | [5 empty] | 02 - Attic |  | 1 | No | goodman | guic045cx30 |  | 01 - Constant Speed | 46 | 36 |  |  |  | -100 | 01 - AFUE |  | Not Applicable | Not Applicable | No |  | Yes |  | -99 | -100 |  | 2 | -99 | 0 | guic045cx30 | CEC_fur | 78.26 | 2434.48 | 1594 | Central | Central | Dont Know | Gas 040-054.99 | 78-84.99 AFUE | Primary | 1618.6122
1204 | EG08143702 | 1 | Furnace | 1900 - 1969 | N | 80 | 0 | 01 - Split Forced Air Furnace |  | 01 - Natural Gas | [5 empty] | 02 - Attic |  | 1 | No | w | gmp075-4 |  | 01 - Constant Speed | -99 | -99 |  |  |  | 0.8 | 01 - AFUE |  | summit mfg | ca2d42-vbr | No |  | Yes | no nameplates. not sure if i even go the correct model numbers for furnace and coil. | -99 | -99 |  | 1 | -99 | 0 | gmp0754 | CEC_fur | 80 | 4348.4 | 1032 | Central | Both Central and Space | Dont Know | Gas Dont Know | 78-84.99 AFUE | Primary | 3105.0617
1205 | EG08143702 | 2 | Other | 1900 - 1969 | N | -99 | -99 | 13 - Fireplace |  | 01 - Natural Gas |  | <1 day/week | No |  | 1st Floor | 04 - Conditioned Space |  | 0 | No |  |  |  | No Fan | -99 | -99 |  |  |  | -99 | Dont Know |  | Not Applicable | Not Applicable | Not Applicable |  | Not Applicable | no nameplate | -99 | -99 |  |  | -99 | 0 |  |  | -99 |  | 1032 | Space | Both Central and Space | Dont Know | Gas Dont Know | Dont Know | Secondary
1206 | EG08155892 | 1 | Furnace | 1980 - 1989 | N | 80 | -99 | 01 - Split Forced Air Furnace |  | 01 - Natural Gas | [5 empty] | 04 - Conditioned Space |  | 1 | No | york | p3usd12n06001b |  | 01 - Constant Speed | 57.5 | -99 |  |  |  | -99 | Dont Know |  | york | m2vf032aa | No |  | Yes | info n/a | -99 | -99 |  | 1 | -99 | 0 | p3usd12n06001b |  | -99 |  | 1900 | Central | Central | Dont Know | Gas 055-069.99 | Dont Know | Primary
1207 | EG08172683 | 1 | Furnace | 1980 - 1989 | N | 80 | -99 | 02 - Package Furnace/AC |  | 02 - Electric | [5 empty] | 06 - Roof |  | 1 | No | york |  |  | 01 - Constant Speed |  |  | -99 | Dont Know |  | -99 | Dont Know |  | Not Applicable | Not Applicable | Not Applicable |  | Not Applicable | illegible | -99 | -99 | 1 | 1 | -99 | 0 |  |  | -99 |  | 1500 | Central | Both Central and Space | Dont Know | Elec Dont Know | Dont Know | Primary
1208 | EG08172683 | 2 | Other | 1980 - 1989 | N | -99 | -99 | 13 - Fireplace |  | 01 - Natural Gas |  | <1 day/week | No |  | 2nd Floor | 04 - Conditioned Space |  | 0 | No |  |  | 01/01/1985 | No Fan | -99 | -99 |  |  |  | -99 | Dont Know |  | Not Applicable | Not Applicable | Not Applicable |  | Not Applicable | no nameplate | -99 | 1985 |  |  | 27 | 1985 |  |  | -99 |  | 1500 | Space | Both Central and Space | Age 1985 to 1989 | Gas Dont Know | Dont Know | Secondary
1209 | EG08205884 | 1 | Wall Furnace | 1900 - 1969 | Y | 65 | -99 | 03 - Wall Furnace |  | 02 - Electric | [5 empty] | 04 - Conditioned Space |  | 0.25 | No | thermador |  |  | No Fan |  |  | -99 | Dont Know |  | -99 | Dont Know |  | Not Applicable | Not Applicable | Not Applicable |  | Not Applicable | paint would chip if I took off the cover | -99 | -99 |  |  | -99 | 0 |  |  | -99 |  | -99 | Space | Space | Dont Know | Elec Dont Know | Dont Know | Secondary
1210 | EG08205884 | 2 | Wall Furnace | 1900 - 1969 | Y | 65 | -99 | 03 - Wall Furnace |  | 02 - Electric | [5 empty] | 04 - Conditioned Space |  | 0.25 | Not Applicable | thermador |  |  | No Fan |  |  | -99 | Dont Know |  | -99 | Dont Know |  | Not Applicable | Not Applicable | Not Applicable |  | Not Applicable | no nameplate | -99 | -99 |  |  | -99 | 0 |  |  | -99 |  | -99 | Space | Space | Dont Know | Elec Dont Know | Dont Know | Secondary
1211 | EG08205884 | 3 | Wall Furnace | 1900 - 1969 | Y | 65 | -99 | 03 - Wall Furnace |  | 01 - Natural Gas | [5 empty] | 04 - Conditioned Space |  | 0.5 | Not Applicable |  |  |  | No Fan | -99 | -99 |  |  |  | -99 | Dont Know |  | Not Applicable | Not Applicable | Not Applicable |  | Not Applicable | paint would chip if I took off the cover | -99 | -99 |  |  | -99 | 0 |  |  | -99 |  | -99 | Space | Space | Dont Know | Gas Dont Know | Dont Know | Primary
1212 | EG08225237 | 1 | Furnace | 1900 - 1969 | Y | 80 | -99 | 01 - Split Forced Air Furnace |  | 01 - Natural Gas | [5 empty] | 02 - Attic |  | 1 | No | carrier |  |  | 01 - Constant Speed | -99 | -99 |  |  |  | -100 | 01 - AFUE |  | Not Applicable | Not Applicable | Dont Know |  | Yes |  | -99 | -100 |  | 1 | -99 | 0 |  |  | -99 |  | 2000 | Central | Central | Dont Know | Gas Dont Know | Dont Know | Primary
1213 | EG08276964 | 1 | Furnace | 2000 - 2012 | N | 80 | 0 | 01 - Split Forced Air Furnace |  | 01 - Natural Gas | [5 empty] | 02 - Attic |  | 1 | No | amana | guid090ex50 |  | 01 - Constant Speed | 92 | 73.6 |  |  |  | 0.8 | 01 - AFUE |  | amana | chf60tcc | Yes |  | Yes |  | -99 | -99 |  | 1 | -99 | 0 | guid090ex50 | CEC_fur | 80 | 2434.48 | 2800 | Central | Central | Dont Know | Gas 085-099.99 | 78-84.99 AFUE | Primary | 2669.1033
1214 | EG08317486 | 1 | Furnace | 1995 - 1999 | N | 80 | -0.005375 | 01 - Split Forced Air Furnace |  | 01 - Natural Gas | [5 empty] | 02 - Attic |  | 0.25 | No | bryant | 373lavo24059 |  | 01 - Constant Speed | 46 | 37 |  |  |  | 0.8 | 01 - AFUE |  | Not Applicable | Not Applicable | No |  | Yes |  | -99 | -100 |  | 1 | 14 | 1998 | 373lavo24059 | bluebook | 80.43 | 4743.7091 | 3800 | Central | Central | Age 1995 to 1999 | Gas 040-054.99 | 78-84.99 AFUE | Primary | 3387.34
1215 | EG08317486 | 2 | Furnace | 1995 - 1999 | N | 80 | -99 | 01 - Split Forced Air Furnace |  | 01 - Natural Gas | [5 empty] | 02 - Attic |  | 0.25 | No | bryant |  |  | 01 - Constant Speed | -99 | -99 |  |  |  | -100 | Dont Know |  | Not Applicable | Not Applicable | Not Applicable |  | No |  | -99 | -100 |  | 2 | -99 | 0 |  |  | -99 |  | 3800 | Central | Central | Dont Know | Gas Dont Know | Dont Know | Secondary
1216 | EG08318830 | 1 | Furnace | 1990 - 1994 | N | 80 | 0 | 01 - Split Forced Air Furnace |  | 01 - Natural Gas | [5 empty] | 05 - Mechanical Closet |  | 1 | Yes | day & night | 383kav048075aaja |  | 01 - Constant Speed | 88 | -99 |  |  |  | -99 | Dont Know |  | allstyle | asm481t4c | Yes |  | Yes | nameplate | -99 | -99 |  | 1 | -99 | 0 | 383kav048075aaja | CEC_fur | 80 | 4348.4 | 1600 | Central | Central | Dont Know | Gas 085-099.99 | 78-84.99 AFUE | Primary | 3105.0617
1217 | EG08329935 | 1 | Furnace | 1900 - 1969 | Y | 80 | -99 | 01 - Split Forced Air Furnace |  | 02 - Electric | [5 empty] | 04 - Conditioned Space |  | 0.25 | No | Mitsubishi | msz-ge12na |  | 01 - Constant Speed |  |  | -100 | 01 - kW |  | -100 | Dont Know |  | Not Applicable | Not Applicable | Not Applicable |  | No |  | -99 | -100 |  | 1 | -99 | 0 | mszge12na |  | -99 |  | 900 | Central | Central | Dont Know | Elec Dont Know | Dont Know | Primary
1218 | EG08332471 | 1 | Furnace | 2000 - 2012 | N | 80 | 0 | 01 - Split Forced Air Furnace |  | 01 - Natural Gas | [5 empty] | 02 - Attic |  | 0.5 | No | rheem | rgpj-10nbrjr |  | 01 - Constant Speed | 100 | -99 |  |  |  | -99 | Dont Know |  | allstyle | aslb484422t+s+v | No |  | Yes | info not on nameplate | -99 | -99 |  | 1 | -99 | 0 | rgpj10nbrjr | CEC_fur | 80 | 2434.48 | 3950 | Central | Central | Dont Know | Gas 100-114.99 | 78-84.99 AFUE | Primary | 1618.6122
1219 | EG08332471 | 2 | Furnace | 2000 - 2012 | N | 80 | 0 | 01 - Split Forced Air Furnace |  | 01 - Natural Gas | [5 empty] | 02 - Attic |  | 0.5 | No | rheem | rgpj-10nbrjr |  | 01 - Constant Speed | 100 | -99 |  |  |  | -99 | Dont Know |  | allstyle | aslb484422t+s+v | No |  | Yes | info not on nameplate | -99 | -99 |  | 2 | -99 | 0 | rgpj10nbrjr | CEC_fur | 80 |  | 3950 | Central | Central | Dont Know | Gas 100-114.99 | 78-84.99 AFUE | Secondary
1220 | EG08351283 | 1 | Furnace | 2000 - 2012 | Y | 80 | 0 | 01 - Split Forced Air Furnace |  | 01 - Natural Gas | [5 empty] | 02 - Attic |  | 0.5 | Yes | lennox | g40uh-4$8b-090x-14 |  | 01 - Constant Speed | 80 | 71 |  |  |  | 0.8 | 01 - AFUE |  | Dont Know | cp48a3x-175t-007x6749 | Yes |  | Yes |  | -99 | -99 |  | 1 | -99 | 0 | g40uh4$8b090x14 | Field Data Only | 80 | 2796.01 | 3200 | Central | Central | Dont Know | Gas 070-084.99 | 78-84.99 AFUE | Primary | 3613.6278
1221 | EG08351283 | 2 | Furnace | 2000 - 2012 | Y | 80 | -0.00375 | 01 - Split Forced Air Furnace |  | 01 - Natural Gas | [5 empty] | 02 - Attic |  | 1 | Yes | lennox | G40UH-36A-070- |  | 01 - Constant Speed | 66 | 53 |  |  |  | 0.8 | 01 - AFUE |  | Dont Know | cp36a4b-145t-007x6747 | Yes |  | Yes |  | -99 | -99 |  | 2 | -99 | 0 | G40UH36A070 | CEC_2009 | 80.3 |  | 3200 | Central | Central | Dont Know | Gas 055-069.99 | 78-84.99 AFUE | Secondary
1222 | EG08367368 | 1 | Furnace | 1980 - 1989 | N | 80 | 0 | 01 - Split Forced Air Furnace |  | 01 - Natural Gas | [5 empty] | 01 - Garage |  | 1 | Dont Know | gaffers and sattler | acd12-u100-4-2 |  | 01 - Constant Speed | 100 | 80 |  |  |  | 0.8 | Dont Know |  | Dont Know | Dont Know | No |  | Yes | coil painted | -99 | -99 |  | 1 | 36 | 1976 | acd12u10042 | bluebook | 80 | 2890.945 | 2300 | Central | Central | Age 1979 and older | Gas 100-114.99 | 78-84.99 AFUE | Primary | 1922.102
1223 | EG08416448 | 1 | Furnace | 1900 - 1969 | N | 80 | 0 | 01 - Split Forced Air Furnace |  | 01 - Natural Gas | [5 empty] | 02 - Attic |  | 1 | No | trane | tud120r954k5 | 01/01/2005 | 01 - Constant Speed | 120 | -100 |  |  |  | -100 | 01 - AFUE |  | Not Applicable | Not Applicable | Dont Know |  | Yes |  | 1 | 2005 |  | 1 | 7 | 2005 | tud120r954k5 | CEC_fur | 80 | 9935.4858 | 1820 | Central | Central | Age 2000 to 2005 | Gas 115-129.99 | 78-84.99 AFUE | Primary | 9575.7621
1224 | EG08419065 | 1 | Furnace | 2000 - 2012 | N | 80 | -0.011375 | 01 - Split Forced Air Furnace |  | 01 - Natural Gas | [5 empty] | 02 - Attic |  | 1 | Dont Know | carrier | 58STX110-22 | 05/01/2007 | 01 - Constant Speed | 110 | 89 |  |  |  | 0.8 | Dont Know |  | allstyle | asfm6024a35e+v+s | Dont Know |  | Yes | what | 5 | 2007 |  | 1 | 5 | 2007 | 58STX11022 | Field Data Only | 80.91 | 5671.8261 | 1900 | Central | Central | Age 2006 to 2009 | Gas 100-114.99 | 78-84.99 AFUE | Primary | 4050.0805
1225 | EG08432114 | 1 | Wall Furnace | 1900 - 1969 | Y | 65 | -0.13985 | 03 - Wall Furnace |  | 01 - Natural Gas | [5 empty] | 04 - Conditioned Space |  | 0.5 | No | williams | 3509622 |  | No Fan | 35 | -100 |  |  |  | -100 | 01 - AFUE |  | Not Applicable | Not Applicable | Not Applicable |  | Not Applicable |  | -99 | -100 |  |  | -99 | 0 | 3509622 | CEC_heat | 74.09 | 9222.38 | 900 | Space | Space | Dont Know | Gas 025-039.99 | 72-77.99 AFUE | Primary | 4375.356
1226 | EG08447448 | 1 | Furnace | 2000 - 2012 | Y | 80 | -99 | 01 - Split Forced Air Furnace |  | 01 - Natural Gas | [5 empty] | 02 - Attic |  | 1 | No | weather king | 80PS05NAR | 07/01/2007 | 01 - Constant Speed | 50 | -99 |  |  |  | -99 | Dont Know |  | Dont Know | Dont Know | Dont Know |  | Yes | not on nameplate | 7 | 2007 |  | 1 | 5 | 2007 | 80PS05NAR |  | -99 |  | 2400 | Central | Central | Age 2006 to 2009 | Gas 040-054.99 | Dont Know | Primary
1227 | EG08458333 | 1 | Heat Pump | 1900 - 1969 | Y | 8.2 | -99 | 06 - Split Heat pump w/o electronic supplement |  | 02 - Electric | [5 empty] | 02 - Attic |  | 0.25 | No | goodman | aruf303016aa |  | 01 - Constant Speed |  |  | -99 | Dont Know | volts | -99 | Dont Know |  | Dont Know | Dont Know | No |  | Yes | could not see evap coil nameplate | -99 | -99 |  | 1 | -99 | 0 | aruf303016aa |  | -99 |  | 7000 | Central | Central | Dont Know | Elec Dont Know | Dont Know | Primary
1228 | EG08520880 | 1 | Wall Furnace | 1900 - 1969 | N | 65 | -0.16923 | 03 - Wall Furnace |  | 01 - Natural Gas | [5 empty] | 04 - Conditioned Space |  | 0.75 | No | williams | 5009622 |  | No Fan | 50 | -99 |  |  |  | -99 | Dont Know |  | Not Applicable | Not Applicable | Not Applicable |  | Not Applicable | info not on nameplate | -99 | -99 |  |  | -99 | 0 | 5009622 | CEC_heat | 76 | 8562.82 | 1500 | Space | Space | Dont Know | Gas 040-054.99 | 72-77.99 AFUE | Primary | 8252.795
1229 | EG08520880 | 2 | Wall Furnace | 1900 - 1969 | N | 65 | -99 | 03 - Wall Furnace |  | 02 - Electric | [5 empty] | 04 - Conditioned Space |  | 0.25 | No | nutone | 9815nd |  | 02 - Variable Speed |  |  | 15.5 | 01 - kW |  | -99 | Dont Know |  | Not Applicable | Not Applicable | Not Applicable |  | Not Applicable | info not on nameplate | -99 | -99 |  |  | -99 | 0 | 9815nd |  | -99 |  | 1500 | Space | Space | Dont Know | Elec 9+ | Dont Know | Secondary
1230 | EG08521691 | 1 | Furnace | 1980 - 1989 | N | 80 | -99 | 02 - Package Furnace/AC |  | 01 - Natural Gas | [5 empty] | 06 - Roof |  | 0.5 | No | york |  |  | 01 - Constant Speed | -99 | -99 |  |  |  | -99 | Dont Know |  | Dont Know | Dont Know | Yes |  | Yes | no safe access to 2 nd story roof | -99 | -99 | 1 | 2 | -99 | 0 |  |  | -99 |  | 2979 | Central | Central | Dont Know | Gas Dont Know | Dont Know | Primary
1231 | EG08521691 | 2 | Furnace | 1980 - 1989 | N | 80 | -99 | 01 - Split Forced Air Furnace |  | 01 - Natural Gas | [5 empty] | Other | outside | 0.5 | No | york |  |  | 01 - Constant Speed | -99 | -99 |  |  |  | -99 | Dont Know |  | Dont Know | Dont Know | Dont Know |  | Yes | could not get access to unit | -99 | -99 |  | 1 | -99 | 0 |  |  | -99 |  | 2979 | Central | Central | Dont Know | Gas Dont Know | Dont Know | Secondary
1232 | EG08541514 | 1 | Furnace | 1995 - 1999 | N | 80 | -0.0085 | 01 - Split Forced Air Furnace |  | 01 - Natural Gas | [5 empty] | 01 - Garage |  | 1 | No | carrier | 58pav090-16 |  | 01 - Constant Speed | 88 | 71 |  |  |  | 0.81 | 01 - AFUE |  | Dont Know | Dont Know | Dont Know |  | Yes | no access | -99 | -99 |  | 1 | -99 | 0 | 58pav09016 | CEC_fur | 80.68 | 2610.8 | 2180 | Central | Both Central and Space | Dont Know | Gas 085-099.99 | 78-84.99 AFUE | Primary | 1926.2255
1233 | EG08541514 | 2 | Other | 1995 - 1999 | N | -99 | -99 | 13 - Fireplace |  | 01 - Natural Gas |  | <1 day/week | No |  | 1st Floor | 04 - Conditioned Space |  | 0 | No |  |  | 01/01/1997 | No Fan | -99 | -99 |  |  |  | -99 | Dont Know |  | Not Applicable | Not Applicable | Not Applicable |  | Not Applicable | no nameplate | -99 | 1997 |  |  | 15 | 1997 |  |  | -99 |  | 2180 | Space | Both Central and Space | Age 1995 to 1999 | Gas Dont Know | Dont Know | Secondary
1234 | EG08689839 | 1 | Furnace | 1970 - 1979 | Y | 80 | -99 | 01 - Split Forced Air Furnace |  | 01 - Natural Gas | [5 empty] | 02 - Attic |  | 1 | No | American standard | aud1b080a9481aa | 03/01/2008 | 01 - Constant Speed | -99 | -99 |  |  |  | -99 | Dont Know |  | Dont Know | Dont Know | Yes |  | Yes | name plate contained only model info | 3 | 2008 |  | 1 | 4 | 2008 | aud1b080a9481aa |  | -99 |  | 1500 | Central | Central | Age 2006 to 2009 | Gas Dont Know | Dont Know | Primary
1235 | EG08718007 | 1 | Furnace | 1900 - 1969 | Y | 80 | -99 | 01 - Split Forced Air Furnace |  | 01 - Natural Gas | [5 empty] | 02 - Attic |  | 1 | No | aire-flo | AF80MPA075B3 |  | 01 - Constant Speed | 75 | -99 |  |  |  | -99 | Dont Know |  | Not Applicable | Not Applicable | Not Applicable |  | No | no data | -99 | -99 |  | 1 | -99 | 0 | AF80MPA075B3 |  | -99 |  | 1250 | Central | Central | Dont Know | Gas 070-084.99 | Dont Know | Primary
1236 | EG08729484 | 1 | Furnace | Dont Know | N | 80 | -99 | 02 - Package Furnace/AC |  | 01 - Natural Gas | [5 empty] | 06 - Roof |  | 1 | No | payne |  |  | 01 - Constant Speed | -99 | -99 |  |  |  | -99 | Dont Know |  | Not Applicable | Not Applicable | Not Applicable |  | Not Applicable | could not read nameplate | -99 | -99 | 1 | 1 | -99 | 0 |  |  | -99 |  | 800 | Central | Central | Dont Know | Gas Dont Know | Dont Know | Primary
1237 | EG08738096 | 1 | Furnace | 1980 - 1989 | Y | 80 | -99 | 01 - Split Forced Air Furnace |  | 01 - Natural Gas | [5 empty] | 04 - Conditioned Space |  | 1 | Dont Know | day & night | 395AAW024035 | 01/01/1983 | 01 - Constant Speed | 43 | -99 |  |  |  | -99 | Dont Know |  | GDP company | 518a024 | No |  | Yes | old | -99 | 1983 |  | 1 | 29 | 1983 | 395AAW024035 |  | -99 |  | 700 | Central | Central | Age 1980 to 1984 | Gas 040-054.99 | Dont Know | Primary
1238 | EG08743387 | 1 | Furnace | 1995 - 1999 | N | 80 | -99 | 02 - Package Furnace/AC |  | 01 - Natural Gas | [5 empty] | 06 - Roof |  | 1 | No |  |  |  | 01 - Constant Speed | -99 | -99 |  |  |  | -99 | Dont Know |  | Not Applicable | Not Applicable | Not Applicable |  | Not Applicable | unit on roof | -99 | -99 | 1 | 2 | -99 | 0 |  |  | -99 |  | 1100 | Central | Central | Dont Know | Gas Dont Know | Dont Know | Primary
1239 | EG08755888 | 1 | Wall Furnace | 1900 - 1969 | Y | 65 | -0.076923 | 03 - Wall Furnace |  | 01 - Natural Gas | [5 empty] | 04 - Conditioned Space |  | 0.5 | No | cozy | w505d |  | No Fan | 50 | -100 |  |  |  | -100 | 01 - AFUE |  | Not Applicable | Not Applicable | Not Applicable |  | No |  | -99 | -100 |  |  | -99 | 0 | w505d | CEC_heat | 70 | 4850.3 | -99 | Space | Space | Dont Know | Gas 040-054.99 | 66-71.99 AFUE | Primary | 6268.6396
1240 | EG08770388 | 1 | Furnace | 2000 - 2012 | N | 80 | -99 | 01 - Split Forced Air Furnace |  | 01 - Natural Gas | [5 empty] | 02 - Attic |  | 1 | No | bryant |  |  | 01 - Constant Speed | -99 | -99 |  |  |  | -100 | 01 - AFUE |  | Not Applicable | Not Applicable | Not Applicable |  | Yes |  | -99 | -100 |  | 1 | -99 | 0 |  |  | -99 |  | 1750 | Central | Central | Dont Know | Gas Dont Know | Dont Know | Primary
1241 | EG08808526 | 1 | Furnace | 2000 - 2012 | N | 80 | -99 | 15 - Forced Air furnace (No AC) |  | 01 - Natural Gas | [5 empty] | 02 - Attic |  | 1 | No |  |  |  | 01 - Constant Speed | -99 | -99 |  |  |  | -99 | Dont Know |  | Not Applicable | Not Applicable | Not Applicable |  | No | attic was too tight to go through to get furnace info | -99 | -99 |  |  | -99 | 0 |  |  | -99 |  | 2700 | Central | Central | Dont Know | Gas Dont Know | Dont Know | Primary
1242 | EG08808783 | 1 | Furnace | 2000 - 2012 | N | 80 | -0.0085 | 01 - Split Forced Air Furnace |  | 01 - Natural Gas | [5 empty] | 02 - Attic |  | 1 | No | lennox | G40UH-48B-090- |  | 01 - Constant Speed | 88 | 71 |  |  |  | 0.8 | 01 - AFUE |  | allstyle | aslb4221a28e | Yes |  | Yes |  | -99 | -99 |  | 1 | -99 | 0 | G40UH48B090 | CEC_2009 | 80.68 | 2434.48 | 2741 | Central | Central | Dont Know | Gas 085-099.99 | 78-84.99 AFUE | Primary | 1618.6122
1243 | EG08808783 | 2 | Furnace | 2000 - 2012 | N | 80 | -0.0085 | 01 - Split Forced Air Furnace |  | 01 - Natural Gas | [5 empty] | 02 - Attic |  | 0.5 | Dont Know | lennox | G40UH-48B-090- |  | 01 - Constant Speed | 88 | 71 |  |  |  | 0.8 | 01 - AFUE |  | allstyle | aslb422ia35+v+s | Yes |  | Yes |  | -99 | -99 |  | 2 | -99 | 0 | G40UH48B090 | CEC_2009 | 80.68 |  | 2741 | Central | Central | Dont Know | Gas 085-099.99 | 78-84.99 AFUE | Secondary
1244 | EG08899468 | 1 | Furnace | 1980 - 1989 | Y | 80 | 0.0525 | 01 - Split Forced Air Furnace |  | 01 - Natural Gas | [5 empty] | 01 - Garage |  | 1 | No | carrier | 58gsc045-cb | 01/01/1987 | 01 - Constant Speed | 60 | -99 |  |  |  | -99 | 01 - AFUE |  | Dont Know | Dont Know | No |  | Yes | nameplate | -99 | 1987 |  | 1 | 25 | 1987 | 58gsc045cb | bluebook | 75.8 | 3529.3897 | 1460 | Central | Central | Age 1985 to 1989 | Gas 055-069.99 | 72-77.99 AFUE | Primary | 3110.5074
1245 | EG08906174 | 1 | Furnace | 1900 - 1969 | Y | 80 | -0.00625 | 15 - Forced Air furnace (No AC) |  | 01 - Natural Gas | [5 empty] | 02 - Attic |  | 1 | No | rheem | rgpk-05nauer | 12/01/2005 | 01 - Constant Speed | 50 | -99 |  |  |  | -99 | Dont Know |  | Not Applicable | Not Applicable | Not Applicable |  | No | info not on nameplTe | 12 | 2005 |  |  | 7 | 2005 | rgpk05nauer | CEC_fur | 80.5 | 6946.3652 | 2865 | Central | Central | Age 2000 to 2005 | Gas 040-054.99 | 78-84.99 AFUE | Primary | 8178.0515
1246 | EG08924802 | 1 | Furnace | 1900 - 1969 | Y | 80 | -99 | 01 - Split Forced Air Furnace |  | 01 - Natural Gas | [5 empty] | 05 - Mechanical Closet |  | 1 | No | bdp | 395AAW024035 | 01/01/1983 | 01 - Constant Speed | 43 | -99 |  |  |  | -99 | Dont Know |  | bdp | 518a024 | No |  | Yes | not listed | -99 | 1983 |  | 1 | 29 | 1983 | 395AAW024035 |  | -99 |  | 925 | Central | Central | Age 1980 to 1984 | Gas 040-054.99 | Dont Know | Primary
1247 | EG08928742 | 1 | Furnace | 2000 - 2012 | N | 80 | 0.004625 | 15 - Forced Air furnace (No AC) |  | 01 - Natural Gas | [5 empty] | 04 - Conditioned Space |  | 1 | No | nordyne | GL1RA054*12A |  | 01 - Constant Speed | 54 | 43 |  |  |  | 0.8 | 01 - AFUE |  | Not Applicable | Not Applicable | Not Applicable |  | No |  | -99 | -99 |  |  | -99 | 0 | GL1RA05412A | Field Data Only | 79.63 | 10437.77 | 900 | Central | Central | Dont Know | Gas 040-054.99 | 78-84.99 AFUE | Primary | 9805.5946
1248 | EG08934138 | 1 | Furnace | 2000 - 2012 | N | 80 | 0 | 01 - Split Forced Air Furnace |  | 01 - Natural Gas | [5 empty] | 02 - Attic |  | 0.5 | No | goodman | gms80453axbd | 01/01/2004 | 01 - Constant Speed | 45 | 40 |  |  |  | 0.8 | 01 - AFUE |  | Dont Know | cp36a3b140t006 | Yes |  | Yes |  | -99 | 2004 |  | 1 | 8 | 2004 | gms80453axbd | Field Data Only | 80 | 2824.7402 | 3100 | Central | Central | Age 2000 to 2005 | Gas 040-054.99 | 78-84.99 AFUE | Primary | 1878.0844
1249 | EG08934138 | 2 | Furnace | 2000 - 2012 | N | 80 | -99 | 01 - Split Forced Air Furnace |  | 01 - Natural Gas | [5 empty] | 02 - Attic |  | 0.5 | No | goodman |  |  | 01 - Constant Speed | -99 | -99 |  |  |  | 0.8 | 01 - AFUE |  | Dont Know | cp48a3b175t006 | Yes |  | Yes | nameplate | -99 | -99 |  | 2 | -99 | 0 |  |  | -99 |  | 3100 | Central | Central | Dont Know | Gas Dont Know | Dont Know | Secondary
1250 | EG08997259 | 1 | Furnace | 2000 - 2012 | N | 80 | 0 | 01 - Split Forced Air Furnace |  | 01 - Natural Gas | [5 empty] | 02 - Attic |  | 1 | No | aire-flo | AF80MPA075B4 |  | 01 - Constant Speed | 75 | -99 |  |  |  | 0.8 | 01 - AFUE |  | allstyle | aslb4818a31t+s | No |  | Yes |  | -99 | -99 |  | 1 | -99 | 0 | AF80MPA075B4 | Field Data Only | 80 | 4348.4 | 2100 | Central | Central | Dont Know | Gas 070-084.99 | 78-84.99 AFUE | Primary | 3105.0617
1251 | EG09030732 | 1 | Furnace | 1970 - 1979 | N | 80 | 0 | 01 - Split Forced Air Furnace |  | 01 - Natural Gas | [5 empty] | 04 - Conditioned Space |  | 1 | No | goodman | gme80704bxac |  | 01 - Constant Speed | 70 | 56 |  |  |  | 0.8 | 01 - AFUE |  | goodman | ce48g44175l004 | No |  | Yes |  | -99 | -100 |  | 1 | -99 | 0 | gme80704bxac | Field Data Only | 80 | 8562.82 | 1350 | Central | Central | Dont Know | Gas 070-084.99 | 78-84.99 AFUE | Primary | 8252.795
1252 | EG09035660 | 1 | Furnace | 1980 - 1989 | N | 80 | 0.04625 | 01 - Split Forced Air Furnace |  | 01 - Natural Gas | [5 empty] | 04 - Conditioned Space |  | 1 | No | carrier | 58gsc080-db |  | 01 - Constant Speed | 100 | -99 |  |  |  | -99 | Dont Know |  | Dont Know | Dont Know | No |  | Yes | evap coil nameplate not readable | -99 | -99 |  | 1 | 22 | 1990 | 58gsc080db | bluebook | 76.3 | 5193.9222 | 2000 | Central | Central | Age 1990 to 1994 | Gas 100-114.99 | 72-77.99 AFUE | Primary | 3708.8237
1253 | EG09048741 | 1 | Furnace | 2000 - 2012 | N | 80 | 0 | 01 - Split Forced Air Furnace |  | 01 - Natural Gas | [5 empty] | 02 - Attic |  | 1 | No | lennox | G40UH-60C-110- |  | 01 - Constant Speed | 110 | 88 |  |  |  | 0.8 | 01 - AFUE |  | allstyle | asfm6021a33e+v+s | Yes |  | Yes |  | -99 | -99 |  | 1 | -99 | 0 | G40UH60C110 | CEC_2009 | 80 | 5259.41 | 2820 | Central | Central | Dont Know | Gas 100-114.99 | 78-84.99 AFUE | Primary | 3740.8247
1254 | EG09083162 | 1 | Other | 1900 - 1969 | N | -99 | -99 | 09 - Gravity Furnace |  | 01 - Natural Gas | [5 empty] | 04 - Conditioned Space |  | 1 | Not Applicable | holly |  |  | No Fan | -99 | -99 |  |  |  | -99 | Dont Know |  | Not Applicable | Not Applicable | Not Applicable |  | Not Applicable | illegible | -99 | -99 |  |  | -99 | 0 |  |  | -99 |  | 1279 | Space | Space | Dont Know | Gas Dont Know | Dont Know | Primary
1255 | EG09085635 | 1 | Furnace | Dont Know | N | 80 | 0 | 02 - Package Furnace/AC |  | 01 - Natural Gas | [5 empty] | 06 - Roof |  | 1 | Dont Know | carrier | 48gxn060090301 |  | 01 - Constant Speed | 90 | 72 |  |  |  | 0.8 | Dont Know |  | Not Applicable | Not Applicable | Not Applicable |  | Not Applicable | no info | -99 | -99 | 1 | 1 | -99 | 0 | 48gxn060090301 | Field Data Only | 80 | 2434.48 | 1600 | Central | Central | Dont Know | Gas 085-099.99 | 78-84.99 AFUE | Primary | 2669.1033
1256 | EG09129029 | 1 | Furnace | 1980 - 1989 | N | 80 | -99 | 01 - Split Forced Air Furnace |  | 01 - Natural Gas | [5 empty] | 01 - Garage |  | 1 | No | lennox | G40UH-60C-110X- |  | 01 - Constant Speed | 110 | -99 |  |  |  | -99 | Dont Know |  | aspen air | bv132 60-cpc24 76n79 | No |  | Yes | ... | -99 | -99 |  | 1 | -99 | 0 | G40UH60C110X |  | -99 |  | 2290 | Central | Central | Dont Know | Gas 100-114.99 | Dont Know | Primary
1257 | EG09171115 | 1 | Furnace | 1970 - 1979 | N | 80 | -99 | 01 - Split Forced Air Furnace |  | 01 - Natural Gas | [5 empty] | 01 - Garage |  | 1 | No | rheem | rgdg-10nbrjr | 01/01/1990 | 01 - Constant Speed | 100 | -99 |  |  |  | -99 | Dont Know |  | Dont Know | Dont Know | No |  | Yes | not listed | -99 | 1990 |  | 1 | 22 | 1990 | rgdg10nbrjr |  | -99 |  | 2400 | Central | Both Central and Space | Age 1990 to 1994 | Gas 100-114.99 | Dont Know | Primary
1258 | EG09171115 | 2 | Other | 1970 - 1979 | N | -99 | -99 | 13 - Fireplace |  | 01 - Natural Gas |  | <1 day/week | No |  | 1st Floor | 04 - Conditioned Space |  | 0 | No |  |  | 01/01/1973 | No Fan | -99 | -99 |  |  |  | -99 | Dont Know |  | Not Applicable | Not Applicable | Not Applicable |  | Not Applicable | no nameplate | -99 | 1973 |  |  | 39 | 1973 |  |  | -99 |  | 2400 | Space | Both Central and Space | Age 1979 and older | Gas Dont Know | Dont Know | Secondary
1259 | EG09171115 | 3 | Other | 1970 - 1979 | N | -99 | -99 | 13 - Fireplace |  | 01 - Natural Gas |  | <1 day/week | No |  | 2nd Floor | 04 - Conditioned Space |  | 0 | No |  |  | 01/01/1973 | No Fan | -99 | -99 |  |  |  | -99 | Dont Know |  | Not Applicable | Not Applicable | Not Applicable |  | Not Applicable | no nameplate | -99 | 1973 |  |  | 39 | 1973 |  |  | -99 |  | 2400 | Space | Both Central and Space | Age 1979 and older | Gas Dont Know | Dont Know | Secondary
1260 | EG09203953 | 1 | Furnace | 1900 - 1969 | Y | 80 | -99 | 01 - Split Forced Air Furnace |  | 01 - Natural Gas | [5 empty] | 03 - Basement |  | 1 | No | weather king | guwc120ad5 | 01/01/1986 | 01 - Constant Speed | 120 | -100 |  |  |  | -100 | 01 - AFUE |  | Not Applicable | Not Applicable | Not Applicable |  | No |  | -99 | 1986 |  |  | 26 | 1986 | guwc120ad5 |  | -99 |  | 2044 | Central | Central | Age 1985 to 1989 | Gas 115-129.99 | Dont Know | Primary
1261 | EG09212561 | 1 | Furnace | 1990 - 1994 | N | 80 | 0 | 01 - Split Forced Air Furnace |  | 01 - Natural Gas | [5 empty] | 01 - Garage |  | 1 | No | carrier | 58pav090-lc | 09/01/1992 | 01 - Constant Speed | 110 | -99 |  |  |  | -99 | Dont Know |  | carrier | Dont Know | No |  | Yes | no nameplate on evap coil. furnace. nameplate doesn't show output kBtu or efficiency. | 9 | 1992 |  | 1 | 20 | 1992 | 58pav090lc | bluebook | 80 | 2907.8511 | 2626 | Central | Central | Age 1990 to 1994 | Gas 100-114.99 | 78-84.99 AFUE | Primary | 3188.0956
1262 | EG09214209 | 1 | Wall Furnace | 1900 - 1969 | N | 65 | -99 | 03 - Wall Furnace |  | 01 - Natural Gas | [5 empty] | 04 - Conditioned Space |  | 1 | No |  |  |  | No Fan | -99 | -99 |  |  |  | -99 | Dont Know |  | Not Applicable | Not Applicable | Not Applicable |  | Not Applicable | homeowner not comfortable with pictures, no access to unit | -99 | -99 |  |  | -99 | 0 |  |  | -99 |  | 800 | Space | Space | Dont Know | Gas Dont Know | Dont Know | Primary
1263 | EG09240313 | 1 | Furnace | 1970 - 1979 | N | 80 | 0.13875 | 01 - Split Forced Air Furnace |  | 01 - Natural Gas | [5 empty] | 04 - Conditioned Space |  | 1 | No | day & night | 394gaw036075 |  | 01 - Constant Speed | 75 | -100 |  |  |  | -100 | 01 - AFUE |  | Not Applicable | Not Applicable | No |  | Yes |  | -99 | -100 |  | 1 | 24 | 1988 | 394gaw036075 | bluebook | 68.9 | 3073.0321 | 1600 | Central | Central | Age 1985 to 1989 | Gas 070-084.99 | 66-71.99 AFUE | Primary | 2043.1662
1264 | EG09295919 | 1 | Furnace | Dont Know | Y | 80 | -99 | 02 - Package Furnace/AC |  | 01 - Natural Gas | [5 empty] | 06 - Roof |  | 1 | No |  |  |  | 01 - Constant Speed | -99 | -99 |  |  |  | -99 | Dont Know |  | Dont Know | Dont Know | Dont Know |  | Yes | no access to 2nd story roof | -99 | -99 | 1 | 1 | -99 | 0 |  |  | -99 |  | -99 | Central | Central | Dont Know | Gas Dont Know | Dont Know | Primary
1265 | EG09297066 | 1 | Furnace | 1970 - 1979 | N | 80 | 0.0625 | 01 - Split Forced Air Furnace |  | 01 - Natural Gas | [5 empty] | 01 - Garage |  | 1 | No | rheem | rgdd-06nc-er |  | 01 - Constant Speed | 60 | -99 |  |  |  | -99 | Dont Know |  | Dont Know | gh36s v332 36/60 dd | No |  | Yes | info not on nameplate | -99 | -99 |  | 1 | 25 | 1987 | rgdd06ncer | bluebook | 75 | 3073.0321 | 1500 | Central | Central | Age 1985 to 1989 | Gas 055-069.99 | 72-77.99 AFUE | Primary | 3369.196
1266 | EG09310728 | 1 | Furnace | 2000 - 2012 | Y | 80 | 0 | 02 - Package Furnace/AC |  | 01 - Natural Gas | [5 empty] | 06 - Roof |  | 1 | No | tempstar | pgf036k060d |  | 01 - Constant Speed | 60 | 48 |  |  |  | -99 | Dont Know |  | Not Applicable | Not Applicable | Not Applicable |  | Not Applicable | nlonp | -99 | -99 | 1 | 1 | -99 | 0 | pgf036k060d | CEC_fur | 80 | 4850.3 | 1200 | Central | Central | Dont Know | Gas 055-069.99 | 78-84.99 AFUE | Primary | 4292.6615
1267 | EG09311634 | 1 | Furnace | 1900 - 1969 | N | 80 | -99 | 01 - Split Forced Air Furnace |  | 01 - Natural Gas | [5 empty] | 04 - Conditioned Space |  | 1 | No |  |  |  | 01 - Constant Speed | -99 | -99 |  |  |  | -100 | 01 - AFUE |  | Not Applicable | Not Applicable | Not Applicable |  | Yes |  | -99 | -100 |  | 1 | -99 | 0 |  |  | -99 |  | 1200 | Central | Central | Dont Know | Gas Dont Know | Dont Know | Primary
1268 | EG09357582 | 1 | Furnace | 1900 - 1969 | N | 80 | -0.015625 | 01 - Split Forced Air Furnace |  | 01 - Natural Gas | [5 empty] | 04 - Conditioned Space |  | 1 | Yes | carrier | 58uxt080-16 | 12/01/2001 | 01 - Constant Speed | 80 | 65 |  |  |  | 0.8 | Dont Know |  | cac/bdp | ck5ext042021aaaa | No |  | Yes |  | 12 | 2001 |  | 1 | 11 | 2001 | 58uxt08016 | CEC_fur | 81.25 | 9935.4858 | 2200 | Central | Central | Age 2000 to 2005 | Gas 070-084.99 | 78-84.99 AFUE | Primary | 7094.6318
1269 | EG09357782 | 1 | Furnace | 1980 - 1989 | N | 80 | -0.00375 | 01 - Split Forced Air Furnace |  | 01 - Natural Gas | [5 empty] | 04 - Conditioned Space |  | 1 | No | bryant | 383kav036070 | 02/01/2002 | 01 - Constant Speed | 66 | 53 |  |  |  | 0.8 | Dont Know |  | cac/bdp | ck6bxt036017aaaa | No |  | Yes |  | 2 | 2002 |  | 1 | 10 | 2002 | 383kav036070 | CEC_fur | 80.3 | 2824.7402 | 1480 | Central | Both Central and Space | Age 2000 to 2005 | Gas 055-069.99 | 78-84.99 AFUE | Primary | 1878.0844
1270 | EG09357782 | 2 | Other | 1980 - 1989 | N | -99 | -99 | 13 - Fireplace |  | 05 - Wood |  | <1 day/week | No |  | 1st Floor | 04 - Conditioned Space |  | 0.25 | No |  |  |  | No Fan | [5 empty] | -100 | Dont Know |  | Not Applicable | Not Applicable | Not Applicable | Not | Not Applicable |  | -99 | -99 |  |  | -99 | 0 |  |  | -99 |  | 1480 | Space | Both Central and Space | Dont Know |  | Dont Know | Secondary
1271 | EG09359310 | 1 | Furnace | 1900 - 1969 | N | 80 | 0 | 02 - Package Furnace/AC |  | 01 - Natural Gas | [5 empty] | 06 - Roof |  | 1 | No | goodman | pgb036075-1a |  | 01 - Constant Speed | 69 | -100 |  |  |  | -100 | 01 - AFUE |  | Not Applicable | Not Applicable | Not Applicable |  | No |  | -99 | -100 | 1 | 1 | -99 | 0 | pgb0360751a | Outside Source Manual Lookup | 80 | 4348.4 | 1350 | Central | Central | Dont Know | Gas 055-069.99 | 78-84.99 AFUE | Primary | 3105.0617
1272 | EG09364414 | 1 | Furnace | 2000 - 2012 | N | 80 | -0.02275 | 15 - Forced Air furnace (No AC) |  | 01 - Natural Gas | [5 empty] | 02 - Attic |  | 0.5 | No | bryant | 310JAV036070 | 12/01/2002 | 01 - Constant Speed | 66 | 54 |  |  |  | 0.8 | 01 - AFUE |  | Not Applicable | Not Applicable | Not Applicable |  | Not Applicable |  | 12 | 2002 |  |  | 10 | 2002 | 310JAV036070 | Field Data Only | 81.82 | 3029.3252 | 3500 | Central | Central | Age 2000 to 2005 | Gas 055-069.99 | 78-84.99 AFUE | Primary | 2235.0097
1273 | EG09364414 | 2 | Furnace | 2000 - 2012 | N | 80 | -0.0085 | 15 - Forced Air furnace (No AC) |  | 01 - Natural Gas | [5 empty] | 02 - Attic |  | 0.5 | No | bryant | 310JAV048090 | 12/01/2002 | 01 - Constant Speed | 88 | 71 |  |  |  | 0.8 | 01 - AFUE |  | Not Applicable | Not Applicable | Not Applicable |  | No |  | 12 | 2002 |  |  | 10 | 2002 | 310JAV048090 | Field Data Only | 80.68 |  | 3500 | Central | Central | Age 2000 to 2005 | Gas 085-099.99 | 78-84.99 AFUE | Secondary
1274 | EG09397180 | 1 | Furnace | 1970 - 1979 | Y | 80 | -99 | 01 - Split Forced Air Furnace |  | 01 - Natural Gas | [5 empty] | 05 - Mechanical Closet |  | 1 | No | day & night | 395BAW048080 |  | 01 - Constant Speed | 95 | -100 |  |  |  | -100 | 01 - AFUE |  | Not Applicable | Not Applicable | Not Applicable |  | Not Applicable |  | -99 | -100 |  | 3 | -99 | 0 | 395BAW048080 |  | -99 |  | 1500 | Central | Central | Dont Know | Gas 085-099.99 | Dont Know | Primary
1275 | EG09405863 | 1 | Furnace | 2000 - 2012 | Y | 80 | -99 | 02 - Package Furnace/AC |  | 01 - Natural Gas | [5 empty] | 06 - Roof |  | 1 | No |  |  |  | 01 - Constant Speed | -99 | -99 |  |  |  | -99 | Dont Know |  | Not Applicable | Not Applicable | Not Applicable |  | Not Applicable | Package unit located on the roof of a 2 story apartment building | -99 | -99 | 1 | 2 | -99 | 0 |  |  | -99 |  | -99 | Central | Central | Dont Know | Gas Dont Know | Dont Know | Primary
1276 | EG09427622 | 1 | Furnace | Dont Know | Y | 80 | -99 | 02 - Package Furnace/AC |  | 01 - Natural Gas | [5 empty] | 06 - Roof |  | 1 | No |  |  |  | 01 - Constant Speed | -99 | -99 |  |  |  | -100 | 01 - AFUE |  | Not Applicable | Not Applicable | Not Applicable |  | Not Applicable |  | -99 | -100 | 1 | 1 | -99 | 0 |  |  | -99 |  | -99 | Central | Central | Dont Know | Gas Dont Know | Dont Know | Primary
1277 | EG09434591 | 1 | Furnace | 2000 - 2012 | Y | 80 | -99 | 01 - Split Forced Air Furnace |  | 01 - Natural Gas | [5 empty] | 02 - Attic |  | 1 | Dont Know | air quest | N8MPL050B12 | 05/01/2004 | 02 - Variable Speed | 50 | -99 |  |  |  | -99 | Dont Know |  | Not Applicable | Not Applicable | Not Applicable |  | No | don't know | 5 | 2004 |  | 1 | 8 | 2004 | N8MPL050B12 |  | -99 |  | 2788 | Central | Central | Age 2000 to 2005 | Gas 040-054.99 | Dont Know | Primary
1278 | EG09450841 | 1 | Furnace | 2000 - 2012 | Y | 80 | 0 | 01 - Split Forced Air Furnace |  | 01 - Natural Gas | [5 empty] | 02 - Attic |  | 1 | Yes | comfortmaker | N8MPL100F20 | 01/01/2004 | 01 - Constant Speed | 100 | -100 |  |  |  | 0.8 | 01 - AFUE |  | allstyle | asfm6024a24t | Yes |  | Yes |  | 1 | 2004 |  | 1 | 8 | 2004 | N8MPL100F20 | Field Data Only | 80 | 3244.2253 | 2700 | Central | Central | Age 2000 to 2005 | Gas 100-114.99 | 78-84.99 AFUE | Primary | 2859.1875
1279 | EG09486437 | 1 | Furnace | 1980 - 1989 | N | 80 | -99 | 01 - Split Forced Air Furnace |  | 01 - Natural Gas | [5 empty] | 01 - Garage |  | 1 | No | ruud | ucdc-07nc-cr |  | 01 - Constant Speed | 75 | -99 |  |  |  | -99 | Dont Know |  | Dont Know | Dont Know | No |  | Yes | plate illegible | -99 | -99 |  | 1 | -99 | 0 | ucdc07nccr |  | -99 |  | 2300 | Central | Central | Dont Know | Gas 070-084.99 | Dont Know | Primary
1280 | EG09508131 | 1 | Furnace | 1980 - 1989 | Y | 80 | -99 | 02 - Package Furnace/AC |  | 01 - Natural Gas | [5 empty] | 06 - Roof |  | 1 | No |  |  |  | 01 - Constant Speed | -99 | -99 |  |  |  | -99 | Dont Know |  | Not Applicable | Not Applicable | Not Applicable |  | Not Applicable | no safe access | -99 | -99 | 1 | 1 | -99 | 0 |  |  | -99 |  | 1237 | Central | Central | Dont Know | Gas Dont Know | Dont Know | Primary
1281 | EG09517456 | 1 | Furnace | 1980 - 1989 | Y | 80 | -99 | 01 - Split Forced Air Furnace |  | 01 - Natural Gas | [5 empty] | 01 - Garage |  | 1 | No | rheem | Rudd-08ne-gr | 01/01/1989 | 01 - Constant Speed | 80 | -100 |  |  |  | -100 | 01 - AFUE |  | Not Applicable | Not Applicable | Dont Know |  | Yes |  | -99 | 1989 |  | 1 | 23 | 1989 | Rudd08negr |  | -99 |  | 3000 | Central | Central | Age 1985 to 1989 | Gas 070-084.99 | Dont Know | Primary
1282 | EG09522510 | 1 | Furnace | 1900 - 1969 | N | 80 | 0.02125 | 02 - Package Furnace/AC |  | 01 - Natural Gas | [5 empty] | Other | outside porch area | 1 | No | rheem | rrgg-05n31jkr | 06/01/1990 | 01 - Constant Speed | 50 | -100 |  |  |  | -99 | 01 - AFUE |  | Not Applicable | Not Applicable | Not Applicable |  | Not Applicable |  | 6 | 1990 | 1 | 1 | 22 | 1990 | rrgg05n31jkr | CEC_fur | 78.3 | 10227.8128 | -99 | Central | Central | Age 1990 to 1994 | Gas 040-054.99 | 78-84.99 AFUE | Primary | 15279.7313
1283 | EG09569999 | 1 | Furnace | 1900 - 1969 | Y | 80 | 0 | 01 - Split Forced Air Furnace |  | 01 - Natural Gas | [5 empty] | 04 - Conditioned Space |  | 1 | No | day & night | 80cu |  | 01 - Constant Speed | 80 | 64 |  |  |  | 0.75 | 01 - AFUE |  | Not Applicable | Not Applicable | Not Applicable |  | Not Applicable |  | -99 | -100 |  |  | -99 | 0 | 80cu | Field Data Only | 80 | 4850.3 | -99 | Central | Central | Dont Know | Gas 070-084.99 | 78-84.99 AFUE | Primary | 6728.2775
1284 | EG09574205 | 1 | Furnace | 1980 - 1989 | N | 80 | -99 | 01 - Split Forced Air Furnace |  | 02 - Electric | [5 empty] | 04 - Conditioned Space |  | 1 | No | magna flow industries | mevx 18-5 |  | 01 - Constant Speed |  |  | -99 | Dont Know |  | -99 | Dont Know |  | bdp | 566dj018 | No |  | Yes | info missing | -99 | -99 |  | 1 | -99 | 0 | mevx185 |  | -99 |  | 650 | Central | Both Central and Space | Dont Know | Elec Dont Know | Dont Know | Primary
1285 | EG09574205 | 2 | Other | 1980 - 1989 | N | -99 | -99 | 13 - Fireplace |  | 01 - Natural Gas |  | <1 day/week | No |  | 1st Floor | 04 - Conditioned Space |  | 0 | No |  |  |  | No Fan | -99 | -99 |  |  |  | -99 | Dont Know |  | Not Applicable | Not Applicable | Not Applicable |  | Not Applicable | no nameplate | -99 | -99 |  |  | -99 | 0 |  |  | -99 |  | 650 | Space | Both Central and Space | Dont Know | Gas Dont Know | Dont Know | Secondary
1286 | EG09598050 | 1 | Furnace | 1900 - 1969 | N | 80 | -0.2 | 15 - Forced Air furnace (No AC) |  | 01 - Natural Gas | [5 empty] | 05 - Mechanical Closet |  | 1 | No | york | tm9x060b12mp11a |  | 02 - Variable Speed | 60 | 57 |  |  |  | 0.96 | 01 - AFUE |  | advanced distributor prods | cv360b6 | No |  | Yes |  | -99 | -99 |  |  | -99 | 0 | tm9x060b12mp11a | Outside Source Manual Lookup | 96 | 5259.41 | 1340 | Central | Central | Dont Know | Gas 055-069.99 | 90-96.99 AFUE | Primary | 3740.8247
1287 | EG09603496 | 1 | Wall Furnace | 1900 - 1969 | Y | 65 | -0.13985 | 03 - Wall Furnace |  | 01 - Natural Gas | [5 empty] | 04 - Conditioned Space |  | 1 | No | Williams | 3509622 | 01/01/2006 | No Fan | 35 | -100 |  |  |  | -100 | 01 - AFUE |  | Not Applicable | Not Applicable | Not Applicable |  | Not Applicable |  | -99 | 2006 |  |  | 6 | 2006 | 3509622 | CEC_heat | 74.09 | 12029.1913 | 1100 | Space | Space | Age 2006 to 2009 | Gas 025-039.99 | 72-77.99 AFUE | Primary | 17854.944
1289 | EG09614269 | 1 | Furnace | Dont Know | N | 80 | -99 | 01 - Split Forced Air Furnace | denied permission to inspect | Dont Know | dk |  |  |  |  | 02 - Attic |  | 1 | Dont Know |  |  |  | No Fan | [5 empty] | -99 | Dont Know |  | Not Applicable | Not Applicable | Not Applicable |  | Not Applicable | denied access | -99 | -99 |  | 1 | -99 | 0 |  |  | -99 |  | 2500 | Central | Central | Dont Know |  | Dont Know | Primary
1290 | EG09625660 | 1 | Wall Furnace | Dont Know | Y | 65 | -0.16923 | 03 - Wall Furnace |  | 01 - Natural Gas | [5 empty] | 04 - Conditioned Space |  | 1 | No | williams | 5009622 |  | No Fan | 50 | 38 |  |  |  | 0.76 | 01 - AFUE |  | Not Applicable | Not Applicable | Not Applicable |  | Not Applicable |  | -99 | -99 |  |  | -99 | 0 | 5009622 | CEC_heat | 76 | 9222.38 | 1000 | Space | Space | Dont Know | Gas 040-054.99 | 72-77.99 AFUE | Primary | 15243.4282
1291 | EG09647347 | 1 | Furnace | 2000 - 2012 | N | 80 | 0 | 01 - Split Forced Air Furnace |  | 01 - Natural Gas | [5 empty] | 02 - Attic |  | 1 | Yes | rheem | RGPJ-10NBRJR |  | 01 - Constant Speed | 100 | -99 |  |  |  | 0.8 | 01 - AFUE |  | rheem | BL-60 | Yes |  | Yes |  | -99 | -99 |  | 1 | -99 | 0 | RGPJ10NBRJR | Field and Source Data | 80 | 2434.48 | 2800 | Central | Central | Dont Know | Gas 100-114.99 | 78-84.99 AFUE | Primary | 1618.6122
1292 | EG09652366 | 1 | Furnace | 1900 - 1969 | N | 80 | -0.00375 | 01 - Split Forced Air Furnace |  | 01 - Natural Gas | [5 empty] | 04 - Conditioned Space |  | 1 | No | carrier | GB1AAV036065 | 01/01/1994 | 01 - Constant Speed | 66 | 53 |  |  |  | -100 | 01 - AFUE |  | adp | ha03236c142b160773 | Not Applicable |  | Yes |  | -99 | 1994 |  | 1 | 18 | 1994 | GB1AAV036065 | Field Data Only | 80.3 | 5193.9222 | 1220 | Central | Central | Age 1990 to 1994 | Gas 055-069.99 | 78-84.99 AFUE | Primary | 3708.8237
1293 | EG09671909 | 1 | Furnace | 1980 - 1989 | Y | 80 | -99 | 02 - Package Furnace/AC |  | 01 - Natural Gas | [5 empty] | 06 - Roof |  | 1 | No | carrier | 580an018040 |  | 01 - Constant Speed | 90 | -99 |  |  |  | -99 | Dont Know |  | Not Applicable | Not Applicable | Not Applicable |  | Not Applicable | not listed | -99 | -99 | 1 | 1 | -99 | 0 | 580an018040 |  | -99 |  | 1400 | Central | Central | Dont Know | Gas 085-099.99 | Dont Know | Primary
1294 | EG09673385 | 1 | Other | 1980 - 1989 | N | -99 | -99 | 16 - Common Building | water to air heat exchanger | 01 - Natural Gas | hot water |  |  |  |  | 05 - Mechanical Closet |  | 1 | No | first co | 36vaq3 |  | 01 - Constant Speed | 43.2 | -99 |  |  |  | -99 | Dont Know |  | first co | 320-282 | Not Applicable |  | Yes | not listed | -99 | -99 |  | 1 | -99 | 0 | 36vaq3 |  | -99 |  | 1600 | Central | Both Central and Space | Dont Know | Gas 040-054.99 | Dont Know | Primary
1295 | EG09673385 | 2 | Other | 1980 - 1989 | N | -99 | -99 | 13 - Fireplace |  | 01 - Natural Gas |  | <1 day/week | No |  | 1st Floor | 04 - Conditioned Space |  | 0 | No |  |  |  | No Fan | -99 | -99 |  |  |  | -99 | Dont Know |  | Not Applicable | Not Applicable | Not Applicable |  | Not Applicable | no nameplate | -99 | -99 |  |  | -99 | 0 |  |  | -99 |  | 1600 | Space | Both Central and Space | Dont Know | Gas Dont Know | Dont Know | Secondary
1296 | EG09680936 | 1 | Furnace | 1990 - 1994 | N | 80 | 0 | 01 - Split Forced Air Furnace |  | 01 - Natural Gas | [5 empty] | 02 - Attic |  | 1 | No | York | p4huc20l08001a |  | 01 - Constant Speed | 100 | 80 |  |  |  | 0.8 | 01 - AFUE |  | Dont Know | Dont Know | Dont Know |  | Yes | could not see on nameplate | -99 | -99 |  | 2 | -99 | 0 | p4huc20l08001a | CEC_2009 | 80 | 2434.48 | 5400 | Central | Central | Dont Know | Gas 100-114.99 | 78-84.99 AFUE | Primary | 1618.6122
1297 | EG09692886 | 1 | Furnace | 1980 - 1989 | N | 80 | 0 | 15 - Forced Air furnace (No AC) |  | 01 - Natural Gas | [5 empty] | 04 - Conditioned Space |  | 1 | No | goodman | gmh80453axca |  | 01 - Constant Speed | 45 | 36 |  |  |  | -99 | Dont Know |  | Not Applicable | Not Applicable | Not Applicable |  | No | info plate | -99 | -99 |  |  | -99 | 0 | gmh80453axca | Field Data Only | 80 | 10437.77 | 1000 | Central | Central | Dont Know | Gas 040-054.99 | 78-84.99 AFUE | Primary | 6055.7019
1298 | EG09696750 | 1 | Furnace | 1900 - 1969 | Y | 80 | 0 | 15 - Forced Air furnace (No AC) |  | 01 - Natural Gas | [5 empty] | 05 - Mechanical Closet |  | 1 | No | tempstar | ntc5075bha2 |  | 01 - Constant Speed | 75 | -99 |  |  |  | 0.8 | 01 - AFUE |  | Not Applicable | Not Applicable | Not Applicable |  | No |  | -99 | -99 |  |  | -99 | 0 | ntc5075bha2 | Field Data Only | 80 | 4850.3 | 1600 | Central | Central | Dont Know | Gas 070-084.99 | 78-84.99 AFUE | Primary | 4292.6615
1299 | EG09696750 | 2 | Furnace | 1900 - 1969 | Y | 80 | -99 | 02 - Package Furnace/AC |  | 01 - Natural Gas | [5 empty] | 06 - Roof |  | 1 | No |  |  |  | 01 - Constant Speed | -99 | -99 |  |  |  | -99 | Dont Know |  | Not Applicable | Not Applicable | Not Applicable |  | Not Applicable | unit on roof no safe access | -99 | -99 | 1 | 1 | -99 | 0 |  |  | -99 |  | 1600 | Central | Central | Dont Know | Gas Dont Know | Dont Know | Secondary
1300 | EG09746776 | 1 | Furnace | 2000 - 2012 | N | 80 | 0 | 01 - Split Forced Air Furnace |  | 01 - Natural Gas | [5 empty] | 02 - Attic |  | 0.25 | No | goodman | ghs80453axbd |  | 01 - Constant Speed | 45 | 36 |  |  |  | 0.8 | 01 - AFUE |  | Dont Know | Dont Know | Dont Know |  | Yes | no mfg date | -99 | -99 |  | 2 | -99 | 0 | ghs80453axbd | Field Data Only | 80 |  | 3120 | Central | Central | Dont Know | Gas 040-054.99 | 78-84.99 AFUE | Secondary
1301 | EG09746776 | 2 | Furnace | 2000 - 2012 | N | 80 | 0 | 01 - Split Forced Air Furnace |  | 01 - Natural Gas | [5 empty] | 02 - Attic |  | 0.75 | No | goodman | ghs80905cxbd |  | 01 - Constant Speed | 90 | 72 |  |  |  | 0.8 | 01 - AFUE |  | Dont Know | Dont Know | Dont Know |  | Yes | no info about txv | -99 | -99 |  | 1 | -99 | 0 | ghs80905cxbd | Field Data Only | 80 | 2434.48 | 3120 | Central | Central | Dont Know | Gas 085-099.99 | 78-84.99 AFUE | Primary | 1618.6122
1302 | EG09777362 | 1 | Furnace | 1900 - 1969 | Y | 80 | -99 | 01 - Split Forced Air Furnace |  | 01 - Natural Gas | [5 empty] | 04 - Conditioned Space |  | 1 | No | payne | 50w24-19a |  | 01 - Constant Speed | 50 | -100 |  |  |  | -100 | 01 - AFUE |  | Not Applicable | 24cc-9 | Not Applicable |  | Yes |  | -99 | -100 |  | 1 | -99 | 0 | 50w2419a |  | -99 |  | -99 | Central | Central | Dont Know | Gas 040-054.99 | Dont Know | Primary
1303 | EG09787427 | 1 | Furnace | 1980 - 1989 | Y | 80 | -99 | 01 - Split Forced Air Furnace |  | 02 - Electric | [5 empty] | 04 - Conditioned Space |  | 1 | No | comfortmaker | bymc018/024g |  | 01 - Constant Speed |  |  | 7.5 | 02 - Amps |  | -100 | Dont Know |  | Not Applicable | Not Applicable | Not Applicable |  | No |  | -99 | -100 |  | 1 | -99 | 0 | bymc018024g |  | -99 |  | 530 | Central | Central | Dont Know | Elec 0.1-0.99 | Dont Know | Primary
1304 | EG09797731 | 1 | Furnace | 1900 - 1969 | Y | 80 | 0 | 01 - Split Forced Air Furnace |  | 01 - Natural Gas | [5 empty] | 04 - Conditioned Space |  | 1 | No | amana | guia070a40 | 01/01/1994 | 01 - Constant Speed | 69 | 55.2 |  |  |  | 0.8 | 01 - AFUE |  | Dont Know | ca2n57-mb1 | No |  | Yes | nameplate | -99 | 1994 |  | 1 | 18 | 1994 | guia070a40 | bluebook | 80 | 5793.4139 | 1100 | Central | Central | Age 1990 to 1994 | Gas 055-069.99 | 78-84.99 AFUE | Primary | 5127.3457
1305 | EG09805260 | 1 | Furnace | 2000 - 2012 | N | 80 | -0.011875 | 01 - Split Forced Air Furnace |  | 01 - Natural Gas | [5 empty] | 02 - Attic |  | 0.5 | No | bryant | 310JAV048090 | 05/01/2005 | 01 - Constant Speed | 84 | 68 |  |  |  | 0.81 | 01 - AFUE |  | allstyle | asl8484422t+s | No |  | Yes |  | 5 | 2005 |  | 1 | 7 | 2005 | 310JAV048090 | Field Data Only | 80.95 | 9935.4858 | 3198 | Central | Central | Age 2000 to 2005 | Gas 070-084.99 | 78-84.99 AFUE | Primary | 7094.6318
1306 | EG09805260 | 2 | Furnace | 2000 - 2012 | N | 80 | -0.011875 | 01 - Split Forced Air Furnace |  | 01 - Natural Gas | [5 empty] | 02 - Attic |  | 0.5 | No | Bryant | 310JAV048090 | 05/01/2005 | 01 - Constant Speed | 84 | 68 |  |  |  | 0.81 | 01 - AFUE |  | allstyle | aslb484422t+s | No |  | Yes |  | 5 | 2005 |  | 2 | 7 | 2005 | 310JAV048090 | Field Data Only | 80.95 |  | 3198 | Central | Central | Age 2000 to 2005 | Gas 070-084.99 | 78-84.99 AFUE | Secondary
1307 | EG09823063 | 1 | Wall Furnace | 1900 - 1969 | Y | 65 | -99 | 03 - Wall Furnace |  | 01 - Natural Gas | [5 empty] | 04 - Conditioned Space |  | 1 | No |  |  |  | No Fan | -99 | -99 |  |  |  | -100 | 01 - AFUE |  | Not Applicable | Not Applicable | Not Applicable |  | Not Applicable |  | -99 | -100 |  |  | -99 | 0 |  |  | -99 |  | 900 | Space | Space | Dont Know | Gas Dont Know | Dont Know | Primary
1308 | EG09868594 | 1 | Furnace | 1995 - 1999 | Y | 80 | -99 | 01 - Split Forced Air Furnace |  | 01 - Natural Gas | [5 empty] | 02 - Attic |  | 1 | No |  |  |  | 01 - Constant Speed | -99 | -99 |  |  |  | -100 | 01 - AFUE |  | Not Applicable | Not Applicable | Not Applicable |  | Yes |  | -99 | -100 |  | 1 | -99 | 0 |  |  | -99 |  | 3200 | Central | Central | Dont Know | Gas Dont Know | Dont Know | Primary
1312 | EG10004062 | 1 | Wall Furnace | 1900 - 1969 | N | 65 | -0.076923 | 03 - Wall Furnace |  | 01 - Natural Gas | [5 empty] | 04 - Conditioned Space |  | 1 | No | coleman | 2341 |  | No Fan | 28 | 19.6 |  |  |  | 0.7 | 01 - AFUE |  | Not Applicable | Not Applicable | Not Applicable |  | No |  | -99 | -99 |  |  | -99 | 0 | 2341 | Field Data Only | 70 | 2610.8 | 850 | Space | Space | Dont Know | Gas 025-039.99 | 66-71.99 AFUE | Primary | 5555.4991
1313 | EG10034292 | 1 | Furnace | 1900 - 1969 | N | 80 | -99 | 01 - Split Forced Air Furnace |  | 01 - Natural Gas | [5 empty] | 01 - Garage |  | 1 | No | lennox | G60UH-36A-070X- | 01/01/2002 | 01 - Constant Speed | 66 | -99 |  |  |  | -99 | Dont Know |  | Not Applicable | Not Applicable | Not Applicable |  | No | not listed | -99 | 2002 |  |  | 10 | 2002 | G60UH36A070X |  | -99 |  | 1200 | Central | Both Central and Space | Age 2000 to 2005 | Gas 055-069.99 | Dont Know | Primary
1309 | EG09941314 | 1 | Wall Furnace | Dont Know | Y | 65 | -0.076923 | 03 - Wall Furnace |  | 01 - Natural Gas | [5 empty] | 04 - Conditioned Space |  | 1 | Not Applicable | holly | 504 |  | No Fan | 50 | 35 |  |  |  | 0.7 | 01 - AFUE |  | Not Applicable | Not Applicable | Not Applicable |  | Not Applicable |  | -99 | -99 |  |  | -99 | 0 | 504 | Field Data Only | 70 | 9222.38 | 900 | Space | Space | Dont Know | Gas 040-054.99 | 66-71.99 AFUE | Primary | 5202.8838
1310 | EG09951595 | 1 | Furnace | 1980 - 1989 | N | 80 | -99 | 01 - Split Forced Air Furnace |  | 01 - Natural Gas | [5 empty] | 04 - Conditioned Space |  | 1 | No | day & night | n8mpl10020b0 | 06/01/2008 | 01 - Constant Speed | 100 | -99 |  |  |  | -99 | Dont Know |  | Dont Know | acc60a3x191r090 | Yes |  | Yes | what | 6 | 2008 |  | 1 | 4 | 2008 | n8mpl10020b0 |  | -99 |  | 2114 | Central | Central | Age 2006 to 2009 | Gas 100-114.99 | Dont Know | Primary
1311 | EG09973326 | 1 | Furnace | 1970 - 1979 | N | 80 | -99 | 01 - Split Forced Air Furnace |  | 01 - Natural Gas | [5 empty] | 02 - Attic |  | 1 | No |  |  |  | 01 - Constant Speed | -99 | -100 |  |  |  | -100 | 01 - AFUE |  | Not Applicable | Not Applicable | Not Applicable |  | Yes |  | -99 | -100 |  | 1 | -99 | 0 |  |  | -99 |  | 1458 | Central | Central | Dont Know | Gas Dont Know | Dont Know | Primary
1314 | EG10034292 | 2 | Other | 1900 - 1969 | N | -99 | -99 | 13 - Fireplace |  | 01 - Natural Gas |  | <1 day/week | No |  | 1st Floor | 04 - Conditioned Space |  | 0 | No |  |  |  | No Fan | -99 | -99 |  |  |  | -99 | Dont Know |  | Not Applicable | Not Applicable | Not Applicable |  | Not Applicable | no nameplate | -99 | -99 |  |  | -99 | 0 |  |  | -99 |  | 1200 | Space | Both Central and Space | Dont Know | Gas Dont Know | Dont Know | Secondary
1315 | EG10035889 | 1 | Furnace | 2000 - 2012 | N | 80 | -0.011375 | 01 - Split Forced Air Furnace |  | 01 - Natural Gas | [5 empty] | 02 - Attic |  | 1 | No | york | PG8JAA066110 | 02/01/2006 | 01 - Constant Speed | 110 | 89 |  |  |  | 0.8 | 01 - AFUE |  | adp | hd16460d210b260300 | Yes |  | Yes |  | 2 | 2006 |  | 1 | 6 | 2006 | PG8JAA066110 | Field Data Only | 80.91 | 5671.8261 | 2700 | Central | Central | Age 2006 to 2009 | Gas 100-114.99 | 78-84.99 AFUE | Primary | 4050.0805
1316 | EG10040657 | 1 | Furnace | 1970 - 1979 | N | 80 | 0 | 01 - Split Forced Air Furnace |  | 01 - Natural Gas | [5 empty] | 05 - Mechanical Closet |  | 1 | No | lear siegler | 80vf |  | 01 - Constant Speed | 80 | 64 |  |  |  | 0.8 | 01 - AFUE |  | Not Applicable | Not Applicable | Not Applicable |  | No |  | -99 | -99 |  |  | 45 | 1967 | 80vf | bluebook | 80 | 5163.725 | 1500 | Central | Both Central and Space | Age 1979 and older | Gas 070-084.99 | 78-84.99 AFUE | Primary | 12049.791
1317 | EG10040657 | 2 | Other | 1970 - 1979 | N | -99 | -99 | 13 - Fireplace |  | 05 - Wood |  | 1-2 days/week | No |  | 1st Floor | 04 - Conditioned Space |  | 0 | No |  |  |  | No Fan | [5 empty] | -99 | Dont Know |  | Not Applicable | Not Applicable | Not Applicable | Dont | Not Applicable | no nameplate | -99 | -99 |  |  | -99 | 0 |  |  | -99 |  | 1500 | Space | Both Central and Space | Dont Know |  | Dont Know | Secondary
1318 | EG10041060 | 1 | Other | 1900 - 1969 | N | -99 | -99 | 13 - Fireplace |  | 01 - Natural Gas |  | <1 day/week | No |  | 1st Floor | 04 - Conditioned Space |  | 0 | No |  |  | 01/01/1964 | No Fan | -99 | -99 |  |  |  | -99 | Dont Know |  | Not Applicable | Not Applicable | Not Applicable |  | Not Applicable | no nameplate | -99 | 1964 |  |  | 48 | 1964 |  |  | -99 |  | 1352 | Space | Both Central and Space | Age 1979 and older | Gas Dont Know | Dont Know | Secondary
1319 | EG10041060 | 2 | Furnace | 1900 - 1969 | N | 80 | -0.02275 | 01 - Split Forced Air Furnace |  | 01 - Natural Gas | [5 empty] | 05 - Mechanical Closet |  | 1 | No | lennox | g60uhv-36a-070x-07 | 01/01/2007 | 01 - Constant Speed | 66 | 54 |  |  |  | 0.82 | 01 - AFUE |  | lennox | cx34-36a-6f-2 | No |  | Yes |  | -99 | 2007 |  | 1 | 5 | 2007 | g60uhv36a070x07 | CEC_2009 | 81.82 | 13614.4826 | 1352 | Central | Both Central and Space | Age 2006 to 2009 | Gas 055-069.99 | 78-84.99 AFUE | Primary | 15164.7536
1320 | EG10042197 | 1 | Wall Furnace | 1970 - 1979 | N | 65 | -0.13985 | 03 - Wall Furnace |  | 01 - Natural Gas | [5 empty] | 04 - Conditioned Space |  | 1 | No | williams | 3509612 |  | No Fan | 35 | 25.93 |  |  |  | 0.7 | 01 - AFUE |  | Not Applicable | Not Applicable | Not Applicable |  | Not Applicable |  | -99 | -99 |  |  | -99 | 0 | 3509612 | Field Data Only | 74.09 | 10437.77 | 600 | Space | Space | Dont Know | Gas 025-039.99 | 72-77.99 AFUE | Primary | 4041.4282
1321 | EG10046673 | 1 | Furnace | 1900 - 1969 | N | 80 | -99 | 01 - Split Forced Air Furnace |  | 01 - Natural Gas | [5 empty] | 02 - Attic |  | 1 | No | lennox |  |  | 01 - Constant Speed | -99 | -99 |  |  |  | -100 | 01 - AFUE |  | Not Applicable | Not Applicable | Dont Know |  | Yes |  | -99 | -100 |  | 1 | -99 | 0 |  |  | -99 |  | 1550 | Central | Central | Dont Know | Gas Dont Know | Dont Know | Primary
1322 | EG10089387 | 1 | Furnace | 1995 - 1999 | Y | 80 | 0 | 01 - Split Forced Air Furnace |  | 01 - Natural Gas | [5 empty] | 02 - Attic |  | 0.5 | No | Coleman | bgu07516ax |  | 01 - Constant Speed | 75 | 60 |  |  |  | 0.8 | 01 - AFUE |  | Not Applicable | Not Applicable | Dont Know |  | Yes |  | -99 | -100 |  | 2 | -99 | 0 | bgu07516ax | CEC_fur | 80 | 1474.5 | 2600 | Central | Central | Dont Know | Gas 070-084.99 | 78-84.99 AFUE | Primary | 1337.3581
1323 | EG10089387 | 2 | Furnace | 1995 - 1999 | Y | 80 | 0 | 01 - Split Forced Air Furnace |  | 01 - Natural Gas | [5 empty] | 02 - Attic |  | 0.5 | No | coleman | bgu05012ax |  | 01 - Constant Speed | 50 | 40 |  |  |  | 0.8 | 01 - AFUE |  | Not Applicable | bch2436-e5j18 | Dont Know |  | Yes |  | -99 | -100 |  | 1 | -99 | 0 | bgu05012ax | CEC_fur | 80 |  | 2600 | Central | Central | Dont Know | Gas 040-054.99 | 78-84.99 AFUE | Secondary
1324 | EG10089387 | 3 | Furnace | 1995 - 1999 | Y | 80 | -99 | 01 - Split Forced Air Furnace |  | 01 - Natural Gas | [5 empty] | 02 - Attic |  | 0.25 | No |  |  |  | 01 - Constant Speed | -99 | -99 |  |  |  | -100 | 01 - AFUE |  | Not Applicable | Not Applicable | Dont Know |  | Yes |  | -99 | -100 |  | 3 | -99 | 0 |  |  | -99 |  | 2600 | Central | Central | Dont Know | Gas Dont Know | Dont Know | Secondary
1325 | EG10164239 | 2 | Furnace | 1900 - 1969 | N | 80 | -0.001375 | 02 - Package Furnace/AC |  | 01 - Natural Gas | [5 empty] | Other | outside, on the ground | 1 | No | bryant | 583bnw060090nb-- |  | 01 - Constant Speed | 90 | 72.1 |  |  |  | 0.8 | 01 - AFUE |  | Not Applicable | Not Applicable | Not Applicable |  | Not Applicable |  | -99 | -99 | 1 | 1 | -99 | 0 | 583bnw060090nb | Field Data Only | 80.11 | 2434.48 | 2850 | Central | Central | Dont Know | Gas 085-099.99 | 78-84.99 AFUE | Primary | 1618.6122
1326 | EG10165902 | 1 | Other | 1970 - 1979 | Y | -99 | -99 | 09 - Gravity Furnace |  | 01 - Natural Gas | [5 empty] | 04 - Conditioned Space |  | 0.5 | Not Applicable | williams | c35sd-1 |  | No Fan | 35 | 24.5 |  |  |  | 0.7 | 01 - AFUE |  | Not Applicable | Not Applicable | Not Applicable |  | Not Applicable |  | -99 | -99 |  |  | -99 | 0 | c35sd1 | Field Data Only | 70 | 9222.38 | 915 | Space | Space | Dont Know | Gas 025-039.99 | 66-71.99 AFUE | Primary | 12793.1741
1327 | EG10181767 | 1 | Wall Furnace | 1900 - 1969 | N | 65 | -99 | 03 - Wall Furnace |  | 01 - Natural Gas | [5 empty] | 04 - Conditioned Space |  | 1 | No | cozy |  |  | No Fan | -99 | -99 |  |  |  | -100 | 01 - AFUE |  | Not Applicable | Not Applicable | Not Applicable |  | Not Applicable |  | -99 | -100 |  |  | -99 | 0 |  |  | -99 |  | 1000 | Space | Space | Dont Know | Gas Dont Know | Dont Know | Primary
1328 | EG10231733 | 1 | Furnace | 1970 - 1979 | N | 80 | -0.00375 | 01 - Split Forced Air Furnace |  | 01 - Natural Gas | [5 empty] | 04 - Conditioned Space |  | 0.5 | No | carrier | 58WAV070-08 |  | 01 - Constant Speed | 66 | 53 |  |  |  | 0.8 | Dont Know |  | Not Applicable | Not Applicable | Not Applicable |  | No |  | -99 | -99 |  | 1 | -99 | 0 | 58WAV07008 | CEC_fur | 80.3 | 2434.48 | 3100 | Central | Central | Dont Know | Gas 055-069.99 | 78-84.99 AFUE | Primary | 1618.6122
1329 | EG10231733 | 2 | Furnace | 1970 - 1979 | N | 80 | -0.00375 | 01 - Split Forced Air Furnace |  | 01 - Natural Gas | [5 empty] | 04 - Conditioned Space |  | 0.5 | No | carrier | 58WAV070-08 |  | 01 - Constant Speed | 66 | 53 |  |  |  | 0.8 | Dont Know |  | Not Applicable | Not Applicable | Not Applicable |  | No |  | -99 | -99 |  | 2 | -99 | 0 | 58WAV07008 | CEC_fur | 80.3 |  | 3100 | Central | Central | Dont Know | Gas 055-069.99 | 78-84.99 AFUE | Secondary
1330 | EG10257944 | 1 | Furnace | 2000 - 2012 | N | 80 | -0.032625 | 01 - Split Forced Air Furnace |  | 01 - Natural Gas | [5 empty] | 02 - Attic |  | 0.5 | No | bryant | 373lav048095 | 11/01/2001 | 01 - Constant Speed | 92 | 76 |  |  |  | 0.8 | Dont Know |  | Not Applicable | Not Applicable | Not Applicable |  | No |  | 11 | 2001 |  | 1 | 11 | 2001 | 373lav048095 | bluebook | 82.61 | 2824.7402 | 2900 | Central | Central | Age 2000 to 2005 | Gas 085-099.99 | 78-84.99 AFUE | Primary | 3096.9748
1331 | EG10257944 | 2 | Furnace | 2000 - 2012 | N | 80 | -0.019 | 01 - Split Forced Air Furnace |  | 01 - Natural Gas | [5 empty] | 02 - Attic |  | 0.5 | No | bryant | 373lav048095 | 11/01/2001 | 01 - Constant Speed | 92 | 75 |  |  |  | 0.8 | Dont Know |  | Not Applicable | Not Applicable | Not Applicable |  | No |  | 11 | 2001 |  | 2 | 11 | 2001 | 373lav048095 | bluebook | 81.52 |  | 2900 | Central | Central | Age 2000 to 2005 | Gas 085-099.99 | 78-84.99 AFUE | Secondary
1332 | EG10273396 | 2 | Other | 1970 - 1979 | N | -99 | -99 | 13 - Fireplace |  | 01 - Natural Gas |  | <1 day/week | No |  | 2nd Floor | 04 - Conditioned Space |  | 1 | No | Superior Fireplace Company | g-48 |  | No Fan | 23 | -99 |  |  |  | -99 | Dont Know |  | Not Applicable | Not Applicable | Not Applicable | Not | Not Applicable | no info | -99 | -99 |  |  | -99 | 0 | g48 |  | -99 |  | 1480 | Space | Both Central and Space | Dont Know | Gas 010-024.99 | Dont Know | Secondary
1333 | EG10273396 | 3 | Furnace | 1970 - 1979 | N | 80 | -0.20125 | 01 - Split Forced Air Furnace |  | 01 - Natural Gas | [5 empty] | 05 - Mechanical Closet |  | 1 | No | goodman | gmh950904cxac |  | 02 - Variable Speed | 92 | 87.4 |  |  |  | 0.95 | 01 - AFUE |  | Not Applicable | Not Applicable | Not Applicable |  | No |  | -99 | -99 |  | 1 | -99 | 0 | gmh950904cxac | Outside Source Manual Lookup | 96.1 | 8562.82 | 1480 | Central | Both Central and Space | Dont Know | Gas 085-099.99 | 90-96.99 AFUE | Primary | 4411.3164
1334 | EG10308383 | 1 | Furnace | 1980 - 1989 | N | 80 | -0.011375 | 01 - Split Forced Air Furnace |  | 01 - Natural Gas | [5 empty] | 01 - Garage |  | 1 | No | payne | PG8JAA066110 | 11/01/2002 | 01 - Constant Speed | 110 | 89 |  |  |  | 0.8 | 01 - AFUE |  | cac/bdp | ck5bxa060024aaaa | No |  | Yes |  | 11 | 2002 |  | 1 | 10 | 2002 | PG8JAA066110 | Field Data Only | 80.91 | 2824.7402 | 2300 | Central | Central | Age 2000 to 2005 | Gas 100-114.99 | 78-84.99 AFUE | Primary | 1878.0844
1335 | EG10308847 | 1 | Furnace | 1900 - 1969 | N | 80 | 0.14288 | 01 - Split Forced Air Furnace |  | 01 - Natural Gas | [5 empty] | 03 - Basement |  | 1 | No | carrier | 349DAW-60120 |  | 01 - Constant Speed | 140 | 96 |  |  |  | -99 | Dont Know |  | bdp | 506b060hc | No |  | Yes | no data | -99 | -99 |  | 2 | -99 | 0 | 349DAW60120 | Field Data Only | 68.57 | 8562.82 | 1400 | Central | Central | Dont Know | Gas 130+ | 66-71.99 AFUE | Primary | 8252.795
1336 | EG10363155 | 1 | Furnace | 1900 - 1969 | N | 80 | -0.0085 | 01 - Split Forced Air Furnace |  | 01 - Natural Gas | [5 empty] | 04 - Conditioned Space |  | 1 | No | carrier | 58wav091-16 | 03/01/2000 | 01 - Constant Speed | 88 | 71 |  |  |  | 0.8 | 01 - AFUE |  | cac/bdp | ck5axt048021aaaa | No |  | Yes |  | 3 | 2000 |  | 1 | 12 | 2000 | 58wav09116 | CEC_fur | 80.68 | 2824.7402 | 1600 | Central | Central | Age 2000 to 2005 | Gas 085-099.99 | 78-84.99 AFUE | Primary | 1878.0844
1337 | EG10364401 | 1 | Furnace | 1980 - 1989 | Y | 80 | 0 | 01 - Split Forced Air Furnace |  | 01 - Natural Gas | [5 empty] | 01 - Garage |  | 1 | No | Payne | PG8JAA036070 | 12/01/2004 | 01 - Constant Speed | 66 | 64 |  |  |  | 0.98 | 01 - AFUE |  | Dont Know | Dont Know | Yes |  | Yes | no nameplate | 12 | 2004 |  | 1 | 8 | 2004 | PG8JAA036070 | Outside Source Manual Lookup | 80 | 10700.7768 | 900 | Central | Central | Age 2000 to 2005 | Gas 055-069.99 | 78-84.99 AFUE | Primary | 15883.1766
1338 | EG10377792 | 1 | Furnace | 1980 - 1989 | N | 80 | 0.05 | 01 - Split Forced Air Furnace |  | 01 - Natural Gas | [5 empty] | 01 - Garage |  | 1 | Yes | carrier | 394jaw048065abfa | 01/01/1986 | 01 - Constant Speed | 80 | -99 |  |  |  | 0.8 | 01 - AFUE |  | carrier | 863048 | Yes |  | Yes |  | -99 | 1986 |  | 1 | 26 | 1986 | 394jaw048065abfa | Field Data Only | 76 | 5488.9639 | 1636 | Central | Central | Age 1985 to 1989 | Gas 070-084.99 | 72-77.99 AFUE | Primary | 12808.7511
1339 | EG10388220 | 1 | Furnace | 1970 - 1979 | N | 80 | 0 | 15 - Forced Air furnace (No AC) |  | 01 - Natural Gas | [5 empty] | 04 - Conditioned Space |  | 1 | No | dnp | 100u-19a1 |  | 01 - Constant Speed | 100 | 80 |  |  |  | 0.8 | 01 - AFUE |  | Not Applicable | Not Applicable | Not Applicable |  | No | info not on nameplate | -99 | -99 |  |  | 41 | 1971 | 100u19a1 | bluebook | 80 | 12394.8519 | 2311 | Central | Central | Age 1979 and older | Gas 100-114.99 | 78-84.99 AFUE | Primary | 13806.2444
1340 | EG10406270 | 1 | Furnace | 1970 - 1979 | N | 80 | 0 | 01 - Split Forced Air Furnace |  | 01 - Natural Gas | [5 empty] | 01 - Garage |  | 1 | Yes | york | TGLS100C20MP11 |  | 01 - Constant Speed | 100 | 80 |  |  |  | 0.8 | 01 - AFUE |  | adp | cv600c6 | Yes |  | Yes |  | -99 | -99 |  | 1 | -99 | 0 | TGLS100C20MP11 | Field Data Only | 80 | 8562.82 | 2600 | Central | Central | Dont Know | Gas 100-114.99 | 78-84.99 AFUE | Primary | 8252.795
1341 | EG10427758 | 1 | Furnace | 1980 - 1989 | N | 80 | 0 | 01 - Split Forced Air Furnace |  | 01 - Natural Gas | [5 empty] | 01 - Garage |  | 1 | No | carrier | 58gs100-3 |  | 01 - Constant Speed | 100 | 80 |  |  |  | 0.8 | 01 - AFUE |  | adp | ct4842-c175 | No |  | Yes |  | -99 | -99 |  | 1 | -99 | 0 | 58gs1003 | Field Data Only | 80 | 10437.77 | 2200 | Central | Central | Dont Know | Gas 100-114.99 | 78-84.99 AFUE | Primary | 6055.7019
1342 | EG10441487 | 1 | Furnace | Dont Know | Y | 80 | -99 | 01 - Split Forced Air Furnace |  | 01 - Natural Gas | [5 empty] | 02 - Attic |  | 1 | Dont Know |  |  |  | No Fan | -99 | -99 |  |  |  | -99 | Dont Know |  | Not Applicable | Not Applicable | Not Applicable |  | Not Applicable | customer denied access to attic | -99 | -99 |  | 1 | -99 | 0 |  |  | -99 |  | 1900 | Central | Central | Dont Know | Gas Dont Know | Dont Know | Primary
1343 | EG10471972 | 1 | Furnace | 1900 - 1969 | Y | 80 | -0.015 | 01 - Split Forced Air Furnace |  | 01 - Natural Gas | [5 empty] | 02 - Attic |  | 1 | No | rheem | rgph-07nauer |  | 01 - Constant Speed | 75 | -99 |  |  |  | -99 | Dont Know |  | allstyle | aslb365010t | No |  | Yes | info not avail | -99 | -99 |  | 1 | -99 | 0 | rgph07nauer | CEC_fur | 81.2 | 9222.38 | 1250 | Central | Both Central and Space | Dont Know | Gas 070-084.99 | 78-84.99 AFUE | Primary | 13688.7904
1344 | EG10471972 | 2 | Other | 1900 - 1969 | Y | -99 | -99 | 13 - Fireplace |  | 05 - Wood |  | Daily | Not Applicable |  | 1st Floor | 04 - Conditioned Space |  | 0.5 | Not Applicable |  |  |  | No Fan | [5 empty] | -100 | Dont Know |  | Not Applicable | Not Applicable | Not Applicable | Dont | Not Applicable | no nameplate | -99 | -99 |  |  | -99 | 0 |  |  | -99 |  | 1250 | Space | Both Central and Space | Dont Know |  | Dont Know | Secondary
1345 | EG10498016 | 1 | Wall Furnace | 1970 - 1979 | N | 65 | -99 | 03 - Wall Furnace |  | 01 - Natural Gas | [5 empty] | 04 - Conditioned Space |  | 1 | No |  |  |  | No Fan | -99 | -99 |  |  |  | -99 | Dont Know |  | Not Applicable | Not Applicable | Not Applicable |  | Not Applicable | nameplate not visible, don't want to peel paint from walls to remove cover | -99 | -99 |  |  | -99 | 0 |  |  | -99 |  | 900 | Space | Space | Dont Know | Gas Dont Know | Dont Know | Primary
1346 | EG10502138 | 1 | Furnace | 1900 - 1969 | Y | 80 | -99 | 01 - Split Forced Air Furnace |  | 01 - Natural Gas | [5 empty] | 07 - Crawlspace |  | 1 | No |  |  |  | 01 - Constant Speed | -99 | -99 |  |  |  | -100 | 01 - AFUE |  | Not Applicable | Not Applicable | Not Applicable |  | Not Applicable |  | -99 | -100 |  |  | -99 | 0 |  |  | -99 |  | 3646 | Central | Central | Dont Know | Gas Dont Know | Dont Know | Primary
1347 | EG10502585 | 1 | Furnace | 1970 - 1979 | Y | 80 | 0 | 01 - Split Forced Air Furnace |  | 01 - Natural Gas | [5 empty] | 01 - Garage |  | 1 | No | lennox | g13 q3-105 |  | 01 - Constant Speed | 105 | 84 |  |  |  | 0.8 | 01 - AFUE |  | lennox | Dont Know | Dont Know |  | Yes | not on nameplate | -99 | -99 |  | 1 | -99 | 0 | g13q3105 | Field Data Only | 80 | 4850.3 | 2700 | Central | Central | Dont Know | Gas 100-114.99 | 78-84.99 AFUE | Primary | 3149.8785
1348 | EG10505701 | 1 | Furnace | 1900 - 1969 | N | 80 | -99 | 02 - Package Furnace/AC |  | 01 - Natural Gas | [5 empty] | 06 - Roof |  | 1 | No |  | 42075-1 rev a |  | 01 - Constant Speed | 69 | -99 |  |  |  | -99 | Dont Know |  | Dont Know | Dont Know | Dont Know |  | Yes | nameplate damaged | -99 | -99 | 1 | 2 | -99 | 0 | 420751reva |  | -99 |  | 2000 | Central | Central | Dont Know | Gas 055-069.99 | Dont Know | Primary
1349 | EG10514717 | 1 | Furnace | 1995 - 1999 | N | 80 | -0.002375 | 01 - Split Forced Air Furnace |  | 01 - Natural Gas | [5 empty] | 02 - Attic |  | 1 | Yes | bryant | 310JAV066110 | 09/01/2004 | 01 - Constant Speed | 106 | 85 |  |  |  | 0.8 | 01 - AFUE |  | allstyle | asfm6024a24t | Yes |  | Yes |  | 9 | 2004 |  | 1 | 8 | 2004 | 310JAV066110 | Field Data Only | 80.19 | 5045.4718 | 2200 | Central | Central | Age 2000 to 2005 | Gas 100-114.99 | 78-84.99 AFUE | Primary | 11773.8416
1350 | EG10535343 | 1 | Heat Pump | 1980 - 1989 | N | 8 | -99 | 07 - Package Heat Pump |  | 02 - Electric | [5 empty] | 05 - Mechanical Closet |  | 1 | No |  |  | 07/01/1985 | 01 - Constant Speed |  |  | -99 | Dont Know |  | -99 | Dont Know |  | Not Applicable | Not Applicable | Not Applicable |  | Not Applicable | no nameplate | 7 | 1985 | 1 | 1 | 27 | 1985 |  |  | -99 |  | 750 | Central | Central | Age 1985 to 1989 | Elec Dont Know | Dont Know | Primary
1351 | EG10541081 | 1 | Furnace | 1900 - 1969 | N | 80 | 0.02175 | 01 - Split Forced Air Furnace |  | 01 - Natural Gas | [5 empty] | 02 - Attic |  | 1 | No | goodman | gmh80403axaa |  | 01 - Constant Speed | 46 | 36 |  |  |  | 0.8 | 01 - AFUE |  | Not Applicable | Not Applicable | Not Applicable |  | No |  | -99 | -100 |  |  | -99 | 0 | gmh80403axaa | Field Data Only | 78.26 | 8562.82 | 1072 | Central | Central | Dont Know | Gas 040-054.99 | 78-84.99 AFUE | Primary | 8252.795
1352 | EG10543857 | 1 | Furnace | Dont Know | Y | 80 | 0 | 02 - Package Furnace/AC |  | 01 - Natural Gas | [5 empty] | 06 - Roof |  | 1 | No | carrier | 48gsn036060301 |  | 01 - Constant Speed | 60 | 48 |  |  |  | 0.8 | Dont Know |  | Not Applicable | Not Applicable | Not Applicable |  | Not Applicable |  | -99 | -99 | 1 | 2 | -99 | 0 | 48gsn036060301 | Field Data Only | 80 | 5986.67 | 1700 | Central | Central | Dont Know | Gas 055-069.99 | 78-84.99 AFUE | Primary | 8611.5578
1353 | EG10564410 | 1 | Furnace | 1900 - 1969 | N | 80 | 0.005625 | 01 - Split Forced Air Furnace |  | 01 - Natural Gas | [5 empty] | 02 - Attic |  | 1 | No | gmc | 80g1uh090bp16l |  | 01 - Constant Speed | 88 | 70 |  |  |  | -100 | 01 - AFUE |  | allstyle | asfm4821a28e+v+s (r410a | Dont Know |  | Yes |  | -99 | -100 |  | 3 | -99 | 0 | 80g1uh090bp16l | Field Data Only | 79.55 | 2434.48 | 1600 | Central | Central | Dont Know | Gas 085-099.99 | 78-84.99 AFUE | Primary | 1618.6122
1354 | EG10568268 | 1 | Other | 1900 - 1969 | Y | -99 | -99 | 09 - Gravity Furnace |  | 01 - Natural Gas | [5 empty] | 04 - Conditioned Space |  | 0.75 | No | louisville tin and stove | 90n50a | 06/01/2003 | No Fan | 50 | -99 |  |  |  | -99 | Dont Know |  | Not Applicable | Not Applicable | Not Applicable |  | No | not listed | 6 | 2003 |  |  | 9 | 2003 | 90n50a | CEC_heat | 70 | 13374.8397 | 1500 | Space | Space | Age 2000 to 2005 | Gas 040-054.99 | 66-71.99 AFUE | Primary | 21279.2416
1355 | EG10632547 | 1 | Heat Pump | 1900 - 1969 | N | 8.2 | -99 | 06 - Split Heat pump w/o electronic supplement |  | 02 - Electric | [5 empty] | 02 - Attic |  | 0.5 | No | first co | 36max0-70 |  | 01 - Constant Speed |  |  | -99 | Dont Know |  | -99 | Dont Know |  | u.s. a/c products | usm436ap | No |  | Yes | info n/a | -99 | -99 |  | 1 | -99 | 0 | 36max070 |  | -99 |  | 2400 | Central | Central | Dont Know | Elec Dont Know | Dont Know | Primary
1356 | EG10632547 | 2 | Furnace | 1900 - 1969 | N | 80 | 0 | 01 - Split Forced Air Furnace |  | 01 - Natural Gas | [5 empty] | 03 - Basement |  | 0.5 | No | goodman | gms80704bxa |  | 01 - Constant Speed | 70 | 56 |  |  |  | 0.8 | 01 - AFUE |  | goodman | cacf048b2a | No |  | Yes |  | -99 | -99 |  | 2 | -99 | 0 | gms80704bxa | Field Data Only | 80 |  | 2400 | Central | Central | Dont Know | Gas 070-084.99 | 78-84.99 AFUE | Secondary
1357 | EG10633949 | 1 | Wall Furnace | 1900 - 1969 | Y | 65 | -99 | 03 - Wall Furnace |  | 01 - Natural Gas | [5 empty] | 04 - Conditioned Space |  | 0.5 | No |  |  |  | No Fan | -99 | -99 |  |  |  | -100 | 01 - AFUE |  | Not Applicable | Not Applicable | Not Applicable |  | No |  | -99 | -100 |  |  | -99 | 0 |  |  | -99 |  | 480 | Space | Space | Dont Know | Gas Dont Know | Dont Know | Primary
1358 | EG10644558 | 1 | Furnace | 2000 - 2012 | N | 80 | -99 | 01 - Split Forced Air Furnace |  | 01 - Natural Gas | [5 empty] | 02 - Attic |  | 0.5 | Yes | carrier |  |  | 01 - Constant Speed | -99 | -99 |  |  |  | -99 | Dont Know |  | allstyle | ASLB464823T | Yes |  | Yes | nameplate | -99 | -99 |  | 1 | -99 | 0 |  |  | -99 |  | 3100 | Central | Central | Dont Know | Gas Dont Know | Dont Know | Primary
1359 | EG10644558 | 2 | Furnace | 2000 - 2012 | N | 80 | -99 | 01 - Split Forced Air Furnace |  | 01 - Natural Gas | [5 empty] | 02 - Attic |  | 0.5 | Yes | carrier |  |  | 01 - Constant Speed | -99 | -99 |  |  |  | -99 | Dont Know |  | allstyle | Dont Know | Yes |  | Yes | nameplate | -99 | -99 |  | 2 | -99 | 0 |  |  | -99 |  | 3100 | Central | Central | Dont Know | Gas Dont Know | Dont Know | Secondary
1360 | EG10654090 | 1 | Furnace | 2000 - 2012 | Y | 80 | -0.011375 | 01 - Split Forced Air Furnace |  | 01 - Natural Gas | [5 empty] | 02 - Attic |  | 1 | Yes | carrier | 58STX110-22 | 11/01/2002 | 01 - Constant Speed | 110 | 89 |  |  |  | 0.8 | 01 - AFUE |  | Dont Know | Dont Know | Yes |  | Yes | no nameplate on coil | 11 | 2002 |  | 1 | 10 | 2002 | 58STX11022 | Field Data Only | 80.91 | 3244.2253 | 2031 | Central | Both Central and Space | Age 2000 to 2005 | Gas 100-114.99 | 78-84.99 AFUE | Primary | 2106.8626
1361 | EG10654090 | 2 | Other | 2000 - 2012 | Y | -99 | -99 | 13 - Fireplace |  | 05 - Wood |  | Daily | No |  | 1st Floor | 04 - Conditioned Space |  | 0.5 | Yes |  |  |  | No Fan | [5 empty] | -100 | Dont Know |  | Not Applicable | Not Applicable | Not Applicable | Not | Not Applicable |  | -99 | -100 |  |  | -99 | 0 |  |  | -99 |  | 2031 | Space | Both Central and Space | Dont Know |  | Dont Know | Secondary
1362 | EG10667616 | 1 | Furnace | 1990 - 1994 | Y | 80 | -99 | 01 - Split Forced Air Furnace |  | 01 - Natural Gas | [5 empty] | 02 - Attic |  | 1 | No | rheem | rgvg-10nbrjr |  | 01 - Constant Speed | 100 | -100 |  |  |  | -100 | 01 - AFUE |  | all style | asfm6040 | No |  | Yes |  | -99 | -100 |  | 1 | -99 | 0 | rgvg10nbrjr |  | -99 |  | 2300 | Central | Central | Dont Know | Gas 100-114.99 | Dont Know | Primary
1363 | EG10673149 | 1 | Furnace | 2000 - 2012 | Y | 80 | 0 | 01 - Split Forced Air Furnace |  | 01 - Natural Gas | [5 empty] | 02 - Attic |  | 0.5 | No | weather king | 80pj07nar01 | 01/01/2007 | 01 - Constant Speed | 75 | -99 |  |  |  | 0.8 | 01 - AFUE |  | rheem | rcfa-hm482,1ac | Yes |  | Yes |  | 1 | 2007 |  | 2 | 5 | 2007 | 80pj07nar01 | Field Data Only | 80 | 3646.9696 | 3300 | Central | Central | Age 2006 to 2009 | Gas 070-084.99 | 78-84.99 AFUE | Primary | 3214.1324
1364 | EG10673149 | 2 | Furnace | 2000 - 2012 | Y | 80 | -99 | 01 - Split Forced Air Furnace |  | 01 - Natural Gas | [5 empty] | 02 - Attic |  | 0.5 | No |  |  |  | 01 - Constant Speed | -99 | -99 |  |  |  | -99 | Dont Know |  | Dont Know | Dont Know | Yes |  | Yes | no safe access to 2nd furnace | -99 | -99 |  | 1 | -99 | 0 |  |  | -99 |  | 3300 | Central | Central | Dont Know | Gas Dont Know | Dont Know | Secondary
1365 | EG10675004 | 1 | Furnace | 2000 - 2012 | N | 80 | -99 | 01 - Split Forced Air Furnace |  | 01 - Natural Gas | [5 empty] | 02 - Attic |  | 0.5 | No | comfortmaker | N8MPL050B12 | 12/01/2003 | 01 - Constant Speed | 50 | -99 |  |  |  | -99 | Dont Know |  | all style | aslb3618a31t+s | No |  | Yes | no info | 12 | 2003 |  | 1 | 9 | 2003 | N8MPL050B12 |  | -99 |  | 2000 | Central | Central | Age 2000 to 2005 | Gas 040-054.99 | Dont Know | Primary
1366 | EG10675004 | 2 | Furnace | 2000 - 2012 | N | 80 | -99 | 01 - Split Forced Air Furnace |  | 01 - Natural Gas | [5 empty] | 02 - Attic |  | 0.5 | No | comfortmaker | N8MPL050B12 | 12/01/2003 | 01 - Constant Speed | 50 | -99 |  |  |  | -99 | Dont Know |  | allstyle | aslb3618a31t+s | No |  | Yes | becaus | 12 | 2003 |  | 2 | 9 | 2003 | N8MPL050B12 |  | -99 |  | 2000 | Central | Central | Age 2000 to 2005 | Gas 040-054.99 | Dont Know | Secondary
1367 | EG10675368 | 1 | Furnace | 1970 - 1979 | N | 80 | -99 | 01 - Split Forced Air Furnace |  | 01 - Natural Gas | [5 empty] | 01 - Garage |  | 1 | No | lennox | G40UH-36A-070X- |  | 01 - Constant Speed | 66 | -99 |  |  |  | -99 | Dont Know |  | Dont Know | Dont Know | No |  | Yes | evap coil nameplate is covered up | -99 | -99 |  | 1 | -99 | 0 | G40UH36A070X |  | -99 |  | 1001 | Central | Central | Dont Know | Gas 055-069.99 | Dont Know | Primary
1368 | EG10713766 | 1 | Furnace | 2000 - 2012 | N | 80 | -99 | 02 - Package Furnace/AC |  | 01 - Natural Gas | [5 empty] | 06 - Roof |  | 1 | No | ruud | urka-a048jk08x | 07/01/2000 | 01 - Constant Speed | 80 | -99 |  |  |  | -99 | Dont Know |  | Not Applicable | Not Applicable | Not Applicable |  | Not Applicable | not listed on nameplate | 7 | 2000 | 1 | 1 | 12 | 2000 | urkaa048jk08x | CEC_cen | -99 |  | 1680 | Central | Central | Age 2000 to 2005 | Gas 070-084.99 | Dont Know | Primary
1369 | EG10730414 | 1 | Wall Furnace | 1900 - 1969 | N | 65 | -99 | 03 - Wall Furnace |  | 01 - Natural Gas | [5 empty] | 04 - Conditioned Space |  | 1 | No |  |  |  | No Fan | -99 | -99 |  |  |  | -99 | Dont Know |  | Not Applicable | Not Applicable | Not Applicable |  | Not Applicable | nameplate too faded to read | -99 | -99 |  |  | -99 | 0 |  |  | -99 |  | 900 | Space | Space | Dont Know | Gas Dont Know | Dont Know | Primary
1370 | EG10747048 | 1 | Furnace | 1900 - 1969 | N | 80 | 0 | 01 - Split Forced Air Furnace |  | 01 - Natural Gas | [5 empty] | 02 - Attic |  | 1 | No | comfortmaker | nbf075b12a1 |  | 01 - Constant Speed | 75 | -100 |  |  |  | -100 | 01 - AFUE |  | Not Applicable | Not Applicable | Not Applicable |  | Not Applicable |  | -99 | -100 |  |  | -99 | 0 | nbf075b12a1 | CEC_fur | 80 | 8562.82 | 1500 | Central | Central | Dont Know | Gas 070-084.99 | 78-84.99 AFUE | Primary | 8252.795
1371 | EG10777650 | 1 | Furnace | 1970 - 1979 | N | 80 | 0 | 01 - Split Forced Air Furnace |  | 01 - Natural Gas | [5 empty] | 02 - Attic |  | 1 | No | lennox | g4quh-60c-110x-15 |  | 02 - Variable Speed | 110 | 88 |  |  |  | -99 | Dont Know |  | Not Applicable | Not Applicable | Not Applicable |  | Not Applicable | don't know | -99 | -99 |  | 1 | -99 | 0 | g4quh60c110x15 | Field Data Only | 80 | 2434.48 | 2980 | Central | Central | Dont Know | Gas 100-114.99 | 78-84.99 AFUE | Primary | 1618.6122
1372 | EG10808763 | 1 | Furnace | 1900 - 1969 | N | 80 | -99 | 02 - Package Furnace/AC |  | 01 - Natural Gas | [5 empty] | 06 - Roof |  | 1 | No |  |  |  | 01 - Constant Speed | -99 | -99 |  |  |  | -99 | Dont Know |  | Not Applicable | Not Applicable | Not Applicable |  | Not Applicable | unit on roof no access | -99 | -99 | 1 | 1 | -99 | 0 |  |  | -99 |  | 800 | Central | Central | Dont Know | Gas Dont Know | Dont Know | Primary
1373 | EG10847506 | 1 | Wall Furnace | 1900 - 1969 | Y | 65 | -99 | 03 - Wall Furnace |  | 01 - Natural Gas | [5 empty] | 04 - Conditioned Space |  | 1 | No | williams | 25gv-a1-5 |  | No Fan | 25 | -100 |  |  |  | -100 | 01 - AFUE |  | Not Applicable | Not Applicable | Not Applicable |  | Not Applicable |  | -99 | -100 |  |  | -99 | 0 | 25gva15 |  | -99 |  | 900 | Space | Space | Dont Know | Gas 025-039.99 | Dont Know | Primary
1374 | EG10866452 | 1 | Furnace | 1970 - 1979 | N | 80 | -99 | 02 - Package Furnace/AC |  | 01 - Natural Gas | [5 empty] | 06 - Roof |  | 1 | No |  |  |  | 01 - Constant Speed | -99 | -99 |  |  |  | -100 | 01 - AFUE |  | Not Applicable | Not Applicable | Not Applicable |  | Not Applicable |  | -99 | -100 | 1 | 1 | -99 | 0 |  |  | -99 |  | 1348 | Central | Central | Dont Know | Gas Dont Know | Dont Know | Primary
1375 | EG10867384 | 1 | Wall Furnace | 1900 - 1969 | Y | 65 | -99 | 03 - Wall Furnace |  | 01 - Natural Gas | [5 empty] | 04 - Conditioned Space |  | 0.5 | No | williams | 50gv-a1-5 |  | No Fan | 50 | -99 |  |  |  | -100 | 01 - AFUE |  | Not Applicable | Not Applicable | Not Applicable |  | Not Applicable |  | -99 | -100 |  |  | -99 | 0 | 50gva15 |  | -99 |  | 2732 | Space | Space | Dont Know | Gas 040-054.99 | Dont Know | Primary
1376 | EG10882706 | 1 | Furnace | 1970 - 1979 | N | 80 | 0 | 01 - Split Forced Air Furnace |  | 01 - Natural Gas | [5 empty] | 05 - Mechanical Closet |  | 1 | No | rheem | rgph07nauer |  | 01 - Constant Speed | 75 | 60 |  |  |  | 0.8 | 01 - AFUE |  | rheem | rcba3765gh17b | No |  | Yes |  | -99 | -99 |  | 1 | -99 | 0 | rgph07nauer | CEC_fur | 80 | 4348.4 | 1700 | Central | Central | Dont Know | Gas 070-084.99 | 78-84.99 AFUE | Primary | 4767.4776
1377 | EG10888024 | 1 | Wall Furnace | 1900 - 1969 | N | 65 | -99 | 03 - Wall Furnace |  | 01 - Natural Gas | [5 empty] | 04 - Conditioned Space |  | 0.75 | No | ideal heating | vsh 40 |  | No Fan | 40 | -99 |  |  |  | -99 | Dont Know |  | Not Applicable | Not Applicable | Not Applicable |  | Not Applicable | info missing | -99 | -99 |  |  | -99 | 0 | vsh40 |  | -99 |  | 1200 | Space | Space | Dont Know | Gas 040-054.99 | Dont Know | Primary
1378 | EG10901354 | 1 | Furnace | 2000 - 2012 | N | 80 | -0.15125 | 01 - Split Forced Air Furnace |  | 01 - Natural Gas | [5 empty] | 02 - Attic |  | 1 | Yes | carrier | 58MCB100-20 | 01/01/2010 | 01 - Constant Speed | 100 | 93 |  |  |  | 0.93 | 01 - AFUE |  | allstyle | asfm6026a28g+v+s | Yes |  | Yes |  | 1 | 2010 |  | 1 | 2 | 2010 | 58MCB10020 | Outside Source Manual Lookup | 92.1 | 12844.23 | 2780 | Central | Both Central and Space | Age 2010 to 2012 | Gas 100-114.99 | 90-96.99 AFUE | Primary | 8539.7406
1379 | EG10901354 | 2 | Other | 2000 - 2012 | N | -99 | -99 | 13 - Fireplace |  | 01 - Natural Gas |  | <1 day/week | No |  | 1st Floor | 04 - Conditioned Space |  | 0 | No |  |  | 01/01/2010 | No Fan | -99 | -99 |  |  |  | -99 | Dont Know |  | Not Applicable | Not Applicable | Not Applicable |  | Not Applicable | no nameplate | -99 | 2010 |  |  | 2 | 2010 |  |  | -99 |  | 2780 | Space | Both Central and Space | Age 2010 to 2012 | Gas Dont Know | Dont Know | Secondary
1380 | EG10915237 | 1 | Furnace | 2000 - 2012 | N | 80 | 0 | 01 - Split Forced Air Furnace |  | 01 - Natural Gas | [5 empty] | 02 - Attic |  | 0.5 | No | goodman | gms80704bxa |  | 01 - Constant Speed | 70 | 56 |  |  |  | 0.8 | 01 - AFUE |  | allstyle | aslb4818a31t+s | No |  | Yes |  | -99 | -99 |  | 1 | -99 | 0 | gms80704bxa | Field Data Only | 80 | 4348.4 | 2890 | Central | Central | Dont Know | Gas 070-084.99 | 78-84.99 AFUE | Primary | 3105.0617
1381 | EG10915237 | 2 | Furnace | 2000 - 2012 | N | 80 | 0 | 01 - Split Forced Air Furnace |  | 01 - Natural Gas | [5 empty] | 02 - Attic |  | 0.5 | No | goodman | gms80704bxa |  | 01 - Constant Speed | 70 | 56 |  |  |  | 0.8 | 01 - AFUE |  | allstyle | aslb484823t | No |  | Yes |  | -99 | -99 |  | 2 | -99 | 0 | gms80704bxa | Field Data Only | 80 |  | 2890 | Central | Central | Dont Know | Gas 070-084.99 | 78-84.99 AFUE | Secondary
1382 | EG10919616 | 1 | Furnace | 1980 - 1989 | Y | 80 | 0.025 | 01 - Split Forced Air Furnace |  | 01 - Natural Gas | [5 empty] | 01 - Garage |  | 1 | No | lennox | g16q3x-50-5 |  | 01 - Constant Speed | 50 | -99 |  |  |  | -99 | Dont Know |  | lennox | c16-41-1ff | No |  | Yes | no info | -99 | -99 |  | 1 | 25 | 1987 | g16q3x505 | bluebook | 78 | 11641.3649 | 1200 | Central | Both Central and Space | Age 1985 to 1989 | Gas 040-054.99 | 78-84.99 AFUE | Primary | 29874.3631
1383 | EG10919616 | 2 | Other | 1980 - 1989 | Y | -99 | -99 | 13 - Fireplace |  | 01 - Natural Gas |  | <1 day/week | No |  | 1st Floor | 04 - Conditioned Space |  | 0 | No |  |  |  | No Fan | -99 | -99 |  |  |  | -99 | Dont Know |  | Not Applicable | Not Applicable | Not Applicable |  | Not Applicable | no nameplate | -99 | -99 |  |  | -99 | 0 |  |  | -99 |  | 1200 | Space | Both Central and Space | Dont Know | Gas Dont Know | Dont Know | Secondary
1384 | EG10975473 | 1 | Furnace | 1980 - 1989 | N | 80 | -99 | 02 - Package Furnace/AC |  | 01 - Natural Gas | [5 empty] | 06 - Roof |  | 1 | No | rheem |  |  | 01 - Constant Speed | -99 | -99 |  |  |  | -99 | Dont Know |  | Not Applicable | Not Applicable | Not Applicable |  | Not Applicable | nameplate too weathered on package unit to read | -99 | -99 | 1 | 2 | -99 | 0 |  |  | -99 |  | 1000 | Central | Central | Dont Know | Gas Dont Know | Dont Know | Primary
1385 | EG10977882 | 1 | Wall Furnace | 1900 - 1969 | Y | 65 | -99 | 03 - Wall Furnace |  | 01 - Natural Gas | [5 empty] | 04 - Conditioned Space |  | 1 | No | cozy |  |  | No Fan | 35 | -100 |  |  |  | -100 | 01 - AFUE |  | Not Applicable | Not Applicable | Not Applicable |  | No |  | -99 | -100 |  |  | -99 | 0 |  |  | -99 |  | 1250 | Space | Space | Dont Know | Gas 025-039.99 | Dont Know | Primary
1386 | EG11000006 | 1 | Furnace | 1900 - 1969 | N | 80 | 0 | 01 - Split Forced Air Furnace |  | 01 - Natural Gas | [5 empty] | 04 - Conditioned Space |  | 1 | No | goodman | gmp075-3revb | 02/01/2000 | 01 - Constant Speed | 75 | 60 |  |  |  | 0.8 | 01 - AFUE |  | goodman | Not Applicable | No |  | Yes |  | 2 | 2000 |  | 1 | 12 | 2000 | gmp0753revb | CEC_fur | 80 | 9935.4858 | 1340 | Central | Central | Age 2000 to 2005 | Gas 070-084.99 | 78-84.99 AFUE | Primary | 9575.7621
1387 | EG11058304 | 1 | Furnace | 1980 - 1989 | N | 80 | -99 | 01 - Split Forced Air Furnace |  | 01 - Natural Gas | [5 empty] | 02 - Attic |  | 1 | No | rheem | hcc060nd4rx |  | 01 - Constant Speed | 60 | -100 |  |  |  | -100 | 01 - AFUE |  | Not Applicable | hch036 | Not Applicable |  | Yes |  | -99 | -100 |  | 1 | -99 | 0 | hcc060nd4rx |  | -99 |  | 1200 | Central | Central | Dont Know | Gas 055-069.99 | Dont Know | Primary
1388 | EG11071455 | 1 | Furnace | 2000 - 2012 | N | 80 | -0.0085 | 01 - Split Forced Air Furnace |  | 01 - Natural Gas | [5 empty] | 02 - Attic |  | 0.5 | No | carrier | 58pav090-16 | 09/01/2000 | 01 - Constant Speed | 88 | 71 |  |  |  | 0.8 | 01 - AFUE |  | allstyle | as48a284t | No |  | Yes |  | 9 | 2000 |  | 1 | 12 | 2000 | 58pav09016 | CEC_fur | 80.68 | 2824.7402 | 3800 | Central | Central | Age 2000 to 2005 | Gas 085-099.99 | 78-84.99 AFUE | Primary | 1878.0844
1389 | EG11071455 | 2 | Furnace | 2000 - 2012 | N | 80 | -0.0085 | 01 - Split Forced Air Furnace |  | 01 - Natural Gas | [5 empty] | 02 - Attic |  | 0.5 | No | carrier | 58pav090-16 | 09/01/2000 | 01 - Constant Speed | 88 | 71 |  |  |  | 0.8 | 01 - AFUE |  | allstyle | as48a284t | No |  | Yes |  | 9 | 2000 |  | 2 | 12 | 2000 | 58pav09016 | CEC_fur | 80.68 |  | 3800 | Central | Central | Age 2000 to 2005 | Gas 085-099.99 | 78-84.99 AFUE | Secondary
1394 | EG11141570 | 1 | Furnace | 2000 - 2012 | N | 80 | -99 | 01 - Split Forced Air Furnace |  | 01 - Natural Gas | [5 empty] | 05 - Mechanical Closet |  | 1 | No | lennox | G40UH-48B-090X- | 07/01/2004 | 01 - Constant Speed | 88 | -100 |  |  |  | -99 | 01 - AFUE |  | allstyle | aslb3618a31t+s | No |  | Yes |  | 7 | 2004 |  | 1 | 8 | 2004 | G40UH48B090X |  | -99 |  | 1600 | Central | Both Central and Space | Age 2000 to 2005 | Gas 085-099.99 | Dont Know | Primary
1395 | EG11141570 | 2 | Other | 2000 - 2012 | N | -99 | -99 | 13 - Fireplace |  | 01 - Natural Gas |  | 3-5 days/week | No |  | 2nd Floor | 04 - Conditioned Space |  | 0 | No |  |  | 01/01/1964 | No Fan | -99 | -99 |  |  |  | -99 | Dont Know |  | Not Applicable | Not Applicable | Not Applicable |  | Not Applicable | no nameplate | -99 | 1964 |  |  | 48 | 1964 |  |  | -99 |  | 1600 | Space | Both Central and Space | Age 1979 and older | Gas Dont Know | Dont Know | Secondary
1396 | EG11148489 | 1 | Furnace | 1995 - 1999 | N | 80 | 0 | 01 - Split Forced Air Furnace |  | 01 - Natural Gas | [5 empty] | 02 - Attic |  | 0.5 | Dont Know | lennox | 80uhg3x-60-3 |  | 01 - Constant Speed | 60 | -99 |  |  |  | -99 | Dont Know |  | Dont Know | BBQ 36+lenn01 | No |  | Yes | no info | -99 | -99 |  | 1 | -99 | 0 | 80uhg3x603 | CEC_fur | 80 | 4348.4 | 2400 | Central | Central | Dont Know | Gas 055-069.99 | 78-84.99 AFUE | Primary | 4767.4776
1397 | EG11148489 | 2 | Furnace | 1995 - 1999 | N | 80 | 0 | 01 - Split Forced Air Furnace |  | 01 - Natural Gas | [5 empty] | 02 - Attic |  | 0.5 | Dont Know | lennox | 80uhg3x-60a |  | 01 - Constant Speed | 60 | -99 |  |  |  | -99 | Dont Know |  | Dont Know | BBQ 36+lenn01 | No |  | Yes | because | -99 | -99 |  | 2 | -99 | 0 | 80uhg3x60a | CEC_fur | 80 |  | 2400 | Central | Central | Dont Know | Gas 055-069.99 | 78-84.99 AFUE | Secondary
1390 | EG11105298 | 1 | Furnace | 2000 - 2012 | N | 80 | 0.034125 | 01 - Split Forced Air Furnace |  | 01 - Natural Gas | [5 empty] | 02 - Attic |  | 0.25 | No | bryant | 31qjav036070 | 03/01/2006 | 02 - Variable Speed | 66 | 51 |  |  |  | 0.8 | 01 - AFUE |  | Not Applicable | Not Applicable | Not Applicable |  | No |  | 3 | 2006 |  | 2 | 6 | 2006 | 31qjav036070 | Field Data Only | 77.27 |  | 3200 | Central | Central | Age 2006 to 2009 | Gas 055-069.99 | 72-77.99 AFUE | Secondary
1398 | EG11156498 | 1 | Other | 1970 - 1979 | Y | -99 | -99 | 13 - Fireplace |  | 01 - Natural Gas |  | 3-5 days/week | No |  | 1st Floor | 04 - Conditioned Space |  | 0.25 | No |  |  |  | No Fan | -99 | -99 |  |  |  | -99 | Dont Know |  | Not Applicable | Not Applicable | Not Applicable |  | Not Applicable | no name plate | -99 | -99 |  |  | -99 | 0 |  |  | -99 |  | 1700 | Space | Both Central and Space | Dont Know | Gas Dont Know | Dont Know | Secondary
1399 | EG11156498 | 2 | Furnace | 1970 - 1979 | Y | 80 | -0.02275 | 15 - Forced Air furnace (No AC) |  | 01 - Natural Gas | [5 empty] | 05 - Mechanical Closet |  | 1 | No | Payne | PG8JAA036070 | 05/01/2010 | 02 - Variable Speed | 66 | 54 |  |  |  | 0.82 | 01 - AFUE |  | Not Applicable | Not Applicable | Not Applicable |  | No |  | 5 | 2010 |  |  | 2 | 2010 | PG8JAA036070 | Field Data Only | 81.82 | 8980.005 | 1700 | Central | Both Central and Space | Age 2010 to 2012 | Gas 055-069.99 | 78-84.99 AFUE | Primary | 10572.2836
1391 | EG11105298 | 2 | Furnace | 2000 - 2012 | N | 80 | -0.0085 | 01 - Split Forced Air Furnace |  | 01 - Natural Gas | [5 empty] | 02 - Attic |  | 0.75 | No | bryant | 31qjav048090 | 06/01/2006 | 02 - Variable Speed | 88 | 71 |  |  |  | 0.8 | 01 - AFUE |  | Not Applicable | Not Applicable | Not Applicable |  | No |  | 6 | 2006 |  | 1 | 6 | 2006 | 31qjav048090 | Field Data Only | 80.68 | 3175.4087 | 3200 | Central | Central | Age 2006 to 2009 | Gas 085-099.99 | 78-84.99 AFUE | Primary | 2111.2333
1392 | EG11107315 | 1 | Furnace | 1970 - 1979 | Y | 80 | 0 | 01 - Split Forced Air Furnace |  | 01 - Natural Gas | [5 empty] | 02 - Attic |  | 1 | No | ducane | fpbb075a3b |  | 01 - Constant Speed | 75 | -100 |  |  |  | -100 | 01 - AFUE |  | Not Applicable | Not Applicable | Dont Know |  | Yes |  | -99 | -100 |  | 1 | -99 | 0 | fpbb075a3b | CEC_fur | 80 | 2796.01 | 1400 | Central | Central | Dont Know | Gas 070-084.99 | 78-84.99 AFUE | Primary | 4974.969
1393 | EG11132848 | 1 | Furnace | 1995 - 1999 | N | 80 | -99 | 01 - Split Forced Air Furnace |  | 01 - Natural Gas | [5 empty] | 02 - Attic |  | 1 | No | international comfort products | gnj075m16c3 |  | 01 - Constant Speed | 75 | -100 |  |  |  | -100 | 01 - AFUE |  | Not Applicable | Not Applicable | No |  | Yes |  | -99 | -100 |  | 1 | -99 | 0 | gnj075m16c3 |  | -99 |  | 2500 | Central | Central | Dont Know | Gas 070-084.99 | Dont Know | Primary
1400 | EG11157329 | 1 | Heat Pump | 1980 - 1989 | Y | 8.2 | -99 | 06 - Split Heat pump w/o electronic supplement |  | 02 - Electric | [5 empty] | 04 - Conditioned Space |  | 1 | No | comfortmaker |  |  | 01 - Constant Speed |  |  | -99 | Dont Know |  | -99 | Dont Know |  | comfortmaker | bymc018/024g | No |  | Yes | no nameplate for furnace | -99 | -99 |  | 1 | -99 | 0 |  |  | -99 |  | 750 | Central | Central | Dont Know | Elec Dont Know | Dont Know | Primary
1401 | EG11177833 | 1 | Furnace | 1970 - 1979 | Y | 80 | 0 | 01 - Split Forced Air Furnace |  | 01 - Natural Gas | [5 empty] | 04 - Conditioned Space |  | 1 | No | york | GGLS040A08MP11 |  | 01 - Constant Speed | 40 | 32 |  |  |  | 0.8 | 01 - AFUE |  | Not Applicable | v33224/40 | No |  | Yes |  | -99 | -100 |  | 1 | -99 | 0 | GGLS040A08MP11 | Field Data Only | 80 | 4850.3 | -99 | Central | Central | Dont Know | Gas 040-054.99 | 78-84.99 AFUE | Primary | 8630.188
1402 | EG11215970 | 1 | Other | 1970 - 1979 | N | -99 | -99 | 13 - Fireplace |  | 01 - Natural Gas |  | <1 day/week | No |  | 2nd Floor | 04 - Conditioned Space |  | 1 | No | hearth & home technologies inc | sl-550tr-ipi-d |  | 01 - Constant Speed | 21 | -99 |  |  |  | -99 | Dont Know |  | Not Applicable | Not Applicable | Not Applicable |  | Not Applicable | no info | -99 | -99 |  |  | -99 | 0 | sl550tripid |  | -99 |  | 900 | Space | Space | Dont Know | Gas 010-024.99 | Dont Know | Primary
1403 | EG11219181 | 1 | Furnace | 1900 - 1969 | N | 80 | -99 | 01 - Split Forced Air Furnace |  | 01 - Natural Gas | [5 empty] | 07 - Crawlspace |  | 1 | No |  |  |  | 01 - Constant Speed | -99 | -99 |  |  |  | -100 | 01 - AFUE |  | Not Applicable | Not Applicable | Dont Know |  | Yes |  | -99 | -100 |  | 1 | -99 | 0 |  |  | -99 |  | 1000 | Central | Central | Dont Know | Gas Dont Know | Dont Know | Primary
1404 | EG11221958 | 1 | Furnace | 2000 - 2012 | Y | 80 | -99 | 01 - Split Forced Air Furnace |  | 01 - Natural Gas | [7 empty] | 0 | Dont Know |  |  |  | Dont Know | -99 | -99 |  |  |  | -99 | Dont Know |  | Dont Know | Dont Know | Dont Know |  | Yes |  | -99 | -99 |  |  | -99 | 0 |  |  | -99 |  | 4800 | Central | Central | Dont Know | Gas Dont Know | Dont Know | Primary
1405 | EG11223222 | 1 | Furnace | Dont Know | N | 80 | -99 | 01 - Split Forced Air Furnace |  | 02 - Electric | [5 empty] | 02 - Attic |  | 1 | No | first co | 24 hxhp0-240 |  | 01 - Constant Speed |  |  | -99 | Dont Know |  | -100 | Dont Know |  | Not Applicable | Not Applicable | Not Applicable |  | No | no access to any other info | -99 | -100 |  | 1 | -99 | 0 | 24hxhp0240 |  | -99 |  | 800 | Central | Central | Dont Know | Elec Dont Know | Dont Know | Primary
1406 | EG11237902 | 1 | Furnace | 1970 - 1979 | N | 80 | 0 | 01 - Split Forced Air Furnace |  | 01 - Natural Gas | [5 empty] | 04 - Conditioned Space |  | 0.5 | No | lennox | g1q23-110 |  | 01 - Constant Speed | 110 | 88 |  |  |  | 0.8 | 01 - AFUE |  | Dont Know | Dont Know | No |  | Yes | evap coil nameplate covered with insulation | -99 | -99 |  | 1 | -99 | 0 | g1q23110 | Field Data Only | 80 | 4348.4 | 4000 | Central | Central | Dont Know | Gas 100-114.99 | 78-84.99 AFUE | Primary | 2891.1198
1407 | EG11237902 | 2 | Furnace | 1970 - 1979 | N | 80 | 0 | 01 - Split Forced Air Furnace |  | 01 - Natural Gas | [5 empty] | 04 - Conditioned Space |  | 0.5 | No | lennox | g23q4/5-100-4 |  | 01 - Constant Speed | 100 | -99 |  |  |  | 0.8 | 01 - AFUE |  | lennox | c23-51/65-1 | No |  | Yes | info not on nameplate | -99 | -99 |  | 2 | -99 | 0 | g23q451004 | Field Data Only | 80 |  | 4000 | Central | Central | Dont Know | Gas 100-114.99 | 78-84.99 AFUE | Secondary
1408 | EG11241325 | 1 | Furnace | 1990 - 1994 | Y | 80 | 0 | 01 - Split Forced Air Furnace |  | 01 - Natural Gas | [5 empty] | 01 - Garage |  | 1 | No | comfortmaker | gui075a016im | 01/01/1992 | 01 - Constant Speed | 75 | 60 |  |  |  | 0.8 | 01 - AFUE |  | Dont Know | Dont Know | No |  | Yes | not on nameplate | 1 | 1992 |  | 1 | 20 | 1992 | gui075a016im | Field Data Only | 80 | 3339.6786 | 1900 | Central | Central | Age 1990 to 1994 | Gas 070-084.99 | 78-84.99 AFUE | Primary | 2943.312
1409 | EG11273476 | 1 | Furnace | 1970 - 1979 | Y | 80 | -99 | 02 - Package Furnace/AC |  | 01 - Natural Gas | [5 empty] | 06 - Roof |  | 1 | No |  |  |  | 01 - Constant Speed | -99 | -99 |  |  |  | -100 | 01 - AFUE |  | Not Applicable | Not Applicable | Not Applicable |  | Not Applicable |  | -99 | -100 | 1 | 1 | -99 | 0 |  |  | -99 |  | 700 | Central | Central | Dont Know | Gas Dont Know | Dont Know | Primary
1410 | EG11295041 | 1 | Furnace | 1990 - 1994 | N | 80 | 0.04625 | 01 - Split Forced Air Furnace |  | 01 - Natural Gas | [5 empty] | 01 - Garage |  | 1 | No | carrier | 58GSC080-DB | 01/01/1983 | 01 - Constant Speed | 100 | -99 |  |  |  | -99 | Dont Know |  | Dont Know | Dont Know | No |  | Yes | not listed | -99 | 1983 |  | 1 | 29 | 1983 | 58GSC080DB | bluebook | 76.3 | 5355.856 | 2600 | Central | Both Central and Space | Age 1980 to 1984 | Gas 100-114.99 | 72-77.99 AFUE | Primary | 5872.0273
1411 | EG11295041 | 2 | Other | 1990 - 1994 | N | -99 | -99 | 13 - Fireplace |  | 01 - Natural Gas |  | <1 day/week | No |  | 1st Floor | 04 - Conditioned Space |  | 0 | No |  |  |  | No Fan | -99 | -99 |  |  |  | -99 | Dont Know |  | Not Applicable | Not Applicable | Not Applicable |  | Not Applicable | name plate | -99 | -99 |  |  | -99 | 0 |  |  | -99 |  | 2600 | Space | Both Central and Space | Dont Know | Gas Dont Know | Dont Know | Secondary
1412 | EG11336255 | 1 | Wall Furnace | 1900 - 1969 | Y | 65 | -0.092308 | 03 - Wall Furnace |  | 01 - Natural Gas | [5 empty] | 04 - Conditioned Space |  | 0.75 | No | empire | gw-50-4 |  | No Fan | 50 | -100 |  |  |  | -100 | 01 - AFUE |  | Not Applicable | Not Applicable | Not Applicable |  | Not Applicable |  | -99 | -100 |  |  | -99 | 0 | gw504 | CEC_heat | 71 | 4850.3 | 1250 | Space | Space | Dont Know | Gas 040-054.99 | 66-71.99 AFUE | Primary | 3149.8785
1413 | EG11341265 | 1 | Furnace | 2000 - 2012 | Y | 80 | 0 | 01 - Split Forced Air Furnace |  | 01 - Natural Gas | [5 empty] | 02 - Attic |  | 1 | No | corsaire | rgph-10nbrjr |  | 01 - Constant Speed | 100 | -99 |  |  |  | 0.8 | 01 - AFUE |  | alpine air | bbl 60 cors04 | No |  | Yes |  | -99 | -99 |  | 1 | -99 | 0 | rgph10nbrjr | Field and Source Data | 80 | 4850.3 | 1898 | Central | Central | Dont Know | Gas 100-114.99 | 78-84.99 AFUE | Primary | 3149.8785
1414 | EG11346319 | 1 | Furnace | 1900 - 1969 | Y | 80 | -99 | 01 - Split Forced Air Furnace |  | 01 - Natural Gas | [5 empty] | 03 - Basement |  | 1 | No | day & night | 395JAW060095 | 06/01/1986 | 01 - Constant Speed | 120 | -99 |  |  |  | -99 | Dont Know |  | Not Applicable | Not Applicable | Not Applicable |  | No | old | 6 | 1986 |  | 1 | 26 | 1986 | 395JAW060095 |  | -99 |  | 2800 | Central | Central | Age 1985 to 1989 | Gas 115-129.99 | Dont Know | Primary
1415 | EG11346319 | 2 | Heat Pump | 1900 - 1969 | Y | 8 | -99 | 07 - Package Heat Pump |  | 02 - Electric | [5 empty] | 06 - Roof |  | 0.25 | No | rheem | rxpj | 03/01/1991 | 01 - Constant Speed |  |  | -99 | Dont Know |  | -99 | Dont Know |  | Not Applicable | Not Applicable | Not Applicable |  | No | xxx | 3 | 1991 | 1 | 3 | 21 | 1991 | rxpj |  | -99 |  | 2800 | Central | Central | Age 1990 to 1994 | Elec Dont Know | Dont Know | Secondary
1416 | EG11351123 | 1 | Wall Furnace | 1900 - 1969 | Y | 65 | -0.076923 | 03 - Wall Furnace |  | 01 - Natural Gas | [5 empty] | 04 - Conditioned Space |  | 1 | No | williams | 20gv-5 |  | No Fan | 20 | 14 |  |  |  | 0.7 | 01 - AFUE |  | Not Applicable | Not Applicable | Not Applicable |  | Not Applicable |  | -99 | -99 |  |  | -99 | 0 | 20gv5 | Field Data Only | 70 | 11527 | 700 | Space | Space | Dont Know | Gas 010-024.99 | 66-71.99 AFUE | Primary | 5876.4308
1417 | EG11353118 | 1 | Furnace | 1900 - 1969 | Y | 80 | -99 | 01 - Split Forced Air Furnace |  | 02 - Electric | [5 empty] | 04 - Conditioned Space |  | 1 | Dont Know |  |  |  | 01 - Constant Speed |  |  | -100 | 01 - kW |  | -100 | Dont Know |  | Not Applicable | Not Applicable | Not Applicable |  | No | not working no heat used | -99 | -100 |  | 2 | -99 | 0 |  |  | -99 |  | 1600 | Central | Central | Dont Know | Elec Dont Know | Dont Know | Primary
1418 | EG11353581 | 1 | Furnace | 2000 - 2012 | N | 80 | 0 | 01 - Split Forced Air Furnace |  | 01 - Natural Gas | [5 empty] | 02 - Attic |  | 1 | No | york | TGLS080B12MP11 |  | 01 - Constant Speed | 80 | 64 |  |  |  | 0.8 | 01 - AFUE |  | adp | ch360b6 | No |  | Yes |  | -99 | -99 |  |  | -99 | 0 | TGLS080B12MP11 | Field Data Only | 80 | 5259.41 | 1780 | Central | Central | Dont Know | Gas 070-084.99 | 78-84.99 AFUE | Primary | 4093.1092
1419 | EG11363950 | 1 | Furnace | 2000 - 2012 | N | 80 | -0.1375 | 01 - Split Forced Air Furnace |  | 01 - Natural Gas | [5 empty] | 02 - Attic |  | 0.5 | Dont Know | york | p3dhb12no5501d |  | 02 - Variable Speed | 60 | 55 |  |  |  | 0.91 | 01 - AFUE |  | alpine | bbl 36 x1 york01 | No |  | Yes |  | -99 | -99 |  | 1 | -99 | 0 | p3dhb12no5501d | CEC_fur | 91 | 2434.48 | 3300 | Central | Central | Dont Know | Gas 055-069.99 | 90-96.99 AFUE | Primary | 1618.6122
1420 | EG11363950 | 2 | Furnace | 2000 - 2012 | N | 80 | -0.1375 | 01 - Split Forced Air Furnace |  | 01 - Natural Gas | [5 empty] | 02 - Attic |  | 0.5 | Dont Know | york | p3dhb12n05501d |  | 02 - Variable Speed | 60 | 55 |  |  |  | 0.91 | 01 - AFUE |  | alpine | bbl 36 x1 york01 | No |  | Yes |  | -99 | -99 |  | 2 | -99 | 0 | p3dhb12n05501d | CEC_fur | 91 |  | 3300 | Central | Central | Dont Know | Gas 055-069.99 | 90-96.99 AFUE | Secondary
1421 | EG11376381 | 2 | Other | 1980 - 1989 | N | -99 | -99 | 13 - Fireplace |  | 01 - Natural Gas |  | <1 day/week | Not Applicable |  | 3rd Floor | 04 - Conditioned Space |  | 0.75 | Not Applicable |  |  |  | No Fan | -100 | -100 |  |  |  | -100 | Dont Know |  | Not Applicable | Not Applicable | Not Applicable |  | Not Applicable |  | -99 | -99 |  |  | -99 | 0 |  |  | -99 |  | 1078 | Space | Both Central and Space | Dont Know | Gas Dont Know | Dont Know | Secondary
1422 | EG11376381 | 3 | Furnace | 1980 - 1989 | N | 80 | -99 | 01 - Split Forced Air Furnace |  | 01 - Natural Gas | [5 empty] | 05 - Mechanical Closet |  | 1 | No |  |  |  | No Fan | -99 | -99 |  |  |  | -99 | Dont Know |  | Not Applicable | Not Applicable | Not Applicable |  | Yes | air handler painted shut | -99 | -99 |  | 1 | -99 | 0 |  |  | -99 |  | 1078 | Central | Both Central and Space | Dont Know | Gas Dont Know | Dont Know | Primary
1423 | EG11418897 | 1 | Other | 1900 - 1969 | N | -99 | -99 | 09 - Gravity Furnace | floor furnace | 01 - Natural Gas | [5 empty] | 04 - Conditioned Space |  | 0.5 | No | louisville tin and stove | 90n50 | 01/01/1991 | No Fan | 50 | -99 |  |  |  | -99 | Dont Know |  | Not Applicable | Not Applicable | Not Applicable |  | Not Applicable | info not on nameplate | 1 | 1991 |  |  | 21 | 1991 | 90n50 | CEC_heat | 70 | 6282.0731 | 1400 | Space | Space | Age 1990 to 1994 | Gas 040-054.99 | 66-71.99 AFUE | Primary | 4634.8588
1424 | EG11418897 | 2 | Other | 1900 - 1969 | N | -99 | -99 | 17 - Wood Stove |  | 05 - Wood | [5 empty] | 04 - Conditioned Space |  | 0.5 | No |  |  |  | No Fan |  |  |  | Not Applicable |  | -100 | NA |  | Not Applicable | Not Applicable | Not Applicable | Not | Not Applicable | no nameplate | -99 | -99 |  |  | -99 | 0 |  |  | -99 |  | 1400 | Space | Space | Dont Know |  | Dont Know | Secondary
1425 | EG11432377 | 1 | Furnace | 1900 - 1969 | N | 80 | 0 | 01 - Split Forced Air Furnace |  | 01 - Natural Gas | [5 empty] | 05 - Mechanical Closet |  | 1 | No | goodman | gms81405dxaa |  | 01 - Constant Speed | 140 | 112 |  |  |  | 0.8 | 01 - AFUE |  | Dont Know | rte-60-acu-w | Dont Know |  | Yes | not on nameplate | -99 | -99 |  | 1 | -99 | 0 | gms81405dxaa | Field Data Only | 80 | 8562.82 | 1300 | Central | Central | Dont Know | Gas 130+ | 78-84.99 AFUE | Primary | 5693.1604
1426 | EG11449346 | 1 | Furnace | 1900 - 1969 | Y | 80 | -0.015625 | 15 - Forced Air furnace (No AC) |  | 01 - Natural Gas | [5 empty] | 05 - Mechanical Closet |  | 1 | No | carrier | 58uxv080-16 |  | 01 - Constant Speed | 80 | 65 |  |  |  | 0.81 | 01 - AFUE |  | Not Applicable | Not Applicable | Not Applicable |  | No |  | -99 | -99 |  |  | -99 | 0 | 58uxv08016 | CEC_fur | 81.25 | 11527 | 1750 | Central | Central | Dont Know | Gas 070-084.99 | 78-84.99 AFUE | Primary | 7404.0394
1427 | EG11477629 | 1 | Wall Furnace | 1900 - 1969 | Y | 65 | -0.098923 | 03 - Wall Furnace |  | 01 - Natural Gas | [5 empty] | 04 - Conditioned Space |  | 0.5 | No | williams | b35-s&sd |  | No Fan | 35 | 25 |  |  |  | 0.67 | Dont Know |  | Not Applicable | Not Applicable | Not Applicable |  | Not Applicable |  | -99 | -99 |  |  | -99 | 0 | b35s&sd | Field Data Only | 71.43 | 9222.38 | 800 | Space | Space | Dont Know | Gas 025-039.99 | 66-71.99 AFUE | Primary | 12793.1741
1428 | EG11510738 | 1 | Furnace | 2000 - 2012 | Y | 80 | -0.00875 | 01 - Split Forced Air Furnace |  | 01 - Natural Gas | [5 empty] | 02 - Attic |  | 0.5 | No | york | p3hua12l04801a |  | 01 - Constant Speed | 57 | 46 |  |  |  | 0.8 | 01 - AFUE |  | york | bbl36+ppl36+york01 | No |  | Yes |  | -99 | -100 |  | 1 | -99 | 0 | p3hua12l04801a | CEC_fur | 80.7 | 4850.3 | 2400 | Central | Central | Dont Know | Gas 055-069.99 | 78-84.99 AFUE | Primary | 3149.8785
1429 | EG11510738 | 2 | Furnace | 2000 - 2012 | Y | 80 | 0 | 01 - Split Forced Air Furnace |  | 01 - Natural Gas | [5 empty] | 02 - Attic |  | 0.5 | No | york | pghub16l06401a |  | 01 - Constant Speed | 80 | 64 |  |  |  | 0.8 | 01 - AFUE |  | Not Applicable | Not Applicable | Dont Know |  | Yes |  | -99 | -100 |  | 2 | -99 | 0 | pghub16l06401a | Field Data Only | 80 |  | 2400 | Central | Central | Dont Know | Gas 070-084.99 | 78-84.99 AFUE | Secondary
1430 | EG11529411 | 2 | Furnace | 1980 - 1989 | N | 80 | -99 | 02 - Package Furnace/AC |  | 01 - Natural Gas | [5 empty] | 06 - Roof |  | 1 | No | rheem |  |  | 01 - Constant Speed | -99 | -99 |  |  |  | -99 | Dont Know |  | Not Applicable | Not Applicable | Not Applicable |  | No | nameplate illegible | -99 | -99 | 1 | 1 | -99 | 0 |  |  | -99 |  | 980 | Central | Central | Dont Know | Gas Dont Know | Dont Know | Primary
1431 | EG11579659 | 1 | Furnace | 2000 - 2012 | N | 80 | -0.15125 | 01 - Split Forced Air Furnace |  | 01 - Natural Gas | [5 empty] | 05 - Mechanical Closet |  | 1 | No | carrier | 58MCB040-08 | 10/01/2010 | 01 - Constant Speed | 40 | 37 |  |  |  | 0.93 | 01 - AFUE |  | cac/bdp | cnpvp2417ataabaa | Yes |  | Yes |  | 10 | 2010 |  | 2 | 2 | 2010 | 58MCB04008 | Outside Source Manual Lookup | 92.1 | 12844.23 | 1000 | Central | Central | Age 2010 to 2012 | Gas 040-054.99 | 90-96.99 AFUE | Primary | 3938.9637
1432 | EG11586386 | 1 | Furnace | 1900 - 1969 | N | 80 | -99 | 02 - Package Furnace/AC |  | 01 - Natural Gas | [5 empty] | 06 - Roof |  | 1 | No | carrier |  |  | 01 - Constant Speed | -99 | -99 |  |  |  | -99 | Dont Know |  | Not Applicable | Not Applicable | Not Applicable |  | Not Applicable | nameplate washed out | -99 | -99 | 1 | 1 | -99 | 0 |  |  | -99 |  | 1700 | Central | Both Central and Space | Dont Know | Gas Dont Know | Dont Know | Primary
1433 | EG11593647 | 1 | Wall Furnace | 1900 - 1969 | N | 65 | -0.23077 | 03 - Wall Furnace |  | 01 - Natural Gas | [5 empty] | 04 - Conditioned Space |  | 1 | No | williams | 2509622 |  | No Fan | 25 | 20 |  |  |  | 0.8 | 01 - AFUE |  | Not Applicable | Not Applicable | Not Applicable |  | Not Applicable |  | -99 | -99 |  |  | -99 | 0 | 2509622 | Field Data Only | 80 | 8562.82 | 750 | Space | Space | Dont Know | Gas 025-039.99 | 78-84.99 AFUE | Primary | 7615.0415
1434 | EG11601845 | 1 | Furnace | 1900 - 1969 | Y | 80 | -99 | 02 - Package Furnace/AC |  | 01 - Natural Gas | [5 empty] | 06 - Roof |  | 1 | No |  |  |  | 01 - Constant Speed | -99 | -99 |  |  |  | -100 | 01 - AFUE |  | Not Applicable | Not Applicable | Not Applicable |  | Not Applicable |  | -99 | -100 | 1 | 1 | -99 | 0 |  |  | -99 |  | 900 | Central | Central | Dont Know | Gas Dont Know | Dont Know | Primary
1435 | EG11603740 | 1 | Furnace | 1900 - 1969 | N | 80 | -99 | 15 - Forced Air furnace (No AC) |  | 01 - Natural Gas | [5 empty] | 07 - Crawlspace |  | 1 | Dont Know |  |  |  | 01 - Constant Speed | -99 | -99 |  |  |  | -99 | Dont Know |  | Not Applicable | Not Applicable | Not Applicable |  | No | furnace in crawl space, no access to crawl space | -99 | -99 |  |  | -99 | 0 |  |  | -99 |  | 700 | Central | Central | Dont Know | Gas Dont Know | Dont Know | Primary
1436 | EG11604876 | 1 | Wall Furnace | 1970 - 1979 | N | 65 | -0.23077 | 03 - Wall Furnace |  | 01 - Natural Gas | [5 empty] | 04 - Conditioned Space |  | 1 | No | cozy | CF353C | 09/01/2005 | 01 - Constant Speed | 35 | 28 |  |  |  | 0.7 | 01 - AFUE |  | Not Applicable | Not Applicable | Not Applicable |  | Not Applicable |  | 9 | 2005 |  |  | 7 | 2005 | CF353C | Field Data Only | 80 | 9935.4858 | 750 | Space | Space | Age 2000 to 2005 | Gas 025-039.99 | 78-84.99 AFUE | Primary | 8835.7733
1437 | EG11608452 | 1 | Wall Furnace | 1900 - 1969 | Y | 65 | -0.076923 | 03 - Wall Furnace |  | 01 - Natural Gas | [5 empty] | 04 - Conditioned Space |  | 1 | Not Applicable | holly | g-25-sd |  | No Fan | 25 | 17.5 |  |  |  | 0.7 | 01 - AFUE |  | Not Applicable | Not Applicable | Not Applicable |  | Not Applicable |  | -99 | -99 |  |  | -99 | 0 | g25sd | Field Data Only | 70 | 9222.38 | 700 | Space | Space | Dont Know | Gas 025-039.99 | 66-71.99 AFUE | Primary | 12793.1741
1438 | EG11613890 | 1 | Furnace | 1980 - 1989 | Y | 80 | -0.02275 | 01 - Split Forced Air Furnace |  | 01 - Natural Gas | [5 empty] | 04 - Conditioned Space |  | 1 | No | tempstar | n8mslo451412a | 02/01/2012 | 01 - Constant Speed | 44 | 36 |  |  |  | 0.8 | Dont Know |  | Dont Know | gh3ss? | No |  | Yes | no info | 2 | 2012 |  | 1 | 0 | 2012 | n8mslo451412a | Field Data Only | 81.82 | 13833.57 | 1400 | Central | Central | Age 2010 to 2012 | Gas 040-054.99 | 78-84.99 AFUE | Primary | 12243.1259
1439 | EG11624931 | 2 | Furnace | 1900 - 1969 | N | 80 | -0.0245 | 02 - Package Furnace/AC |  | 01 - Natural Gas | [5 empty] | 06 - Roof |  | 1 | No | carrier | 48ss-036060331 |  | 02 - Variable Speed | 56 | 45.9 |  |  |  | 0.82 | 01 - AFUE |  | Not Applicable | Not Applicable | Not Applicable |  | No |  | -99 | -99 | 1 | 1 | -99 | 0 | 48ss036060331 | Field Data Only | 81.96 | 4348.4 | 1500 | Central | Central | Dont Know | Gas 055-069.99 | 78-84.99 AFUE | Primary | 2891.1198
1440 | EG11657220 | 1 | Furnace | 2000 - 2012 | N | 80 | -0.019 | 01 - Split Forced Air Furnace |  | 01 - Natural Gas | [5 empty] | 02 - Attic |  | 1 | No | bryant | 373lav048095 |  | 02 - Variable Speed | 92 | 75 |  |  |  | 0.81 | 01 - AFUE |  | allstyle | aslb484422t+s | No |  | Yes |  | -99 | -99 |  | 1 | 14 | 1998 | 373lav048095 | bluebook | 81.52 | 9341.2582 | 1600 | Central | Both Central and Space | Age 1995 to 1999 | Gas 085-099.99 | 78-84.99 AFUE | Primary | 7489.9118
1441 | EG11657220 | 2 | Other | 2000 - 2012 | N | -99 | -99 | 13 - Fireplace |  | 01 - Natural Gas |  | Daily | No |  | 1st Floor | 04 - Conditioned Space |  | 1 | No |  |  |  | No Fan | -99 | -99 |  |  |  | -99 | Dont Know |  | Not Applicable | Not Applicable | Not Applicable |  | Not Applicable | no nameplate | -99 | -99 |  |  | -99 | 0 |  |  | -99 |  | 1600 | Space | Both Central and Space | Dont Know | Gas Dont Know | Dont Know | Secondary
1442 | EG11674973 | 1 | Furnace | 1990 - 1994 | N | 80 | 0 | 01 - Split Forced Air Furnace |  | 01 - Natural Gas | [5 empty] | 02 - Attic |  | 1 | No | comfortmaker | gui075a016im | 07/01/1991 | 01 - Constant Speed | 75 | 60 |  |  |  | -100 | 01 - AFUE |  | Not Applicable | Not Applicable | Dont Know |  | Yes |  | 7 | 1991 |  | 1 | 21 | 1991 | gui075a016im | Field Data Only | 80 | 10227.8128 | 1980 | Central | Central | Age 1990 to 1994 | Gas 070-084.99 | 78-84.99 AFUE | Primary | 9722.8778
1443 | EG11689699 | 1 | Furnace | 1980 - 1989 | N | 80 | 0.0525 | 01 - Split Forced Air Furnace |  | 01 - Natural Gas | [5 empty] | 04 - Conditioned Space |  | 1 | No | carrier | 58gsc045-cb |  | 01 - Constant Speed | 60 | -100 |  |  |  | -100 | 01 - AFUE |  | Not Applicable | Not Applicable | Dont Know |  | Yes |  | -99 | -100 |  | 1 | 25 | 1987 | 58gsc045cb | bluebook | 75.8 | 9448.1272 | 1307 | Central | Central | Age 1985 to 1989 | Gas 055-069.99 | 72-77.99 AFUE | Primary | 10414.5723
1444 | EP05406874 | 1 | Furnace | 1980 - 1989 | N | 80 | 0.0525 | 01 - Split Forced Air Furnace |  | 01 - Natural Gas | [5 empty] | 04 - Conditioned Space |  | 1 | No | carrier | 58gsc045-cb |  | 01 - Constant Speed | 60 | -100 |  |  |  | -100 | 01 - AFUE |  | Not Applicable | Not Applicable | Not Applicable |  | No |  | -99 | -100 |  |  | 25 | 1987 | 58gsc045cb | bluebook | 75.8 | 3073.0321 | 1600 | Central | Central | Age 1985 to 1989 | Gas 055-069.99 | 72-77.99 AFUE | Primary | 2043.1662
1445 | EP05657930 | 1 | Furnace | 1970 - 1979 | N | 80 | -99 | 02 - Package Furnace/AC |  | 01 - Natural Gas | [5 empty] | 06 - Roof |  | 1 | No | rheem | hoc-120-46-21c |  | 01 - Constant Speed | 120 | -100 |  |  |  | -100 | 01 - AFUE |  | Not Applicable | Not Applicable | Not Applicable |  | Not Applicable |  | -99 | -100 | 1 | 1 | -99 | 0 | hoc1204621c |  | -99 |  | 2100 | Central | Central | Dont Know | Gas 115-129.99 | Dont Know | Primary
1446 | EP05724433 | 1 | Furnace | 1980 - 1989 | N | 80 | 0.125 | 01 - Split Forced Air Furnace |  | 01 - Natural Gas | [5 empty] | 01 - Garage |  | 1 | No | comfortmaker |  |  | 01 - Constant Speed | 80 | -99 |  |  |  | 0.7 | 01 - AFUE |  | Dont Know | dcapa036w | Dont Know |  | Yes | no info on nameplate | -99 | -99 |  | 1 | -99 | 0 |  | Field Data Only | 70 | 2610.8 | 3025 | Central | Central | Dont Know | Gas 070-084.99 | 66-71.99 AFUE | Primary | 1926.2255
1447 | EP05724433 | 2 | Furnace | 1980 - 1989 | N | 80 | -99 | 01 - Split Forced Air Furnace |  | 01 - Natural Gas | [5 empty] | 02 - Attic |  | 0.5 | No | rheem |  |  | 01 - Constant Speed | -99 | -99 |  |  |  | -99 | Dont Know |  | Not Applicable | Not Applicable | Not Applicable |  | Not Applicable | no nameplate found | -99 | -99 |  |  | -99 | 0 |  |  | -99 |  | 3025 | Central | Central | Dont Know | Gas Dont Know | Dont Know | Secondary
1448 | EP05872110 | 1 | Furnace | 2000 - 2012 | Y | 80 | 0 | 01 - Split Forced Air Furnace |  | 01 - Natural Gas | [5 empty] | 04 - Conditioned Space |  | 1 | No | arcoaire | fbf075b12g1 |  | 01 - Constant Speed | 75 | -100 |  |  |  | -100 | 01 - AFUE |  | Not Applicable | Not Applicable | Not Applicable |  | No |  | -99 | -100 |  | 1 | -99 | 0 | fbf075b12g1 | CEC_fur | 80 | 4850.3 | 1140 | Central | Central | Dont Know | Gas 070-084.99 | 78-84.99 AFUE | Primary | 4292.6615
1449 | EP06781050 | 1 | Furnace | 1980 - 1989 | N | 80 | -99 | 01 - Split Forced Air Furnace |  | 01 - Natural Gas | [5 empty] | 01 - Garage |  | 1 | No | Fraser-Johnston | pccu-ld12n060a |  | 01 - Constant Speed | 57 | -100 |  |  |  | -100 | 01 - AFUE |  | Not Applicable | Not Applicable | Not Applicable |  | No |  | -99 | -100 |  | 1 | -99 | 0 | pcculd12n060a |  | -99 |  | 1486 | Central | Central | Dont Know | Gas 055-069.99 | Dont Know | Primary
1450 | EX03824958 | 1 | Other | 1900 - 1969 | N | -99 | -99 | 10 - Ceiling Cable |  | 02 - Electric | [5 empty] | 04 - Conditioned Space |  | 1 | No | ra=stat |  |  | No Fan |  |  | -99 | Dont Know |  | -99 | Dont Know |  | Not Applicable | Not Applicable | Not Applicable |  | Not Applicable | no nameplate | -99 | -99 |  |  | -99 | 0 |  |  | -99 |  | 2850 | Space | Space | Dont Know | Elec Dont Know | Dont Know | Primary
1451 | EX03831491 | 1 | Other | 1900 - 1969 | N | -99 | -99 | 11 - Electronic Baseboards |  | 02 - Electric | [5 empty] | 04 - Conditioned Space |  | 0.25 | No | federal pacific |  |  | No Fan |  |  | -99 | Dont Know |  | -99 | Dont Know |  | Not Applicable | Not Applicable | Not Applicable |  | Not Applicable | no nameplate | -99 | -99 |  |  | -99 | 0 |  |  | -99 |  | 2500 | Space | Space | Dont Know | Elec Dont Know | Dont Know | Primary
1452 | EX03831491 | 2 | Other | 1900 - 1969 | N | -99 | -99 | 17 - Wood Stove |  | 05 - Wood | [5 empty] | 04 - Conditioned Space |  | 0.25 | No |  | crest II |  | No Fan |  |  |  | Not Applicable |  | -100 | NA |  | Not Applicable | Not Applicable | Not Applicable | Not | Not Applicable |  | -99 | -99 |  |  | -99 | 0 | crestII |  | -99 |  | 2500 | Space | Space | Dont Know |  | Dont Know | Secondary
1453 | EX03831491 | 3 | Other | 1900 - 1969 | N | -99 | -99 | 11 - Electronic Baseboards |  | 02 - Electric | [5 empty] | 04 - Conditioned Space |  | 0.25 | No | federal pacific |  |  | No Fan |  |  | -99 | Dont Know |  | -99 | Dont Know |  | Not Applicable | Not Applicable | Not Applicable |  | Not Applicable | no nameplate | -99 | -99 |  |  | -99 | 0 |  |  | -99 |  | 2500 | Space | Space | Dont Know | Elec Dont Know | Dont Know | Secondary
1454 | EX03831491 | 4 | Other | 1900 - 1969 | N | -99 | -99 | 11 - Electronic Baseboards |  | 02 - Electric | [5 empty] | 04 - Conditioned Space |  | 0.25 | No | federal pacific |  |  | No Fan |  |  | -99 | Dont Know |  | -99 | Dont Know |  | Not Applicable | Not Applicable | Not Applicable |  | Not Applicable | no nameplate | -99 | -99 |  |  | -99 | 0 |  |  | -99 |  | 2500 | Space | Space | Dont Know | Elec Dont Know | Dont Know | Secondary
1455 | EX03848312 | 1 | Heat Pump | 1970 - 1979 | N | 8.2 | -99 | 06 - Split Heat pump w/o electronic supplement |  | 02 - Electric | [5 empty] | 02 - Attic |  | 0.25 | No |  |  |  | 01 - Constant Speed |  |  | -99 | Dont Know |  | -99 | Dont Know |  | Not Applicable | Not Applicable | Dont Know |  | Yes | no access to heat pump | -99 | -99 |  |  | -99 | 0 |  |  | -99 |  | 1100 | Central | Both Central and Space | Dont Know | Elec Dont Know | Dont Know | Primary
1456 | EX03848312 | 2 | Other | 1970 - 1979 | N | -99 | -99 | 10 - Ceiling Cable |  | 02 - Electric | [5 empty] | 04 - Conditioned Space |  | 0.25 | No | ra=stat |  |  | No Fan |  |  | -99 | Dont Know |  | -99 | Dont Know |  | Not Applicable | Not Applicable | Not Applicable |  | Not Applicable | no nameplate | -99 | -99 |  |  | -99 | 0 |  |  | -99 |  | 1100 | Space | Both Central and Space | Dont Know | Elec Dont Know | Dont Know | Secondary
1457 | EX03848312 | 3 | Other | 1970 - 1979 | N | -99 | -99 | 10 - Ceiling Cable |  | 02 - Electric | [5 empty] | 04 - Conditioned Space |  | 0.25 | No | ra=stat |  |  | No Fan |  |  | -99 | Dont Know |  | -99 | Dont Know |  | Not Applicable | Not Applicable | Not Applicable |  | Not Applicable | no nameplate | -99 | -99 |  |  | -99 | 0 |  |  | -99 |  | 1100 | Space | Both Central and Space | Dont Know | Elec Dont Know | Dont Know | Secondary
1458 | EX03848312 | 4 | Other | 1970 - 1979 | N | -99 | -99 | 10 - Ceiling Cable |  | 02 - Electric | [5 empty] | 04 - Conditioned Space |  | 0.25 | No | ra=stat |  |  | No Fan |  |  | -99 | Dont Know |  | -99 | Dont Know |  | Not Applicable | Not Applicable | Not Applicable |  | Not Applicable | no nameplate | -99 | -99 |  |  | -99 | 0 |  |  | -99 |  | 1100 | Space | Both Central and Space | Dont Know | Elec Dont Know | Dont Know | Secondary
1459 | EX03854869 | 1 | Heat Pump | 1900 - 1969 | N | 8.2 | -99 | 06 - Split Heat pump w/o electronic supplement |  | 02 - Electric | [5 empty] | 02 - Attic |  | 0.75 | No | carrier | 40qh048300 |  | 01 - Constant Speed |  |  | -99 | Dont Know |  | -99 | Dont Know |  | carrier | 40qh048300 | No |  | Yes | no name plate | -99 | -99 |  | 1 | -99 | 0 | 40qh048300 |  | -99 |  | 2400 | Central | Both Central and Space | Dont Know | Elec Dont Know | Dont Know | Primary
1460 | EX03854869 | 2 | Other | 1900 - 1969 | N | -99 | -99 | 13 - Fireplace |  | 05 - Wood |  | <1 day/week | No |  | 1st Floor | 04 - Conditioned Space |  | 0 | No |  |  | 01/01/1962 | No Fan | [5 empty] | -99 | Dont Know |  | Not Applicable | Not Applicable | Not Applicable | Dont | Not Applicable | not listed | -99 | 1962 |  |  | 50 | 1962 |  |  | -99 |  | 2400 | Space | Both Central and Space | Age 1979 and older |  | Dont Know | Secondary
1467 | EX04054126 | 1 | Furnace | 1900 - 1969 | N | 80 | -0.011375 | 01 - Split Forced Air Furnace |  | 01 - Natural Gas | [5 empty] | 03 - Basement |  | 1 | No | bryant | 383kav060111 |  | 01 - Constant Speed | 110 | 89 |  |  |  | 0.8 | 01 - AFUE |  | Dont Know | ck5bxa060024aaaa | No |  | Yes |  | -99 | -99 |  | 1 | -99 | 0 | 383kav060111 | CEC_fur | 80.91 | 2610.8 | 3400 | Central | Central | Dont Know | Gas 100-114.99 | 78-84.99 AFUE | Primary | 1926.2255
1461 | EX03856650 | 1 | Heat Pump | 1900 - 1969 | Y | 8.2 | -99 | 06 - Split Heat pump w/o electronic supplement |  | 02 - Electric | [5 empty] | 05 - Mechanical Closet |  | 1 | No | American standard | twe042c140c0 | 07/01/2000 | 01 - Constant Speed |  |  | 3.3 | 02 - Amps |  | -99 | Dont Know |  | Dont Know | Dont Know | No |  | Yes | no energy label present | 7 | 2000 |  | 1 | 12 | 2000 | twe042c140c0 |  | -99 |  | 1900 | Central | Central | Age 2000 to 2005 | Elec 0.1-0.99 | Dont Know | Primary
1462 | EX03857343 | 1 | Other | Dont Know | N | -99 | -99 | 08 - Electronic Resistance Wall Unit | wall unit heat/ac | 02 - Electric | [5 empty] | Other | wall | 0.5 | No | ge |  |  | 01 - Constant Speed |  |  | -100 | Dont Know |  | -100 | Dont Know |  | Not Applicable | Not Applicable | Not Applicable |  | Not Applicable | no label of info | -99 | -99 | 1 | 2 | -99 | 0 |  |  | -99 |  | -99 | Space | Space | Dont Know | Elec Dont Know | Dont Know | Primary
1463 | EX03865020 | 1 | Other | 1970 - 1979 | N | -99 | -99 | 13 - Fireplace |  | 05 - Wood |  | <1 day/week | No |  | 1st Floor | 04 - Conditioned Space |  | 0 | No |  |  | 01/01/1971 | No Fan | -99 | -99 |  |  |  | -99 | Dont Know |  | Not Applicable | Not Applicable | Not Applicable | Not | Not Applicable | no nameplate | -99 | 1971 |  |  | 41 | 1971 |  |  | -99 |  | 1512 | Space | Both Central and Space | Age 1979 and older |  | Dont Know | Secondary
1464 | EX03865020 | 2 | Furnace | 1970 - 1979 | N | 80 | -99 | 01 - Split Forced Air Furnace |  | 02 - Electric | [5 empty] | 05 - Mechanical Closet |  | 1 | No | ge | bgle034c1g00 |  | 01 - Constant Speed |  |  | 9.96 | 01 - kW |  | -99 | Dont Know |  | Dont Know | Dont Know | No |  | Yes | not listed | -99 | -99 |  | 1 | -99 | 0 | bgle034c1g00 |  | -99 |  | 1512 | Central | Both Central and Space | Dont Know | Elec 0.1-0.99 | Dont Know | Primary
1465 | EX03908110 | 1 | Furnace | 1970 - 1979 | Y | 80 | 0 | 01 - Split Forced Air Furnace |  | 03 - Propane | [5 empty] | 05 - Mechanical Closet |  | 1 | No | coleman | 8631a |  | 01 - Constant Speed | 80 | 64 |  |  |  | 0.8 | 01 - AFUE |  | Dont Know | Dont Know | No |  | Yes | no evap nameplate | -99 | -99 |  | 1 | 44 | 1968 | 8631a | bluebook | 80 | 5759.7312 | 1200 | Central | Central | Age 1979 and older | Gas 070-084.99 | 78-84.99 AFUE | Primary | 5491.9886
1466 | EX03970162 | 1 | Furnace | 1980 - 1989 | N | 80 | -99 | 01 - Split Forced Air Furnace |  | 01 - Natural Gas | [5 empty] | 04 - Conditioned Space |  | 1 | No | carrier | 395aaw036055 | 01/01/1985 | 01 - Constant Speed | 64 | -100 |  |  |  | -100 | 01 - AFUE |  | Not Applicable | Not Applicable | No |  | Yes |  | -99 | 1985 |  | 1 | 27 | 1985 | 395aaw036055 |  | -99 |  | 1600 | Central | Central | Age 1985 to 1989 | Gas 055-069.99 | Dont Know | Primary
1468 | EX04078562 | 1 | Furnace | 1980 - 1989 | N | 80 | 0 | 01 - Split Forced Air Furnace |  | 03 - Propane | [5 empty] | 04 - Conditioned Space |  | 0.5 | No | bdp | 3940aw048060 |  | 01 - Constant Speed | 75 | 60 |  |  |  | 0.8 | 01 - AFUE |  | cac/bdp | ck5bxa048021aaaa | No |  | Yes |  | -99 | -99 |  | 1 | -99 | 0 | 3940aw048060 | Field Data Only | 80 | 2434.48 | 3600 | Central | Central | Dont Know | Gas 070-084.99 | 78-84.99 AFUE | Primary | 1618.6122
1469 | EX04078562 | 2 | Furnace | 1980 - 1989 | N | 80 | 0 | 01 - Split Forced Air Furnace |  | 03 - Propane | [5 empty] | 02 - Attic |  | 0.5 | No | ducane | fpbb075a3b |  | 01 - Constant Speed | 75 | 60 |  |  |  | 0.8 | 01 - AFUE |  | cac/bdp | ce3axa036000abaa | No |  | Yes |  | -99 | -99 |  | 2 | -99 | 0 | fpbb075a3b | CEC_fur | 80 |  | 3600 | Central | Central | Dont Know | Gas 070-084.99 | 78-84.99 AFUE | Secondary
1470 | EX04386429 | 1 | Furnace | 1970 - 1979 | N | 80 | 0 | 02 - Package Furnace/AC |  | 01 - Natural Gas | [5 empty] | 06 - Roof |  | 1 | No | carrier | 48XPN0600903 |  | 01 - Constant Speed | 90 | 72 |  |  |  | -100 | 01 - AFUE |  | Not Applicable | Not Applicable | Not Applicable |  | Not Applicable |  | -99 | -100 | 1 | 1 | -99 | 0 | 48XPN0600903 | CEC_2009 | 80 | 2434.48 | 2300 | Central | Central | Dont Know | Gas 085-099.99 | 78-84.99 AFUE | Primary | 1618.6122
1471 | EX04390293 | 1 | Other | 1900 - 1969 | Y | -99 | -99 | 13 - Fireplace |  | 05 - Wood |  | <1 day/week | No |  | 1st Floor | 04 - Conditioned Space |  | 0 | No |  |  |  | No Fan | [5 empty] | -100 | Dont Know |  | Not Applicable | Not Applicable | Not Applicable | Not | Not Applicable |  | -99 | -99 |  |  | -99 | 0 |  |  | -99 |  | -99 | Space | Space | Dont Know |  | Dont Know | Secondary
1472 | EX04390293 | 2 | Other | 1900 - 1969 | Y | -99 | -99 | Other | kerosene heater | Other | kerosene |  |  |  |  | 04 - Conditioned Space |  | 0.25 | No | mpi | 16.842.045 |  | No Fan | [5 empty] | -99 | Dont Know |  | Not Applicable | Not Applicable | Not Applicable | Dont | Not Applicable | incomplete nameplate | -99 | -99 |  |  | -99 | 0 | 16842045 |  | -99 |  | -99 | Other | Space | Dont Know |  | Dont Know | Secondary
1473 | EX04390293 | 3 | Other | 1900 - 1969 | Y | -99 | -99 | 14 - Electric Space Heater |  | 02 - Electric | [5 empty] | 04 - Conditioned Space |  | 0.25 | No | delonghi | ew6507w |  | No Fan |  |  | 1.5 | 01 - kW |  | -99 | Dont Know |  | Not Applicable | Not Applicable | Not Applicable |  | Not Applicable |  | -99 | -99 |  |  | -99 | 0 | ew6507w |  | -99 |  | -99 | Space | Space | Dont Know | Elec 0.1-0.99 | Dont Know | Primary
1474 | EX04390293 | 4 | Other | 1900 - 1969 | Y | -99 | -99 | 14 - Electric Space Heater |  | 02 - Electric | [5 empty] | Other | trailer | 0 | No | home essentials | h0301 |  | No Fan |  |  | 1.5 | 01 - kW |  | -99 | Dont Know |  | Not Applicable | Not Applicable | Not Applicable |  | Not Applicable |  | -99 | -99 |  |  | -99 | 0 | h0301 |  | -99 |  | -99 | Space | Space | Dont Know | Elec 0.1-0.99 | Dont Know | Secondary
1475 | EX04390293 | 5 | Other | 1900 - 1969 | Y | -99 | -99 | 13 - Fireplace |  | 05 - Wood |  | <1 day/week | No |  | 1st Floor | 04 - Conditioned Space |  | 0.25 | No |  |  |  | No Fan | [5 empty] | -100 | Dont Know |  | Not Applicable | Not Applicable | Not Applicable | Not | Not Applicable |  | -99 | -99 |  |  | -99 | 0 |  |  | -99 |  | -99 | Space | Space | Dont Know |  | Dont Know | Secondary
1476 | EX04444459 | 1 | Furnace | 1970 - 1979 | Y | 80 | -0.0065 | 01 - Split Forced Air Furnace |  | 01 - Natural Gas | [5 empty] | Other | outdoor enclosed closet | 1 | No | evcon | DGAH077BBS |  | 01 - Constant Speed | 77 | 62 |  |  |  | 0.8 | 01 - AFUE |  | Not Applicable | Not Applicable | Not Applicable |  | No |  | -99 | -100 |  |  | -99 | 0 | DGAH077BBS | Field Data Only | 80.52 | 4850.3 | 1440 | Central | Central | Dont Know | Gas 070-084.99 | 78-84.99 AFUE | Primary | 4624.8325
1477 | EX04569379 | 1 | Furnace | 1970 - 1979 | Y | 80 | 0 | 01 - Split Forced Air Furnace |  | 01 - Natural Gas | [5 empty] | 05 - Mechanical Closet |  | 1 | Yes | coleman | ugab075buh |  | 01 - Constant Speed | 75 | 60 |  |  |  | 0.8 | 01 - AFUE |  | Dont Know | acc48asx175l025 | Yes |  | Yes |  | -99 | -99 |  | 1 | -99 | 0 | ugab075buh | CEC_fur | 80 | 6498.33 | 1440 | Central | Central | Dont Know | Gas 070-084.99 | 78-84.99 AFUE | Primary | 3474.0036
1478 | EX04664468 | 1 | Furnace | 1900 - 1969 | N | 80 | -0.1875 | 01 - Split Forced Air Furnace |  | 01 - Natural Gas | [5 empty] | 07 - Crawlspace |  | 1 | No | amana | amh950703bxac |  | 01 - Constant Speed | 69 | -99 |  |  |  | 0.98 | 01 - AFUE |  | Not Applicable | Not Applicable | Not Applicable |  | No |  | -99 | -99 |  |  | -99 | 0 | amh950703bxac | Outside Source Manual Lookup | 95 | 10437.77 | 1500 | Central | Central | Dont Know | Gas 055-069.99 | 90-96.99 AFUE | Primary | 11626.3111
1479 | EX04708862 | 1 | Furnace | 1900 - 1969 | N | 80 | 0 | 15 - Forced Air furnace (No AC) |  | 01 - Natural Gas | [5 empty] | 01 - Garage |  | 1 | No | westinghouse | fghj120man |  | 01 - Constant Speed | 120 | 96 |  |  |  | 0.8 | 01 - AFUE |  | Not Applicable | Not Applicable | Not Applicable |  | Not Applicable |  | -99 | -99 |  |  | -99 | 0 | fghj120man | Field Data Only | 80 | 2610.8 | 2500 | Central | Both Central and Space | Dont Know | Gas 115-129.99 | 78-84.99 AFUE | Primary | 1926.2255
1480 | EX04708862 | 2 | Other | 1900 - 1969 | N | -99 | -99 | 10 - Ceiling Cable |  | 02 - Electric | [5 empty] | 04 - Conditioned Space |  | 0 | No |  |  |  | No Fan |  |  | -99 | Dont Know |  | -99 | Dont Know |  | Not Applicable | Not Applicable | Not Applicable |  | Not Applicable | coils in ceiling for that 1 room. no access to ceiling coils. | -99 | -99 |  |  | -99 | 0 |  |  | -99 |  | 2500 | Space | Both Central and Space | Dont Know | Elec Dont Know | Dont Know | Secondary
1481 | EX04708862 | 3 | Other | 1900 - 1969 | N | -99 | -99 | 13 - Fireplace |  | 01 - Natural Gas |  | <1 day/week | No |  | 2nd Floor | 04 - Conditioned Space |  | 0 | No |  |  |  | No Fan | -99 | -99 |  |  |  | -99 | Dont Know |  | Not Applicable | Not Applicable | Not Applicable | Dont | Not Applicable | no nameplate | -99 | -99 |  |  | -99 | 0 |  |  | -99 |  | 2500 | Space | Both Central and Space | Dont Know | Gas Dont Know | Dont Know | Secondary
1482 | EX04708862 | 4 | Other | 1900 - 1969 | N | -99 | -99 | 13 - Fireplace |  | 01 - Natural Gas |  | <1 day/week | No |  | 3rd Floor | 04 - Conditioned Space |  | 0 | No |  |  |  | No Fan | -99 | -99 |  |  |  | -99 | Dont Know |  | Not Applicable | Not Applicable | Not Applicable |  | Not Applicable | no nameplate | -99 | -99 |  |  | -99 | 0 |  |  | -99 |  | 2500 | Space | Both Central and Space | Dont Know | Gas Dont Know | Dont Know | Secondary
1483 | EX04782419 | 1 | Furnace | 1980 - 1989 | N | 80 | 0.0625 | 02 - Package Furnace/AC |  | 01 - Natural Gas | [5 empty] | 06 - Roof |  | 1 | Yes | westinghouse | ie036baon | 01/01/1978 | 01 - Constant Speed | 80 | 60 |  |  |  | -99 | Dont Know |  | Not Applicable | Not Applicable | Not Applicable |  | Not Applicable | no data | -99 | 1978 | 1 | 1 | 34 | 1978 | ie036baon | Field Data Only | 75 | 10168.3487 | 1500 | Central | Central | Age 1979 and older | Gas 070-084.99 | 72-77.99 AFUE | Primary | 7260.9122
1484 | EX04795590 | 1 | Heat Pump | 1980 - 1989 | N | 8.2 | -99 | 06 - Split Heat pump w/o electronic supplement |  | 02 - Electric | [5 empty] | 07 - Crawlspace |  | 0.6 | No | bdp | 517en048 |  | 01 - Constant Speed |  |  | -99 | Dont Know |  | -99 | Dont Know |  | Not Applicable | Not Applicable | Not Applicable |  | Not Applicable | info not on nameplate | -99 | -99 |  | 1 | -99 | 0 | 517en048 |  | -99 |  | 2400 | Central | Both Central and Space | Dont Know | Elec Dont Know | Dont Know | Primary
1485 | EX04795590 | 2 | Other | 1980 - 1989 | N | -99 | -99 | 17 - Wood Stove |  | 05 - Wood | [5 empty] | 04 - Conditioned Space |  | 0.4 | No |  |  |  | No Fan |  |  |  | Not Applicable |  | -100 | NA |  | Not Applicable | Not Applicable | Not Applicable | Not | Not Applicable | no nameplate | -99 | -99 |  |  | -99 | 0 |  |  | -99 |  | 2400 | Space | Both Central and Space | Dont Know |  | Dont Know | Secondary
1486 | EX04918634 | 1 | Furnace | 1990 - 1994 | N | 80 | 0 | 01 - Split Forced Air Furnace |  | 01 - Natural Gas | [5 empty] | 04 - Conditioned Space |  | 1 | Dont Know | tempstar | nuge075ch02 |  | 01 - Constant Speed | 75 | -99 |  |  |  | -99 | Dont Know |  | Dont Know | rub-48-acu | No |  | Yes | no data | -99 | -99 |  | 1 | 20 | 1992 | nuge075ch02 | bluebook | 80 | 2907.8511 | 2400 | Central | Central | Age 1990 to 1994 | Gas 070-084.99 | 78-84.99 AFUE | Primary | 1933.3423
1487 | EX04930728 | 1 | Other | 1900 - 1969 | N | -99 | -99 | 09 - Gravity Furnace |  | 01 - Natural Gas | [5 empty] | 04 - Conditioned Space |  | 0.75 | Not Applicable | cozy |  |  | No Fan | -99 | -99 |  |  |  | -99 | Dont Know |  | Not Applicable | Not Applicable | Not Applicable |  | Not Applicable | no nameplate | -99 | -99 |  |  | -99 | 0 |  |  | -99 |  | 5500 | Space | Space | Dont Know | Gas Dont Know | Dont Know | Primary
1488 | EX04930728 | 2 | Other | 1900 - 1969 | N | -99 | -99 | 13 - Fireplace |  | 05 - Wood |  | <1 day/week | No |  | 1st Floor | 04 - Conditioned Space |  | 0.25 | No |  |  | 01/01/1955 | No Fan | [5 empty] | -99 | Dont Know |  | Not Applicable | Not Applicable | Not Applicable | Dont | Not Applicable | no nameplate | -99 | 1955 |  |  | 57 | 1955 |  |  | -99 |  | 5500 | Space | Space | Age 1979 and older |  | Dont Know | Secondary
1489 | EX04934671 | 1 | Furnace | 1980 - 1989 | N | 80 | -0.22125 | 01 - Split Forced Air Furnace |  | 03 - Propane | [5 empty] | 01 - Garage |  | 1 | No | York | YP9C080C16MP11 | 02/01/2009 | 02 - Variable Speed | 80 | 78 |  |  |  | 0.95 | 01 - AFUE |  | us air | c603c6 | Yes |  | Yes |  | 2 | 2009 |  | 1 | 3 | 2009 | YP9C080C16MP11 | Outside Source Manual Lookup | 97.7 | 11168.8957 | 2450 | Central | Central | Age 2006 to 2009 | Gas 070-084.99 | 97+ AFUE | Primary | 7975.3727
1490 | EX04957564 | 1 | Other | 1900 - 1969 | N | -99 | -99 | 09 - Gravity Furnace |  | 01 - Natural Gas | [5 empty] | 04 - Conditioned Space |  | 0.5 | No |  |  |  | No Fan | -99 | -99 |  |  |  | -99 | Dont Know |  | Not Applicable | Not Applicable | Not Applicable |  | No | no nameplate | -99 | -99 |  |  | -99 | 0 |  |  | -99 |  | 1450 | Space | Space | Dont Know | Gas Dont Know | Dont Know | Secondary
1491 | EX04957564 | 2 | Other | 1900 - 1969 | N | -99 | -99 | 13 - Fireplace |  | 05 - Wood |  | <1 day/week | No |  | 1st Floor | 04 - Conditioned Space |  | 0 | No |  |  |  | No Fan | [5 empty] | -99 | Dont Know |  | Not Applicable | Not Applicable | Not Applicable | Not | Not Applicable | no nameplate | -99 | -99 |  |  | -99 | 0 |  |  | -99 |  | 1450 | Space | Space | Dont Know |  | Dont Know | Secondary
1492 | EX04957564 | 3 | Other | 1900 - 1969 | N | -99 | -99 | 14 - Electric Space Heater |  | 02 - Electric | [5 empty] | 04 - Conditioned Space |  | 0.25 | No | delonghi | trh0715 |  | No Fan |  |  | 1.5 | 01 - kW |  | -99 | Dont Know |  | Not Applicable | Not Applicable | Not Applicable |  | Not Applicable | not listed | -99 | -99 |  |  | -99 | 0 | trh0715 |  | -99 |  | 1450 | Space | Space | Dont Know | Elec 0.1-0.99 | Dont Know | Secondary
1493 | EX04957564 | 4 | Other | 1900 - 1969 | N | -99 | -99 | 09 - Gravity Furnace |  | 01 - Natural Gas | [5 empty] | 04 - Conditioned Space |  | 0.25 | No | williams | 2509622 | 02/01/2007 | No Fan | 25 | 19.35 |  |  |  | 0.77 | 01 - AFUE |  | Not Applicable | Not Applicable | Not Applicable |  | Not Applicable |  | 2 | 2007 |  |  | 5 | 2007 | 2509622 | Field Data Only | 77.4 | 3175.4087 | 1450 | Space | Space | Age 2006 to 2009 | Gas 025-039.99 | 72-77.99 AFUE | Primary | 2111.2333
1494 | EX05027529 | 1 | Other | 1900 - 1969 | Y | -99 | -99 | 14 - Electric Space Heater |  | 02 - Electric | [5 empty] | 04 - Conditioned Space |  | 0.25 | No |  |  |  | 01 - Constant Speed |  |  | 1.5 | 01 - kW |  | -100 | Dont Know |  | Not Applicable | Not Applicable | Not Applicable |  | Not Applicable | no access to Heater has in storage room | -99 | -100 |  |  | -99 | 0 |  |  | -99 |  | 700 | Space | Space | Dont Know | Elec 0.1-0.99 | Dont Know | Primary
1495 | EX05027529 | 2 | Other | 1900 - 1969 | Y | -99 | -99 | 14 - Electric Space Heater |  | 02 - Electric | [5 empty] | 04 - Conditioned Space |  | 0.25 | No |  |  |  | 01 - Constant Speed |  |  | 1.5 | 01 - kW |  | -100 | Dont Know |  | Not Applicable | Not Applicable | Not Applicable |  | Not Applicable |  | -99 | -100 |  |  | -99 | 0 |  |  | -99 |  | 700 | Space | Space | Dont Know | Elec 0.1-0.99 | Dont Know | Secondary
1496 | EX05051328 | 1 | Wall Furnace | 1900 - 1969 | N | 65 | -99 | 03 - Wall Furnace |  | 01 - Natural Gas | [5 empty] | 04 - Conditioned Space |  | 0.25 | No | sunair | b35sw |  | No Fan | 35 | -100 |  |  |  | -100 | 01 - AFUE |  | Not Applicable | Not Applicable | Not Applicable |  | No |  | -99 | -100 |  |  | -99 | 0 | b35sw |  | -99 |  | 1350 | Space | Space | Dont Know | Gas 025-039.99 | Dont Know | Secondary
1497 | EX05051328 | 2 | Other | 1900 - 1969 | N | -99 | -99 | 09 - Gravity Furnace | floor furnace | 01 - Natural Gas | [5 empty] | 04 - Conditioned Space |  | 0.75 | No | ward | 570 |  | No Fan | 57 | -100 |  |  |  | -100 | 01 - AFUE |  | Not Applicable | Not Applicable | Not Applicable |  | Not Applicable |  | -99 | -100 |  |  | -99 | 0 | 570 |  | -99 |  | 1350 | Space | Space | Dont Know | Gas 055-069.99 | Dont Know | Primary
1498 | EX05061529 | 1 | Furnace | 1900 - 1969 | Y | 80 | -0.0025 | 01 - Split Forced Air Furnace |  | 01 - Natural Gas | [5 empty] | 05 - Mechanical Closet |  | 1 | No | consolidated | MBA080NH3R | 07/01/1996 | 01 - Constant Speed | 80 | -99 |  |  |  | -99 | 01 - AFUE |  | Not Applicable | Not Applicable | Not Applicable |  | No | no output or efficiency on nameplate & no energy guide present | 7 | 1996 |  | 1 | 16 | 1996 | MBA080NH3R | CEC_fur | 80.2 | 3050.1927 | 1200 | Central | Central | Age 1995 to 1999 | Gas 070-084.99 | 78-84.99 AFUE | Primary | 2688.1835
1499 | EX05067126 | 1 | Wall Furnace | 1900 - 1969 | Y | 65 | -99 | 03 - Wall Furnace |  | 01 - Natural Gas | [5 empty] | 04 - Conditioned Space |  | 1 | No | Williams | 50gv-5 |  | No Fan | 50 | -100 |  |  |  | -100 | 01 - AFUE |  | Not Applicable | Not Applicable | Not Applicable |  | Not Applicable |  | -99 | -100 |  |  | -99 | 0 | 50gv5 |  | -99 |  | 900 | Space | Space | Dont Know | Gas 040-054.99 | Dont Know | Primary
1500 | EX05144435 | 1 | Other | 1970 - 1979 | N | -99 | -99 | 10 - Ceiling Cable |  | 02 - Electric | [5 empty] | 04 - Conditioned Space |  | 0.5 | No | ra=stat |  |  | No Fan |  |  | -99 | Dont Know |  | -99 | Dont Know |  | Not Applicable | Not Applicable | Not Applicable |  | Not Applicable | no nameplate | -99 | -99 |  |  | -99 | 0 |  |  | -99 |  | 750 | Space | Space | Dont Know | Elec Dont Know | Dont Know | Primary
1501 | EX05144435 | 2 | Other | 1970 - 1979 | N | -99 | -99 | 10 - Ceiling Cable |  | 02 - Electric | [5 empty] | 04 - Conditioned Space |  | 0.5 | No | ra=stat |  |  | No Fan |  |  | -99 | Dont Know |  | -99 | Dont Know |  | Not Applicable | Not Applicable | Not Applicable |  | Not Applicable | no nameplate | -99 | -99 |  |  | -99 | 0 |  |  | -99 |  | 750 | Space | Space | Dont Know | Elec Dont Know | Dont Know | Secondary
1502 | EX05173013 | 1 | Furnace | 1980 - 1989 | N | 80 | 0 | 01 - Split Forced Air Furnace |  | 01 - Natural Gas | [5 empty] | 02 - Attic |  | 1 | No | carrier | 58RAV050-08 |  | 01 - Constant Speed | -100 | -100 |  |  |  | -100 | 01 - AFUE |  | Not Applicable | Not Applicable | Not Applicable |  | Not Applicable |  | -99 | -100 |  | 1 | -99 | 0 | 58RAV05008 | CEC_fur | 80 | 8562.82 | 1200 | Central | Central | Dont Know | Gas Dont Know | 78-84.99 AFUE | Primary | 2895.4648
1503 | EX05185169 | 1 | Other | 1900 - 1969 | Y | -99 | -99 | 10 - Ceiling Cable |  | 02 - Electric | [5 empty] | 04 - Conditioned Space |  | 0.33 | No | ge |  |  | No Fan |  |  | -99 | Dont Know |  | -99 | Dont Know |  | Not Applicable | Not Applicable | Not Applicable |  | Not Applicable | no nameplate | -99 | -99 |  |  | -99 | 0 |  |  | -99 |  | 1900 | Space | Space | Dont Know | Elec Dont Know | Dont Know | Primary
1504 | EX05185169 | 2 | Other | 1900 - 1969 | Y | -99 | -99 | 10 - Ceiling Cable |  | 02 - Electric | [5 empty] | 04 - Conditioned Space |  | 0.33 | No | ge |  |  | No Fan |  |  | -99 | Dont Know |  | -99 | Dont Know |  | Not Applicable | Not Applicable | Not Applicable |  | Not Applicable | no nameplate | -99 | -99 |  |  | -99 | 0 |  |  | -99 |  | 1900 | Space | Space | Dont Know | Elec Dont Know | Dont Know | Secondary
1505 | EX05185169 | 3 | Other | 1900 - 1969 | Y | -99 | -99 | 10 - Ceiling Cable |  | 02 - Electric | [5 empty] | 04 - Conditioned Space |  | 0.33 | No | ge |  |  | No Fan |  |  | -99 | Dont Know |  | -99 | Dont Know |  | Not Applicable | Not Applicable | Not Applicable |  | Not Applicable | no nameplate | -99 | -99 |  |  | -99 | 0 |  |  | -99 |  | 1900 | Space | Space | Dont Know | Elec Dont Know | Dont Know | Secondary
1506 | EX05209823 | 1 | Furnace | 1900 - 1969 | Y | 80 | -99 | 01 - Split Forced Air Furnace |  | 01 - Natural Gas | [5 empty] | 05 - Mechanical Closet |  | 1 | Yes | weather king |  |  | 01 - Constant Speed | -99 | -99 |  |  |  | -99 | Dont Know |  | Dont Know | Dont Know | Yes |  | Yes | no nameplate | -99 | -99 |  | 1 | -99 | 0 |  |  | -99 |  | 1400 | Central | Central | Dont Know | Gas Dont Know | Dont Know | Primary
1507 | EX05281529 | 1 | Heat Pump | 1990 - 1994 | Y | 8 | -99 | 07 - Package Heat Pump |  | 02 - Electric | [5 empty] | 06 - Roof |  | 1 | No |  |  |  | 01 - Constant Speed |  |  | -100 | Dont Know |  | -100 | Dont Know |  | Not Applicable | Not Applicable | Not Applicable |  | Not Applicable | no access to furnace in roof no nameplate available | -99 | -100 | 1 | 1 | -99 | 0 |  |  | -99 |  | 800 | Central | Central | Dont Know | Elec Dont Know | Dont Know | Primary
1508 | EX05355299 | 1 | Other | 1900 - 1969 | N | -99 | -99 | 13 - Fireplace |  | 01 - Natural Gas |  | Daily | No |  | 1st Floor | 04 - Conditioned Space |  | 0.25 | Not Applicable |  |  |  | No Fan | -99 | -99 |  |  |  | -99 | Dont Know |  | Not Applicable | Not Applicable | Not Applicable |  | Not Applicable | no nameplate | -99 | -99 |  |  | -99 | 0 |  |  | -99 |  | 2300 | Space | Space | Dont Know | Gas Dont Know | Dont Know | Secondary
1509 | EX05355299 | 2 | Other | 1900 - 1969 | N | -99 | -99 | 09 - Gravity Furnace |  | 01 - Natural Gas | [5 empty] | 04 - Conditioned Space |  | 0.5 | Not Applicable | holly | 35ns-nd |  | No Fan | 28 | 19.6 |  |  |  | 0.7 | 01 - AFUE |  | Not Applicable | Not Applicable | Not Applicable |  | Not Applicable |  | -99 | -99 |  |  | -99 | 0 | 35nsnd | Field Data Only | 70 | 2610.8 | 2300 | Space | Space | Dont Know | Gas 025-039.99 | 66-71.99 AFUE | Primary | 1856.9659
1510 | EX05355299 | 3 | Other | 1900 - 1969 | N | -99 | -99 | 09 - Gravity Furnace |  | 01 - Natural Gas | [5 empty] | 04 - Conditioned Space |  | 0.25 | No | holly | 25ns-nd |  | No Fan | -99 | -99 |  |  |  | -99 | Dont Know |  | Not Applicable | Not Applicable | Not Applicable |  | Not Applicable | nameplate partly covered | -99 | -99 |  |  | -99 | 0 | 25nsnd |  | -99 |  | 2300 | Space | Space | Dont Know | Gas Dont Know | Dont Know | Secondary
1511 | EX05370583 | 1 | Furnace | 1980 - 1989 | N | 80 | 0.05 | 15 - Forced Air furnace (No AC) |  | 01 - Natural Gas | [5 empty] | 07 - Crawlspace |  | 1 | No | day & night | 394jaw036065 | 01/01/1987 | 01 - Constant Speed | 80 | -99 |  |  |  | -99 | Dont Know |  | Not Applicable | Not Applicable | Not Applicable |  | Not Applicable | old no data | -99 | 1987 |  |  | 25 | 1987 | 394jaw036065 | bluebook | 76 | 13175.5457 | 1400 | Central | Central | Age 1985 to 1989 | Gas 070-084.99 | 72-77.99 AFUE | Primary | 14675.8353
1512 | EX05384764 | 1 | Furnace | 1995 - 1999 | N | 80 | -99 | 01 - Split Forced Air Furnace |  | 01 - Natural Gas | [5 empty] | 02 - Attic |  | 0.5 | No | heil | ntc5075bha2 |  | 01 - Constant Speed | 75 | -99 |  |  |  | -99 | Dont Know |  | inter-city products | eph5548fa1 | No |  | Yes | not listed | -99 | -99 |  | 1 | -99 | 0 | ntc5075bha2 |  | -99 |  | 3600 | Central | Both Central and Space | Dont Know | Gas 070-084.99 | Dont Know | Primary
1513 | EX05384764 | 2 | Other | 1995 - 1999 | N | -99 | -99 | 13 - Fireplace |  | 01 - Natural Gas |  | <1 day/week | No |  | 1st Floor | 04 - Conditioned Space |  | 0 | No |  |  | 01/01/1996 | No Fan | -99 | -99 |  |  |  | -99 | Dont Know |  | Not Applicable | Not Applicable | Not Applicable |  | Not Applicable | no nameplate | -99 | 1996 |  |  | 16 | 1996 |  |  | -99 |  | 3600 | Space | Both Central and Space | Age 1995 to 1999 | Gas Dont Know | Dont Know | Secondary
1514 | EX05384764 | 3 | Other | 1995 - 1999 | N | -99 | -99 | 13 - Fireplace |  | 01 - Natural Gas |  | <1 day/week | No |  | 1st Floor | 04 - Conditioned Space |  | 0 | No |  |  | 01/01/1996 | No Fan | -99 | -99 |  |  |  | -99 | Dont Know |  | Not Applicable | Not Applicable | Not Applicable |  | Not Applicable | no nameplate | -99 | 1996 |  |  | 16 | 1996 |  |  | -99 |  | 3600 | Space | Both Central and Space | Age 1995 to 1999 | Gas Dont Know | Dont Know | Secondary
1515 | EX05384764 | 4 | Furnace | 1995 - 1999 | N | 80 | -0.0145 | 01 - Split Forced Air Furnace |  | 01 - Natural Gas | [5 empty] | 02 - Attic |  | 0.5 | No | cac/bdp | gb3aav036070 |  | 01 - Constant Speed | 69 | 56 |  |  |  | 0.81 | 01 - AFUE |  | cac/bdp | cd3cxa036000 | No |  | Yes |  | -99 | -99 |  | 2 | -99 | 0 | gb3aav036070 | Field Data Only | 81.16 |  | 3600 | Central | Both Central and Space | Dont Know | Gas 055-069.99 | 78-84.99 AFUE | Secondary
1516 | EX05484418 | 1 | Furnace | 1970 - 1979 | Y | 80 | -0.1625 | 15 - Forced Air furnace (No AC) |  | 01 - Natural Gas | [5 empty] | 03 - Basement |  | 1 | No | amana | ams90904cxa |  | 02 - Variable Speed | 92 | 86 |  |  |  | 0.93 | 01 - AFUE |  | Not Applicable | Not Applicable | Not Applicable |  | Not Applicable |  | -99 | -99 |  |  | -99 | 0 | ams90904cxa | Field Data Only | 93 | 3399.78 | 1109 | Central | Both Central and Space | Dont Know | Gas 085-099.99 | 90-96.99 AFUE | Primary | 4002.6078
1517 | EX05484418 | 2 | Other | 1970 - 1979 | Y | -99 | -99 | 17 - Wood Stove |  | 05 - Wood | [5 empty] | 04 - Conditioned Space |  | 0.5 | No |  |  |  | 01 - Constant Speed |  |  |  | Not Applicable |  | -100 | NA |  | Not Applicable | Not Applicable | Not Applicable | Not | Not Applicable | wood stove no nameplate | -99 | -99 |  |  | -99 | 0 |  |  | -99 |  | 1109 | Space | Both Central and Space | Dont Know |  | Dont Know | Secondary
1518 | EX05591291 | 1 | Wall Furnace | 1900 - 1969 | Y | 65 | -0.076923 | 03 - Wall Furnace |  | 01 - Natural Gas | [5 empty] | 04 - Conditioned Space |  | 0.5 | No | holly | g35-s |  | 01 - Constant Speed | 35 | 24.5 |  |  |  | -99 | 01 - AFUE |  | Not Applicable | Not Applicable | Not Applicable |  | No |  | -99 | -99 |  |  | -99 | 0 | g35s | Field Data Only | 70 |  | 750 | Space | Space | Dont Know | Gas 025-039.99 | 66-71.99 AFUE | Secondary
1519 | EX05591291 | 2 | Other | 1900 - 1969 | Y | -99 | -99 | 14 - Electric Space Heater |  | 02 - Electric | [5 empty] | 04 - Conditioned Space |  | 0.5 | No | lasko | 5155 |  | 01 - Constant Speed |  |  | 1.5 | 01 - kW |  | -99 | Dont Know |  | Not Applicable | Not Applicable | Not Applicable |  | Not Applicable | info ot on nameplate | -99 | -99 |  |  | -99 | 0 | 5155 |  | -99 |  | 750 | Space | Space | Dont Know | Elec 0.1-0.99 | Dont Know | Primary
1520 | EX05613856 | 1 | Furnace | 1990 - 1994 | Y | 80 | -0.02675 | 01 - Split Forced Air Furnace |  | 01 - Natural Gas | [5 empty] | 04 - Conditioned Space |  | 1 | No | evcon | dgat056bdd |  | 01 - Constant Speed | 56 | 46 |  |  |  | 0.82 | 01 - AFUE |  | Not Applicable | Not Applicable | Not Applicable |  | Not Applicable |  | -99 | -99 |  |  | -99 | 0 | dgat056bdd | CEC_fur | 82.14 | 9222.38 | 1248 | Central | Central | Dont Know | Gas 055-069.99 | 78-84.99 AFUE | Primary | 13688.7904
1521 | EX05650797 | 1 | Furnace | 1990 - 1994 | Y | 80 | -0.02675 | 01 - Split Forced Air Furnace |  | 01 - Natural Gas | [5 empty] | 04 - Conditioned Space |  | 1 | No | coleman | 7956a856 |  | 01 - Constant Speed | 56 | 46 |  |  |  | 0.8 | Dont Know |  | Not Applicable | Not Applicable | Not Applicable |  | No |  | -99 | -99 |  | 1 | -99 | 0 | 7956a856 | Field Data Only | 82.14 | 4850.3 | 960 | Central | Both Central and Space | Dont Know | Gas 055-069.99 | 78-84.99 AFUE | Primary | 4624.8325
1522 | EX05650797 | 2 | Other | 1990 - 1994 | Y | -99 | -99 | 14 - Electric Space Heater |  | 02 - Electric | [5 empty] | 04 - Conditioned Space |  | 0.25 | No | optimus | h4500 |  | No Fan |  |  | 1.2 | 01 - kW |  | -99 | Dont Know |  | Not Applicable | Not Applicable | Not Applicable |  | Not Applicable | none available | -99 | -99 |  |  | -99 | 0 | h4500 |  | -99 |  | 960 | Space | Both Central and Space | Dont Know | Elec 0.1-0.99 | Dont Know | Secondary
1523 | EX05693854 | 1 | Other | 1900 - 1969 | N | -99 | -99 | 09 - Gravity Furnace | floor heater | 01 - Natural Gas | [5 empty] | 04 - Conditioned Space |  | 1 | No | rheem | 1603-50 |  | No Fan | 50 | 35 |  |  |  | -99 | Dont Know |  | Not Applicable | Not Applicable | Not Applicable |  | Not Applicable | info not avail | -99 | -99 |  |  | -99 | 0 | 160350 | Field Data Only | 70 | 10437.77 | 1500 | Space | Space | Dont Know | Gas 040-054.99 | 66-71.99 AFUE | Primary | 14692.7658
1524 | EX05760326 | 1 | Furnace | 1980 - 1989 | Y | 80 | -99 | 01 - Split Forced Air Furnace |  | 03 - Propane | [5 empty] | 04 - Conditioned Space |  | 1 | No |  |  |  | 01 - Constant Speed | -99 | -99 |  |  |  | -100 | 01 - AFUE |  | Not Applicable | Not Applicable | Not Applicable |  | No |  | -99 | -100 |  |  | -99 | 0 |  |  | -99 |  | 1200 | Central | Central | Dont Know | Gas Dont Know | Dont Know | Primary
1525 | EX05815964 | 1 | Furnace | 1970 - 1979 | N | 80 | -99 | 02 - Package Furnace/AC |  | 01 - Natural Gas | [5 empty] | 06 - Roof |  | 1 | No | rheem | -a048jk08x | 09/01/2000 | 01 - Constant Speed | 80 | -99 |  |  |  | -99 | Dont Know |  | Not Applicable | Not Applicable | Not Applicable |  | Not Applicable | dk | 9 | 2000 | 1 | 1 | 12 | 2000 | a048jk08x |  | -99 |  | 1400 | Central | Central | Age 2000 to 2005 | Gas 070-084.99 | Dont Know | Primary
1526 | EX05858508 | 1 | Furnace | 1980 - 1989 | Y | 80 | -0.0085 | 01 - Split Forced Air Furnace |  | 03 - Propane | [5 empty] | 05 - Mechanical Closet |  | 1 | No | carrier | 58pav090---18116 |  | 01 - Constant Speed | 88 | 71 |  |  |  | 0.8 | 01 - AFUE |  | carrier | ck5bxa048021aaaa | Dont Know |  | Yes |  | -99 | -99 |  | 2 | -99 | 0 | 58pav09018116 | CEC_fur | 80.68 | 3399.78 | 1650 | Central | Central | Dont Know | Gas 085-099.99 | 78-84.99 AFUE | Primary | 4002.6078
1527 | EX05904816 | 1 | Other | 1970 - 1979 | N | -99 | -99 | 11 - Electronic Baseboards |  | 02 - Electric | [5 empty] | 04 - Conditioned Space |  | 1 | Not Applicable |  |  |  | No Fan |  |  | -99 | Dont Know |  | -99 | Dont Know |  | Not Applicable | Not Applicable | Not Applicable |  | Not Applicable | 4 boards controlled by thermostat. no nameplate | -99 | -99 |  |  | -99 | 0 |  |  | -99 |  | 1300 | Space | Space | Dont Know | Elec Dont Know | Dont Know | Primary
1528 | EX05904816 | 2 | Other | 1970 - 1979 | N | -99 | -99 | 14 - Electric Space Heater |  | 02 - Electric | [5 empty] | 04 - Conditioned Space |  | 0 | Not Applicable | pelonis | ho-0218h |  | No Fan |  |  | 1.5 | 01 - kW |  | -99 | Dont Know |  | Not Applicable | Not Applicable | Not Applicable |  | Not Applicable | not listed | -99 | -99 |  |  | -99 | 0 | ho0218h |  | -99 |  | 1300 | Space | Space | Dont Know | Elec 0.1-0.99 | Dont Know | Secondary
1529 | EX05904816 | 3 | Other | 1970 - 1979 | N | -99 | -99 | 14 - Electric Space Heater |  | 02 - Electric | [5 empty] | 04 - Conditioned Space |  | 0 | Not Applicable | pelonis | ho-0218h |  | No Fan |  |  | 1.5 | 01 - kW |  | -99 | Dont Know |  | Not Applicable | Not Applicable | Not Applicable |  | Not Applicable | not listed | -99 | -99 |  |  | -99 | 0 | ho0218h |  | -99 |  | 1300 | Space | Space | Dont Know | Elec 0.1-0.99 | Dont Know | Secondary
1530 | EX05928418 | 1 | Wall Furnace | 1900 - 1969 | Y | 65 | -99 | 03 - Wall Furnace |  | 01 - Natural Gas | [5 empty] | 04 - Conditioned Space |  | 1 | No | Williams |  |  | No Fan | -99 | -99 |  |  |  | -100 | 01 - AFUE |  | Not Applicable | Not Applicable | Not Applicable |  | Not Applicable |  | -99 | -100 |  |  | -99 | 0 |  |  | -99 |  | 600 | Space | Space | Dont Know | Gas Dont Know | Dont Know | Primary
1531 | EX05958025 | 1 | Other | 1970 - 1979 | N | -99 | -99 | 13 - Fireplace |  | 05 - Wood |  | Daily | No |  | 1st Floor | 04 - Conditioned Space |  | 0 | No | lopi |  |  | No Fan | [5 empty] | -100 | Dont Know |  | Not Applicable | Not Applicable | Not Applicable | Not | Not Applicable |  | -99 | -99 |  |  | -99 | 0 |  |  | -99 |  | 1500 | Space | Space | Dont Know |  | Dont Know | Secondary
1532 | EX05958025 | 2 | Other | 1970 - 1979 | N | -99 | -99 | 11 - Electronic Baseboards |  | 02 - Electric | [5 empty] | 04 - Conditioned Space |  | 0.25 | No | cadet | 4f1000 | 02/01/2008 | No Fan |  |  | 1 | 01 - kW |  | -99 | Dont Know |  | Not Applicable | Not Applicable | Not Applicable |  | Not Applicable |  | 2 | 2008 |  |  | 4 | 2008 | 4f1000 |  | -99 |  | 1500 | Space | Space | Age 2006 to 2009 | Elec 0.1-0.99 | Dont Know | Secondary
1533 | EX05958025 | 3 | Other | 1970 - 1979 | N | -99 | -99 | 11 - Electronic Baseboards |  | 02 - Electric | [5 empty] | 04 - Conditioned Space |  | 0.25 | No | nelco | 25244 set a |  | No Fan |  |  | 1 | 01 - kW |  | -100 | Dont Know |  | Not Applicable | Not Applicable | Not Applicable |  | Not Applicable |  | -99 | -99 |  |  | -99 | 0 | 25244seta |  | -99 |  | 1500 | Space | Space | Dont Know | Elec 0.1-0.99 | Dont Know | Secondary
1534 | EX05958025 | 4 | Wall Furnace | 1970 - 1979 | N | 65 | -99 | 03 - Wall Furnace |  | 02 - Electric | [5 empty] | 04 - Conditioned Space |  | 0.25 | No |  |  |  | 02 - Variable Speed |  |  | -99 | Dont Know |  | -99 | Dont Know |  | Not Applicable | Not Applicable | Not Applicable |  | Not Applicable | no nameplate | -99 | -99 |  |  | -99 | 0 |  |  | -99 |  | 1500 | Space | Space | Dont Know | Elec Dont Know | Dont Know | Primary
1535 | EX05958025 | 5 | Wall Furnace | 1970 - 1979 | N | 65 | -99 | 03 - Wall Furnace |  | 02 - Electric | [5 empty] | 04 - Conditioned Space |  | 0.25 | No |  |  |  | No Fan |  |  | -99 | Dont Know |  | -99 | Dont Know |  | Not Applicable | Not Applicable | Not Applicable |  | Not Applicable | no nameplate | -99 | -99 |  |  | -99 | 0 |  |  | -99 |  | 1500 | Space | Space | Dont Know | Elec Dont Know | Dont Know | Secondary
1536 | EX05987210 | 1 | Furnace | 2000 - 2012 | N | 80 | -0.01325 | 15 - Forced Air furnace (No AC) |  | 03 - Propane | [5 empty] | 05 - Mechanical Closet |  | 1 | No | bryant | 383kav060135 | 12/01/2000 | 01 - Constant Speed | 132 | 107 |  |  |  | 0.81 | 01 - AFUE |  | Not Applicable | Not Applicable | Not Applicable |  | No |  | 12 | 2000 |  |  | 12 | 2000 | 383kav060135 | CEC_fur | 81.06 | 3029.3252 | 2200 | Central | Both Central and Space | Age 2000 to 2005 | Gas 130+ | 78-84.99 AFUE | Primary | 5567.9278
1537 | EX05987210 | 2 | Other | 2000 - 2012 | N | -99 | -99 | 13 - Fireplace |  | 05 - Wood |  | 1-2 days/week | No |  | 1st Floor | 04 - Conditioned Space |  | 0 | No |  |  |  | No Fan | [5 empty] | -100 | Dont Know |  | Not Applicable | Not Applicable | Not Applicable | Not | Not Applicable |  | -99 | -99 |  |  | -99 | 0 |  |  | -99 |  | 2200 | Space | Both Central and Space | Dont Know |  | Dont Know | Secondary
1538 | EX05987938 | 1 | Other | 1970 - 1979 | N | -99 | -99 | 17 - Wood Stove |  | 05 - Wood | [5 empty] | 04 - Conditioned Space |  | 0.25 | No | tolotti |  |  | No Fan |  |  |  | Not Applicable |  | -100 | NA |  | Not Applicable | Not Applicable | Not Applicable | Not | Not Applicable |  | -99 | -99 |  |  | -99 | 0 |  |  | -99 |  | 2500 | Space | Space | Dont Know |  | Dont Know | Primary
1539 | EX05987938 | 2 | Wall Furnace | 1970 - 1979 | N | 65 | -99 | 03 - Wall Furnace |  | 02 - Electric | [5 empty] | 04 - Conditioned Space |  | 0.15 | No | thermador |  |  | 01 - Constant Speed |  |  | -99 | Dont Know |  | -99 | Dont Know |  | Not Applicable | Not Applicable | Not Applicable |  | Not Applicable | no nameplate | -99 | -99 |  |  | -99 | 0 |  |  | -99 |  | 2500 | Space | Space | Dont Know | Elec Dont Know | Dont Know | Secondary
1540 | EX05987938 | 3 | Wall Furnace | 1970 - 1979 | N | 65 | -99 | 03 - Wall Furnace |  | 02 - Electric | [5 empty] | 04 - Conditioned Space |  | 0.15 | No | thermador |  |  | 01 - Constant Speed |  |  | -99 | Dont Know |  | -99 | Dont Know |  | Not Applicable | Not Applicable | Not Applicable |  | Not Applicable | no nameplate | -99 | -99 |  |  | -99 | 0 |  |  | -99 |  | 2500 | Space | Space | Dont Know | Elec Dont Know | Dont Know | Secondary
1541 | EX05987938 | 4 | Wall Furnace | 1970 - 1979 | N | 65 | -99 | 03 - Wall Furnace |  | 02 - Electric | [5 empty] | 04 - Conditioned Space |  | 0.15 | No | thermador |  |  | 01 - Constant Speed |  |  | -99 | Dont Know |  | -99 | Dont Know |  | Not Applicable | Not Applicable | Not Applicable |  | Not Applicable | no nameplate | -99 | -99 |  |  | -99 | 0 |  |  | -99 |  | 2500 | Space | Space | Dont Know | Elec Dont Know | Dont Know | Secondary
1542 | EX05987938 | 5 | Wall Furnace | 1970 - 1979 | N | 65 | -99 | 03 - Wall Furnace |  | 02 - Electric | [5 empty] | 04 - Conditioned Space |  | 0.15 | No | thermador |  |  | 01 - Constant Speed |  |  | -99 | Dont Know |  | -99 | Dont Know |  | Not Applicable | Not Applicable | Not Applicable |  | Not Applicable | no nameplate | -99 | -99 |  |  | -99 | 0 |  |  | -99 |  | 2500 | Space | Space | Dont Know | Elec Dont Know | Dont Know | Secondary
1543 | EX05987938 | 6 | Wall Furnace | 1970 - 1979 | N | 65 | -99 | 03 - Wall Furnace |  | 02 - Electric | [5 empty] | 04 - Conditioned Space |  | 0.15 | No | thermador |  |  | 01 - Constant Speed |  |  | -99 | Dont Know |  | -99 | Dont Know |  | Not Applicable | Not Applicable | Not Applicable |  | Not Applicable | no nameplate | -99 | -99 |  |  | -99 | 0 |  |  | -99 |  | 2500 | Space | Space | Dont Know | Elec Dont Know | Dont Know | Secondary
1544 | EX06047771 | 1 | Heat Pump | 1980 - 1989 | N | 8.2 | -99 | 06 - Split Heat pump w/o electronic supplement |  | 02 - Electric | [5 empty] | 02 - Attic |  | 0.5 | No | rheem | rhqa 1005 b |  | 01 - Constant Speed |  |  | 4.8 | 01 - kW |  | -100 | Dont Know |  | Dont Know | Dont Know | No |  | Yes | evap coil nameplate covered | -99 | -99 |  | 1 | -99 | 0 | rhqa1005b |  | -99 |  | 2400 | Central | Central | Dont Know | Elec 0.1-0.99 | Dont Know | Primary
1545 | EX06047771 | 2 | Heat Pump | 1980 - 1989 | N | 8.2 | -99 | 06 - Split Heat pump w/o electronic supplement |  | 02 - Electric | [5 empty] | 02 - Attic |  | 0.5 | No | rheem | rhqa-1205bas |  | 01 - Constant Speed |  |  | 4.8 | 01 - kW |  | -100 | Dont Know |  | Dont Know | Dont Know | No |  | Yes | evap coil nameplate covered | -99 | -99 |  | 2 | -99 | 0 | rhqa1205bas |  | -99 |  | 2400 | Central | Central | Dont Know | Elec 0.1-0.99 | Dont Know | Secondary
1546 | EX06050241 | 1 | Other | 1980 - 1989 | N | -99 | -99 | 17 - Wood Stove |  | 05 - Wood | [5 empty] | 04 - Conditioned Space |  | 1 | No | Woodstock soapstone |  |  | No Fan |  |  |  | Not Applicable |  | -100 | NA |  | Not Applicable | Not Applicable | Not Applicable | Not | Not Applicable |  | -99 | -100 |  |  | -99 | 0 |  |  | -99 |  | 2600 | Space | Space | Dont Know |  | Dont Know | Primary
1547 | EX06060241 | 1 | Other | Dont Know | Y | -99 | -99 | 17 - Wood Stove |  | 05 - Wood | [5 empty] | 04 - Conditioned Space |  | 1 | No |  |  |  | No Fan |  |  |  | Not Applicable |  | -100 | NA |  | Not Applicable | Not Applicable | Not Applicable | Not | Not Applicable | nameplate not readable | -99 | -99 |  |  | -99 | 0 |  |  | -99 |  | 825 | Space | Space | Dont Know |  | Dont Know | Primary
1548 | EX06074517 | 1 | Furnace | 1980 - 1989 | Y | 80 | -0.011375 | 01 - Split Forced Air Furnace |  | 01 - Natural Gas | [5 empty] | 01 - Garage |  | 1 | No | bryant | 395cav048111 | 07/01/1997 | 01 - Constant Speed | 110 | 89 |  |  |  | 0.8 | 01 - AFUE |  | cac/bdp | ck5axa048000aaaa | No |  | Yes |  | 7 | 1997 |  | 1 | 15 | 1997 | 395cav048111 | CEC_fur | 80.91 | 3050.1927 | 1300 | Central | Central | Age 1995 to 1999 | Gas 100-114.99 | 78-84.99 AFUE | Primary | 2699.5124
1549 | EX06093851 | 1 | Heat Pump | Dont Know | Y | 8 | -99 | 07 - Package Heat Pump |  | 02 - Electric | [5 empty] | 06 - Roof |  | 1 | No |  |  |  | 01 - Constant Speed |  |  | -100 | Dont Know |  | -100 | Dont Know |  | Not Applicable | Not Applicable | Not Applicable |  | Not Applicable | no access to package unit | -99 | -100 | 1 | 1 | -99 | 0 |  |  | -99 |  | -99 | Central | Central | Dont Know | Elec Dont Know | Dont Know | Primary
1550 | EX06185824 | 1 | Furnace | 1900 - 1969 | N | 80 | 0 | 01 - Split Forced Air Furnace |  | 01 - Natural Gas | [5 empty] | 05 - Mechanical Closet |  | 1 | No | carrier | 58pav075-jc |  | 01 - Constant Speed | 88 | -99 |  |  |  | -99 | Dont Know |  | Dont Know | cd5aa048-905 | No |  | Yes | not listed | -99 | -99 |  | 1 | 17 | 1995 | 58pav075jc | bluebook | 80 | 2848.1455 | 2900 | Central | Both Central and Space | Age 1995 to 1999 | Gas 085-099.99 | 78-84.99 AFUE | Primary | 2101.3369
1551 | EX06185824 | 2 | Other | 1900 - 1969 | N | -99 | -99 | 13 - Fireplace |  | 01 - Natural Gas |  | 3-5 days/week | No |  | 1st Floor | 03 - Basement |  | 0 | No |  |  | 01/01/1960 | No Fan | -99 | -99 |  |  |  | -99 | Dont Know |  | Not Applicable | Not Applicable | Not Applicable |  | Not Applicable | no nameplate | -99 | 1960 |  |  | 52 | 1960 |  |  | -99 |  | 2900 | Space | Both Central and Space | Age 1979 and older | Gas Dont Know | Dont Know | Secondary
1552 | EX06185824 | 3 | Other | 1900 - 1969 | N | -99 | -99 | 13 - Fireplace |  | 01 - Natural Gas |  | 1-2 days/week | No |  | 2nd Floor | 04 - Conditioned Space |  | 0 | No |  |  | 01/01/1960 | No Fan | -99 | -99 |  |  |  | -99 | Dont Know |  | Not Applicable | Not Applicable | Not Applicable |  | Not Applicable | no nameplate | -99 | 1960 |  |  | 52 | 1960 |  |  | -99 |  | 2900 | Space | Both Central and Space | Age 1979 and older | Gas Dont Know | Dont Know | Secondary
1553 | EX06335325 | 1 | Furnace | 2000 - 2012 | N | 80 | 0 | 02 - Package Furnace/AC |  | 01 - Natural Gas | [5 empty] | 04 - Conditioned Space |  | 0.5 | Yes | intertherm | m1mb 077a bw |  | 01 - Constant Speed | 77 | 62 |  | Dont Know |  | -99 | Dont Know |  | Not Applicable | Not Applicable | Not Applicable |  | Not Applicable | nameplate | -99 | -99 |  | 2 | -99 | 0 | m1mb077abw | CEC_fur | 80 | 4348.4 | 2800 | Central | Central | Dont Know | Gas 070-084.99 | 78-84.99 AFUE | Primary | 3105.0617
1554 | EX06335325 | 2 | Furnace | 2000 - 2012 | N | 80 | 0 | 02 - Package Furnace/AC |  | 01 - Natural Gas | [5 empty] | 04 - Conditioned Space |  | 0.5 | Yes | intertherm | m1mb 077a bw |  | 01 - Constant Speed | 77 | 62 | -99 | Dont Know |  | 0.81 | 01 - AFUE |  | Not Applicable | Not Applicable | Not Applicable |  | Not Applicable |  | -99 | -99 |  | 3 | -99 | 0 | m1mb077abw | CEC_fur | 80 |  | 2800 | Central | Central | Dont Know | Gas 070-084.99 | 78-84.99 AFUE | Secondary
1555 | EX06386710 | 1 | Furnace | 1970 - 1979 | Y | 80 | -99 | 01 - Split Forced Air Furnace |  | 02 - Electric | [5 empty] | 02 - Attic |  | 1 | No | ge | bwh930g150d0:4; |  | 01 - Constant Speed |  |  | -99 | Dont Know |  | -99 | Dont Know |  | Dont Know | Dont Know | Not Applicable |  | Yes | label very old and faded, difficult to read or info not on nameplate | -99 | -99 |  | 1 | -99 | 0 | bwh930g150d04 |  | -99 |  | 1800 | Central | Central | Dont Know | Elec Dont Know | Dont Know | Primary
1556 | EX06390754 | 1 | Other | 1900 - 1969 | Y | -99 | -99 | 13 - Fireplace |  | 01 - Natural Gas |  | Daily | No |  | 1st Floor | 04 - Conditioned Space |  | 1 | No |  |  |  | 02 - Variable Speed | -99 | -99 |  |  |  | -99 | Dont Know |  | Not Applicable | Not Applicable | Not Applicable |  | Not Applicable | no nameplate | -99 | -99 |  |  | -99 | 0 |  |  | -99 |  | 1400 | Space | Space | Dont Know | Gas Dont Know | Dont Know | Primary
1557 | EX06499227 | 1 | Furnace | 1980 - 1989 | N | 80 | -99 | 01 - Split Forced Air Furnace |  | 03 - Propane | [5 empty] | 05 - Mechanical Closet |  | 1 | Yes | coleman | 8975-676 |  | 01 - Constant Speed | 75 | -99 |  |  |  | -99 | Dont Know |  | Dont Know | Dont Know | Yes |  | Yes | nameplate | -99 | -99 |  | 1 | -99 | 0 | 8975676 |  | -99 |  | 1400 | Central | Central | Dont Know | Gas 070-084.99 | Dont Know | Primary
1558 | EX06509433 | 1 | Furnace | 2000 - 2012 | Y | 80 | -99 | 01 - Split Forced Air Furnace |  | 01 - Natural Gas | [5 empty] | 02 - Attic |  | 1 | No | goodman |  |  | 01 - Constant Speed | -99 | -99 |  |  |  | -100 | 01 - AFUE |  | Not Applicable | Not Applicable | No |  | Yes |  | -99 | -100 |  | 1 | -99 | 0 |  |  | -99 |  | 2100 | Central | Central | Dont Know | Gas Dont Know | Dont Know | Primary
1559 | EX06528126 | 1 | Wall Furnace | 1900 - 1969 | N | 65 | -99 | 03 - Wall Furnace |  | 01 - Natural Gas | [5 empty] | 04 - Conditioned Space |  | 1 | No | holly |  |  | 01 - Constant Speed | -99 | -99 |  |  |  | -100 | 01 - AFUE |  | Not Applicable | Not Applicable | Not Applicable |  | Not Applicable |  | -99 | -100 |  |  | -99 | 0 |  |  | -99 |  | 700 | Space | Space | Dont Know | Gas Dont Know | Dont Know | Primary
1560 | EX06552247 | 1 | Other | Dont Know | N | -99 | -99 | 14 - Electric Space Heater |  | 02 - Electric | [5 empty] | 04 - Conditioned Space |  | 0.5 | Not Applicable | cadet | c152 |  | No Fan |  |  | 6.3 | 02 - Amps |  | -99 | Dont Know |  | Not Applicable | Not Applicable | Not Applicable |  | Not Applicable | not listed | -99 | -99 |  |  | -99 | 0 | c152 |  | -99 |  | 754 | Space | Space | Dont Know | Elec 0.1-0.99 | Dont Know | Primary
1561 | EX06552247 | 2 | Other | Dont Know | N | -99 | -99 | 14 - Electric Space Heater |  | 02 - Electric | [5 empty] | 04 - Conditioned Space |  | 0.5 | Not Applicable | cadet | c152 |  | No Fan |  |  | 6.3 | 02 - Amps |  | -99 | Dont Know |  | Not Applicable | Not Applicable | Not Applicable |  | Not Applicable | not listed | -99 | -99 |  |  | -99 | 0 | c152 |  | -99 |  | 754 | Space | Space | Dont Know | Elec 0.1-0.99 | Dont Know | Secondary
1562 | EX06619530 | 1 | Wall Furnace | 1900 - 1969 | N | 65 | -99 | 03 - Wall Furnace |  | 02 - Electric | [5 empty] | 04 - Conditioned Space |  | 0.1 | No | thermador |  |  | 02 - Variable Speed |  |  | -99 | Dont Know |  | -99 | Dont Know |  | Not Applicable | Not Applicable | Not Applicable |  | Not Applicable | no nameplate | -99 | -99 |  |  | -99 | 0 |  |  | -99 |  | 1200 | Space | Space | Dont Know | Elec Dont Know | Dont Know | Secondary
1563 | EX06619530 | 2 | Other | 1900 - 1969 | N | -99 | -99 | 14 - Electric Space Heater |  | 02 - Electric | [5 empty] | 04 - Conditioned Space |  | 0.1 | No | lakewood | 7096 |  | No Fan |  |  | 1.5 | 01 - kW |  | -99 | Dont Know |  | Not Applicable | Not Applicable | Not Applicable |  | Not Applicable | inc nameplate | -99 | -99 |  |  | -99 | 0 | 7096 |  | -99 |  | 1200 | Space | Space | Dont Know | Elec 0.1-0.99 | Dont Know | Secondary
1564 | EX06619530 | 3 | Wall Furnace | 1900 - 1969 | N | 65 | -99 | 03 - Wall Furnace |  | 02 - Electric | [5 empty] | 04 - Conditioned Space |  | 0.1 | No | bowers |  |  | 02 - Variable Speed |  |  | -99 | Dont Know |  | -99 | Dont Know |  | Not Applicable | Not Applicable | Not Applicable |  | Not Applicable | no nameplate | -99 | -99 |  |  | -99 | 0 |  |  | -99 |  | 1200 | Space | Space | Dont Know | Elec Dont Know | Dont Know | Secondary
1565 | EX06619530 | 4 | Other | 1900 - 1969 | N | -99 | -99 | 11 - Electronic Baseboards |  | 02 - Electric | [5 empty] | 04 - Conditioned Space |  | 0.1 | No | cadet | 8f 2000 |  | No Fan |  |  | 2 | 01 - kW |  | -99 | Dont Know |  | Not Applicable | Not Applicable | Not Applicable |  | Not Applicable | inc nameplate | -99 | -99 |  |  | -99 | 0 | 8f2000 |  | -99 |  | 1200 | Space | Space | Dont Know | Elec 0.1-0.99 | Dont Know | Secondary
1566 | EX06619530 | 5 | Other | 1900 - 1969 | N | -99 | -99 | 17 - Wood Stove |  | 05 - Wood | [5 empty] | 04 - Conditioned Space |  | 0.4 | No | regency |  |  | No Fan |  |  |  | Not Applicable |  | -100 | NA |  | Not Applicable | Not Applicable | Not Applicable | Not | Not Applicable |  | -99 | -99 |  |  | -99 | 0 |  |  | -99 |  | 1200 | Space | Space | Dont Know |  | Dont Know | Primary
1567 | EX06619530 | 6 | Other | 1900 - 1969 | N | -99 | -99 | 14 - Electric Space Heater |  | 02 - Electric | [5 empty] | 04 - Conditioned Space |  | 0.1 | No | delonghi | typ 3107 |  | No Fan |  |  | 1.5 | 01 - kW |  | -99 | Dont Know |  | Not Applicable | Not Applicable | Not Applicable |  | Not Applicable | inc nameplate | -99 | -99 |  |  | -99 | 0 | typ3107 |  | -99 |  | 1200 | Space | Space | Dont Know | Elec 0.1-0.99 | Dont Know | Secondary
1568 | EX06619530 | 7 | Other | 1900 - 1969 | N | -99 | -99 | 11 - Electronic Baseboards |  | 02 - Electric | [5 empty] | 04 - Conditioned Space |  | 0.1 | No | cadet | 8f 2000 |  | No Fan |  |  | 2 | 01 - kW |  | -99 | Dont Know |  | Not Applicable | Not Applicable | Not Applicable |  | Not Applicable | inc nameplate | -99 | -100 |  |  | -99 | 0 | 8f2000 |  | -99 |  | 1200 | Space | Space | Dont Know | Elec 0.1-0.99 | Dont Know | Secondary
1569 | EX06620562 | 1 | Boiler | 1900 - 1969 | N | 82 | -99 | 04 - Hydronic System | forced air water heated and cooled geothermal system | 03 - Propane | [5 empty] | 01 - Garage |  | 1 | No | friedrich | 803060g ussltnoa |  | 01 - Constant Speed | -99 | -99 |  |  |  | -99 | Dont Know |  | Not Applicable | Not Applicable | Not Applicable |  | Not Applicable | don't know | -99 | -99 |  |  | -99 | 0 | 803060gussltnoa |  | -99 |  | 2400 | Central | Central | Dont Know | Gas Dont Know | Dont Know | Primary
1570 | EX06712938 | 1 | Furnace | 1995 - 1999 | N | 80 | 0 | 01 - Split Forced Air Furnace |  | 01 - Natural Gas | [5 empty] | 01 - Garage |  | 1 | No | tempstar | nuge075ch02 |  | 01 - Constant Speed | 75 | -99 |  |  |  | -99 | Dont Know |  | Dont Know | Dont Know | No |  | Yes | evap coil nameplate painted over | -99 | -99 |  | 1 | 20 | 1992 | nuge075ch02 | bluebook | 80 | 5193.9222 | 2000 | Central | Central | Age 1990 to 1994 | Gas 070-084.99 | 78-84.99 AFUE | Primary | 3708.8237
1571 | EX06726940 | 1 | Furnace | 2000 - 2012 | Y | 80 | -99 | 01 - Split Forced Air Furnace |  | 02 - Electric | [5 empty] | 02 - Attic | outside | 0.5 | Not Applicable | lennox | cb29m-51-2p |  | 01 - Constant Speed |  |  | -99 | Dont Know |  | -99 | Dont Know |  | Not Applicable | Not Applicable | Not Applicable |  | Not Applicable | no data | -99 | -99 |  | 1 | -99 | 0 | cb29m512p |  | -99 |  | 4000 | Central | Both Central and Space | Dont Know | Elec Dont Know | Dont Know | Primary
1572 | EX06726940 | 2 | Furnace | 2000 - 2012 | Y | 80 | -99 | 01 - Split Forced Air Furnace | same unit as other | 02 - Electric | [5 empty] | 02 - Attic | outside | 0.5 | Not Applicable | lennox | cb29m-51-2p |  | 01 - Constant Speed |  |  | -99 | Dont Know |  | -99 | Dont Know |  | Not Applicable | Not Applicable | Not Applicable |  | Not Applicable | no data | -99 | -99 |  | 2 | -99 | 0 | cb29m512p |  | -99 |  | 4000 | Central | Both Central and Space | Dont Know | Elec Dont Know | Dont Know | Secondary
1573 | EX06726940 | 3 | Other | 2000 - 2012 | Y | -99 | -99 | 14 - Electric Space Heater |  | 02 - Electric | [5 empty] | 04 - Conditioned Space |  | 0.25 | Not Applicable | delonghi | trd0715t |  | No Fan |  |  | 1.5 | 01 - kW |  | -99 | Dont Know |  | Not Applicable | Not Applicable | Not Applicable |  | Not Applicable | no data | -99 | -99 |  |  | -99 | 0 | trd0715t |  | -99 |  | 4000 | Space | Both Central and Space | Dont Know | Elec 0.1-0.99 | Dont Know | Secondary
1574 | EX06726940 | 4 | Other | 2000 - 2012 | Y | -99 | -99 | 14 - Electric Space Heater |  | 02 - Electric | [5 empty] | 04 - Conditioned Space |  | 0.25 | Not Applicable | lasko | 751320 |  | 01 - Constant Speed |  |  | 1.5 | 01 - kW |  | -99 | Dont Know |  | Not Applicable | Not Applicable | Not Applicable |  | Not Applicable | no data | -99 | -99 |  |  | -99 | 0 | 751320 |  | -99 |  | 4000 | Space | Both Central and Space | Dont Know | Elec 0.1-0.99 | Dont Know | Secondary
1575 | EX06781642 | 1 | Wall Furnace | 1970 - 1979 | Y | 65 | -99 | 03 - Wall Furnace |  | 01 - Natural Gas | [5 empty] | 04 - Conditioned Space |  | 0.75 | Not Applicable |  |  |  | No Fan | -99 | -99 |  |  |  | -99 | Dont Know |  | Not Applicable | Not Applicable | Not Applicable |  | Not Applicable | no nameplate | -99 | -99 |  |  | -99 | 0 |  |  | -99 |  | 500 | Space | Space | Dont Know | Gas Dont Know | Dont Know | Primary
1576 | EX06920646 | 1 | Furnace | 2000 - 2012 | N | 80 | -0.0045 | 01 - Split Forced Air Furnace |  | 03 - Propane | [5 empty] | 05 - Mechanical Closet |  | 1 | Yes | vexar | DGAA056BDT |  | 01 - Constant Speed | 56 | 45 |  |  |  | 0.8 | 01 - AFUE |  | Not Applicable | Not Applicable | Not Applicable |  | No |  | -99 | -99 |  | 1 | -99 | 0 | DGAA056BDT | Field Data Only | 80.36 | 8562.82 | 1500 | Central | Central | Dont Know | Gas 055-069.99 | 78-84.99 AFUE | Primary | 8252.795
1577 | EX06935726 | 1 | Heat Pump | 1970 - 1979 | N | 8.2 | -99 | 05 - Split Heat pump w/ electronic supplement |  | 02 - Electric | [5 empty] | 02 - Attic |  | 1 | Yes | ge |  |  | 01 - Constant Speed |  |  | -99 | Dont Know |  | -99 | Dont Know |  | Not Applicable | Not Applicable | Not Applicable |  | Not Applicable | could not get into attic | -99 | -99 |  | 1 | -99 | 0 |  |  | -99 |  | 1500 | Central | Central | Dont Know | Elec Dont Know | Dont Know | Primary
1578 | EX06998455 | 1 | Furnace | 2000 - 2012 | N | 80 | -0.0045 | 01 - Split Forced Air Furnace |  | 01 - Natural Gas | [5 empty] | 04 - Conditioned Space |  | 1 | No | coleman | DGAA056BDT |  | 01 - Constant Speed | 56 | 45 |  |  |  | 0.8 | 01 - AFUE |  | Not Applicable | Not Applicable | Not Applicable |  | No |  | -99 | -99 |  | 1 | -99 | 0 | DGAA056BDT | Field Data Only | 80.36 | 8562.82 | 1750 | Central | Central | Dont Know | Gas 055-069.99 | 78-84.99 AFUE | Primary | 8891.4056
1579 | EX07095504 | 1 | Furnace | 1970 - 1979 | Y | 80 | -99 | 01 - Split Forced Air Furnace |  | 02 - Electric | [5 empty] | 04 - Conditioned Space |  | 1 | No | payne | 517b02400hpfc |  | 01 - Constant Speed |  |  | 18 | 02 - Amps |  | -99 | Dont Know |  | Not Applicable | Not Applicable | No |  | Yes | no info on label | -99 | -100 |  | 1 | -99 | 0 | 517b02400hpfc |  | -99 |  | 975 | Central | Central | Dont Know | Elec 9+ | Dont Know | Primary
1580 | EX07183290 | 1 | Furnace | 1970 - 1979 | Y | 80 | -99 | 15 - Forced Air furnace (No AC) |  | 02 - Electric | [5 empty] | 04 - Conditioned Space |  | 0 | No | ge | bgle034c1h00 |  | 01 - Constant Speed |  |  | -99 | Dont Know |  | -99 | Dont Know |  | Not Applicable | Not Applicable | Not Applicable |  | No | info plate | -99 | -99 |  |  | -99 | 0 | bgle034c1h00 |  | -99 |  | 1200 | Central | Both Central and Space | Dont Know | Elec Dont Know | Dont Know | Primary
1581 | EX07183290 | 2 | Other | 1970 - 1979 | Y | -99 | -99 | 13 - Fireplace |  | 05 - Wood |  | <1 day/week | No |  | 1st Floor | 04 - Conditioned Space |  | 0 | Not Applicable |  |  |  | No Fan | [5 empty] | -99 | Dont Know |  | Not Applicable | Not Applicable | Not Applicable | Dont | Not Applicable | no info plate | -99 | -100 |  |  | -99 | 0 |  |  | -99 |  | 1200 | Space | Both Central and Space | Dont Know |  | Dont Know | Secondary
1582 | EX07193743 | 1 | Other | 1900 - 1969 | N | -99 | -99 | 14 - Electric Space Heater |  | 02 - Electric | [5 empty] | 04 - Conditioned Space |  | 0.5 | Not Applicable | tennessee plastics inc | rf2-30 240 60 3000 |  | No Fan |  |  | -99 | Dont Know |  | -99 | Dont Know |  | Not Applicable | Not Applicable | Not Applicable |  | Not Applicable | not listed | -99 | -99 |  |  | -99 | 0 | rf230240603000 |  | -99 |  | 680 | Space | Space | Dont Know | Elec Dont Know | Dont Know | Primary
1583 | EX07193743 | 2 | Other | 1900 - 1969 | N | -99 | -99 | 14 - Electric Space Heater |  | 02 - Electric | [5 empty] | 04 - Conditioned Space |  | 0.5 | Not Applicable | electri-heat tpi corporation | cfw2-20t |  | No Fan |  |  | 2 | 01 - kW |  | -99 | Dont Know |  | Not Applicable | Not Applicable | Not Applicable |  | Not Applicable | not listed | -99 | -99 |  |  | -99 | 0 | cfw220t |  | -99 |  | 680 | Space | Space | Dont Know | Elec 0.1-0.99 | Dont Know | Secondary
1584 | EX07225571 | 1 | Other | 1900 - 1969 | N | -99 | -99 | 10 - Ceiling Cable |  | 02 - Electric | [5 empty] | 04 - Conditioned Space |  | 1 | No | lux |  |  | No Fan |  |  | -99 | Dont Know |  | -99 | Dont Know |  | Not Applicable | Not Applicable | Not Applicable |  | Not Applicable | info not on nameplate | -99 | -99 |  |  | -99 | 0 |  |  | -99 |  | 1200 | Space | Space | Dont Know | Elec Dont Know | Dont Know | Primary
1585 | EX07557879 | 1 | Furnace | 1970 - 1979 | N | 80 | -0.04025 | 01 - Split Forced Air Furnace |  | 03 - Propane | [5 empty] | 06 - Roof |  | 1 | No | carrier | 48gxn060115311 |  | 01 - Constant Speed | 115 | 95.7 |  |  |  | 0.8 | 01 - AFUE |  | Not Applicable | Not Applicable | Not Applicable |  | Not Applicable |  | -99 | -99 |  | 1 | -99 | 0 | 48gxn060115311 | Field Data Only | 83.22 | 2610.8 | 1580 | Central | Central | Dont Know | Gas 115-129.99 | 78-84.99 AFUE | Primary | 1856.9659
1586 | EX07649889 | 1 | Furnace | 2000 - 2012 | N | 80 | -99 | 01 - Split Forced Air Furnace |  | 02 - Electric | [5 empty] | 04 - Conditioned Space |  | 1 | No | coleman | eb17b |  | 01 - Constant Speed |  |  | 66.7 | 02 - Amps |  | -100 | Dont Know |  | Not Applicable | Not Applicable | Dont Know |  | Yes | no nameplate | -99 | -100 |  | 1 | -99 | 0 | eb17b |  | -99 |  | 2200 | Central | Central | Dont Know | Elec 9+ | Dont Know | Primary
1587 | EX07665332 | 1 | Wall Furnace | 1900 - 1969 | Y | 65 | -99 | 03 - Wall Furnace |  | 02 - Electric | [5 empty] | 04 - Conditioned Space |  | 1 | No | cadet | nlw402 |  | 02 - Variable Speed |  |  | 16 | 02 - Amps |  | -99 | Dont Know |  | Not Applicable | Not Applicable | Not Applicable |  | No | no data | -99 | -99 |  |  | -99 | 0 | nlw402 |  | -99 |  | 1200 | Space | Space | Dont Know | Elec 9+ | Dont Know | Secondary
1588 | EX07665332 | 2 | Other | 1900 - 1969 | Y | -99 | -99 | 17 - Wood Stove |  | 05 - Wood | [5 empty] | 04 - Conditioned Space |  | 1 | No | warlock hersey | t4400te | 09/01/1984 | 02 - Variable Speed |  |  |  | Not Applicable |  | -100 | NA |  | Not Applicable | Not Applicable | Not Applicable | Not | Not Applicable |  | 9 | 1984 |  |  | 28 | 1984 | t4400te |  | -99 |  | 1200 | Space | Space | Age 1980 to 1984 |  | Dont Know | Primary
1589 | EX07694606 | 1 | Other | 1900 - 1969 | Y | -99 | -99 | 08 - Electronic Resistance Wall Unit |  | 02 - Electric | [5 empty] | 04 - Conditioned Space |  | 0.33 | No | thermador | 202 a |  | 01 - Constant Speed |  |  | 2 | 01 - kW |  | -99 | Dont Know |  | Not Applicable | Not Applicable | Not Applicable |  | Not Applicable | nameplate | -99 | -99 |  |  | -99 | 0 | 202a |  | -99 |  | 1100 | Space | Space | Dont Know | Elec 0.1-0.99 | Dont Know | Primary
1590 | EX07694606 | 2 | Other | 1900 - 1969 | Y | -99 | -99 | 08 - Electronic Resistance Wall Unit |  | 02 - Electric | [5 empty] | 04 - Conditioned Space |  | 0.33 | No | thermador | 202 a |  | 01 - Constant Speed |  |  | 2 | 01 - kW |  | -100 | Dont Know |  | Not Applicable | Not Applicable | Not Applicable |  | Not Applicable |  | -99 | -100 |  |  | -99 | 0 | 202a |  | -99 |  | 1100 | Space | Space | Dont Know | Elec 0.1-0.99 | Dont Know | Secondary
1591 | EX07694606 | 3 | Other | 1900 - 1969 | Y | -99 | -99 | 08 - Electronic Resistance Wall Unit |  | 02 - Electric | [5 empty] | 04 - Conditioned Space |  | 0.33 | No | thermador | 202 a |  | 01 - Constant Speed |  |  | 2 | 01 - kW |  | -100 | Dont Know |  | Not Applicable | Not Applicable | Not Applicable |  | Not Applicable |  | -99 | -100 |  |  | -99 | 0 | 202a |  | -99 |  | 1100 | Space | Space | Dont Know | Elec 0.1-0.99 | Dont Know | Secondary
1592 | EX07805715 | 1 | Wall Furnace | 1900 - 1969 | N | 65 | -99 | 03 - Wall Furnace |  | 01 - Natural Gas | [5 empty] | 04 - Conditioned Space |  | 1 | No |  |  |  | No Fan | -99 | -99 |  |  |  | -100 | 01 - AFUE |  | Not Applicable | Not Applicable | Not Applicable |  | No |  | -99 | -100 |  |  | -99 | 0 |  |  | -99 |  | 800 | Space | Space | Dont Know | Gas Dont Know | Dont Know | Primary
1593 | EX07833914 | 1 | Furnace | 2000 - 2012 | N | 80 | -99 | 01 - Split Forced Air Furnace |  | 02 - Electric | [5 empty] | 03 - Basement |  | 0.25 | No | affinity | avy48d3xh21a |  | 01 - Constant Speed |  |  | -100 | Dont Know |  | -100 | Dont Know |  | Not Applicable | Not Applicable | Dont Know |  | Yes | no other nameplate accessible | -99 | -100 |  | 1 | -99 | 0 | avy48d3xh21a |  | -99 |  | 3200 | Central | Central | Dont Know | Elec Dont Know | Dont Know | Secondary
1599 | EX08058842 | 1 | Other | 1970 - 1979 | Y | -99 | -99 | 09 - Gravity Furnace |  | 02 - Electric | [5 empty] | 04 - Conditioned Space |  | 0.75 | No |  |  |  | 01 - Constant Speed |  |  | 2.4 | 01 - kW |  | -99 | Dont Know |  | Not Applicable | Not Applicable | Not Applicable |  | No | not listed | -99 | -99 |  |  | -99 | 0 |  |  | -99 |  | 1000 | Space | Space | Dont Know | Elec 0.1-0.99 | Dont Know | Secondary
1600 | EX08058842 | 2 | Other | 1970 - 1979 | Y | -99 | -99 | 10 - Ceiling Cable | air heater | 02 - Electric | [5 empty] | 04 - Conditioned Space |  | 0.25 | No | broan | 154-b | 01/01/2012 | 01 - Constant Speed |  |  | 10.7 | 02 - Amps |  | -99 | Dont Know |  | Not Applicable | Not Applicable | Not Applicable |  | Not Applicable | not listed | -99 | 2012 |  |  | 0 | 2012 | 154b |  | -99 |  | 1000 | Space | Space | Age 2010 to 2012 | Elec 9+ | Dont Know | Primary
1601 | EX08159284 | 1 | Furnace | 1900 - 1969 | N | 80 | -99 | 02 - Package Furnace/AC |  | 02 - Electric | [5 empty] | 06 - Roof |  | 1 | No | sears |  |  | 01 - Constant Speed |  |  | -99 | Dont Know |  | -99 | Dont Know |  | Not Applicable | Not Applicable | Not Applicable |  | Not Applicable | no nameplate on package unit | -99 | -99 | 1 | 2 | -99 | 0 |  |  | -99 |  | 2200 | Central | Central | Dont Know | Elec Dont Know | Dont Know | Primary
1594 | EX07833914 | 2 | Furnace | 2000 - 2012 | N | 80 | -99 | 01 - Split Forced Air Furnace |  | 02 - Electric | [5 empty] | 05 - Mechanical Closet |  | 0.75 | No | york | avy60d3xh21a |  | 01 - Constant Speed |  |  | -100 | 02 - Amps |  | -100 | Dont Know |  | Not Applicable | Not Applicable | Dont Know |  | Yes | no other accessible name plates | -99 | -100 |  | 3 | -99 | 0 | avy60d3xh21a |  | -99 |  | 3200 | Central | Central | Dont Know | Elec Dont Know | Dont Know | Primary
1595 | EX07880460 | 1 | Heat Pump | 1900 - 1969 | N | 8 | -99 | 07 - Package Heat Pump |  | 02 - Electric | [5 empty] | 06 - Roof |  | 1 | No |  |  |  | 01 - Constant Speed |  |  | -100 | Dont Know |  | -100 | Dont Know |  | Not Applicable | Not Applicable | Not Applicable |  | Not Applicable | no access | -99 | -100 | 1 | 1 | -99 | 0 |  |  | -99 |  | -99 | Central | Central | Dont Know | Elec Dont Know | Dont Know | Primary
1596 | EX07884798 | 1 | Heat Pump | 2000 - 2012 | Y | 8.2 | -99 | 05 - Split Heat pump w/ electronic supplement |  | 02 - Electric | [5 empty] | 02 - Attic |  | 1 | No | first co | 24va03 |  | 01 - Constant Speed |  |  | 6.5 | 02 - Amps |  | -99 | Dont Know |  | Not Applicable | 27jf | Dont Know |  | Yes | water heater is used for central heating unit | -99 | -100 |  | 1 | -99 | 0 | 24va03 |  | -99 |  | 900 | Central | Central | Dont Know | Elec 0.1-0.99 | Dont Know | Primary
1597 | EX07967043 | 1 | Other | 1970 - 1979 | Y | -99 | -99 | 10 - Ceiling Cable | radiant heat ceiling coils | 02 - Electric | [5 empty] | Other | ceiling coils | 0.75 | No |  |  |  | No Fan |  |  | -99 | Dont Know |  | -99 | Dont Know |  | Not Applicable | Not Applicable | Not Applicable |  | Not Applicable | coils in ceiling | -99 | -99 |  |  | -99 | 0 |  |  | -99 |  | 1650 | Space | Space | Dont Know | Elec Dont Know | Dont Know | Primary
1598 | EX08006196 | 1 | Furnace | 2000 - 2012 | N | 80 | -0.03075 | 01 - Split Forced Air Furnace |  | 01 - Natural Gas | [5 empty] | 02 - Attic |  | 1 | No | york | ly8s060a12uh11c |  | 01 - Constant Speed | 57 | 47 |  |  |  | -100 | 01 - AFUE |  | ari | cb36a3x-145t-000 | Dont Know |  | Yes |  | -99 | -100 |  | 1 | -99 | 0 | ly8s060a12uh11c | Field Data Only | 82.46 | 4348.4 | 1195 | Central | Central | Dont Know | Gas 055-069.99 | 78-84.99 AFUE | Primary | 3105.0617
1602 | EX08162876 | 1 | Wall Furnace | 1900 - 1969 | N | 65 | -0.13985 | 03 - Wall Furnace |  | 01 - Natural Gas | [5 empty] | 04 - Conditioned Space |  | 1 | Not Applicable | williams | 3509612 |  | 01 - Constant Speed | 35 | 25.93 |  |  |  | 0.74 | 01 - AFUE |  | Not Applicable | Not Applicable | Not Applicable |  | Not Applicable |  | -99 | -99 |  |  | -99 | 0 | 3509612 | CEC_heat | 74.09 | 8562.82 | 997 | Space | Space | Dont Know | Gas 025-039.99 | 72-77.99 AFUE | Primary | 7615.0415
1603 | EX08252100 | 1 | Wall Furnace | 1970 - 1979 | N | 65 | -99 | 03 - Wall Furnace |  | 03 - Propane | [5 empty] | 04 - Conditioned Space |  | 1 | No |  |  |  | No Fan | -99 | -99 |  |  |  | -99 | Dont Know |  | Not Applicable | Not Applicable | Not Applicable |  | No | no nameplate | -99 | -99 |  |  | -99 | 0 |  |  | -99 |  | 1000 | Space | Space | Dont Know | Gas Dont Know | Dont Know | Primary
1604 | EX08315903 | 1 | Wall Furnace | Dont Know | Y | 65 | -99 | 03 - Wall Furnace |  | 03 - Propane | [5 empty] | 04 - Conditioned Space |  | 1 | No | williams | 35gvc5lpg |  | 01 - Constant Speed | 35 | -100 |  |  |  | -100 | 01 - AFUE |  | Not Applicable | Not Applicable | Not Applicable |  | Not Applicable |  | -99 | -100 |  |  | -99 | 0 | 35gvc5lpg |  | -99 |  | 697 | Space | Space | Dont Know | Gas 025-039.99 | Dont Know | Primary
1605 | EX08351531 | 1 | Other | 1980 - 1989 | Y | -99 | -99 | 18 - Window Wall Heat Pump | built in with wall ac | 02 - Electric | [5 empty] | 04 - Conditioned Space |  | 0.5 | No | amana |  |  | No Fan |  |  | -100 | Not Applicable |  | -100 | NA |  | Not Applicable | Not Applicable | Not Applicable | Not | Not Applicable |  | -99 | -100 |  |  | -99 | 0 |  |  | -99 |  | 926 | Space | Space | Dont Know | Elec Dont Know | Dont Know | Primary
1606 | EX08351531 | 2 | Other | 1980 - 1989 | Y | -99 | -99 | 14 - Electric Space Heater |  | 02 - Electric | [5 empty] | 04 - Conditioned Space |  | 0.25 | No |  |  |  | 01 - Constant Speed |  |  | -100 | 01 - kW |  | -100 | 01 - AFUE |  | Not Applicable | Not Applicable | Not Applicable |  | Not Applicable |  | -99 | -100 |  |  | -99 | 0 |  |  | -99 |  | 926 | Space | Space | Dont Know | Elec Dont Know | Dont Know | Secondary
1607 | EX08351531 | 3 | Other | 1980 - 1989 | Y | -99 | -99 | 14 - Electric Space Heater |  | 02 - Electric | [5 empty] | 04 - Conditioned Space |  | 0.25 | No |  |  |  | 01 - Constant Speed |  |  | -100 | 01 - kW |  | -100 | Dont Know |  | Not Applicable | Not Applicable | Not Applicable |  | Not Applicable |  | -99 | -100 |  |  | -99 | 0 |  |  | -99 |  | 926 | Space | Space | Dont Know | Elec Dont Know | Dont Know | Secondary
1608 | EX08627115 | 1 | Wall Furnace | 1900 - 1969 | N | 65 | -99 | 03 - Wall Furnace |  | 01 - Natural Gas | [5 empty] | 04 - Conditioned Space |  | 1 | No | williams | 50gv-5 |  | No Fan | 50 | -100 |  |  |  | -100 | 01 - AFUE |  | Not Applicable | Not Applicable | Not Applicable |  | Not Applicable |  | -99 | -100 |  |  | -99 | 0 | 50gv5 |  | -99 |  | 1200 | Space | Space | Dont Know | Gas 040-054.99 | Dont Know | Primary
1609 | EX08684575 | 1 | Furnace | 1980 - 1989 | N | 80 | -99 | 01 - Split Forced Air Furnace |  | 03 - Propane | [5 empty] | 05 - Mechanical Closet |  | 1 | No | day & night |  |  | 01 - Constant Speed | -99 | -99 |  |  |  | -99 | 01 - AFUE |  | Dont Know | Dont Know | No |  | Yes | could no read nameplate | -99 | -99 |  | 1 | -99 | 0 |  |  | -99 |  | 2000 | Central | Central | Dont Know | Gas Dont Know | Dont Know | Primary
1610 | EX08779098 | 1 | Other | 1900 - 1969 | N | -99 | -99 | 17 - Wood Stove |  | 05 - Wood | [5 empty] | 04 - Conditioned Space |  | 0.75 | No | regency |  |  | 01 - Constant Speed |  |  |  | Not Applicable |  | -100 | NA |  | Not Applicable | Not Applicable | Not Applicable | 76 | Not Applicable |  | -99 | -99 |  |  | -99 | 0 |  |  | -99 |  | 1400 | Space | Both Central and Space | Dont Know |  | Dont Know | Secondary
1611 | EX08779098 | 2 | Furnace | 1900 - 1969 | N | 80 | -0.15 | 15 - Forced Air furnace (No AC) |  | 03 - Propane | [5 empty] | 04 - Conditioned Space |  | 1 | No | lennox | g26q3/4-100-6 |  | 02 - Variable Speed | 100 | -99 |  |  |  | 0.92 | 01 - AFUE |  | Not Applicable | Not Applicable | Not Applicable |  | No |  | -99 | -99 |  |  | -99 | 0 | g26q341006 | Outside Source Manual Lookup | 92 | 5259.41 | 1400 | Central | Both Central and Space | Dont Know | Gas 100-114.99 | 90-96.99 AFUE | Primary | 5858.2951
1612 | EX08894938 | 1 | Furnace | 2000 - 2012 | Y | 80 | 0 | 01 - Split Forced Air Furnace |  | 01 - Natural Gas | [5 empty] | 02 - Attic |  | 0.5 | No | goodman | gmth045-3a |  | 01 - Constant Speed | 45 | 36 |  |  |  | 0.8 | 01 - AFUE |  | goodman | ht36 | No |  | Yes |  | -99 | -99 |  | 1 | -99 | 0 | gmth0453a | Field Data Only | 80 | 2796.01 | 2832 | Central | Central | Dont Know | Gas 040-054.99 | 78-84.99 AFUE | Primary | 2464.1682
1613 | EX08894938 | 2 | Furnace | 2000 - 2012 | Y | 80 | 0 | 01 - Split Forced Air Furnace |  | 01 - Natural Gas | [5 empty] | 02 - Attic |  | 0.5 | No | goodman | gmth045-3a |  | 01 - Constant Speed | 45 | 36 |  |  |  | 0.8 | 01 - AFUE |  | goodman | ht36 | No |  | Yes |  | -99 | -99 |  | 2 | -99 | 0 | gmth0453a | Field Data Only | 80 |  | 2832 | Central | Central | Dont Know | Gas 040-054.99 | 78-84.99 AFUE | Secondary
1614 | EX09193540 | 1 | Furnace | 1980 - 1989 | N | 80 | -99 | 01 - Split Forced Air Furnace |  | 03 - Propane | [5 empty] | 04 - Conditioned Space |  | 1 | No | lennox | g16q4-75-5 | 12/01/1986 | 01 - Constant Speed | 75 | -99 |  |  |  | -99 | Dont Know |  | lennox | c16-46-1ff | Dont Know |  | Yes | info not on nameplate | 12 | 1986 |  | 1 | 26 | 1986 | g16q4755 |  | -99 |  | 1800 | Central | Central | Age 1985 to 1989 | Gas 070-084.99 | Dont Know | Primary
1615 | EX09273389 | 1 | Other | 1970 - 1979 | Y | -99 | -99 | 10 - Ceiling Cable |  | 02 - Electric | [5 empty] | Other | ceiling | 1 | Not Applicable |  |  |  | No Fan |  |  | -99 | Dont Know |  | -99 | Dont Know |  | Not Applicable | Not Applicable | Not Applicable |  | Not Applicable | unable to view heating system | -99 | -99 |  |  | -99 | 0 |  |  | -99 |  | 800 | Space | Space | Dont Know | Elec Dont Know | Dont Know | Primary
1616 | EX09290904 | 1 | Furnace | 1990 - 1994 | N | 80 | 0 | 01 - Split Forced Air Furnace |  | 03 - Propane | [5 empty] | 02 - Attic |  | 1 | Yes | amana | gu1c090cx |  | 01 - Constant Speed | 92 | 73.6 |  |  |  | 0.8 | 01 - AFUE |  | Dont Know | Dont Know | Yes |  | Yes | nameplate | -99 | -99 |  | 1 | -99 | 0 | gu1c090cx | Field Data Only | 80 | 4348.4 | 2500 | Central | Both Central and Space | Dont Know | Gas 085-099.99 | 78-84.99 AFUE | Primary | 3105.0617
1617 | EX09290904 | 2 | Other | 1990 - 1994 | N | -99 | -99 | 13 - Fireplace |  | 05 - Wood |  | Daily | No |  | 1st Floor | 04 - Conditioned Space |  | 1 | Not Applicable |  |  |  | 01 - Constant Speed | [5 empty] | -99 | Dont Know |  | Not Applicable | Not Applicable | Not Applicable | Dont | Not Applicable | no nameplate | -99 | -99 |  |  | -99 | 0 |  |  | -99 |  | 2500 | Space | Both Central and Space | Dont Know |  | Dont Know | Secondary
1618 | EX09496987 | 1 | Furnace | 1990 - 1994 | Y | 80 | 0 | 01 - Split Forced Air Furnace |  | 01 - Natural Gas | [5 empty] | 01 - Garage |  | 1 | No | comfortmaker | fbf050b12a2 |  | 01 - Constant Speed | 50 | -99 |  |  |  | 0.8 | 01 - AFUE |  | alpine | ace36a24145l087 | Yes |  | Yes |  | -99 | -99 |  | 1 | -99 | 0 | fbf050b12a2 | Field and Source Data | 80 | 2796.01 | 800 | Central | Central | Dont Know | Gas 040-054.99 | 78-84.99 AFUE | Primary | 2474.553
1619 | EX09655073 | 1 | Furnace | 1995 - 1999 | N | 80 | 0 | 01 - Split Forced Air Furnace |  | 01 - Natural Gas | [5 empty] | 02 - Attic |  | 1 | No | comfortmaker | gnj075m16a1 |  | 01 - Constant Speed | 75 | 60 |  |  |  | 0.8 | Dont Know |  | allstyle | aslb488402t | No |  | Yes |  | -99 | -99 |  | 1 | -99 | 0 | gnj075m16a1 | Field Data Only | 80 | 4348.4 | 1800 | Central | Central | Dont Know | Gas 070-084.99 | 78-84.99 AFUE | Primary | 10147.1924
1620 | EX09687314 | 1 | Furnace | 1970 - 1979 | N | 80 | -99 | 01 - Split Forced Air Furnace |  | 03 - Propane | [5 empty] | 05 - Mechanical Closet |  | 1 | Yes | ADP | MG9S080C16MP11A |  | 01 - Constant Speed | -99 | -99 |  |  |  | -99 | Dont Know |  | adp | CV480C6 | Yes |  | Yes | nameplate | -99 | -99 |  | 1 | -99 | 0 | MG9S080C16MP11A |  | -99 |  | 1200 | Central | Both Central and Space | Dont Know | Gas Dont Know | Dont Know | Primary
1621 | EX09687314 | 2 | Other | 1970 - 1979 | N | -99 | -99 | 13 - Fireplace |  | 05 - Wood |  | Daily | No |  | 1st Floor | 04 - Conditioned Space |  | 0.5 | No |  |  |  | No Fan | [5 empty] | -100 | Dont Know |  | Not Applicable | Not Applicable | Not Applicable | Dont | Not Applicable | no nameplate | -99 | -99 |  |  | -99 | 0 |  |  | -99 |  | 1200 | Space | Both Central and Space | Dont Know |  | Dont Know | Secondary
1622 | EX09779340 | 1 | Furnace | 2000 - 2012 | Y | 80 | 0 | 01 - Split Forced Air Furnace |  | 03 - Propane | [5 empty] | 02 - Attic |  | 1 | No | rheem | rgph-10nbrjr | 07/01/2004 | 01 - Constant Speed | 100 | -100 |  |  |  | -99 | Dont Know |  | Not Applicable | Not Applicable | No |  | Yes | tags n/a | 7 | 2004 |  | 1 | 8 | 2004 | rgph10nbrjr | CEC_fur | 80 | 5627.829 | 2400 | Central | Central | Age 2000 to 2005 | Gas 100-114.99 | 78-84.99 AFUE | Primary | 4980.7981
1623 | EX09795490 | 1 | Other | 1900 - 1969 | N | -99 | -99 | 09 - Gravity Furnace |  | 01 - Natural Gas | [5 empty] | 04 - Conditioned Space |  | 0.5 | No | louisville tin and stove |  |  | No Fan | 25 | 18.62 |  |  |  | 0.74 | 01 - AFUE |  | Not Applicable | Not Applicable | Not Applicable |  | Not Applicable |  | -99 | -99 |  |  | -99 | 0 |  | Field Data Only | 74 | 10437.77 | 500 | Space | Space | Dont Know | Gas 025-039.99 | 72-77.99 AFUE | Primary | 9082.0199
1624 | EX09810721 | 1 | Other | Dont Know | N | -99 | -99 | 18 - Window Wall Heat Pump |  | 02 - Electric | [5 empty] | 04 - Conditioned Space |  | 0.5 | Not Applicable | friedrich | wy13b33c-b |  | No Fan |  |  | 3.04 | Dont Know | btu | -99 | Dont Know | eer | Not Applicable | Not Applicable | Not Applicable |  | Not Applicable |  | -99 | -99 | 1 | 1 | -99 | 0 | wy13b33cb | CEC_2009 | -99 |  | 750 | Space | Central | Dont Know | Elec 0.1-0.99 | Dont Know | Primary
1625 | EX09844975 | 1 | Wall Furnace | 1990 - 1994 | Y | 65 | -0.13985 | 03 - Wall Furnace |  | 01 - Natural Gas | [5 empty] | 04 - Conditioned Space |  | 1 | No | Williams | 3509622 |  | No Fan | 35 | -100 |  |  |  | -100 | 01 - AFUE |  | Not Applicable | Not Applicable | Not Applicable |  | Not Applicable |  | -99 | -100 |  |  | -99 | 0 | 3509622 | CEC_heat | 74.09 | 9222.38 | 750 | Space | Space | Dont Know | Gas 025-039.99 | 72-77.99 AFUE | Primary | 5202.8838
1626 | EX09851275 | 1 | Furnace | 1900 - 1969 | N | 80 | -99 | 02 - Package Furnace/AC |  | 02 - Electric | [5 empty] | 06 - Roof |  | 1 | No |  |  |  | 01 - Constant Speed |  |  | -100 | 01 - kW |  | -100 | Dont Know |  | Not Applicable | Not Applicable | Not Applicable |  | Not Applicable |  | -99 | -100 | 1 | 1 | -99 | 0 |  |  | -99 |  | 2000 | Central | Central | Dont Know | Elec Dont Know | Dont Know | Primary
1627 | EX09874237 | 1 | Wall Furnace | 1900 - 1969 | N | 65 | -0.076923 | 03 - Wall Furnace |  | 01 - Natural Gas | [5 empty] | 04 - Conditioned Space |  | 0.5 | No | williams | b50d |  | No Fan | 50 | 35 |  |  |  | 0.7 | 01 - AFUE |  | Not Applicable | Not Applicable | Not Applicable |  | Not Applicable |  | -99 | -99 |  |  | -99 | 0 | b50d | Field Data Only | 70 |  | 750 | Space | Space | Dont Know | Gas 040-054.99 | 66-71.99 AFUE | Secondary
1628 | EX09874237 | 2 | Other | 1900 - 1969 | N | -99 | -99 | 14 - Electric Space Heater |  | 02 - Electric | [5 empty] | 04 - Conditioned Space |  | 0.5 | No | delonghi | trh0715 |  | No Fan |  |  | 1.5 | 01 - kW |  | -99 | Dont Know |  | Not Applicable | Not Applicable | Not Applicable |  | Not Applicable | info not on nameplate | -99 | -99 |  |  | -99 | 0 | trh0715 |  | -99 |  | 750 | Space | Space | Dont Know | Elec 0.1-0.99 | Dont Know | Primary
1629 | EX09895212 | 1 | Furnace | 1995 - 1999 | Y | 80 | -0.0175 | 01 - Split Forced Air Furnace |  | 01 - Natural Gas | [5 empty] | 01 - Garage |  | 1 | No | rheem | rgph-05nauer |  | 01 - Constant Speed | 50 | -100 |  |  |  | -100 | 01 - AFUE |  | Not Applicable | rcba-3765gh178 | Dont Know |  | Yes |  | -99 | -100 |  |  | -99 | 0 | rgph05nauer | CEC_fur | 81.4 | 4850.3 | 1600 | Central | Central | Dont Know | Gas 040-054.99 | 78-84.99 AFUE | Primary | 4292.6615
1630 | EX09908614 | 1 | Furnace | 1970 - 1979 | N | 80 | -99 | 02 - Package Furnace/AC |  | 02 - Electric | [5 empty] | Other | outside | 1 | No | rheem |  |  | 01 - Constant Speed |  |  | -99 | Dont Know |  | -99 | Dont Know |  | Not Applicable | Not Applicable | Not Applicable |  | Not Applicable | nameplate | -99 | -99 | 1 | 2 | -99 | 0 |  |  | -99 |  | 1750 | Central | Central | Dont Know | Elec Dont Know | Dont Know | Primary
1631 | EX09973583 | 1 | Other | Dont Know | N | -99 | -99 | 08 - Electronic Resistance Wall Unit |  | 02 - Electric | [5 empty] | 04 - Conditioned Space |  | 0.25 | No |  |  |  | No Fan |  |  | -100 | Dont Know |  | -100 | Dont Know |  | Not Applicable | Not Applicable | Not Applicable |  | Not Applicable | no name plate | -99 | -100 |  |  | -99 | 0 |  |  | -99 |  | -99 | Space | Space | Dont Know | Elec Dont Know | Dont Know | Primary
1632 | EX10017261 | 1 | Furnace | 1980 - 1989 | N | 80 | -99 | 02 - Package Furnace/AC |  | 01 - Natural Gas | [5 empty] | 02 - Attic |  | 1 | No |  |  |  | 01 - Constant Speed | -99 | -99 |  |  |  | -100 | 01 - AFUE |  | Not Applicable | Not Applicable | Not Applicable |  | Not Applicable |  | -99 | -100 | 1 | 1 | -99 | 0 |  |  | -99 |  | 1610 | Central | Central | Dont Know | Gas Dont Know | Dont Know | Primary
1633 | EX10023976 | 1 | Other | 1970 - 1979 | N | -99 | -99 | 10 - Ceiling Cable |  | 02 - Electric | [5 empty] | 02 - Attic |  | 1 | No |  |  |  | No Fan |  |  | -99 | Dont Know |  | -99 | Dont Know |  | Not Applicable | Not Applicable | Not Applicable |  | Not Applicable | no data | -99 | -99 |  |  | -99 | 0 |  |  | -99 |  | 1100 | Space | Space | Dont Know | Elec Dont Know | Dont Know | Primary
1634 | EX10120605 | 1 | Furnace | 1900 - 1969 | N | 80 | 0.0625 | 01 - Split Forced Air Furnace |  | 01 - Natural Gas | [5 empty] | 04 - Conditioned Space |  | 1 | No | goodman | 7680c856 |  | 01 - Constant Speed | 80 | 60 |  |  |  | -99 | 01 - AFUE |  | Not Applicable | Not Applicable | Not Applicable |  | No |  | -99 | -100 |  | 1 | -99 | 0 | 7680c856 | Field Data Only | 75 | 2434.48 | 1500 | Central | Central | Dont Know | Gas 070-084.99 | 72-77.99 AFUE | Primary | 2669.1033
1635 | EX10188440 | 1 | Other | Dont Know | Y | -99 | -99 | 09 - Gravity Furnace |  | 02 - Electric | [5 empty] | 04 - Conditioned Space |  | 1 | No |  |  |  | No Fan |  |  | -99 | Dont Know |  | -99 | Dont Know |  | Not Applicable | Not Applicable | Not Applicable |  | Not Applicable | unable to open | -99 | -99 |  |  | -99 | 0 |  |  | -99 |  | 400 | Space | Space | Dont Know | Elec Dont Know | Dont Know | Primary
1636 | EX10230404 | 1 | Other | 1995 - 1999 | Y | -99 | -99 | 14 - Electric Space Heater |  | 02 - Electric | [5 empty] | 04 - Conditioned Space |  | 0.5 | Not Applicable |  |  |  | 01 - Constant Speed |  |  | -99 | Dont Know |  | -99 | Dont Know |  | Not Applicable | Not Applicable | Not Applicable |  | Not Applicable | no nameplate | -99 | -99 |  |  | -99 | 0 |  |  | -99 |  | 500 | Space | Space | Dont Know | Elec Dont Know | Dont Know | Primary
1637 | EX10303248 | 1 | Furnace | 1970 - 1979 | Y | 80 | -99 | 02 - Package Furnace/AC |  | 01 - Natural Gas | [5 empty] | 06 - Roof |  | 1 | Dont Know | payne | 48/110yac-103t |  | 01 - Constant Speed | 110 | -99 |  |  |  | -99 | Dont Know |  | Not Applicable | Not Applicable | Not Applicable |  | Not Applicable | no data | -99 | -99 | 1 | 1 | -99 | 0 | 48110yac103t |  | -99 |  | 1850 | Central | Central | Dont Know | Gas 100-114.99 | Dont Know | Primary
1638 | EX10465529 | 1 | Other | 1980 - 1989 | N | -99 | -99 | 16 - Common Building | common | 02 - Electric | [5 empty] | 02 - Attic |  | 1 | No |  |  |  | 01 - Constant Speed |  |  | -99 | Dont Know |  | -99 | Dont Know |  | Not Applicable | Not Applicable | Not Applicable |  | Not Applicable | large heavy duct sitting over ceiling hatch blocking entry | -99 | -99 |  | 1 | -99 | 0 |  |  | -99 |  | 1008 | Central | Central | Dont Know | Elec Dont Know | Dont Know | Primary
1639 | EX10639047 | 1 | Other | 1970 - 1979 | Y | -99 | -99 | 08 - Electronic Resistance Wall Unit |  | 02 - Electric | [5 empty] | 04 - Conditioned Space |  | 0.25 | No | thermador |  |  | No Fan |  |  | -100 | Dont Know |  | -99 | Dont Know |  | Not Applicable | Not Applicable | Not Applicable |  | Not Applicable | no nameplate | -99 | -99 |  |  | -99 | 0 |  |  | -99 |  | 900 | Space | Space | Dont Know | Elec Dont Know | Dont Know | Primary
1640 | EX10728435 | 1 | Furnace | 2000 - 2012 | N | 80 | 0 | 01 - Split Forced Air Furnace |  | 01 - Natural Gas | [5 empty] | 02 - Attic |  | 1 | No | rheem | 80pj1ondr01 |  | 01 - Constant Speed | 100 | -99 |  |  |  | 0.8 | 01 - AFUE |  | allstyle | asfm6022a36f v s r22 non ri fed txv | Yes |  | Yes |  | -99 | -99 |  | 1 | -99 | 0 | 80pj1ondr01 | Field Data Only | 80 | 8562.82 | 2400 | Central | Central | Dont Know | Gas 100-114.99 | 78-84.99 AFUE | Primary | 19981.7362
1641 | EX10765520 | 1 | Furnace | 1980 - 1989 | Y | 80 | -0.00375 | 01 - Split Forced Air Furnace |  | 03 - Propane | [5 empty] | 04 - Conditioned Space |  | 1 | No | coleman | 7966-856 |  | 01 - Constant Speed | 66 | 53 |  |  |  | 0.8 | 01 - AFUE |  | Not Applicable | Not Applicable | Not Applicable |  | No |  | -99 | -100 |  |  | -99 | 0 | 7966856 | Field Data Only | 80.3 | 2796.01 | 1200 | Central | Both Central and Space | Dont Know | Gas 055-069.99 | 78-84.99 AFUE | Primary | 2666.0367
1642 | EX10765520 | 2 | Other | 1980 - 1989 | Y | -99 | -99 | 17 - Wood Stove |  | 05 - Wood | [5 empty] | 04 - Conditioned Space |  | 1 | No | high valley | 1600 |  | No Fan |  |  |  | Not Applicable |  | -100 | NA |  | Not Applicable | Not Applicable | Not Applicable | Not | Not Applicable |  | -99 | -100 |  |  | -99 | 0 | 1600 |  | -99 |  | 1200 | Space | Both Central and Space | Dont Know |  | Dont Know | Secondary
1643 | EX10771678 | 1 | Other | 1900 - 1969 | N | -99 | -99 | 14 - Electric Space Heater |  | 02 - Electric | [5 empty] | 04 - Conditioned Space |  | 0.25 | No |  |  |  | 01 - Constant Speed |  |  | -100 | Dont Know |  | -100 | Dont Know |  | Not Applicable | Not Applicable | Not Applicable |  | Not Applicable | in wall electric heater no name tag available | -99 | -100 |  |  | -99 | 0 |  |  | -99 |  | 700 | Space | Space | Dont Know | Elec Dont Know | Dont Know | Secondary
1644 | EX10771678 | 2 | Other | 1900 - 1969 | N | -99 | -99 | 14 - Electric Space Heater |  | 02 - Electric | [5 empty] | 04 - Conditioned Space |  | 0.5 | No | tpi | hf3315t-rpw |  | 01 - Constant Speed |  |  | 3 | 01 - kW |  | -100 | Dont Know |  | Not Applicable | Not Applicable | Not Applicable |  | Not Applicable |  | -99 | -100 |  |  | -99 | 0 | hf3315trpw |  | -99 |  | 700 | Space | Space | Dont Know | Elec 0.1-0.99 | Dont Know | Primary
1645 | EX10785214 | 1 | Wall Furnace | 1900 - 1969 | N | 65 | -0.076923 | 03 - Wall Furnace |  | 01 - Natural Gas | [5 empty] | 04 - Conditioned Space |  | 1 | Not Applicable | sunair | 25.sunair |  | No Fan | 25 | 17.5 |  |  |  | 0.72 | 01 - AFUE |  | Not Applicable | Not Applicable | Not Applicable |  | Not Applicable |  | -99 | -99 |  |  | -99 | 0 | 25sunair | Field Data Only | 70 | 10437.77 | 830 | Space | Space | Dont Know | Gas 025-039.99 | 66-71.99 AFUE | Primary | 9805.5946
1646 | EX10938608 | 1 | Furnace | 2000 - 2012 | N | 80 | -99 | 01 - Split Forced Air Furnace |  | 01 - Natural Gas | [5 empty] | 02 - Attic |  | 1 | Dont Know |  |  |  | 01 - Constant Speed | -99 | -99 |  |  |  | -99 | Dont Know |  | Dont Know | Dont Know | Dont Know |  | Yes | no attic access | -99 | -99 |  | 1 | -99 | 0 |  |  | -99 |  | 690 | Central | Central | Dont Know | Gas Dont Know | Dont Know | Primary
1647 | EX11110027 | 1 | Wall Furnace | 1970 - 1979 | Y | 65 | -0.23538 | 03 - Wall Furnace |  | 03 - Propane | [5 empty] | 04 - Conditioned Space |  | 1 | Yes | coleman | 7966-856 |  | 01 - Constant Speed | 66 | 53 |  |  |  | 0.8 | 01 - AFUE |  | Not Applicable | Not Applicable | Not Applicable |  | Not Applicable |  | -99 | -99 |  |  | -99 | 0 | 7966856 | Field Data Only | 80.3 |  | 1344 | Space | Space | Dont Know | Gas 055-069.99 | 78-84.99 AFUE | Secondary
1648 | EX11110027 | 2 | Other | 1970 - 1979 | Y | -99 | -99 | 17 - Wood Stove |  | 05 - Wood | [5 empty] | 04 - Conditioned Space |  | 0.25 | No | vogelzane |  |  | No Fan |  |  |  | Not Applicable |  | -100 | NA |  | Not Applicable | Not Applicable | Not Applicable | Not | Not Applicable |  | -99 | -99 |  |  | -99 | 0 |  |  | -99 |  | 1344 | Space | Space | Dont Know |  | Dont Know | Primary
1649 | EX11132588 | 1 | Heat Pump | 1980 - 1989 | N | 8.2 | -99 | 05 - Split Heat pump w/ electronic supplement |  | 02 - Electric | [5 empty] | 02 - Attic |  | 0.5 | No | rheem | RHQA-1205BBS |  | 01 - Constant Speed |  |  | -99 | Dont Know |  | -99 | Dont Know |  | Not Applicable | Not Applicable | Not Applicable |  | Not Applicable | nameplate | -99 | -99 |  | 1 | -99 | 0 | RHQA1205BBS |  | -99 |  | 3300 | Central | Central | Dont Know | Elec Dont Know | Dont Know | Primary
1650 | EX11132588 | 2 | Heat Pump | 1980 - 1989 | N | 8.2 | -99 | 05 - Split Heat pump w/ electronic supplement |  | 02 - Electric | [5 empty] | 02 - Attic |  | 0.5 | No | rheem |  |  | 01 - Constant Speed |  |  | -99 | Dont Know |  | -99 | Dont Know |  | Not Applicable | Not Applicable | Not Applicable |  | Not Applicable | no nameplate | -99 | -99 |  | 2 | -99 | 0 |  |  | -99 |  | 3300 | Central | Central | Dont Know | Elec Dont Know | Dont Know | Secondary
1651 | EX11173284 | 1 | Other | 1970 - 1979 | N | -99 | -99 | 10 - Ceiling Cable |  | 02 - Electric | [5 empty] | 04 - Conditioned Space |  | 1 | No |  |  |  | No Fan |  |  | -99 | Dont Know |  | -99 | Dont Know |  | Not Applicable | Not Applicable | Not Applicable |  | Not Applicable | no nameplate | -99 | -99 |  |  | -99 | 0 |  |  | -99 |  | 650 | Space | Space | Dont Know | Elec Dont Know | Dont Know | Secondary
1652 | EX11173284 | 2 | Other | 1970 - 1979 | N | -99 | -99 | 14 - Electric Space Heater |  | 02 - Electric | [5 empty] | 04 - Conditioned Space |  | 0.25 | No | soleus air | hm4-15e-01 |  | No Fan |  |  | 1.5 | 01 - kW |  | -100 | Dont Know |  | Not Applicable | Not Applicable | Not Applicable |  | Not Applicable |  | -99 | -99 |  |  | -99 | 0 | hm415e01 |  | -99 |  | 650 | Space | Space | Dont Know | Elec 0.1-0.99 | Dont Know | Primary
1653 | EX11215974 | 1 | Furnace | 1900 - 1969 | N | 80 | -99 | 02 - Package Furnace/AC |  | 02 - Electric | [5 empty] | 06 - Roof |  | 1 | No |  |  |  | 01 - Constant Speed |  |  | -100 | 01 - kW |  | -100 | Dont Know |  | Not Applicable | Not Applicable | Not Applicable |  | Not Applicable |  | -99 | -100 | 1 | 1 | -99 | 0 |  |  | -99 |  | 900 | Central | Central | Dont Know | Elec Dont Know | Dont Know | Primary
1654 | EX11217664 | 1 | Wall Furnace | 1900 - 1969 | N | 65 | -99 | 03 - Wall Furnace |  | 01 - Natural Gas | [5 empty] | 04 - Conditioned Space |  | 1 | No | empire | he-50-sg |  | No Fan | 50 | -100 |  |  |  | -100 | 01 - AFUE |  | Not Applicable | Not Applicable | Not Applicable |  | Not Applicable |  | -99 | -100 |  |  | -99 | 0 | he50sg |  | -99 |  | 1200 | Space | Space | Dont Know | Gas 040-054.99 | Dont Know | Secondary
1655 | EX11217664 | 2 | Other | 1900 - 1969 | N | -99 | -99 | 14 - Electric Space Heater |  | 02 - Electric | [5 empty] | 04 - Conditioned Space |  | 0.25 | No | soleus air | hm2-15r-32 |  | 01 - Constant Speed |  |  | 1.5 | 01 - kW |  | -100 | Dont Know |  | Not Applicable | Not Applicable | Not Applicable |  | Not Applicable |  | -99 | -100 |  |  | -99 | 0 | hm215r32 |  | -99 |  | 1200 | Space | Space | Dont Know | Elec 0.1-0.99 | Dont Know | Primary
1656 | EX11217664 | 3 | Other | 1900 - 1969 | N | -99 | -99 | 14 - Electric Space Heater |  | 02 - Electric | [5 empty] | 04 - Conditioned Space |  | 0.25 | No | soleus air | hm2-15r-32 |  | 01 - Constant Speed |  |  | 1.5 | 01 - kW |  | -100 | Dont Know |  | Not Applicable | Not Applicable | Not Applicable |  | Not Applicable |  | -99 | -100 |  |  | -99 | 0 | hm215r32 |  | -99 |  | 1200 | Space | Space | Dont Know | Elec 0.1-0.99 | Dont Know | Secondary
1657 | EX11235559 | 1 | Wall Furnace | 1970 - 1979 | Y | 65 | -99 | 03 - Wall Furnace |  | 02 - Electric | [5 empty] | 04 - Conditioned Space |  | 0.25 | No | cadet | fw-202 |  | 01 - Constant Speed |  |  | 2 | 01 - kW |  | -99 | Dont Know |  | Not Applicable | Not Applicable | Not Applicable |  | Not Applicable | info not on nameplate | -99 | -99 |  |  | -99 | 0 | fw202 |  | -99 |  | -99 | Space | Space | Dont Know | Elec 0.1-0.99 | Dont Know | Primary
1658 | EX11235559 | 2 | Wall Furnace | 1970 - 1979 | Y | 65 | -99 | 03 - Wall Furnace |  | 02 - Electric | [5 empty] | 04 - Conditioned Space |  | 0.25 | No | cadet | fw-202 |  | 01 - Constant Speed |  |  | 2 | 01 - kW |  | -99 | Dont Know |  | Not Applicable | Not Applicable | Not Applicable |  | Not Applicable | info not on namplate | -99 | -99 |  |  | -99 | 0 | fw202 |  | -99 |  | -99 | Space | Space | Dont Know | Elec 0.1-0.99 | Dont Know | Secondary
1659 | EX11235559 | 3 | Wall Furnace | 1970 - 1979 | Y | 65 | -99 | 03 - Wall Furnace |  | 02 - Electric | [5 empty] | 04 - Conditioned Space |  | 0.25 | No | cadet | fw-202 |  | 01 - Constant Speed |  |  | 2 | 01 - kW |  | -99 | Dont Know |  | Not Applicable | Not Applicable | Not Applicable |  | Not Applicable | info not on nameplate | -99 | -99 |  |  | -99 | 0 | fw202 |  | -99 |  | -99 | Space | Space | Dont Know | Elec 0.1-0.99 | Dont Know | Secondary
1660 | EX11235559 | 4 | Wall Furnace | 1970 - 1979 | Y | 65 | -99 | 03 - Wall Furnace |  | 02 - Electric | [5 empty] | 04 - Conditioned Space |  | 0.25 | No | cadet | fw-202 |  | 01 - Constant Speed |  |  | 2 | 01 - kW |  | -99 | Dont Know |  | Not Applicable | Not Applicable | Not Applicable |  | Not Applicable | info not on nameplate | -99 | -99 |  |  | -99 | 0 | fw202 |  | -99 |  | -99 | Space | Space | Dont Know | Elec 0.1-0.99 | Dont Know | Secondary
1661 | EX11265530 | 1 | Furnace | 2000 - 2012 | N | 80 | -99 | 01 - Split Forced Air Furnace |  | 01 - Natural Gas | [5 empty] | 02 - Attic |  | 1 | Dont Know |  |  |  | 01 - Constant Speed | -99 | -99 |  |  |  | -99 | Dont Know |  | Not Applicable | Not Applicable | Not Applicable |  | Not Applicable | could not find furnace | -99 | -99 |  | 1 | -99 | 0 |  |  | -99 |  | 1000 | Central | Central | Dont Know | Gas Dont Know | Dont Know | Primary
1662 | EX11376882 | 1 | Other | 1900 - 1969 | Y | -99 | -99 | 14 - Electric Space Heater |  | 02 - Electric | [5 empty] | 04 - Conditioned Space |  | 1 | No | patton | puh682 |  | 01 - Constant Speed |  |  | 1.5 | 01 - kW |  | -99 | Dont Know |  | Not Applicable | Not Applicable | Not Applicable |  | Not Applicable | info n/a | -99 | -99 |  |  | -99 | 0 | puh682 |  | -99 |  | 1100 | Space | Space | Dont Know | Elec 0.1-0.99 | Dont Know | Primary
1663 | EX11426907 | 1 | Furnace | Dont Know | N | 80 | -99 | 01 - Split Forced Air Furnace |  | 01 - Natural Gas | [5 empty] | 04 - Conditioned Space |  | 1 | No | lennox | g12d2-55 |  | 01 - Constant Speed | 55 | -100 |  |  |  | -100 | 01 - AFUE |  | Not Applicable | Not Applicable | Not Applicable |  | No |  | -99 | -100 |  |  | 38 | 1974 | g12d255 | bluebook | -99 |  | -99 | Central | Central | Age 1979 and older | Gas 055-069.99 | Dont Know | Primary
1664 | EX11433567 | 1 | Furnace | 1980 - 1989 | N | 80 | -99 | 01 - Split Forced Air Furnace |  | 01 - Natural Gas | [5 empty] | 01 - Garage |  | 0.75 | Yes |  |  |  | 01 - Constant Speed | -99 | -99 |  |  |  | -99 | Dont Know |  | Not Applicable | Not Applicable | Not Applicable |  | Not Applicable | no access | -99 | -99 |  | 1 | -99 | 0 |  |  | -99 |  | 2895 | Central | Central | Dont Know | Gas Dont Know | Dont Know | Primary
1665 | EX11433567 | 2 | Furnace | 1980 - 1989 | N | 80 | 0.003625 | 01 - Split Forced Air Furnace |  | 01 - Natural Gas | [5 empty] | 02 - Attic |  | 0.25 | Yes | amana | guid070cx40 | 02/01/1995 | 01 - Constant Speed | 69 | 55 |  |  |  | 0.8 | 01 - AFUE |  | Dont Know | gh36s h442 xxxxx? | Dont Know |  | Yes | no data | 2 | 1995 |  | 2 | 17 | 1995 | guid070cx40 | CEC_fur | 79.71 |  | 2895 | Central | Central | Age 1995 to 1999 | Gas 055-069.99 | 78-84.99 AFUE | Secondary
1666 | EX11498833 | 1 | Furnace | 2000 - 2012 | Y | 80 | -99 | 01 - Split Forced Air Furnace |  | 02 - Electric | [5 empty] | 02 - Attic |  | 1 | No |  |  |  | 01 - Constant Speed |  |  | -100 | Dont Know |  | -100 | Dont Know |  | Not Applicable | Not Applicable | Dont Know |  | Yes | no access to furnace in attic | -99 | -100 |  | 1 | -99 | 0 |  |  | -99 |  | 900 | Central | Central | Dont Know | Elec Dont Know | Dont Know | Primary
1667 | EX11521826 | 1 | Wall Furnace | Dont Know | N | 65 | -99 | 03 - Wall Furnace |  | 01 - Natural Gas | [5 empty] | 04 - Conditioned Space |  | 1 | No | holly | 35s-d |  | No Fan | 55 | -99 |  |  |  | -99 | Dont Know |  | Not Applicable | Not Applicable | Not Applicable |  | Not Applicable | no info | -99 | -99 |  |  | -99 | 0 | 35sd |  | -99 |  | 500 | Space | Space | Dont Know | Gas 055-069.99 | Dont Know | Primary
1668 | EX11551251 | 1 | Other | 1970 - 1979 | N | -99 | -99 | 10 - Ceiling Cable |  | 02 - Electric | [5 empty] | Other | ceiling coils | 1 | Not Applicable |  |  |  | No Fan |  |  | -99 | Dont Know |  | -99 | Dont Know |  | Not Applicable | Not Applicable | Not Applicable |  | Not Applicable | no access to unit | -99 | -99 |  |  | -99 | 0 |  |  | -99 |  | 900 | Space | Space | Dont Know | Elec Dont Know | Dont Know | Primary
1669 | EX11590593 | 1 | Wall Furnace | 1995 - 1999 | Y | 65 | -99 | 03 - Wall Furnace |  | 01 - Natural Gas | [5 empty] | 04 - Conditioned Space |  | 0.5 | No | williams | 2509622 |  | No Fan | 25 | -99 |  |  |  | -99 | Dont Know |  | Not Applicable | Not Applicable | Not Applicable |  | No | info not on nameplate | -99 | -99 |  |  | -99 | 0 | 2509622 |  | -99 |  | 1200 | Space | Space | Dont Know | Gas 025-039.99 | Dont Know | Primary
1670 | EX11590593 | 2 | Wall Furnace | 1995 - 1999 | Y | 65 | -99 | 03 - Wall Furnace |  | 01 - Natural Gas | [5 empty] | 04 - Conditioned Space |  | 0.5 | No | williams | 2509622 |  | No Fan | 25 | -99 |  |  |  | -99 | Dont Know |  | Not Applicable | Not Applicable | Not Applicable |  | No | info not on nameplate | -99 | -99 |  |  | -99 | 0 | 2509622 |  | -99 |  | 1200 | Space | Space | Dont Know | Gas 025-039.99 | Dont Know | Secondary
1671 | EX11647623 | 1 | Other | 1900 - 1969 | N | -99 | -99 | 10 - Ceiling Cable |  | 02 - Electric | [5 empty] | 04 - Conditioned Space |  | 1 | No | hotpoint |  |  | No Fan |  |  | -100 | Dont Know |  | -100 | Dont Know |  | Not Applicable | Not Applicable | Not Applicable |  | Not Applicable | electric radiant heating | -99 | -100 |  |  | -99 | 0 |  |  | -99 |  | 1100 | Space | Space | Dont Know | Elec Dont Know | Dont Know | Primary
1672 | EX11749524 | 1 | Other | Dont Know | Y | -99 | -99 | 09 - Gravity Furnace |  | 01 - Natural Gas | [5 empty] | 05 - Mechanical Closet |  | 1 | No | louisville tin and stove | m251f-d | 01/01/2002 | No Fan | 25 | 18.62 |  |  |  | 0.74 | 01 - AFUE |  | Not Applicable | Not Applicable | Not Applicable |  | No |  | -99 | 2002 |  |  | 10 | 2002 | m251fd | Field Data Only | 74.48 | 10700.7768 | 1200 | Space | Space | Age 2000 to 2005 | Gas 025-039.99 | 72-77.99 AFUE | Primary | 13829.9307
1673 | PG12874469 | 1 | Furnace | 1995 - 1999 | N | 80 | -0.015 | 01 - Split Forced Air Furnace |  | 01 - Natural Gas | [5 empty] | 02 - Attic |  | 1 | No | ruud | ugvh-07namgr |  | 01 - Constant Speed | 75 | -99 |  |  |  | -99 | Dont Know |  | Dont Know | Dont Know | Yes |  | Yes | no evap coil nameplate, but has label on it that says txv installed | -99 | -99 |  | 2 | 16 | 1996 | ugvh07namgr | bluebook | 81.2 | 4481.8364 | 1940 | Central | Central | Age 1995 to 1999 | Gas 070-084.99 | 78-84.99 AFUE | Primary | 3115.2349
1674 | PG12925331 | 1 | Furnace | 1900 - 1969 | Y | 80 | 0 | 15 - Forced Air furnace (No AC) |  | 01 - Natural Gas | [5 empty] | 04 - Conditioned Space |  | 1 | No | rheem | rgaa-05ea |  | 01 - Constant Speed | 50 | 40 |  |  |  | 0.8 | 01 - AFUE |  | Not Applicable | Not Applicable | Not Applicable |  | No |  | -99 | -99 |  |  | -99 | 0 | rgaa05ea | Field Data Only | 80 | 7457.65 | 1300 | Central | Central | Dont Know | Gas 040-054.99 | 78-84.99 AFUE | Primary | 8781.831
1675 | PG13238150 | 1 | Wall Furnace | Dont Know | N | 65 | -0.098923 | 03 - Wall Furnace |  | 01 - Natural Gas | [5 empty] | 04 - Conditioned Space |  | 1 | No | williams | 1403622 |  | No Fan | 14 | 10 |  |  |  | -99 | Dont Know |  | Not Applicable | Not Applicable | Not Applicable |  | Not Applicable | not listed on nameplate | -99 | -99 |  |  | -99 | 0 | 1403622 | CEC_heat | 71.43 | 4108.35 | 800 | Space | Space | Dont Know | Gas 010-024.99 | 66-71.99 AFUE | Primary | 3230.5922
1676 | PG13682307 | 1 | Furnace | 2000 - 2012 | N | 80 | 0.013125 | 01 - Split Forced Air Furnace |  | 01 - Natural Gas | [5 empty] | 02 - Attic |  | 0.5 | No | york | p3hua12l04801d |  | 01 - Constant Speed | 57 | 45 |  |  |  | 0.8 | 01 - AFUE |  | Dont Know | ca036a824wab | Dont Know |  | Yes | not listed on nameplate | -99 | -99 |  | 1 | -99 | 0 | p3hua12l04801d | CEC_fur | 78.95 |  | 3500 | Central | Central | Dont Know | Gas 055-069.99 | 78-84.99 AFUE | Secondary
1677 | PG13682307 | 2 | Furnace | 2000 - 2012 | N | 80 | -0.00875 | 01 - Split Forced Air Furnace |  | 01 - Natural Gas | [5 empty] | 02 - Attic |  | 1 | No | york | p3hua12l04801d |  | 01 - Constant Speed | 57 | 46 |  |  |  | 0.8 | 01 - AFUE |  | Dont Know | ca036a824wab | Dont Know |  | Yes | not listed on nameplate | -99 | -99 |  | 2 | -99 | 0 | p3hua12l04801d | CEC_fur | 80.7 | 4108.35 | 3500 | Central | Central | Dont Know | Gas 055-069.99 | 78-84.99 AFUE | Primary | 3208.9377
1678 | PG13804062 | 1 | Furnace | 1900 - 1969 | N | 80 | -99 | 02 - Package Furnace/AC |  | 01 - Natural Gas | [5 empty] | 06 - Roof |  | 0 | No | day & night |  |  | 01 - Constant Speed | -99 | -99 |  |  |  | -99 | Dont Know |  | Not Applicable | Not Applicable | Not Applicable |  | Not Applicable | washed out nameplate | -99 | -99 | 1 | 1 | -99 | 0 |  |  | -99 |  | 1152 | Central | Central | Dont Know | Gas Dont Know | Dont Know | Primary
1679 | PG14206318 | 1 | Furnace | 1900 - 1969 | N | 80 | -0.00375 | 15 - Forced Air furnace (No AC) |  | 01 - Natural Gas | [5 empty] | 04 - Conditioned Space |  | 1 | No | carrier | 58pav070-12 | 09/01/1997 | 01 - Constant Speed | 66 | 53 |  |  |  | 0.8 | 01 - AFUE |  | Not Applicable | Not Applicable | Not Applicable |  | No |  | 9 | 1997 |  |  | 15 | 1997 | 58pav07012 | bluebook | 80.3 | 13004.9564 | 2000 | Central | Central | Age 1995 to 1999 | Gas 055-069.99 | 78-84.99 AFUE | Primary | 13014.6319
1680 | PG14407534 | 1 | Furnace | 2000 - 2012 | Y | 80 | -99 | 02 - Package Furnace/AC |  | 01 - Natural Gas | [5 empty] | 06 - Roof |  | 1 | No | york | d2np048n06506a |  | 01 - Constant Speed | 80 | -99 |  |  |  | -99 | Dont Know |  | Not Applicable | Not Applicable | Not Applicable |  | Not Applicable | info not on nameplate | -99 | -99 | 1 | 2 | -99 | 0 | d2np048n06506a |  | -99 |  | 1417 | Central | Central | Dont Know | Gas 070-084.99 | Dont Know | Primary
1681 | PG14978030 | 1 | Furnace | 1970 - 1979 | N | 80 | -0.02275 | 01 - Split Forced Air Furnace |  | 01 - Natural Gas | [5 empty] | 04 - Conditioned Space |  | 1 | No | payne | PG8JAA036070 | 06/01/2005 | 01 - Constant Speed | 66 | 54 |  |  |  | 0.8 | 01 - AFUE |  | Dont Know | Dont Know | Dont Know |  | Yes | no nameplate on evap coil | 6 | 2005 |  | 1 | 7 | 2005 | PG8JAA036070 | Field Data Only | 81.82 | 13832.2437 | 1100 | Central | Central | Age 2000 to 2005 | Gas 055-069.99 | 78-84.99 AFUE | Primary | 9658.5136
1682 | PG15302966 | 1 | Furnace | 1970 - 1979 | N | 80 | -99 | 02 - Package Furnace/AC |  | 01 - Natural Gas | [5 empty] | 06 - Roof |  | 1 | No | carrier | 585ej024050 |  | 01 - Constant Speed | 40 | -99 |  |  |  | -99 | Dont Know |  | Not Applicable | Not Applicable | Not Applicable |  | Not Applicable | info not on nameplate | -99 | -99 | 1 | 1 | -99 | 0 | 585ej024050 |  | -99 |  | 750 | Central | Central | Dont Know | Gas 040-054.99 | Dont Know | Primary
1683 | PG15370035 | 1 | Furnace | 1990 - 1994 | Y | 80 | -0.0145 | 01 - Split Forced Air Furnace |  | 01 - Natural Gas | [5 empty] | 02 - Attic |  | 1 | No | carrier | 373lav036070 |  | 01 - Constant Speed | 69 | 56 |  |  |  | 0.8 | 01 - AFUE |  | Not Applicable | Not Applicable | Not Applicable |  | No |  | -99 | -99 |  |  | -99 | 0 | 373lav036070 | CEC_fur | 81.16 | 5242.8 | 1400 | Central | Central | Dont Know | Gas 055-069.99 | 78-84.99 AFUE | Primary | 2168.3483
1684 | PG16203050 | 1 | Furnace | 2000 - 2012 | N | 80 | 0 | 15 - Forced Air furnace (No AC) |  | 01 - Natural Gas | [5 empty] | 02 - Attic |  | 1 | No | weather king | 80pj05nar01 | 12/01/2003 | 01 - Constant Speed | 50 | -99 |  |  |  | 0.8 | 01 - AFUE |  | Not Applicable | Not Applicable | Not Applicable |  | No |  | 12 | 2003 |  |  | 9 | 2003 | 80pj05nar01 | Field Data Only | 80 | 13832.2437 | 900 | Central | Central | Age 2000 to 2005 | Gas 040-054.99 | 78-84.99 AFUE | Primary | 43745.466
1685 | PG16232120 | 1 | Furnace | 2000 - 2012 | N | 80 | -0.0085 | 01 - Split Forced Air Furnace |  | 01 - Natural Gas | [5 empty] | 02 - Attic |  | 1 | No | bryant | 310JAV048090 | 01/01/2003 | 01 - Constant Speed | 88 | 71 |  |  |  | 0.8 | 01 - AFUE |  | allstyle | aslb484422t+s | No |  | Yes |  | 1 | 2003 |  | 1 | 9 | 2003 | 310JAV048090 | Field Data Only | 80.68 | 6461.3808 | 1800 | Central | Central | Age 2000 to 2005 | Gas 085-099.99 | 78-84.99 AFUE | Primary | 5484.492
1686 | PG16279452 | 1 | Wall Furnace | Dont Know | Y | 65 | -0.19231 | 03 - Wall Furnace |  | 01 - Natural Gas | [5 empty] | 04 - Conditioned Space |  | 1 | No | empire | faw-40-1 ip |  | 01 - Constant Speed | 40 | -99 |  |  |  | -99 | Dont Know |  | Not Applicable | Not Applicable | Not Applicable |  | No | not listed on nameplate | -99 | -99 |  |  | -99 | 0 | faw401ip | CEC_heat | 77.5 | 7457.65 | 700 | Space | Space | Dont Know | Gas 040-054.99 | 72-77.99 AFUE | Primary | 4119.5036
1687 | PG16304682 | 1 | Furnace | 1980 - 1989 | N | 80 | 0 | 02 - Package Furnace/AC |  | 01 - Natural Gas | [5 empty] | 06 - Roof |  | 1 | No | goodman | pgj036075-1b |  | 01 - Constant Speed | 69 | -99 |  |  |  | -99 | Dont Know |  | Not Applicable | Not Applicable | Not Applicable |  | Not Applicable | info missing from nameplate | -99 | -99 | 1 | 1 | -99 | 0 | pgj0360751b | CEC_fur | 80 | 2465.11 | 1150 | Central | Central | Dont Know | Gas 055-069.99 | 78-84.99 AFUE | Primary | 1713.4487
1688 | PG16308866 | 1 | Furnace | 1970 - 1979 | Y | 80 | 0.125 | 02 - Package Furnace/AC |  | 01 - Natural Gas | [5 empty] | 06 - Roof |  | 1 | No | carrier | 480l003-8 |  | 01 - Constant Speed | 80 | 6 |  |  |  | 0.7 | 01 - AFUE |  | Not Applicable | Not Applicable | Not Applicable |  | Not Applicable |  | -99 | -99 | 1 | 1 | -99 | 0 | 480l0038 | Field Data Only | 70 | 7457.65 | 1176 | Central | Central | Dont Know | Gas 070-084.99 | 66-71.99 AFUE | Primary | 8595.7958
1689 | PG16321522 | 1 | Furnace | 1995 - 1999 | N | 80 | 0 | 01 - Split Forced Air Furnace |  | 01 - Natural Gas | [5 empty] | 01 - Garage |  | 1 | No | carrier | 58pav111-20 | 03/01/1998 | 01 - Constant Speed | 110 | 98 |  |  |  | 0.8 | 01 - AFUE |  | adp | ct7860-m245 | Dont Know |  | Yes |  | 3 | 1998 |  | 1 | 14 | 1998 | 58pav11120 | CEC_fur | 80 | 2689.2109 | 2700 | Central | Central | Age 1995 to 1999 | Gas 100-114.99 | 78-84.99 AFUE | Primary | 1869.2168
1690 | PG16328923 | 1 | Furnace | 1970 - 1979 | N | 80 | -99 | 02 - Package Furnace/AC |  | 01 - Natural Gas | [5 empty] | 06 - Roof |  | 0.5 | No |  |  |  | 01 - Constant Speed | -99 | -99 |  |  |  | -99 | Dont Know |  | Not Applicable | Not Applicable | Not Applicable |  | Not Applicable | no safe access | -99 | -99 | 1 | 2 | -99 | 0 |  |  | -99 |  | 3200 | Central | Central | Dont Know | Gas Dont Know | Dont Know | Primary
1691 | PG16328923 | 2 | Furnace | 1970 - 1979 | N | 80 | -99 | 02 - Package Furnace/AC |  | 01 - Natural Gas | [5 empty] | 06 - Roof |  | 0.5 | No |  |  |  | 01 - Constant Speed | -99 | -99 |  |  |  | -99 | Dont Know |  | Not Applicable | Not Applicable | Not Applicable |  | Not Applicable | don't know | -99 | -99 | 2 |  | -99 | 0 |  |  | -99 |  | 3200 | Central | Central | Dont Know | Gas Dont Know | Dont Know | Secondary
1692 | PG16367536 | 1 | Furnace | 1970 - 1979 | N | 80 | -99 | 02 - Package Furnace/AC |  | 01 - Natural Gas | [5 empty] | 06 - Roof |  | 1 | No |  |  |  | 01 - Constant Speed | -99 | -99 |  |  |  | -99 | Dont Know |  | Not Applicable | Not Applicable | Not Applicable |  | Not Applicable | unsafe access | -99 | -99 | 1 | 1 | -99 | 0 |  |  | -99 |  | 1100 | Central | Central | Dont Know | Gas Dont Know | Dont Know | Primary
1693 | PG16679708 | 1 | Furnace | 2000 - 2012 | Y | 80 | -0.02275 | 15 - Forced Air furnace (No AC) |  | 01 - Natural Gas | [5 empty] | 02 - Attic |  | 0.4 | No | bryant | 311JAV036070 | 12/01/2004 | 01 - Constant Speed | 66 | 54 |  |  |  | 0.8 | 01 - AFUE |  | Not Applicable | Not Applicable | Not Applicable |  | No |  | 12 | 2004 |  |  | 8 | 2004 | 311JAV036070 | Field Data Only | 81.82 |  | 3790 | Central | Both Central and Space | Age 2000 to 2005 | Gas 055-069.99 | 78-84.99 AFUE | Secondary
1694 | PG16679708 | 2 | Furnace | 2000 - 2012 | Y | 80 | -0.0085 | 15 - Forced Air furnace (No AC) |  | 01 - Natural Gas | [5 empty] | 02 - Attic |  | 0.4 | No | bryant | 311JAV048090 | 02/01/2005 | 01 - Constant Speed | 88 | 71 |  |  |  | 0.8 | 01 - AFUE |  | Not Applicable | Not Applicable | Not Applicable |  | No |  | 2 | 2005 |  |  | 7 | 2005 | 311JAV048090 | Field Data Only | 80.68 | 2186.9783 | 3790 | Central | Both Central and Space | Age 2000 to 2005 | Gas 085-099.99 | 78-84.99 AFUE | Primary | 2251.5728
1695 | PG16679708 | 3 | Other | 2000 - 2012 | Y | -99 | -99 | 13 - Fireplace |  | 01 - Natural Gas |  | 1-2 days/week | No |  | 1st Floor | 04 - Conditioned Space |  | 0.2 | No |  |  |  | No Fan | -99 | -99 |  |  |  | -99 | Dont Know |  | Not Applicable | Not Applicable | Not Applicable |  | Not Applicable | no nameplate | -99 | -99 |  |  | -99 | 0 |  |  | -99 |  | 3790 | Space | Both Central and Space | Dont Know | Gas Dont Know | Dont Know | Secondary
1696 | PG16903826 | 1 | Furnace | 1990 - 1994 | N | 80 | 0 | 02 - Package Furnace/AC |  | 01 - Natural Gas | [5 empty] | 06 - Roof |  | 1 | No | rheem | rrrl-c060jk10x | 05/01/2011 | 01 - Constant Speed | 100 | 80 |  |  |  | 0.8 | 01 - AFUE |  | Not Applicable | Not Applicable | Not Applicable |  | Not Applicable |  | 5 | 2011 | 1 | 1 | 1 | 2011 | rrrlc060jk10x | Field Data Only | 80 | 3697.665 | 2700 | Central | Both Central and Space | Age 2010 to 2012 | Gas 100-114.99 | 78-84.99 AFUE | Primary | 2570.173
1697 | PG17031585 | 1 | Furnace | 1900 - 1969 | N | 80 | -99 | 02 - Package Furnace/AC |  | 01 - Natural Gas | [5 empty] | 06 - Roof |  | 1 | No | goodman |  |  | 01 - Constant Speed | -99 | -99 |  |  |  | -99 | Dont Know |  | Not Applicable | Not Applicable | Not Applicable |  | Not Applicable | washed out nameplate | -99 | -99 | 1 | 1 | -99 | 0 |  |  | -99 |  | 900 | Central | Central | Dont Know | Gas Dont Know | Dont Know | Primary
1698 | PG17371442 | 1 | Furnace | 2000 - 2012 | N | 80 | -0.011875 | 01 - Split Forced Air Furnace |  | 01 - Natural Gas | [5 empty] | 02 - Attic |  | 1 | No | carrier | 58STX110-22 | 01/01/2003 | 01 - Constant Speed | 105 | 85 |  |  |  | 0.8 | 01 - AFUE |  | carrier | ck3bxa060024aaa | Dont Know |  | Yes |  | 1 | 2003 |  | 1 | 9 | 2003 | 58STX11022 | Field Data Only | 80.95 | 4766.9405 | 2340 | Central | Central | Age 2000 to 2005 | Gas 100-114.99 | 78-84.99 AFUE | Primary | 3723.3476
1699 | PG17490334 | 1 | Furnace | 2000 - 2012 | N | 80 | 0 | 01 - Split Forced Air Furnace |  | 01 - Natural Gas | [5 empty] | 02 - Attic |  | 1 | No | york | p4huc20n08001b |  | 01 - Constant Speed | 100 | 80 |  |  |  | 0.8 | 01 - AFUE |  | york | bbl 60+x1+york05 | No |  | Yes |  | -99 | -99 |  | 1 | -99 | 0 | p4huc20n08001b | CEC_2009 | 80 | 2465.11 | 2800 | Central | Central | Dont Know | Gas 100-114.99 | 78-84.99 AFUE | Primary | 1713.4487
1700 | PG17931212 | 1 | Wall Furnace | 1900 - 1969 | N | 65 | -99 | 03 - Wall Furnace |  | 01 - Natural Gas | [5 empty] | 04 - Conditioned Space |  | 1 | No | williams | 2509622 |  | 01 - Constant Speed | 25 | -99 |  |  |  | -99 | Dont Know |  | Not Applicable | Not Applicable | Not Applicable |  | Not Applicable | info n/a | -99 | -99 |  |  | -99 | 0 | 2509622 |  | -99 |  | 900 | Space | Space | Dont Know | Gas 025-039.99 | Dont Know | Primary
1701 | PG17979236 | 1 | Furnace | 1900 - 1969 | N | 80 | -0.001375 | 02 - Package Furnace/AC |  | 01 - Natural Gas | [5 empty] | 06 - Roof |  | 1 | No | payne | py2pnb048090abaa |  | 01 - Constant Speed | 90 | 72.1 |  |  |  | 0.8 | 01 - AFUE |  | Not Applicable | Not Applicable | Not Applicable |  | Not Applicable |  | -99 | -99 | 1 | 1 | -99 | 0 | py2pnb048090abaa | CEC_cen | 80.11 | 8122.07 | 1600 | Central | Central | Dont Know | Gas 085-099.99 | 78-84.99 AFUE | Primary | 6343.9622
1702 | PG17991118 | 1 | Furnace | 1980 - 1989 | N | 80 | -99 | 02 - Package Furnace/AC |  | 01 - Natural Gas | [5 empty] | 06 - Roof |  | 0.5 | No | rheem | rrma-a030jk06x | 04/01/2002 | 01 - Constant Speed | 60 | -99 |  |  |  | -99 | Dont Know |  | Not Applicable | Not Applicable | Not Applicable |  | Not Applicable | info not on nameplate | 4 | 2002 | 1 | 2 | 10 | 2002 | rrmaa030jk06x | CEC_cen | -99 |  | 2400 | Central | Central | Age 2000 to 2005 | Gas 055-069.99 | Dont Know | Primary
1703 | PG17991118 | 2 | Furnace | 1980 - 1989 | N | 80 | -99 | 02 - Package Furnace/AC |  | 01 - Natural Gas | [5 empty] | 06 - Roof |  | 0.5 | No | rheem | rrma-a030jk06x | 04/01/2002 | 01 - Constant Speed | 60 | -99 |  |  |  | -99 | Dont Know |  | Not Applicable | Not Applicable | Not Applicable |  | Not Applicable | info not on nameplate | 4 | 2002 | 2 |  | 10 | 2002 | rrmaa030jk06x | CEC_cen | -99 |  | 2400 | Central | Central | Age 2000 to 2005 | Gas 055-069.99 | Dont Know | Secondary
1704 | PG18210489 | 1 | Furnace | 1970 - 1979 | N | 80 | -0.00375 | 01 - Split Forced Air Furnace |  | 01 - Natural Gas | [5 empty] | 04 - Conditioned Space |  | 1 | No | payne | PG8JAA024070 | 04/01/2004 | 01 - Constant Speed | 66 | 53 |  |  |  | 0.8 | 01 - AFUE |  | cac/bdp | ck6bxa024014aaaa | No |  | Yes |  | 4 | 2004 |  | 1 | 8 | 2004 | PG8JAA024070 | Field Data Only | 80.3 | 6461.3808 | 1200 | Central | Central | Age 2000 to 2005 | Gas 055-069.99 | 78-84.99 AFUE | Primary | 5484.492
1705 | PG18420150 | 1 | Furnace | 2000 - 2012 | Y | 80 | 0 | 02 - Package Furnace/AC |  | 01 - Natural Gas | [5 empty] | 06 - Roof |  | 1 | No | goodman | pgb036050-1b |  | 01 - Constant Speed | 46 | -99 |  |  |  | -99 | Dont Know |  | Not Applicable | Not Applicable | Not Applicable |  | Not Applicable | info not on nameplate | -99 | -99 | 1 | 1 | -99 | 0 | pgb0360501b | Outside Source Manual Lookup | 80 | 4019.02 | 1660 | Central | Central | Dont Know | Gas 040-054.99 | 78-84.99 AFUE | Primary | 4581.5537
1706 | PG18527567 | 1 | Furnace | 1995 - 1999 | Y | 80 | -99 | 01 - Split Forced Air Furnace |  | 01 - Natural Gas | [5 empty] | 02 - Attic |  | 1 | No |  |  |  | 01 - Constant Speed | -99 | -99 |  |  |  | -99 | Dont Know |  | Dont Know | Dont Know | Dont Know |  | Yes | no safe access into attic | -99 | -99 |  | 1 | -99 | 0 |  |  | -99 |  | 1624 | Central | Central | Dont Know | Gas Dont Know | Dont Know | Primary
1707 | PG18547686 | 1 | Other | 1900 - 1969 | N | -99 | -99 | 09 - Gravity Furnace | floor furnace | 01 - Natural Gas | [5 empty] | 04 - Conditioned Space |  | 1 | No |  |  |  | No Fan | -99 | -99 |  |  |  | -99 | Dont Know |  | Not Applicable | Not Applicable | Not Applicable |  | Not Applicable | no nameplate, also does not work | -99 | -99 |  |  | -99 | 0 |  |  | -99 |  | 1000 | Space | Space | Dont Know | Gas Dont Know | Dont Know | Primary
1708 | PG19008205 | 1 | Furnace | 1970 - 1979 | N | 80 | -99 | 02 - Package Furnace/AC |  | 01 - Natural Gas | [5 empty] | 06 - Roof |  | 0.5 | No | day & night | kbmca 29144 |  | 01 - Constant Speed | -99 | -99 |  |  |  | -99 | Dont Know |  | Not Applicable | Not Applicable | Not Applicable |  | Not Applicable | don't know | -99 | -99 | 1 | 2 | -99 | 0 | kbmca29144 |  | -99 |  | 2350 | Central | Central | Dont Know | Gas Dont Know | Dont Know | Primary
1709 | PG19008205 | 2 | Furnace | 1970 - 1979 | N | 80 | -99 | 02 - Package Furnace/AC |  | 01 - Natural Gas | [5 empty] | 06 - Roof |  | 0.5 | No | bryant |  |  | 01 - Constant Speed | -99 | -99 |  |  |  | -99 | Dont Know |  | Not Applicable | Not Applicable | Not Applicable |  | Not Applicable | no access | -99 | -99 | 2 |  | -99 | 0 |  |  | -99 |  | 2350 | Central | Central | Dont Know | Gas Dont Know | Dont Know | Secondary
1710 | PG19107888 | 1 | Other | 1900 - 1969 | N | -99 | -99 | 09 - Gravity Furnace |  | 01 - Natural Gas | [5 empty] | 04 - Conditioned Space |  | 1 | No |  |  |  | No Fan | -99 | -99 |  |  |  | -99 | Dont Know |  | Not Applicable | Not Applicable | Not Applicable |  | Not Applicable | no info or nameplate found | -99 | -99 |  |  | -99 | 0 |  |  | -99 |  | 1370 | Space | Space | Dont Know | Gas Dont Know | Dont Know | Primary
1711 | PG19308581 | 1 | Furnace | 1970 - 1979 | N | 80 | 0 | 15 - Forced Air furnace (No AC) |  | 01 - Natural Gas | [5 empty] | 04 - Conditioned Space |  | 1 | No | mueller climatrol | 144-100 |  | 01 - Constant Speed | 100 | 80 |  |  |  | 0.8 | 01 - AFUE |  | Not Applicable | Not Applicable | Not Applicable |  | No |  | -99 | -99 |  |  | -99 | 0 | 144100 | Field Data Only | 80 | 5568.69 | 1300 | Central | Central | Dont Know | Gas 100-114.99 | 78-84.99 AFUE | Primary | 8753.0448
1712 | PG19510481 | 1 | Furnace | 2000 - 2012 | Y | 80 | -99 | 01 - Split Forced Air Furnace |  | 01 - Natural Gas | [5 empty] | 02 - Attic |  | 1 | No | weather king | 80pj07nbr01 | 01/01/2005 | 01 - Constant Speed | 75 | -99 |  |  |  | -99 | Dont Know |  | allstyle | as48a38t+v | Dont Know |  | Yes | not listed on nameplate | 1 | 2005 |  | 1 | 7 | 2005 | 80pj07nbr01 |  | -99 |  | 1700 | Central | Central | Age 2000 to 2005 | Gas 070-084.99 | Dont Know | Primary
1713 | PG19782987 | 1 | Furnace | 1990 - 1994 | N | 80 | 0 | 01 - Split Forced Air Furnace |  | 01 - Natural Gas | [5 empty] | 02 - Attic |  | 1 | No | ruud | ugvh-10nbrjr |  | 01 - Constant Speed | 100 | 80 |  |  |  | 0.8 | 01 - AFUE |  | summit | cad45-vd | Dont Know |  | Yes |  | -99 | -99 |  | 1 | -99 | 0 | ugvh10nbrjr | Field Data Only | 80 | 4108.35 | 2200 | Central | Central | Dont Know | Gas 100-114.99 | 78-84.99 AFUE | Primary | 3208.9377
1714 | PG20180661 | 1 | Furnace | 1980 - 1989 | N | 80 | -99 | 15 - Forced Air furnace (No AC) |  | 01 - Natural Gas | [5 empty] | 04 - Conditioned Space |  | 1 | No | payne | 395BAW024060 |  | 01 - Constant Speed | 71 | -99 |  |  |  | -99 | Dont Know |  | Not Applicable | Not Applicable | Not Applicable |  | No | info not on nameplate | -99 | -99 |  |  | -99 | 0 | 395BAW024060 |  | -99 |  | 2800 | Central | Central | Dont Know | Gas 070-084.99 | Dont Know | Primary
1715 | PG20782089 | 1 | Furnace | 1970 - 1979 | Y | 80 | -99 | 02 - Package Furnace/AC |  | 01 - Natural Gas | [5 empty] | 06 - Roof |  | 1 | No | carrier |  |  | 01 - Constant Speed | -99 | -99 |  |  |  | -99 | Dont Know |  | Not Applicable | Not Applicable | Not Applicable |  | Not Applicable | nameplate faded away | -99 | -99 | 1 | 1 | -99 | 0 |  |  | -99 |  | 1200 | Central | Central | Dont Know | Gas Dont Know | Dont Know | Primary
1716 | PG20827828 | 1 | Furnace | 1990 - 1994 | Y | 80 | -0.015625 | 02 - Package Furnace/AC |  | 01 - Natural Gas | [5 empty] | 06 - Roof |  | 1 | No | york | D1NH060N***06 |  | 01 - Constant Speed | 80 | 65 |  |  |  | 0.81 | Dont Know |  | Not Applicable | Not Applicable | Not Applicable |  | Not Applicable | not listed on nameplate | -99 | -99 | 1 | 1 | -99 | 0 | D1NH060N06 | Field Data Only | 81.25 | 2135.88 | 2500 | Central | Central | Dont Know | Gas 070-084.99 | 78-84.99 AFUE | Primary | 2515.127
1717 | PG21084229 | 1 | Furnace | 2000 - 2012 | Y | 80 | -99 | 01 - Split Forced Air Furnace |  | 01 - Natural Gas | [5 empty] | 02 - Attic |  | 1 | No | don't know |  |  | 01 - Constant Speed | -99 | -99 |  |  |  | -99 | Dont Know |  | Dont Know | Dont Know | Dont Know |  | Yes | no nameplate found | -99 | -99 |  | 1 | -99 | 0 |  |  | -99 |  | 2300 | Central | Central | Dont Know | Gas Dont Know | Dont Know | Primary
1718 | PG21124377 | 1 | Wall Furnace | 1900 - 1969 | Y | 65 | -0.13985 | 03 - Wall Furnace |  | 01 - Natural Gas | [5 empty] | 04 - Conditioned Space |  | 1 | No | williams | 3509622 |  | No Fan | 35 | -99 |  |  |  | -99 | Dont Know |  | Not Applicable | Not Applicable | Not Applicable |  | Not Applicable | info not on nameplate | -99 | -99 |  |  | -99 | 0 | 3509622 | CEC_heat | 74.09 | 11404.97 | 1040 | Space | Space | Dont Know | Gas 025-039.99 | 72-77.99 AFUE | Primary | 25264.3213
1719 | PG21229191 | 1 | Furnace | 2000 - 2012 | Y | 80 | 0 | 01 - Split Forced Air Furnace |  | 01 - Natural Gas | [5 empty] | 02 - Attic |  | 1 | No | ducane | mpga100b5b |  | 01 - Constant Speed | 100 | 80 |  |  |  | 0.8 | 01 - AFUE |  | allstyle | asfm6022a34 t+v | No |  | Yes |  | -99 | -99 |  | 1 | -99 | 0 | mpga100b5b | CEC_fur | 80 | 1884.83 | 2700 | Central | Central | Dont Know | Gas 100-114.99 | 78-84.99 AFUE | Primary | 779.5391
1720 | PG21276056 | 1 | Furnace | 1990 - 1994 | N | 80 | -99 | 01 - Split Forced Air Furnace |  | 01 - Natural Gas | [5 empty] | 02 - Attic |  | 1 | No | rheem | rgvg-10nbrjr |  | 01 - Constant Speed | 100 | -99 |  |  |  | -99 | Dont Know |  | Dont Know | Dont Know | Dont Know |  | Yes | cant find nameplate on evap coil | -99 | -99 |  | 1 | -99 | 0 | rgvg10nbrjr |  | -99 |  | 2700 | Central | Central | Dont Know | Gas 100-114.99 | Dont Know | Primary
1721 | PG21309111 | 1 | Furnace | 1995 - 1999 | N | 80 | 0.013875 | 02 - Package Furnace/AC |  | 01 - Natural Gas | [5 empty] | 06 - Roof |  | 1 | No | arcoaire | arcoaire |  | 01 - Constant Speed | 90 | 71 |  |  |  | 0.8 | 01 - AFUE |  | Not Applicable | Not Applicable | Not Applicable |  | Not Applicable |  | -99 | -99 | 1 | 1 | -99 | 0 | arcoaire | Field Data Only | 78.89 | 8122.07 | 1650 | Central | Central | Dont Know | Gas 085-099.99 | 78-84.99 AFUE | Primary | 7243.2715
1722 | PG21450356 | 1 | Furnace | 1990 - 1994 | N | 80 | 0 | 01 - Split Forced Air Furnace |  | 01 - Natural Gas | [5 empty] | 04 - Conditioned Space |  | 1 | No | ducane | mpga100b4b |  | 01 - Constant Speed | 100 | -99 |  |  |  | -99 | Dont Know |  | Dont Know | Dont Know | Dont Know |  | Yes | evap coil nameplate is covered | -99 | -99 |  | 1 | -99 | 0 | mpga100b4b | CEC_fur | 80 | 5568.69 | 1900 | Central | Central | Dont Know | Gas 100-114.99 | 78-84.99 AFUE | Primary | 4726.7661
1723 | PG21498234 | 1 | Furnace | 1980 - 1989 | N | 80 | 0 | 01 - Split Forced Air Furnace |  | 01 - Natural Gas | [5 empty] | 02 - Attic |  | 1 | No | payne | 376cav036075 |  | 01 - Constant Speed | 92 | -99 |  |  |  | -99 | Dont Know |  | Not Applicable | Not Applicable | Not Applicable |  | No | info not on nameplate | -99 | -99 |  |  | -99 | 0 | 376cav036075 | CEC_fur | 80 | 11921.21 | 2000 | Central | Central | Dont Know | Gas 085-099.99 | 78-84.99 AFUE | Primary | 11930.0792
1724 | PG21583885 | 1 | Other | 1980 - 1989 | Y | -99 | -99 | 13 - Fireplace |  | 02 - Electric |  | Daily | No |  | 1st Floor | 04 - Conditioned Space |  | 0.5 | No |  |  |  | 02 - Variable Speed |  |  | -99 | Dont Know |  | -99 | Dont Know |  | Not Applicable | Not Applicable | Not Applicable |  | Not Applicable | fireplace too heavy to move to see nameplate | -99 | -99 |  |  | -99 | 0 |  |  | -99 |  | 1100 | Space | Space | Dont Know | Elec Dont Know | Dont Know | Secondary
1725 | PG21583885 | 2 | Other | 1980 - 1989 | Y | -99 | -99 | 11 - Electronic Baseboards |  | 02 - Electric | [5 empty] | 04 - Conditioned Space |  | 0.25 | No | cadet | 6f1500-1 | 12/01/2007 | No Fan |  |  | 1.5 | 01 - kW |  | -99 | Dont Know |  | Not Applicable | Not Applicable | Not Applicable |  | Not Applicable | info n/a | 12 | 2007 |  |  | 5 | 2007 | 6f15001 |  | -99 |  | 1100 | Space | Space | Age 2006 to 2009 | Elec 0.1-0.99 | Dont Know | Secondary
1726 | PG21583885 | 3 | Other | 1980 - 1989 | Y | -99 | -99 | 11 - Electronic Baseboards |  | 02 - Electric | [5 empty] | 04 - Conditioned Space |  | 0.25 | No | cadet | 6f1500 | 03/01/2010 | No Fan |  |  | 1.5 | 01 - kW |  | -99 | Dont Know |  | Not Applicable | Not Applicable | Not Applicable |  | Not Applicable | info n/a | 3 | 2010 |  |  | 2 | 2010 | 6f1500 |  | -99 |  | 1100 | Space | Space | Age 2010 to 2012 | Elec 0.1-0.99 | Dont Know | Primary
1727 | PG21749151 | 1 | Furnace | 2000 - 2012 | Y | 80 | 0 | 01 - Split Forced Air Furnace |  | 01 - Natural Gas | [5 empty] | 02 - Attic |  | 1 | No | gibson | GL1RA090*16B |  | 01 - Constant Speed | 90 | 72 |  |  |  | 0.8 | 01 - AFUE |  | Dont Know | bbh 49+x3-nord02 | No |  | Yes |  | -99 | -99 |  | 1 | -99 | 0 | GL1RA09016B | Field Data Only | 80 | 4019.02 | 1240 | Central | Central | Dont Know | Gas 085-099.99 | 78-84.99 AFUE | Primary | 4632.3809
1728 | PG21984755 | 1 | Furnace | 1995 - 1999 | N | 80 | 0 | 01 - Split Forced Air Furnace |  | 01 - Natural Gas | [5 empty] | 02 - Attic |  | 1 | No | zephyr | egpj-07eamgr |  | 01 - Constant Speed | 75 | -99 |  |  |  | -99 | Dont Know |  | summit mfg | ca048a864mc | No |  | Yes | info not on nameplate | -99 | -99 |  | 1 | -99 | 0 | egpj07eamgr | CEC_fur | 80 | 4108.35 | 1980 | Central | Central | Dont Know | Gas 070-084.99 | 78-84.99 AFUE | Primary | 3208.9377
1729 | PG22452944 | 1 | Furnace | 1970 - 1979 | N | 80 | 0.013875 | 02 - Package Furnace/AC |  | 01 - Natural Gas | [5 empty] | 06 - Roof |  | 1 | No | comfortmaker | pgad42d1k5 |  | 01 - Constant Speed | 90 | 71 |  |  |  | 0.8 | 01 - AFUE |  | Not Applicable | Not Applicable | Not Applicable |  | Not Applicable |  | -99 | -99 | 1 | 1 | -99 | 0 | pgad42d1k5 | CEC_cen | 78.89 | 4108.35 | 1850 | Central | Central | Dont Know | Gas 085-099.99 | 78-84.99 AFUE | Primary | 3208.9377
1730 | PG22580742 | 1 | Furnace | 1980 - 1989 | N | 80 | -99 | 01 - Split Forced Air Furnace |  | 01 - Natural Gas | [5 empty] | 01 - Garage |  | 1 | No | lennox | g16q4-75-5 |  | 01 - Constant Speed | 75 | -99 |  |  |  | -99 | Dont Know |  | lennox | c16-46-1ff | No |  | Yes | info not on nameplate | -99 | -99 |  | 1 | -99 | 0 | g16q4755 |  | -99 |  | 1800 | Central | Central | Dont Know | Gas 070-084.99 | Dont Know | Primary
1731 | PG22778450 | 1 | Furnace | 2000 - 2012 | N | 80 | 0 | 01 - Split Forced Air Furnace |  | 01 - Natural Gas | [5 empty] | 01 - Garage |  | 1 | No | frigidaire | L1RA090*16B |  | 01 - Constant Speed | 90 | 72 |  |  |  | 0.8 | 01 - AFUE |  | Dont Know | c6bh-x36c-b | Yes |  | Yes |  | -99 | -99 |  | 1 | -99 | 0 | L1RA09016B | Field Data Only | 80 | 11921.21 | 1700 | Central | Central | Dont Know | Gas 085-099.99 | 78-84.99 AFUE | Primary | 10118.8558
1732 | PG22850005 | 1 | Furnace | 1990 - 1994 | Y | 80 | 0.020875 | 02 - Package Furnace/AC |  | 01 - Natural Gas | [5 empty] | 06 - Roof |  | 1 | No | tempstar | pgaa29c1k1 | 06/01/1992 | 01 - Constant Speed | 60 | 47 |  |  |  | 0.8 | 01 - AFUE |  | Not Applicable | Not Applicable | Not Applicable |  | Not Applicable |  | 6 | 1992 | 1 | 1 | 20 | 1992 | pgaa29c1k1 | Field Data Only | 78.33 | 8907.7486 | 1200 | Central | Central | Age 1990 to 1994 | Gas 055-069.99 | 78-84.99 AFUE | Primary | 10267.2005
1733 | PG22944031 | 1 | Furnace | 1900 - 1969 | Y | 80 | -99 | 15 - Forced Air furnace (No AC) |  | 01 - Natural Gas | [5 empty] | 04 - Conditioned Space |  | 1 | No | utility appliance corp | 70fdf |  | 01 - Constant Speed | 70 | -99 |  |  |  | -99 | Dont Know |  | Not Applicable | Not Applicable | Not Applicable |  | Not Applicable | not on nameplate | -99 | -99 |  |  | -99 | 0 | 70fdf |  | -99 |  | 1900 | Central | Central | Dont Know | Gas 070-084.99 | Dont Know | Primary
1734 | PP03883853 | 1 | Furnace | 1995 - 1999 | N | 80 | 0 | 01 - Split Forced Air Furnace |  | 01 - Natural Gas | [5 empty] | 02 - Attic |  | 1 | No | york | p1ckd16n06401a |  | 01 - Constant Speed | 80 | 64 |  |  |  | 0.8 | 01 - AFUE |  | york | g/ua04b5c | Dont Know |  | Yes |  | -99 | -99 |  | 1 | -99 | 0 | p1ckd16n06401a | Field Data Only | 80 | 4108.35 | 1870 | Central | Central | Dont Know | Gas 070-084.99 | 78-84.99 AFUE | Primary | 3208.9377
1735 | PP04047320 | 1 | Furnace | 1970 - 1979 | N | 80 | -99 | 02 - Package Furnace/AC |  | 01 - Natural Gas | [5 empty] | 06 - Roof |  | 1 | No | day & night |  |  | 01 - Constant Speed | -99 | -99 |  |  |  | -99 | Dont Know |  | Not Applicable | Not Applicable | Not Applicable |  | Not Applicable | faded nameplate | -99 | -99 | 1 | 1 | -99 | 0 |  |  | -99 |  | 1650 | Central | Central | Dont Know | Gas Dont Know | Dont Know | Primary
1736 | PP08763703 | 1 | Other | 1900 - 1969 | N | -99 | -99 | 13 - Fireplace |  | 05 - Wood |  | <1 day/week | Yes | -99 | 1st Floor | 04 - Conditioned Space |  | 0 | No |  |  |  | 01 - Constant Speed | [5 empty] | -99 | Dont Know |  | Not Applicable | Not Applicable | Not Applicable | Not | Not Applicable |  | -99 | -99 |  |  | -99 | 0 |  |  | -99 |  | 1710 | Space | Both Central and Space | Dont Know |  | Dont Know | Secondary
1737 | PP08763703 | 2 | Furnace | 1900 - 1969 | N | 80 | -0.1625 | 15 - Forced Air furnace (No AC) |  | 01 - Natural Gas | [5 empty] | 02 - Attic |  | 1 | No | bryant | 350AAV036060 | 08/01/2006 | 01 - Constant Speed | 60 | 56 |  |  |  | 0.93 | 01 - AFUE |  | Not Applicable | Not Applicable | Not Applicable |  | No |  | 8 | 2006 |  |  | 6 | 2006 | 350AAV036060 | Field Data Only | 93 | 3616.6696 | 1710 | Central | Both Central and Space | Age 2006 to 2009 | Gas 055-069.99 | 90-96.99 AFUE | Primary | 2687.5021
1738 | PP09987251 | 1 | Furnace | 1900 - 1969 | N | 80 | -0.21875 | 15 - Forced Air furnace (No AC) |  | 01 - Natural Gas | [5 empty] | 04 - Conditioned Space |  | 0.5 | No | green air | yp9c060b12mp12ca |  | 02 - Variable Speed | 60 | 58 |  |  |  | 0.97 | 01 - AFUE |  | Not Applicable | Not Applicable | Not Applicable |  | No |  | -99 | -99 |  |  | -99 | 0 | yp9c060b12mp12ca | Field Data Only | 97.5 | 5568.69 | 3000 | Central | Central | Dont Know | Gas 055-069.99 | 97+ AFUE | Primary | 4726.7661
1739 | PP09987251 | 2 | Furnace | 1900 - 1969 | N | 80 | -0.21875 | 15 - Forced Air furnace (No AC) |  | 01 - Natural Gas | [5 empty] | 03 - Basement |  | 0.5 | No | green air | yp9c060b12mp12ca |  | 02 - Variable Speed | 60 | 58 |  |  |  | 0.97 | 01 - AFUE |  | Not Applicable | Not Applicable | Not Applicable |  | Not Applicable |  | -99 | -99 |  |  | -99 | 0 | yp9c060b12mp12ca | Field Data Only | 97.5 |  | 3000 | Central | Central | Dont Know | Gas 055-069.99 | 97+ AFUE | Secondary
1740 | PP12858623 | 1 | Furnace | 1900 - 1969 | N | 80 | -0.010875 | 01 - Split Forced Air Furnace |  | 01 - Natural Gas | [5 empty] | 04 - Conditioned Space |  | 0 | No | carrier | 58zav115-16 |  | 01 - Constant Speed | 115 | 93 |  |  |  | 0.8 | 01 - AFUE |  | Not Applicable | Not Applicable | Not Applicable |  | No |  | -99 | -99 |  |  | -99 | 0 | 58zav11516 | CEC_fur | 80.87 | 2772.78 | 3200 | Central | Both Central and Space | Dont Know | Gas 115-129.99 | 78-84.99 AFUE | Primary | 2060.4183
1741 | PP12858623 | 2 | Other | 1900 - 1969 | N | -99 | -99 | 13 - Fireplace |  | 01 - Natural Gas |  | Daily | No |  | 1st Floor | 04 - Conditioned Space |  | 0 | No | mendota |  |  | 01 - Constant Speed | -99 | -99 |  |  |  | -99 | Dont Know |  | Not Applicable | Not Applicable | Not Applicable |  | Not Applicable | blocked plate | -99 | -99 |  |  | -99 | 0 |  |  | -99 |  | 3200 | Space | Both Central and Space | Dont Know | Gas Dont Know | Dont Know | Secondary
1742 | PP12858623 | 3 | Other | 1900 - 1969 | N | -99 | -99 | 08 - Electronic Resistance Wall Unit |  | 02 - Electric | [5 empty] | 04 - Conditioned Space |  | 0.15 | No |  |  |  | 02 - Variable Speed |  |  | 1.5 | 01 - kW |  | -99 | Dont Know |  | Not Applicable | Not Applicable | Not Applicable |  | Not Applicable |  | -99 | -99 |  |  | -99 | 0 |  |  | -99 |  | 3200 | Space | Both Central and Space | Dont Know | Elec 0.1-0.99 | Dont Know | Secondary
1743 | PP12858623 | 4 | Wall Furnace | 1900 - 1969 | N | 65 | -99 | 03 - Wall Furnace |  | 01 - Natural Gas | [5 empty] | 04 - Conditioned Space |  | 0.25 | No | wilson |  |  | 01 - Constant Speed | -99 | -99 |  |  |  | -99 | Dont Know |  | Not Applicable | Not Applicable | Not Applicable |  | No |  | -99 | -99 |  |  | -99 | 0 |  |  | -99 |  | 3200 | Space | Both Central and Space | Dont Know | Gas Dont Know | Dont Know | Secondary
1744 | PP12877209 | 1 | Boiler | 1900 - 1969 | N | 82 | -99 | 04 - Hydronic System |  | 01 - Natural Gas | [5 empty] | 03 - Basement |  | 1 | Not Applicable | peerless | mi-05-sv-wpc |  | No Fan | 140 | -99 |  |  |  | -99 | Dont Know |  | Not Applicable | Not Applicable | Not Applicable |  | Not Applicable | Information not on name plate. | -99 | -99 |  |  | -99 | 0 | mi05svwpc |  | -99 |  | 7000 | Central | Both Central and Space | Dont Know | Gas 130+ | Dont Know | Primary
1745 | PP12877209 | 4 | Boiler | 1900 - 1969 | N | 82 | -99 | 04 - Hydronic System |  | 01 - Natural Gas | [5 empty] | 03 - Basement |  | 0 | Not Applicable | amtrol | sx-60v |  | No Fan | -99 | -99 |  |  |  | -99 | Dont Know |  | Not Applicable | Not Applicable | Not Applicable |  | Not Applicable | expansion unit | -99 | -99 |  |  | -99 | 0 | sx60v |  | -99 |  | 7000 | Central | Both Central and Space | Dont Know | Gas Dont Know | Dont Know | Secondary
1746 | PP12877209 | 5 | Wall Furnace | 1900 - 1969 | N | 65 | -99 | 03 - Wall Furnace |  | 02 - Electric | [5 empty] | 04 - Conditioned Space |  | 0 | No | NuTone | vs-65 |  | 01 - Constant Speed |  |  | 5 | 02 - Amps |  | -99 | Dont Know |  | Not Applicable | Not Applicable | Not Applicable |  | Not Applicable | Information not on name plate. | -99 | -99 |  |  | -99 | 0 | vs65 |  | -99 |  | 7000 | Space | Both Central and Space | Dont Know | Elec 0.1-0.99 | Dont Know | Secondary
1747 | PP12877209 | 6 | Other | 1900 - 1969 | N | -99 | -99 | 13 - Fireplace |  | 05 - Wood |  | <1 day/week | No |  | 2nd Floor | 04 - Conditioned Space |  | 0 | No |  |  |  | No Fan | [5 empty] | -100 | Dont Know |  | Not Applicable | Not Applicable | Not Applicable | Not | Not Applicable |  | -99 | -99 |  |  | -99 | 0 |  |  | -99 |  | 7000 | Space | Both Central and Space | Dont Know |  | Dont Know | Secondary
1748 | PP12877209 | 7 | Other | 1900 - 1969 | N | -99 | -99 | 13 - Fireplace |  | 05 - Wood |  | <1 day/week | No |  | 2nd Floor | 04 - Conditioned Space |  | 0 | No |  |  |  | No Fan | [5 empty] | -100 | Dont Know |  | Not Applicable | Not Applicable | Not Applicable | Not | Not Applicable |  | -99 | -99 |  |  | -99 | 0 |  |  | -99 |  | 7000 | Space | Both Central and Space | Dont Know |  | Dont Know | Secondary
1749 | PP12889051 | 1 | Furnace | 1970 - 1979 | N | 80 | -99 | 01 - Split Forced Air Furnace |  | 01 - Natural Gas | [5 empty] | 01 - Garage |  | 1 | No | rheem | rgrc-09ezajs | 11/01/2009 | 02 - Variable Speed | 90 | -99 |  |  |  | -99 | Dont Know |  | Not Applicable | Not Applicable | Not Applicable |  | No | Information not on name plate. | 11 | 2009 |  | 1 | 3 | 2009 | rgrc09ezajs |  | -99 |  | 2162 | Central | Central | Age 2006 to 2009 | Gas 085-099.99 | Dont Know | Primary
1750 | PP12896824 | 1 | Furnace | 1980 - 1989 | N | 80 | -99 | 02 - Package Furnace/AC |  | 01 - Natural Gas | [5 empty] | 06 - Roof |  | 1 | No |  |  |  | 01 - Constant Speed | -99 | -99 |  |  |  | -99 | Dont Know |  | Not Applicable | Not Applicable | Not Applicable |  | Not Applicable | no safe access | -99 | -99 | 1 | 1 | -99 | 0 |  |  | -99 |  | 2700 | Central | Central | Dont Know | Gas Dont Know | Dont Know | Primary
1751 | PP12902788 | 1 | Furnace | 1970 - 1979 | N | 80 | -0.02275 | 01 - Split Forced Air Furnace |  | 01 - Natural Gas | [5 empty] | 04 - Conditioned Space |  | 0.8 | No | payne | PG8JAA036070 | 04/01/2003 | 01 - Constant Speed | 66 | 54 |  |  |  | 0.8 | 01 - AFUE |  | cac/bdp | ck5bxt036017aaaa | No |  | Yes |  | 4 | 2003 |  | 3 | 9 | 2003 | PG8JAA036070 | Field Data Only | 81.82 | 2860.2803 | 1800 | Central | Both Central and Space | Age 2000 to 2005 | Gas 055-069.99 | 78-84.99 AFUE | Primary | 1988.1237
1752 | PP12902788 | 2 | Wall Furnace | 1970 - 1979 | N | 65 | -0.098923 | 03 - Wall Furnace |  | 01 - Natural Gas | [5 empty] | 04 - Conditioned Space |  | 0.2 | No | williams | 35gv-5 |  | No Fan | 35 | 25 |  |  |  | 0.67 | 01 - AFUE |  | Not Applicable | Not Applicable | Not Applicable |  | Not Applicable |  | -99 | -99 |  |  | -99 | 0 | 35gv5 | Field Data Only | 71.43 |  | 1800 | Space | Both Central and Space | Dont Know | Gas 025-039.99 | 66-71.99 AFUE | Secondary
1753 | PP12904623 | 1 | Furnace | Dont Know | Y | 80 | -0.015 | 01 - Split Forced Air Furnace |  | 01 - Natural Gas | [5 empty] | 01 - Garage |  | 1 | No | rheem | rgph-07nauer |  | 01 - Constant Speed | 75 | -99 |  |  |  | -99 | 01 - AFUE |  | Dont Know | Dont Know | No |  | Yes | no output listed. limited nameplate info and no name plate on evap coil. | -99 | -99 |  | 1 | -99 | 0 | rgph07nauer | CEC_fur | 81.2 | 1884.83 | 2000 | Central | Both Central and Space | Dont Know | Gas 070-084.99 | 78-84.99 AFUE | Primary | 779.5391
1754 | PP12904623 | 2 | Other | Dont Know | Y | -99 | -99 | 13 - Fireplace |  | 01 - Natural Gas |  | 1-2 days/week | No |  | 1st Floor | 04 - Conditioned Space |  | 0.2 | No |  |  |  | No Fan | -99 | -99 |  |  |  | -99 | Dont Know |  | Not Applicable | Not Applicable | Not Applicable |  | Not Applicable | no nameplate access | -99 | -99 |  |  | -99 | 0 |  |  | -99 |  | 2000 | Space | Both Central and Space | Dont Know | Gas Dont Know | Dont Know | Secondary
1755 | PP12929521 | 1 | Other | 2000 - 2012 | N | -99 | -99 | 13 - Fireplace |  | 01 - Natural Gas |  | <1 day/week | No |  | 1st Floor | 04 - Conditioned Space |  | 0 | Not Applicable | heatilator |  |  | No Fan | -99 | -99 |  |  |  | -99 | Dont Know |  | Not Applicable | Not Applicable | Not Applicable |  | Not Applicable |  | -99 | -99 |  |  | -99 | 0 |  |  | -99 |  | 3000 | Space | Both Central and Space | Dont Know | Gas Dont Know | Dont Know | Secondary
1756 | PP12929521 | 2 | Other | 2000 - 2012 | N | -99 | -99 | 13 - Fireplace |  | 01 - Natural Gas |  | <1 day/week | No |  | 2nd Floor | 04 - Conditioned Space |  | 0 | Not Applicable | heatilator |  |  | No Fan | -99 | -99 |  |  |  | -99 | Dont Know |  | Not Applicable | Not Applicable | Not Applicable |  | Not Applicable |  | -99 | -99 |  |  | -99 | 0 |  |  | -99 |  | 3000 | Space | Both Central and Space | Dont Know | Gas Dont Know | Dont Know | Secondary
1757 | PP12929521 | 3 | Furnace | 2000 - 2012 | N | 80 | -0.0145 | 01 - Split Forced Air Furnace |  | 01 - Natural Gas | [5 empty] | 02 - Attic |  | 1 | No | carrier | 58rav070-12 |  | 01 - Constant Speed | 69 | 56 |  |  |  | 0.81 | 01 - AFUE |  | allstyle | aslb364422t+v | Yes |  | Yes |  | -99 | -99 |  | 1 | -99 | 0 | 58rav07012 | CEC_fur | 81.16 | 8122.07 | 3000 | Central | Both Central and Space | Dont Know | Gas 055-069.99 | 78-84.99 AFUE | Primary | 7243.2715
1758 | PP12941797 | 1 | Furnace | 1980 - 1989 | N | 80 | -99 | 01 - Split Forced Air Furnace |  | 01 - Natural Gas | [5 empty] | 05 - Mechanical Closet |  | 1 | No | day & night |  |  | 01 - Constant Speed | 80 | -99 |  |  |  | -99 | 01 - AFUE |  | Not Applicable | Not Applicable | Not Applicable |  | No | nameplate is mostly faded out. | -99 | -99 |  |  | -99 | 0 |  |  | -99 |  | 2575 | Central | Both Central and Space | Dont Know | Gas 070-084.99 | Dont Know | Primary
1759 | PP12941797 | 2 | Other | 1980 - 1989 | N | -99 | -99 | 17 - Wood Stove |  | 01 - Natural Gas | [5 empty] | 04 - Conditioned Space |  | 1 | No | hampton | h25-ng1 |  | 02 - Variable Speed | -99 | -99 |  | Not Applicable |  | -100 | NA |  | Not Applicable | Not Applicable | Not Applicable | Not | Not Applicable | no nameplate access | -99 | -99 |  |  | -99 | 0 | h25ng1 |  | -99 |  | 2575 | Space | Both Central and Space | Dont Know | Gas Dont Know | Dont Know | Secondary
1760 | PP12941797 | 3 | Other | 1980 - 1989 | N | -99 | -99 | 17 - Wood Stove |  | 05 - Wood | [5 empty] | 04 - Conditioned Space |  | 0.25 | No | regency |  |  | 02 - Variable Speed |  |  |  | Not Applicable |  | -100 | NA |  | Not Applicable | Not Applicable | Not Applicable | Not | Not Applicable |  | -99 | -99 |  |  | -99 | 0 |  |  | -99 |  | 2575 | Space | Both Central and Space | Dont Know |  | Dont Know | Secondary
1761 | PP12983698 | 1 | Furnace | 1900 - 1969 | Y | 80 | -99 | 02 - Package Furnace/AC |  | 01 - Natural Gas | [5 empty] | 06 - Roof |  | 0 | Dont Know |  |  |  | 01 - Constant Speed | -99 | -99 |  |  |  | -99 | Dont Know |  | Not Applicable | Not Applicable | Not Applicable |  | Not Applicable | no nameplate info | -99 | -99 | 1 | 1 | -99 | 0 |  |  | -99 |  | 1963 | Central | Central | Dont Know | Gas Dont Know | Dont Know | Primary
1762 | PP13029152 | 1 | Furnace | 1900 - 1969 | Y | 80 | -99 | 01 - Split Forced Air Furnace |  | 01 - Natural Gas | [5 empty] | 04 - Conditioned Space |  | 1 | No | payne |  |  | 01 - Constant Speed | -99 | -99 |  |  |  | -99 | Dont Know |  | bdp | 518a036 | No |  | Yes | couldnt open door | -99 | -99 |  | 1 | -99 | 0 |  |  | -99 |  | 1600 | Central | Both Central and Space | Dont Know | Gas Dont Know | Dont Know | Primary
1763 | PP13029152 | 2 | Other | 1900 - 1969 | Y | -99 | -99 | 13 - Fireplace |  | 01 - Natural Gas |  | <1 day/week | No |  | 1st Floor | 04 - Conditioned Space |  | 0 | No |  |  |  | No Fan | -99 | -99 |  |  |  | -99 | Dont Know |  | Not Applicable | Not Applicable | Not Applicable |  | Not Applicable | no plate | -99 | -99 |  |  | -99 | 0 |  |  | -99 |  | 1600 | Space | Both Central and Space | Dont Know | Gas Dont Know | Dont Know | Secondary
1764 | PP13039847 | 1 | Wall Furnace | 1900 - 1969 | N | 65 | -99 | 03 - Wall Furnace |  | 01 - Natural Gas | [5 empty] | 04 - Conditioned Space |  | 0.75 | No | empire | gwt-50-2 |  | 01 - Constant Speed | 50 | -99 |  |  |  | -99 | Dont Know |  | Not Applicable | Not Applicable | Not Applicable |  | Not Applicable | see nameplate. | -99 | -99 |  |  | -99 | 0 | gwt502 |  | -99 |  | 600 | Space | Space | Dont Know | Gas 040-054.99 | Dont Know | Primary
1765 | PP13042941 | 1 | Furnace | 1900 - 1969 | N | 80 | -0.011375 | 01 - Split Forced Air Furnace |  | 01 - Natural Gas | [5 empty] | 01 - Garage |  | 1 | No | carrier | 58CTX110-22 | 04/01/2006 | 02 - Variable Speed | 110 | 89 |  |  |  | 0.8 | 01 - AFUE |  | adp | ps1660-c212ap 410 | Not Applicable |  | Yes |  | 4 | 2006 |  | 1 | 6 | 2006 | 58CTX11022 | Field Data Only | 80.91 | 3616.6696 | 2275 | Central | Both Central and Space | Age 2006 to 2009 | Gas 100-114.99 | 78-84.99 AFUE | Primary | 2687.5021
1766 | PP13042941 | 2 | Other | 1900 - 1969 | N | -99 | -99 | 13 - Fireplace |  | 05 - Wood |  | <1 day/week | No |  | 1st Floor | 04 - Conditioned Space |  | 0.25 | No |  |  |  | No Fan | [5 empty] | -100 | Dont Know |  | Not Applicable | Not Applicable | Not Applicable | Dont | Not Applicable | could not access nameplate. | -99 | -99 |  |  | -99 | 0 |  |  | -99 |  | 2275 | Space | Both Central and Space | Dont Know |  | Dont Know | Secondary
1767 | PP13052766 | 1 | Furnace | 1970 - 1979 | Y | 80 | -0.19375 | 01 - Split Forced Air Furnace |  | 01 - Natural Gas | [5 empty] | 05 - Mechanical Closet |  | 1 | No | coleman | TG9S100C20MP11 |  | 01 - Constant Speed | 100 | 95 |  |  |  | 0.95 | 01 - AFUE |  | Dont Know | Dont Know | Dont Know |  | Yes |  | -99 | -99 |  | 1 | -99 | 0 | TG9S100C20MP11 | Field Data Only | 95.5 | 1884.83 | 3200 | Central | Central | Dont Know | Gas 100-114.99 | 90-96.99 AFUE | Primary | 1866.9168
1768 | PP13060495 | 1 | Other | 1990 - 1994 | N | -99 | -99 | 11 - Electronic Baseboards |  | 02 - Electric | [5 empty] | 04 - Conditioned Space |  | 1 | No | cadet | 4f1000 | 10/01/2006 | No Fan |  |  | 1 | 01 - kW |  | -99 | Dont Know |  | Not Applicable | Not Applicable | Not Applicable |  | Not Applicable | Information not on name plate. | 10 | 2006 |  |  | 6 | 2006 | 4f1000 |  | -99 |  | 1200 | Space | Space | Age 2006 to 2009 | Elec 0.1-0.99 | Dont Know | Primary
1769 | PP13061815 | 1 | Furnace | 1900 - 1969 | N | 80 | -0.1375 | 01 - Split Forced Air Furnace |  | 01 - Natural Gas | [5 empty] | 05 - Mechanical Closet |  | 1 | No | trane | tdx120c960c0 |  | 01 - Constant Speed | 120 | -99 |  |  |  | -99 | 01 - AFUE |  | adp | ha15460c245b252200 | No |  | Yes | limited nameplate info | -99 | -99 |  | 1 | -99 | 0 | tdx120c960c0 | CEC_fur | 91 | 4108.35 | 3100 | Central | Both Central and Space | Dont Know | Gas 115-129.99 | 90-96.99 AFUE | Primary | 2855.632
1770 | PP13061815 | 2 | Other | 1900 - 1969 | N | -99 | -99 | 13 - Fireplace |  | 01 - Natural Gas |  | <1 day/week | No |  | 1st Floor | 04 - Conditioned Space |  | 0.25 | No |  |  |  | No Fan | -99 | -99 |  |  |  | -100 | Dont Know |  | Not Applicable | Not Applicable | Not Applicable |  | Not Applicable | no nameplate access | -99 | -99 |  |  | -99 | 0 |  |  | -99 |  | 3100 | Space | Both Central and Space | Dont Know | Gas Dont Know | Dont Know | Secondary
1771 | PP13061815 | 3 | Other | 1900 - 1969 | N | -99 | -99 | 13 - Fireplace |  | 01 - Natural Gas |  | <1 day/week | No |  | 1st Floor | 04 - Conditioned Space |  | 0.25 | No |  |  |  | No Fan | -99 | -99 |  |  |  | -99 | Dont Know |  | Not Applicable | Not Applicable | Not Applicable |  | Not Applicable | no nameplate access | -99 | -99 |  |  | -99 | 0 |  |  | -99 |  | 3100 | Space | Both Central and Space | Dont Know | Gas Dont Know | Dont Know | Secondary
1772 | PP13061815 | 4 | Wall Furnace | 1900 - 1969 | N | 65 | -0.23077 | 03 - Wall Furnace | utility gas furnace | 01 - Natural Gas | [5 empty] | 01 - Garage |  | 0.1 | No | day & night | 50uhe-2 |  | 01 - Constant Speed | 50 | 40 |  |  |  | 0.8 | 01 - AFUE |  | Not Applicable | Not Applicable | Not Applicable |  | No |  | -99 | -99 |  |  | -99 | 0 | 50uhe2 | Field Data Only | 80 |  | 3100 | Space | Both Central and Space | Dont Know | Gas 040-054.99 | 78-84.99 AFUE | Secondary
1773 | PP13090131 | 1 | Furnace | 1900 - 1969 | N | 80 | 0 | 15 - Forced Air furnace (No AC) |  | 01 - Natural Gas | [5 empty] | 03 - Basement |  | 1 | No | henderson furnace | l401ax14x5 |  | 01 - Constant Speed | 120 | 96 |  |  |  | 0.8 | 01 - AFUE |  | Not Applicable | Not Applicable | Not Applicable |  | Not Applicable |  | -99 | -100 |  |  | -99 | 0 | l401ax14x5 | Field Data Only | 80 | 2772.78 | 3500 | Central | Both Central and Space | Dont Know | Gas 115-129.99 | 78-84.99 AFUE | Primary | 2353.5665
1774 | PP13090131 | 2 | Other | 1900 - 1969 | N | -99 | -99 | 13 - Fireplace |  | 05 - Wood |  | <1 day/week | No |  | 1st Floor | 04 - Conditioned Space |  | 0 | Not Applicable |  |  |  | No Fan | [5 empty] | -100 | Dont Know |  | Not Applicable | Not Applicable | Not Applicable | Not | Not Applicable |  | -99 | -100 |  |  | -99 | 0 |  |  | -99 |  | 3500 | Space | Both Central and Space | Dont Know |  | Dont Know | Secondary
1775 | PP13090131 | 3 | Other | 1900 - 1969 | N | -99 | -99 | 14 - Electric Space Heater |  | 02 - Electric | [5 empty] | 04 - Conditioned Space |  | 0 | Not Applicable | delonghi | trh0715 |  | No Fan |  |  | 1.5 | 01 - kW |  | -100 | Dont Know |  | Not Applicable | Not Applicable | Not Applicable |  | Not Applicable |  | -99 | -100 |  |  | -99 | 0 | trh0715 |  | -99 |  | 3500 | Space | Both Central and Space | Dont Know | Elec 0.1-0.99 | Dont Know | Secondary
1776 | PP13099936 | 1 | Furnace | 1990 - 1994 | Y | 80 | -99 | 02 - Package Furnace/AC |  | 01 - Natural Gas | [5 empty] | 06 - Roof |  | 1 | No | carrier |  |  | 01 - Constant Speed | -99 | -99 |  |  |  | -99 | Dont Know |  | Not Applicable | Not Applicable | Not Applicable |  | No | could not read nameplate | -99 | -99 | 1 | 1 | -99 | 0 |  |  | -99 |  | 1400 | Central | Central | Dont Know | Gas Dont Know | Dont Know | Primary
1777 | PP13118744 | 1 | Furnace | 1995 - 1999 | Y | 80 | -0.010875 | 01 - Split Forced Air Furnace |  | 01 - Natural Gas | [5 empty] | 02 - Attic |  | 1 | No | bryant | 373lav060115 | 08/01/1998 | 01 - Constant Speed | 115 | 93 |  |  |  | 0.8 | 01 - AFUE |  | Dont Know | Dont Know | Dont Know |  | Yes | no namplate info on txv. | 8 | 1998 |  | 1 | 14 | 1998 | 373lav060115 | CEC_fur | 80.87 | 2330.0509 | 1800 | Central | Central | Age 1995 to 1999 | Gas 115-129.99 | 78-84.99 AFUE | Primary | 2743.7749
1778 | PP13173388 | 1 | Furnace | Dont Know | Y | 80 | -0.0145 | 15 - Forced Air furnace (No AC) |  | 01 - Natural Gas | [5 empty] | 01 - Garage |  | 1 | No | bryant | 376cav036070 | 01/01/1998 | 01 - Constant Speed | 69 | 56 |  |  |  | 0.81 | 01 - AFUE |  | Not Applicable | Not Applicable | Not Applicable |  | No |  | -99 | 1998 |  |  | 14 | 1998 | 376cav036070 | CEC_fur | 81.16 | 5719.4182 | 1578 | Central | Both Central and Space | Age 1995 to 1999 | Gas 055-069.99 | 78-84.99 AFUE | Primary | 4872.5846
1779 | PP13173388 | 2 | Other | Dont Know | Y | -99 | -99 | 13 - Fireplace |  | 01 - Natural Gas |  | <1 day/week | No |  | 1st Floor | 04 - Conditioned Space |  | 0 | Not Applicable |  |  |  | No Fan | -100 | -100 |  |  |  | -100 | Dont Know |  | Not Applicable | Not Applicable | Not Applicable |  | Not Applicable |  | -99 | -100 |  |  | -99 | 0 |  |  | -99 |  | 1578 | Space | Both Central and Space | Dont Know | Gas Dont Know | Dont Know | Secondary
1780 | PP13180807 | 1 | Other | 1900 - 1969 | Y | -99 | -99 | 14 - Electric Space Heater |  | 02 - Electric | [5 empty] | 04 - Conditioned Space |  | 0.5 | No | delonghi | ew0507w |  | No Fan |  |  | 1.5 | 01 - kW |  | -99 | Dont Know |  | Not Applicable | Not Applicable | Not Applicable |  | Not Applicable | limited nameplate info | -99 | -99 |  |  | -99 | 0 | ew0507w |  | -99 |  | 700 | Space | Space | Dont Know | Elec 0.1-0.99 | Dont Know | Primary
1781 | PP13180807 | 2 | Other | 1900 - 1969 | Y | -99 | -99 | 14 - Electric Space Heater |  | 02 - Electric | [5 empty] | 04 - Conditioned Space |  | 0.5 | No | delonghi | 2507 |  | No Fan |  |  | 1.5 | 01 - kW |  | -99 | Dont Know |  | Not Applicable | Not Applicable | Not Applicable |  | Not Applicable | limited nameplate info | -99 | -99 |  |  | -99 | 0 | 2507 |  | -99 |  | 700 | Space | Space | Dont Know | Elec 0.1-0.99 | Dont Know | Secondary
1782 | PP13183864 | 1 | Furnace | 1900 - 1969 | N | 80 | 0 | 01 - Split Forced Air Furnace |  | 01 - Natural Gas | [5 empty] | 05 - Mechanical Closet |  | 1 | No | day & night | 90 ufa-m |  | 01 - Constant Speed | 90 | 72 |  |  |  | 0.8 | 01 - AFUE |  | Not Applicable | Not Applicable | Not Applicable |  | No |  | -99 | -99 |  |  | -99 | 0 | 90ufam | Field Data Only | 80 | 11921.21 | 1700 | Central | Central | Dont Know | Gas 085-099.99 | 78-84.99 AFUE | Primary | 8277.5591
1783 | PP13223242 | 1 | Furnace | 1900 - 1969 | N | 80 | 0 | 15 - Forced Air furnace (No AC) |  | 01 - Natural Gas | [5 empty] | 05 - Mechanical Closet |  | 1 | No | payne | 80cfu12a |  | 01 - Constant Speed | 80 | 64 |  |  |  | 0.8 | 01 - AFUE |  | Not Applicable | Not Applicable | Not Applicable |  | No |  | -99 | -99 |  |  | 43 | 1969 | 80cfu12a | bluebook | 80 | 3292.6762 | 920 | Central | Central | Age 1979 and older | Gas 070-084.99 | 78-84.99 AFUE | Primary | 5175.5337
1784 | PP13240093 | 1 | Boiler | 1900 - 1969 | N | 82 | -99 | 04 - Hydronic System |  | 01 - Natural Gas | steam |  |  |  |  | 04 - Conditioned Space |  | 0.5 | Not Applicable |  |  |  | No Fan | [5 empty] | -100 | Dont Know |  | Not Applicable | Not Applicable | Not Applicable | Dont | Not Applicable | no nameplate | -99 | -99 |  |  | -99 | 0 |  |  | -99 |  | 400 | Central | Both Central and Space | Dont Know | Gas Dont Know | Dont Know | Primary
1785 | PP13240093 | 2 | Other | 1900 - 1969 | N | -99 | -99 | 14 - Electric Space Heater |  | 02 - Electric | [5 empty] | 04 - Conditioned Space |  | 0.25 | Not Applicable | delonghi | trh0715 |  | No Fan |  |  | 1.5 | 01 - kW |  | -99 | Dont Know |  | Not Applicable | Not Applicable | Not Applicable |  | Not Applicable | incomplete plate | -99 | -99 |  |  | -99 | 0 | trh0715 |  | -99 |  | 400 | Space | Both Central and Space | Dont Know | Elec 0.1-0.99 | Dont Know | Secondary
1786 | PP13249764 | 1 | Boiler | 1990 - 1994 | N | 82 | -0.097561 | 04 - Hydronic System |  | 01 - Natural Gas | [5 empty] | 03 - Basement |  | 1 | No | quietside | qvm9-090w1-ng |  | No Fan | 46 | 40 |  |  |  | 0.9 | Dont Know |  | Not Applicable | Not Applicable | Not Applicable |  | Not Applicable |  | -99 | -99 |  |  | -99 | 0 | qvm9090w1ng | Field Data Only | 90 | 5568.69 | 1350 | Central | Both Central and Space | Dont Know | Gas 040-054.99 | 90-96.99 AFUE | Primary | 4726.7661
1787 | PP13249764 | 2 | Other | 1990 - 1994 | N | -99 | -99 | 14 - Electric Space Heater |  | 02 - Electric | [5 empty] | Other | detached outdoor room. | 0.1 | No | delonghi | 5108 |  | No Fan |  |  | 1.5 | 01 - kW |  | -99 | Dont Know |  | Not Applicable | Not Applicable | Not Applicable |  | Not Applicable | limited nameplate info | -99 | -99 |  |  | -99 | 0 | 5108 |  | -99 |  | 1350 | Space | Both Central and Space | Dont Know | Elec 0.1-0.99 | Dont Know | Secondary
1788 | PP13249764 | 3 | Other | 1990 - 1994 | N | -99 | -99 | 08 - Electronic Resistance Wall Unit | convection/radiant wall unit. | 02 - Electric | [5 empty] | Other | detached outdoor room. | 0.1 | No | econo-heat | 601 | 12/01/2005 | No Fan |  |  | 3.6 | 02 - Amps |  | -99 | Dont Know |  | Not Applicable | Not Applicable | Not Applicable |  | No | limited nameplate info | 12 | 2005 |  |  | 7 | 2005 | 601 |  | -99 |  | 1350 | Space | Both Central and Space | Age 2000 to 2005 | Elec 0.1-0.99 | Dont Know | Secondary
1789 | PP13260328 | 1 | Wall Furnace | 1900 - 1969 | Y | 65 | -99 | 03 - Wall Furnace |  | 01 - Natural Gas | [5 empty] | 04 - Conditioned Space |  | 1 | No |  |  | 04/01/1988 | 01 - Constant Speed | -99 | -99 |  |  |  | -99 | Dont Know |  | Not Applicable | Not Applicable | Not Applicable |  | No | Information not on name plate. | 4 | 1988 |  |  | 24 | 1988 |  |  | -99 |  | 700 | Space | Space | Age 1985 to 1989 | Gas Dont Know | Dont Know | Primary
1790 | PP13264306 | 1 | Other | 1900 - 1969 | N | -99 | -99 | 14 - Electric Space Heater |  | 02 - Electric | [5 empty] | 04 - Conditioned Space |  | 0.25 | Not Applicable | holmes | hfh2986 |  | No Fan |  |  | 1.5 | 01 - kW |  | -100 | Dont Know |  | Not Applicable | Not Applicable | Not Applicable |  | Not Applicable |  | -99 | -99 |  |  | -99 | 0 | hfh2986 |  | -99 |  | -99 | Space | Space | Dont Know | Elec 0.1-0.99 | Dont Know | Primary
1791 | PP13264306 | 2 | Wall Furnace | 1900 - 1969 | N | 65 | -99 | 03 - Wall Furnace |  | 01 - Natural Gas | [5 empty] | 04 - Conditioned Space |  | 0 | Not Applicable |  |  |  | No Fan | -99 | -99 |  |  |  | -100 | Dont Know |  | Not Applicable | Not Applicable | Not Applicable |  | Not Applicable | no nameplate, said it didn't work | -99 | -99 |  |  | -99 | 0 |  |  | -99 |  | -99 | Space | Space | Dont Know | Gas Dont Know | Dont Know | Secondary
1792 | PP13267269 | 1 | Other | 1980 - 1989 | Y | -99 | -99 | 13 - Fireplace |  | 05 - Wood |  | <1 day/week | No |  | 1st Floor | 04 - Conditioned Space |  | 0 | No |  |  |  | No Fan | [5 empty] | -100 | Dont Know |  | Not Applicable | Not Applicable | Not Applicable | Not | Not Applicable |  | -99 | -100 |  |  | -99 | 0 |  |  | -99 |  | 1404 | Space | Both Central and Space | Dont Know |  | Dont Know | Secondary
1793 | PP13267269 | 2 | Furnace | 1980 - 1989 | Y | 80 | 0.13875 | 15 - Forced Air furnace (No AC) |  | 01 - Natural Gas | [5 empty] | 01 - Garage |  | 1 | No | day & night | 394gaw00050 |  | 01 - Constant Speed | -99 | -99 |  |  |  | -99 | Dont Know |  | Not Applicable | Not Applicable | Not Applicable |  | No | garage very crowded could barely access, hard to see | -99 | -99 |  |  | 24 | 1988 | 394gaw00050 | bluebook | 68.9 | 6617.9607 | 1404 | Central | Both Central and Space | Age 1985 to 1989 | Gas Dont Know | 66-71.99 AFUE | Primary | 5727.8713
1794 | PP13285150 | 1 | Wall Furnace | Dont Know | Y | 65 | -99 | 03 - Wall Furnace |  | 01 - Natural Gas | [5 empty] | 04 - Conditioned Space |  | 0.25 | No | empire | gwt-35-2 |  | 01 - Constant Speed | 35 | -99 |  |  |  | -99 | Dont Know |  | Not Applicable | Not Applicable | Not Applicable |  | Not Applicable | no output | -99 | -99 |  |  | -99 | 0 | gwt352 |  | -99 |  | 1709 | Space | Space | Dont Know | Gas 025-039.99 | Dont Know | Primary
1795 | PP13289070 | 1 | Furnace | 1970 - 1979 | N | 80 | 0 | 01 - Split Forced Air Furnace |  | 01 - Natural Gas | [5 empty] | 05 - Mechanical Closet |  | 1 | No | payne | 80d36-19 |  | 01 - Constant Speed | 80 | 64 |  |  |  | 0.8 | 01 - AFUE |  | bdp | 518a036cc | No |  | Yes |  | -99 | -99 |  | 1 | -99 | 0 | 80d3619 | Field Data Only | 80 | 8122.07 | 1700 | Central | Both Central and Space | Dont Know | Gas 070-084.99 | 78-84.99 AFUE | Primary | 6343.9622
1796 | PP13289070 | 2 | Other | 1970 - 1979 | N | -99 | -99 | 13 - Fireplace |  | 05 - Wood |  | 1-2 days/week | No |  | 1st Floor | 04 - Conditioned Space |  | 0 | No |  |  |  | No Fan | [5 empty] | -100 | Dont Know |  | Not Applicable | Not Applicable | Not Applicable | Not | Not Applicable |  | -99 | -100 |  |  | -99 | 0 |  |  | -99 |  | 1700 | Space | Both Central and Space | Dont Know |  | Dont Know | Secondary
1797 | PP13291937 | 1 | Wall Furnace | 1900 - 1969 | N | 65 | -0.12 | 03 - Wall Furnace |  | 01 - Natural Gas | [5 empty] | 04 - Conditioned Space |  | 1 | No | williams | 3003622 |  | No Fan | 30 | 21.84 |  |  |  | 0.72 | 01 - AFUE |  | Not Applicable | Not Applicable | Not Applicable |  | No |  | -99 | -99 |  |  | -99 | 0 | 3003622 | Field Data Only | 72.8 | 11921.21 | 800 | Space | Space | Dont Know | Gas 025-039.99 | 72-77.99 AFUE | Primary | 19603.9805
1798 | PP13313645 | 1 | Furnace | Dont Know | Y | 80 | 0 | 15 - Forced Air furnace (No AC) |  | 01 - Natural Gas | [5 empty] | 01 - Garage |  | 1 | No | trane | gucda-08-a |  | 01 - Constant Speed | 80 | 64 |  |  |  | 0.8 | 01 - AFUE |  | Not Applicable | Not Applicable | Not Applicable |  | Not Applicable |  | -99 | -99 |  |  | -99 | 0 | gucda08a | Field Data Only | 80 | 1884.83 | 1994 | Central | Both Central and Space | Dont Know | Gas 070-084.99 | 78-84.99 AFUE | Primary | 779.5391
1799 | PP13313645 | 2 | Other | Dont Know | Y | -99 | -99 | 14 - Electric Space Heater |  | 02 - Electric | [5 empty] | 04 - Conditioned Space |  | 0 | No | delonghi | trh0715 |  | No Fan |  |  | 1.5 | 01 - kW |  | -99 | Dont Know |  | Not Applicable | Not Applicable | Not Applicable |  | Not Applicable | only info on plate | -99 | -99 |  |  | -99 | 0 | trh0715 |  | -99 |  | 1994 | Space | Both Central and Space | Dont Know | Elec 0.1-0.99 | Dont Know | Secondary
1800 | PP13313645 | 3 | Other | Dont Know | Y | -99 | -99 | 14 - Electric Space Heater |  | 02 - Electric | [5 empty] | 04 - Conditioned Space |  | 0 | No | lasko | 5362 |  | No Fan |  |  | 1.5 | 01 - kW |  | -99 | Dont Know |  | Not Applicable | Not Applicable | Not Applicable |  | Not Applicable | only info on plate | -99 | -99 |  |  | -99 | 0 | 5362 |  | -99 |  | 1994 | Space | Both Central and Space | Dont Know | Elec 0.1-0.99 | Dont Know | Secondary
1801 | PP13336573 | 1 | Furnace | 1900 - 1969 | N | 80 | -99 | 01 - Split Forced Air Furnace |  | 01 - Natural Gas | [5 empty] | 02 - Attic |  | 1 | No |  |  |  | 01 - Constant Speed | -99 | -99 |  |  |  | -99 | Dont Know |  | Dont Know | Dont Know | Dont Know |  | Yes | in attic with zero clearance, no way I could fit, plus ductwork in way | -99 | -99 |  | 1 | -99 | 0 |  |  | -99 |  | 1200 | Central | Central | Dont Know | Gas Dont Know | Dont Know | Primary
1802 | PP13366590 | 1 | Furnace | 1900 - 1969 | N | 80 | -0.015 | 01 - Split Forced Air Furnace |  | 01 - Natural Gas | [5 empty] | 03 - Basement |  | 1 | No | rheem | rgph-07nauer |  | 01 - Constant Speed | 75 | 60.9 |  |  |  | 0.81 | 01 - AFUE |  | rheem | rcba-3765gh178 | No |  | Yes |  | -99 | -99 |  | 1 | -99 | 0 | rgph07nauer | CEC_fur | 81.2 | 2465.11 | 1500 | Central | Central | Dont Know | Gas 070-084.99 | 78-84.99 AFUE | Primary | 1713.4487
1803 | PP13368960 | 1 | Furnace | 1900 - 1969 | N | 80 | 0 | 15 - Forced Air furnace (No AC) |  | 01 - Natural Gas | [5 empty] | 05 - Mechanical Closet |  | 1 | No | American standard | aud100r936k0 |  | 01 - Constant Speed | 100 | 80 |  |  |  | 0.8 | 01 - AFUE |  | Not Applicable | Not Applicable | Not Applicable |  | No |  | -99 | -99 |  |  | -99 | 0 | aud100r936k0 | CEC_fur | 80 | 2772.78 | 2250 | Central | Both Central and Space | Dont Know | Gas 100-114.99 | 78-84.99 AFUE | Primary | 2353.5665
1804 | PP13368960 | 2 | Other | 1900 - 1969 | N | -99 | -99 | 17 - Wood Stove |  | 05 - Wood | [5 empty] | 04 - Conditioned Space |  | 0.6 | No | revere |  |  | No Fan |  |  |  | Not Applicable |  | -100 | NA |  | Not Applicable | Not Applicable | Not Applicable | Not | Not Applicable |  | -99 | -99 |  |  | -99 | 0 |  |  | -99 |  | 2250 | Space | Both Central and Space | Dont Know |  | Dont Know | Secondary
1805 | PP13368960 | 3 | Other | 1900 - 1969 | N | -99 | -99 | 17 - Wood Stove |  | 01 - Natural Gas | [5 empty] | 04 - Conditioned Space |  | 0.4 | No | Travis industries |  | 09/01/2009 | No Fan | 31 | -99 |  | Not Applicable |  | -100 | NA |  | Not Applicable | Not Applicable | Not Applicable | Not | Not Applicable | limited nameplate info | 9 | 2009 |  |  | 3 | 2009 |  |  | -99 |  | 2250 | Space | Both Central and Space | Age 2006 to 2009 | Gas 025-039.99 | Dont Know | Secondary
1806 | PP13373600 | 1 | Furnace | 1900 - 1969 | N | 80 | -0.1625 | 01 - Split Forced Air Furnace |  | 01 - Natural Gas | [5 empty] | 01 - Garage |  | 1 | No | carrier | 58MVB080-20 | 05/01/2006 | 01 - Constant Speed | 80 | 75 |  |  |  | 0.93 | 01 - AFUE |  | adp | pt9648-c210ap 410 | Yes |  | Yes |  | 5 | 2006 |  | 1 | 6 | 2006 | 58MVB08020 | Outside Source Manual Lookup | 93 | 3215.3609 | 1850 | Central | Both Central and Space | Age 2006 to 2009 | Gas 070-084.99 | 90-96.99 AFUE | Primary | 2234.9331
1807 | PP13373600 | 2 | Other | 1900 - 1969 | N | -99 | -99 | 13 - Fireplace |  | 05 - Wood |  | <1 day/week | No |  | 1st Floor | 04 - Conditioned Space |  | 0.25 | No |  |  |  | No Fan | [5 empty] | -99 | Dont Know |  | Not Applicable | Not Applicable | Not Applicable | Not | Not Applicable | no nameplate access on fireplace | -99 | -99 |  |  | -99 | 0 |  |  | -99 |  | 1850 | Space | Both Central and Space | Dont Know |  | Dont Know | Secondary
1808 | PP13373600 | 3 | Wall Furnace | 1900 - 1969 | N | 65 | -0.076923 | 03 - Wall Furnace |  | 01 - Natural Gas | [5 empty] | 04 - Conditioned Space |  | 0.25 | No | williams | 22dv-5b |  | No Fan | 22 | 15.4 |  |  |  | 0.7 | 01 - AFUE |  | Not Applicable | Not Applicable | Not Applicable |  | No |  | -99 | -99 |  |  | -99 | 0 | 22dv5b | Field Data Only | 70 |  | 1850 | Space | Both Central and Space | Dont Know | Gas 010-024.99 | 66-71.99 AFUE | Secondary
1809 | PP13379489 | 1 | Furnace | 1900 - 1969 | N | 80 | -0.0085 | 01 - Split Forced Air Furnace |  | 01 - Natural Gas | [5 empty] | 05 - Mechanical Closet |  | 1 | No | carrier | 58pav090-16 |  | 01 - Constant Speed | 88 | 71 |  |  |  | 0.8 | 01 - AFUE |  | adp | ct6448-m210 | Yes |  | Yes |  | -99 | -99 |  | 1 | -99 | 0 | 58pav09016 | CEC_fur | 80.68 | 8122.07 | 1420 | Central | Central | Dont Know | Gas 085-099.99 | 78-84.99 AFUE | Primary | 6343.9622
1810 | PP13382246 | 1 | Furnace | 2000 - 2012 | Y | 80 | -0.0085 | 01 - Split Forced Air Furnace |  | 01 - Natural Gas | [5 empty] | 02 - Attic |  | 1 | No | carrier | 58STX090-16 | 04/01/2009 | 01 - Constant Speed | 88 | 71 |  |  |  | 0.8 | 01 - AFUE |  | allstyle | asfm4220a28g+v+s | No |  | Yes |  | 4 | 2009 |  | 1 | 3 | 2009 | 58STX09016 | Field Data Only | 80.68 | 5242.2 | 1934 | Central | Central | Age 2006 to 2009 | Gas 085-099.99 | 78-84.99 AFUE | Primary | 6173.0056
1811 | PP13388657 | 1 | Furnace | 1995 - 1999 | Y | 80 | -0.0085 | 01 - Split Forced Air Furnace |  | 01 - Natural Gas | [5 empty] | 01 - Garage |  | 1 | No | carrier | 58pav090-16 | 08/01/1999 | 01 - Constant Speed | 88 | 71 |  |  |  | 0.8 | 01 - AFUE |  | adp | ct6448-m210 | No |  | Yes |  | 8 | 1999 |  | 1 | 13 | 1999 | 58pav09016 | CEC_fur | 80.68 | 2330.0509 | 2400 | Central | Both Central and Space | Age 1995 to 1999 | Gas 085-099.99 | 78-84.99 AFUE | Primary | 1369.3168
1812 | PP13388657 | 2 | Other | 1995 - 1999 | Y | -99 | -99 | 13 - Fireplace |  | 05 - Wood |  | <1 day/week | No |  | 1st Floor | 04 - Conditioned Space |  | 0.25 | No |  |  |  | No Fan | [5 empty] | -99 | Dont Know |  | Not Applicable | Not Applicable | Not Applicable | Not | Not Applicable | no nameplate access on fireplace | -99 | -99 |  |  | -99 | 0 |  |  | -99 |  | 2400 | Space | Both Central and Space | Dont Know |  | Dont Know | Secondary
1813 | PP13392360 | 1 | Furnace | 1980 - 1989 | N | 80 | 0 | 01 - Split Forced Air Furnace |  | 01 - Natural Gas | [5 empty] | 05 - Mechanical Closet |  | 0.5 | No | trane | tud080r948k5 | 01/01/2004 | 01 - Constant Speed | 80 | -99 |  |  |  | -99 | 01 - AFUE |  | allstyle | truf48tr-6r | No |  | Yes | limited nameplate info | 1 | 2004 |  | 2 | 8 | 2004 | tud080r948k5 | CEC_fur | 80 |  | 6700 | Central | Both Central and Space | Age 2000 to 2005 | Gas 070-084.99 | 78-84.99 AFUE | Secondary
1814 | PP13392360 | 2 | Furnace | 1980 - 1989 | N | 80 | -0.03125 | 01 - Split Forced Air Furnace |  | 01 - Natural Gas | [5 empty] | 05 - Mechanical Closet |  | 0.5 | No | rheem | rglh-05nauer |  | 01 - Constant Speed | 50 | 41.25 |  |  |  | 0.83 | 01 - AFUE |  | all style | as36a264t | No |  | Yes |  | -99 | -99 |  | 1 | -99 | 0 | rglh05nauer | CEC_fur | 82.5 |  | 6700 | Central | Both Central and Space | Dont Know | Gas 040-054.99 | 78-84.99 AFUE | Secondary
1815 | PP13392360 | 3 | Furnace | 1980 - 1989 | N | 80 | -0.01 | 15 - Forced Air furnace (No AC) |  | 01 - Natural Gas | [5 empty] | 05 - Mechanical Closet |  | 1 | No | day & night | 376baw060095 |  | 01 - Constant Speed | 114 | -99 |  |  |  | -99 | 01 - AFUE |  | bdp | 518a060 | No |  | Yes | limited nameplate info | -99 | -99 |  |  | 23 | 1989 | 376baw060095 | bluebook | 80.8 | 3111.6962 | 6700 | Central | Both Central and Space | Age 1985 to 1989 | Gas 100-114.99 | 78-84.99 AFUE | Primary | 2162.8779
1816 | PP13392360 | 4 | Other | 1980 - 1989 | N | -99 | -99 | 17 - Wood Stove |  | 05 - Wood | [5 empty] | 04 - Conditioned Space |  | 0.25 | No |  |  |  | No Fan |  |  |  | Not Applicable |  | -100 | NA |  | Not Applicable | Not Applicable | Not Applicable | Not | Not Applicable | no nameplate access | -99 | -99 |  |  | -99 | 0 |  |  | -99 |  | 6700 | Space | Both Central and Space | Dont Know |  | Dont Know | Secondary
1817 | PP13392360 | 5 | Other | 1980 - 1989 | N | -99 | -99 | 13 - Fireplace |  | 05 - Wood |  | <1 day/week | No |  | 1st Floor | 04 - Conditioned Space |  | 0.25 | No |  |  |  | No Fan |  |  |  | Not Applicable |  | -100 | NA |  | Not Applicable | Not Applicable | Not Applicable | Not | Not Applicable | no nameplate access | -99 | -99 |  |  | -99 | 0 |  |  | -99 |  | 6700 | Space | Both Central and Space | Dont Know |  | Dont Know | Secondary
1818 | PP13392360 | 6 | Other | 1980 - 1989 | N | -99 | -99 | 17 - Wood Stove |  | 05 - Wood | [5 empty] | 04 - Conditioned Space |  | 0.25 | No |  |  |  | No Fan |  |  |  | Not Applicable |  | -100 | NA |  | Not Applicable | Not Applicable | Not Applicable | Not | Not Applicable | no nameplate on wood stove | -99 | -99 |  |  | -99 | 0 |  |  | -99 |  | 6700 | Space | Both Central and Space | Dont Know |  | Dont Know | Secondary
1819 | PP13393988 | 1 | Other | 1970 - 1979 | N | -99 | -99 | 13 - Fireplace |  | 01 - Natural Gas |  | <1 day/week | Yes | -99 | 1st Floor | 04 - Conditioned Space |  | 0 | No |  |  |  | 02 - Variable Speed | -99 | -99 |  |  |  | -99 | Dont Know |  | Not Applicable | Not Applicable | Not Applicable |  | Not Applicable | no nameplate | -99 | -99 |  |  | -99 | 0 |  |  | -99 |  | 3000 | Space | Both Central and Space | Dont Know | Gas Dont Know | Dont Know | Secondary
1820 | PP13393988 | 2 | Furnace | 1970 - 1979 | N | 80 | -0.01325 | 01 - Split Forced Air Furnace |  | 01 - Natural Gas | [5 empty] | 01 - Garage |  | 1 | No | bryant | 312JAV066135 | 12/01/2004 | 02 - Variable Speed | 132 | 107 |  |  |  | 0.81 | 01 - AFUE |  | bdp | ck6bxa060024aaaa | Yes |  | Yes |  | 12 | 2004 |  | 1 | 8 | 2004 | 312JAV066135 | Field Data Only | 81.06 | 3217.2715 | 3000 | Central | Both Central and Space | Age 2000 to 2005 | Gas 130+ | 78-84.99 AFUE | Primary | 2390.7144
1821 | PP13426002 | 1 | Other | Dont Know | Y | -99 | -99 | 13 - Fireplace |  | 05 - Wood |  | <1 day/week | No |  | 1st Floor | 04 - Conditioned Space |  | 0 | No |  |  |  | No Fan | [5 empty] | -100 | Dont Know |  | Not Applicable | Not Applicable | Not Applicable | Not | Not Applicable |  | -99 | -99 |  |  | -99 | 0 |  |  | -99 |  | 1164 | Space | Both Central and Space | Dont Know |  | Dont Know | Secondary
1822 | PP13426002 | 2 | Furnace | Dont Know | Y | 80 | -99 | 15 - Forced Air furnace (No AC) |  | 01 - Natural Gas | [5 empty] | 05 - Mechanical Closet |  | 1 | No | carrier | 5bsc055-ba |  | 01 - Constant Speed | 64 | -99 |  |  |  | -99 | Dont Know |  | Not Applicable | Not Applicable | Not Applicable |  | No | no output | -99 | -99 |  |  | -99 | 0 | 5bsc055ba |  | -99 |  | 1164 | Central | Both Central and Space | Dont Know | Gas 055-069.99 | Dont Know | Primary
1823 | PP13426194 | 1 | Furnace | 1900 - 1969 | N | 80 | 0 | 15 - Forced Air furnace (No AC) |  | 01 - Natural Gas | [5 empty] | 01 - Garage |  | 1 | No | nordyne | FG6RK072*-12A |  | 01 - Constant Speed | 72 | 57.6 |  |  |  | 0.81 | 01 - AFUE |  | Not Applicable | Not Applicable | Not Applicable |  | Not Applicable |  | -99 | -99 |  |  | -99 | 0 | FG6RK07212A | Field Data Only | 80 | 5568.69 | 1800 | Central | Both Central and Space | Dont Know | Gas 070-084.99 | 78-84.99 AFUE | Primary | 4726.7661
1824 | PP13426194 | 2 | Other | 1900 - 1969 | N | -99 | -99 | 13 - Fireplace |  | 05 - Wood |  | <1 day/week | No |  | 1st Floor | 04 - Conditioned Space |  | 0 | Not Applicable |  |  |  | No Fan | [5 empty] | -99 | Dont Know |  | Not Applicable | Not Applicable | Not Applicable | Dont | Not Applicable |  | -99 | -99 |  |  | -99 | 0 |  |  | -99 |  | 1800 | Space | Both Central and Space | Dont Know |  | Dont Know | Secondary
1825 | PP13426194 | 3 | Other | 1900 - 1969 | N | -99 | -99 | 14 - Electric Space Heater |  | 02 - Electric | [5 empty] | 04 - Conditioned Space |  | 0 | No | holmes |  |  | No Fan |  |  | 1.5 | 01 - kW |  | -99 | Dont Know |  | Not Applicable | Not Applicable | Not Applicable |  | Not Applicable |  | -99 | -99 |  |  | -99 | 0 |  |  | -99 |  | 1800 | Space | Both Central and Space | Dont Know | Elec 0.1-0.99 | Dont Know | Secondary
1826 | PP13428824 | 1 | Other | 2000 - 2012 | N | -99 | -99 | 13 - Fireplace |  | 01 - Natural Gas |  | <1 day/week | No |  | 1st Floor | 04 - Conditioned Space |  | 0 | Not Applicable | heatilator |  |  | No Fan | -99 | -99 |  |  |  | -99 | Dont Know |  | Not Applicable | Not Applicable | Not Applicable |  | Not Applicable |  | -99 | -99 |  |  | -99 | 0 |  |  | -99 |  | 3098 | Space | Both Central and Space | Dont Know | Gas Dont Know | Dont Know | Secondary
1827 | PP13428824 | 2 | Furnace | 2000 - 2012 | N | 80 | 0 | 01 - Split Forced Air Furnace |  | 01 - Natural Gas | [5 empty] | 02 - Attic |  | 1 | No | york | ly8s100c20uh11b |  | 01 - Constant Speed | 100 | 80 |  |  |  | 0.8 | 01 - AFUE |  | beutler | cb60a3x-000t-011 | Yes |  | Yes |  | -99 | -99 |  | 1 | -99 | 0 | ly8s100c20uh11b | Field Data Only | 80 | 8122.07 | 3098 | Central | Both Central and Space | Dont Know | Gas 100-114.99 | 78-84.99 AFUE | Primary | 6343.9622
1828 | PP13455959 | 1 | Furnace | 1990 - 1994 | N | 80 | 0 | 01 - Split Forced Air Furnace |  | 01 - Natural Gas | [5 empty] | 01 - Garage |  | 1 | No | carrier | 376cav048075 | 08/01/1989 | 01 - Constant Speed | 92 | -100 |  |  |  | -100 | Dont Know |  | carrier | 518cxx048000maca | No |  | Yes |  | 8 | 1989 |  | 1 | 23 | 1989 | 376cav048075 | CEC_fur | 80 | 10252.449 | 2450 | Central | Both Central and Space | Age 1985 to 1989 | Gas 085-099.99 | 78-84.99 AFUE | Primary | 9143.146
1829 | PP13455959 | 2 | Other | 1990 - 1994 | N | -99 | -99 | 13 - Fireplace |  | 01 - Natural Gas |  | <1 day/week | No |  | 1st Floor | 04 - Conditioned Space |  | 0 | Not Applicable |  |  |  | No Fan | -100 | -100 |  |  |  | -100 | Dont Know |  | Not Applicable | Not Applicable | Not Applicable |  | Not Applicable |  | -99 | -100 |  |  | -99 | 0 |  |  | -99 |  | 2450 | Space | Both Central and Space | Dont Know | Gas Dont Know | Dont Know | Secondary
1830 | PP13485496 | 1 | Furnace | 1900 - 1969 | Y | 80 | -0.02275 | 01 - Split Forced Air Furnace |  | 01 - Natural Gas | [5 empty] | 02 - Attic |  | 0.25 | No | payne | PG8JAA036070 |  | 01 - Constant Speed | 66 | 54 |  |  |  | 0.81 | 01 - AFUE |  | carrier | 518cxx024000maaa | No |  | Yes |  | -99 | -99 |  | 2 | -99 | 0 | PG8JAA036070 | Field Data Only | 81.82 |  | 3450 | Central | Central | Dont Know | Gas 055-069.99 | 78-84.99 AFUE | Secondary
1831 | PP13485496 | 2 | Furnace | 1900 - 1969 | Y | 80 | -0.0085 | 01 - Split Forced Air Furnace |  | 01 - Natural Gas | [5 empty] | 03 - Basement |  | 0.75 | No | payne | PG8JAA048090 |  | 01 - Constant Speed | 88 | 71 |  |  |  | 0.8 | 01 - AFUE |  | carrier | 518cxx048000maca | No |  | Yes |  | -99 | -99 |  | 1 | -99 | 0 | PG8JAA048090 | Field Data Only | 80.68 | 4019.02 | 3450 | Central | Central | Dont Know | Gas 085-099.99 | 78-84.99 AFUE | Primary | 4632.3809
1832 | PP13486849 | 1 | Furnace | 1900 - 1969 | N | 80 | 0 | 15 - Forced Air furnace (No AC) |  | 01 - Natural Gas | [5 empty] | 03 - Basement |  | 1 | No | goodman | gmpe075-3 | 01/01/1993 | 02 - Variable Speed | 75 | 60 |  |  |  | 0.8 | 01 - AFUE |  | Not Applicable | Not Applicable | Not Applicable |  | No |  | -99 | 1993 |  |  | 19 | 1993 | gmpe0753 | CEC_fur | 80 | 6651.4908 | 1700 | Central | Both Central and Space | Age 1990 to 1994 | Gas 070-084.99 | 78-84.99 AFUE | Primary | 6656.4394
1833 | PP13486849 | 2 | Other | 1900 - 1969 | N | -99 | -99 | 17 - Wood Stove | woodstove | 05 - Wood | [5 empty] | 04 - Conditioned Space |  | 0 | Not Applicable | arrow | 2200-a | 09/01/1981 | No Fan | [5 empty] | -100 | Dont Know |  | Not Applicable | Not Applicable | Not Applicable | Dont | Not Applicable |  | 9 | 1981 |  |  | 31 | 1981 | 2200a |  | -99 |  | 1700 | Space | Both Central and Space | Age 1980 to 1984 |  | Dont Know | Secondary
1834 | PP13524151 | 1 | Furnace | 1900 - 1969 | N | 80 | 0.034125 | 15 - Forced Air furnace (No AC) |  | 01 - Natural Gas | [5 empty] | 01 - Garage |  | 1 | No | bryant | 311JAV042090 | 02/01/2003 | 01 - Constant Speed | 88 | 68 |  |  |  | 0.8 | 01 - AFUE |  | Not Applicable | Not Applicable | Not Applicable |  | No |  | 2 | 2003 |  |  | 9 | 2003 | 311JAV042090 | Field Data Only | 77.27 | 6461.3808 | 1700 | Central | Both Central and Space | Age 2000 to 2005 | Gas 085-099.99 | 72-77.99 AFUE | Primary | 5484.492
1835 | PP13524151 | 2 | Other | 1900 - 1969 | N | -99 | -99 | 13 - Fireplace |  | 05 - Wood |  | <1 day/week | Not Applicable |  | 2nd Floor | 04 - Conditioned Space |  | 0.25 | No |  |  |  | No Fan | [5 empty] | -100 | Dont Know | na | Not Applicable | Not Applicable | Not Applicable | Not | Not Applicable |  | -99 | -99 |  |  | -99 | 0 |  |  | -99 |  | 1700 | Space | Both Central and Space | Dont Know |  | Dont Know | Secondary
1836 | PP13557423 | 1 | Furnace | 1980 - 1989 | N | 80 | 0 | 02 - Package Furnace/AC |  | 01 - Natural Gas | [5 empty] | 06 - Roof |  | 1 | No | amana | pgb48c0902e |  | 01 - Constant Speed | 92 | -99 |  |  |  | 0.8 | 01 - AFUE |  | Not Applicable | Not Applicable | Not Applicable |  | Not Applicable |  | -99 | -99 | 1 | 1 | -99 | 0 | pgb48c0902e | Outside Source Manual Lookup | 80 | 2465.11 | 1407 | Central | Central | Dont Know | Gas 085-099.99 | 78-84.99 AFUE | Primary | 1713.4487
1837 | PP13583873 | 1 | Furnace | 1970 - 1979 | N | 80 | -0.16875 | 01 - Split Forced Air Furnace |  | 01 - Natural Gas | [5 empty] | 01 - Garage |  | 1 | No | rheem | rgra-09ezajs | 07/01/2002 | 01 - Constant Speed | 90 | -99 |  |  |  | -99 | Dont Know |  | adp | re41460e257b292200 | No |  | Yes | no output, 90 plus efficiency | 7 | 2002 |  | 1 | 10 | 2002 | rgra09ezajs | CEC_fur | 93.5 | 2860.2803 | 2350 | Central | Both Central and Space | Age 2000 to 2005 | Gas 085-099.99 | 90-96.99 AFUE | Primary | 1988.1237
1838 | PP13583873 | 2 | Other | 1970 - 1979 | N | -99 | -99 | 13 - Fireplace |  | 05 - Wood |  | <1 day/week | No |  | 1st Floor | 04 - Conditioned Space |  | 0 | No |  |  |  | No Fan | [5 empty] | -100 | Dont Know |  | Not Applicable | Not Applicable | Not Applicable | Not | Not Applicable |  | -99 | -100 |  |  | -99 | 0 |  |  | -99 |  | 2350 | Space | Both Central and Space | Dont Know |  | Dont Know | Secondary
1839 | PP13583873 | 3 | Other | 1970 - 1979 | N | -99 | -99 | 13 - Fireplace |  | 05 - Wood |  | <1 day/week | No |  | 1st Floor | 04 - Conditioned Space |  | 0 | No |  |  |  | No Fan | [5 empty] | -100 | Dont Know |  | Not Applicable | Not Applicable | Not Applicable | Not | Not Applicable |  | -99 | -99 |  |  | -99 | 0 |  |  | -99 |  | 2350 | Space | Both Central and Space | Dont Know |  | Dont Know | Secondary
1840 | PP13616700 | 1 | Furnace | 1970 - 1979 | N | 80 | 0 | 01 - Split Forced Air Furnace |  | 01 - Natural Gas | [5 empty] | 01 - Garage |  | 1 | No | trane | add100r9v5c6 |  | 02 - Variable Speed | 100 | -100 |  |  |  | -99 | Dont Know |  | allstyle | truf48tr-8 | No |  | Yes | no output | -99 | -100 |  | 1 | -99 | 0 | add100r9v5c6 | CEC_fur | 80 | 2465.11 | 2450 | Central | Both Central and Space | Dont Know | Gas 100-114.99 | 78-84.99 AFUE | Primary | 1713.4487
1841 | PP13616700 | 2 | Other | 1970 - 1979 | N | -99 | -99 | 13 - Fireplace |  | 01 - Natural Gas |  | <1 day/week | No |  | 1st Floor | 04 - Conditioned Space |  | 0 | Not Applicable |  |  |  | No Fan | -100 | -100 |  |  |  | -100 | Dont Know |  | Not Applicable | Not Applicable | Not Applicable |  | Not Applicable |  | -99 | -100 |  |  | -99 | 0 |  |  | -99 |  | 2450 | Space | Both Central and Space | Dont Know | Gas Dont Know | Dont Know | Secondary
1842 | PP13616700 | 3 | Other | 1970 - 1979 | N | -99 | -99 | 13 - Fireplace |  | 01 - Natural Gas |  | <1 day/week | No |  | 2nd Floor | 04 - Conditioned Space |  | 0 | Not Applicable |  |  |  | No Fan | -100 | -100 |  |  |  | -100 | Dont Know |  | Not Applicable | Not Applicable | Not Applicable |  | Not Applicable |  | -99 | -100 |  |  | -99 | 0 |  |  | -99 |  | 2450 | Space | Both Central and Space | Dont Know | Gas Dont Know | Dont Know | Secondary
1843 | PP13623906 | 1 | Furnace | 1990 - 1994 | N | 80 | -0.1875 | 01 - Split Forced Air Furnace |  | 01 - Natural Gas | [5 empty] | 01 - Garage |  | 1 | No | payne |  |  | 01 - Constant Speed | -99 | -99 |  |  |  | 0.95 | 01 - AFUE |  | adp | pe24636c192b2020ap | Yes |  | Yes | blocked | -99 | -99 |  | 1 | -99 | 0 |  | Field Data Only | 95 | 4108.35 | 1350 | Central | Central | Dont Know | Gas Dont Know | 90-96.99 AFUE | Primary | 3208.9377
1844 | PP13629107 | 1 | Furnace | 1900 - 1969 | N | 80 | -0.19375 | 15 - Forced Air furnace (No AC) |  | 01 - Natural Gas | [5 empty] | 01 - Garage |  | 1 | No | Fraser-johnston | TG9S040A08MP11 |  | 01 - Constant Speed | 40 | 38 |  |  |  | 0.96 | 01 - AFUE |  | Not Applicable | Not Applicable | Not Applicable |  | No |  | -99 | -99 |  |  | -99 | 0 | TG9S040A08MP11 | Field Data Only | 95.5 | 11921.21 | 960 | Central | Central | Dont Know | Gas 040-054.99 | 90-96.99 AFUE | Primary | 11930.0792
1845 | PP13663624 | 1 | Furnace | 1900 - 1969 | N | 80 | -99 | 02 - Package Furnace/AC |  | 01 - Natural Gas | [5 empty] | 06 - Roof |  | 0.9 | No | rheem | rrna-b036jk06x | 09/01/2005 | 01 - Constant Speed | 60 | -99 |  |  |  | -99 | Dont Know |  | Not Applicable | Not Applicable | Not Applicable |  | Not Applicable | info not on nameplate | 9 | 2005 | 1 | 1 | 7 | 2005 | rrnab036jk06x |  | -99 |  | 1850 | Central | Both Central and Space | Age 2000 to 2005 | Gas 055-069.99 | Dont Know | Primary
1846 | PP13663624 | 2 | Other | 1900 - 1969 | N | -99 | -99 | 09 - Gravity Furnace | electric floor heater | 02 - Electric | [5 empty] | 04 - Conditioned Space |  | 0.1 | No | SunStat | 500670 |  | No Fan |  |  | -99 | Dont Know |  | -99 | Dont Know |  | Not Applicable | Not Applicable | Not Applicable |  | Not Applicable | info not available | -99 | -99 |  |  | -99 | 0 | 500670 |  | -99 |  | 1850 | Space | Both Central and Space | Dont Know | Elec Dont Know | Dont Know | Secondary
1847 | PP13679397 | 1 | Furnace | 1970 - 1979 | N | 80 | -99 | 01 - Split Forced Air Furnace |  | 01 - Natural Gas | [5 empty] | 01 - Garage |  | 1 | No | heil |  |  | 01 - Constant Speed | -99 | -99 |  |  |  | -99 | Dont Know |  | adp | ct4842-c175 | Dont Know |  | Yes | faded plate | -99 | -99 |  | 1 | -99 | 0 |  |  | -99 |  | 2000 | Central | Both Central and Space | Dont Know | Gas Dont Know | Dont Know | Primary
1848 | PP13679397 | 2 | Other | 1970 - 1979 | N | -99 | -99 | 13 - Fireplace |  | 05 - Wood |  | <1 day/week | Yes | d-g46646 | 1st Floor | 04 - Conditioned Space |  | 0 | Not Applicable | majestic |  |  | 01 - Constant Speed | [5 empty] | -99 | Dont Know |  | Not Applicable | Not Applicable | Not Applicable | Dont | Not Applicable | Information not on name plate. | -99 | -99 |  |  | -99 | 0 |  |  | -99 |  | 2000 | Space | Both Central and Space | Dont Know |  | Dont Know | Secondary
1849 | PP13714938 | 1 | Wall Furnace | 1900 - 1969 | N | 65 | -99 | 03 - Wall Furnace |  | 01 - Natural Gas | [5 empty] | 04 - Conditioned Space |  | 1 | No | custom-aire | cw-50-d |  | No Fan | 50 | -99 |  |  |  | -99 | 01 - AFUE |  | Not Applicable | Not Applicable | Not Applicable |  | No | limited nameplate info. | -99 | -99 |  |  | -99 | 0 | cw50d |  | -99 |  | 1200 | Space | Space | Dont Know | Gas 040-054.99 | Dont Know | Primary
1850 | PP13714938 | 2 | Other | 1900 - 1969 | N | -99 | -99 | 13 - Fireplace |  | 05 - Wood |  | <1 day/week | No |  | 1st Floor | 04 - Conditioned Space |  | 0 | No |  |  |  | No Fan | [5 empty] | -99 | Dont Know |  | Not Applicable | Not Applicable | Not Applicable | Dont | Not Applicable | no nameplate on fireplace. | -99 | -99 |  |  | -99 | 0 |  |  | -99 |  | 1200 | Space | Space | Dont Know |  | Dont Know | Secondary
1851 | PP13742844 | 1 | Other | 1980 - 1989 | N | -99 | -99 | 13 - Fireplace |  | 05 - Wood |  | <1 day/week | No |  | 1st Floor | 04 - Conditioned Space |  | 0 | No |  |  |  | No Fan | [5 empty] | -100 | Dont Know |  | Not Applicable | Not Applicable | Not Applicable | Not | Not Applicable |  | -99 | -100 |  |  | -99 | 0 |  |  | -99 |  | 1800 | Space | Both Central and Space | Dont Know |  | Dont Know | Secondary
1852 | PP13742844 | 2 | Furnace | 1980 - 1989 | N | 80 | 0.05 | 15 - Forced Air furnace (No AC) |  | 01 - Natural Gas | [5 empty] | 01 - Garage |  | 1 | No | bdp | 394jaw036065 |  | 01 - Constant Speed | 80 | -99 |  |  |  | -99 | Dont Know |  | Not Applicable | Not Applicable | Not Applicable |  | Not Applicable | no output | -99 | -99 |  |  | 24 | 1988 | 394jaw036065 | bluebook | 76 | 15048.0848 | 1800 | Central | Both Central and Space | Age 1985 to 1989 | Gas 070-084.99 | 72-77.99 AFUE | Primary | 16152.8409
1853 | PP13743578 | 1 | Other | 1900 - 1969 | N | -99 | -99 | 14 - Electric Space Heater |  | 02 - Electric | [5 empty] | 04 - Conditioned Space |  | 0 | Not Applicable | delonghi | trh0715 |  | No Fan |  |  | 1.5 | 01 - kW |  | -100 | Dont Know |  | Not Applicable | Not Applicable | Not Applicable |  | Not Applicable |  | -99 | -99 |  |  | -99 | 0 | trh0715 |  | -99 |  | 1400 | Space | Space | Dont Know | Elec 0.1-0.99 | Dont Know | Primary
1854 | PP13743578 | 2 | Other | 1900 - 1969 | N | -99 | -99 | 14 - Electric Space Heater |  | 02 - Electric | [5 empty] | 04 - Conditioned Space |  | 0 | Not Applicable | delonghi | h05715p |  | No Fan |  |  | 1.5 | 01 - kW |  | -100 | Dont Know |  | Not Applicable | Not Applicable | Not Applicable |  | Not Applicable |  | -99 | -100 |  |  | -99 | 0 | h05715p |  | -99 |  | 1400 | Space | Space | Dont Know | Elec 0.1-0.99 | Dont Know | Secondary
1855 | PP13743578 | 3 | Wall Furnace | 1900 - 1969 | N | 65 | -99 | 03 - Wall Furnace |  | 01 - Natural Gas | [5 empty] | 04 - Conditioned Space |  | 0.5 | Not Applicable |  |  |  | No Fan | -99 | -99 |  |  |  | -99 | Dont Know |  | Not Applicable | Not Applicable | Not Applicable |  | Not Applicable | no nameplate | -99 | -99 |  |  | -99 | 0 |  |  | -99 |  | 1400 | Space | Space | Dont Know | Gas Dont Know | Dont Know | Secondary
1856 | PP13743578 | 4 | Other | 1900 - 1969 | N | -99 | -99 | 14 - Electric Space Heater |  | 02 - Electric | [5 empty] | 04 - Conditioned Space |  | 0 | Not Applicable | delonghi | 3107t |  | No Fan |  |  | 1.5 | 01 - kW |  | -100 | Dont Know |  | Not Applicable | Not Applicable | Not Applicable |  | Not Applicable |  | -99 | -99 |  |  | -99 | 0 | 3107t |  | -99 |  | 1400 | Space | Space | Dont Know | Elec 0.1-0.99 | Dont Know | Secondary
1857 | PP13782067 | 1 | Furnace | 2000 - 2012 | N | 80 | -0.019 | 01 - Split Forced Air Furnace |  | 01 - Natural Gas | [5 empty] | 02 - Attic |  | 1 | No | carrier | 58rav095-16 | 06/01/2000 | 02 - Variable Speed | 92 | 75 |  |  |  | 0.81 | 01 - AFUE |  | adp | ct5848-m175 | No |  | Yes |  | 6 | 2000 |  | 1 | 12 | 2000 | 58rav09516 | CEC_fur | 81.52 | 3217.2715 | 2100 | Central | Both Central and Space | Age 2000 to 2005 | Gas 085-099.99 | 78-84.99 AFUE | Primary | 2730.8558
1858 | PP13782067 | 2 | Other | 2000 - 2012 | N | -99 | -99 | 13 - Fireplace |  | 01 - Natural Gas |  | <1 day/week | No |  | 1st Floor | 04 - Conditioned Space |  | 0.25 | No | marco | b41cf |  | No Fan | -99 | 32 |  |  |  | -99 | 01 - AFUE |  | Not Applicable | Not Applicable | Not Applicable |  | Not Applicable | limited nameplate info. | -99 | -99 |  |  | -99 | 0 | b41cf |  | -99 |  | 2100 | Space | Both Central and Space | Dont Know | Gas Dont Know | Dont Know | Secondary
1859 | PP13783349 | 1 | Furnace | 1900 - 1969 | Y | 80 | 0.00625 | 01 - Split Forced Air Furnace |  | 01 - Natural Gas | [5 empty] | 05 - Mechanical Closet |  | 1 | No | day & night | 395cav036070adj |  | 01 - Constant Speed | 66 | -99 |  |  |  | -99 | 01 - AFUE |  | summit | ca2b33-aa2 | Yes |  | Yes | limited nameplate info | -99 | -99 |  | 1 | 23 | 1989 | 395cav036070adj | bluebook | 79.5 | 2379.2116 | 1400 | Central | Both Central and Space | Age 1985 to 1989 | Gas 055-069.99 | 78-84.99 AFUE | Primary | 2356.5999
1860 | PP13783349 | 2 | Other | 1900 - 1969 | Y | -99 | -99 | 13 - Fireplace |  | 05 - Wood |  | <1 day/week | No |  | 1st Floor | 04 - Conditioned Space |  | 0.1 | No |  |  |  | No Fan | [5 empty] | -99 | Dont Know |  | Not Applicable | Not Applicable | Not Applicable | Not | Not Applicable | no nameplate on fireplace | -99 | -99 |  |  | -99 | 0 |  |  | -99 |  | 1400 | Space | Both Central and Space | Dont Know |  | Dont Know | Secondary
1861 | PP13793570 | 1 | Furnace | 2000 - 2012 | Y | 80 | 0 | 01 - Split Forced Air Furnace |  | 01 - Natural Gas | [5 empty] | 02 - Attic |  | 1 | No | goodman | gms80904bxa |  | 02 - Variable Speed | 90 | 72 |  |  |  | 0.8 | 01 - AFUE |  | Dont Know | Dont Know | Dont Know |  | Yes | np | -99 | -99 |  | 1 | -99 | 0 | gms80904bxa | Field Data Only | 80 | 2135.88 | 2590 | Central | Both Central and Space | Dont Know | Gas 085-099.99 | 78-84.99 AFUE | Primary | 1255.2071
1862 | PP13793570 | 2 | Other | 2000 - 2012 | Y | -99 | -99 | 13 - Fireplace |  | 01 - Natural Gas |  | <1 day/week | Yes | -99 | 1st Floor | 04 - Conditioned Space |  | 0 | Not Applicable | heatilator | nd3530i | 07/01/2005 | 01 - Constant Speed | 20 | -99 |  |  |  | -99 | Dont Know |  | Not Applicable | Not Applicable | Not Applicable |  | Not Applicable |  | 7 | 2005 |  |  | 7 | 2005 | nd3530i |  | -99 |  | 2590 | Space | Both Central and Space | Age 2000 to 2005 | Gas 010-024.99 | Dont Know | Secondary
1863 | PP13815925 | 1 | Wall Furnace | 1900 - 1969 | Y | 65 | -0.076923 | 03 - Wall Furnace |  | 01 - Natural Gas | [5 empty] | 04 - Conditioned Space |  | 0.5 | No | williams | g250sd50 |  | 01 - Constant Speed | 25 | 17.5 |  |  |  | 0.7 | 01 - AFUE |  | Not Applicable | Not Applicable | Not Applicable |  | Not Applicable |  | -99 | -99 |  |  | -99 | 0 | g250sd50 | Field Data Only | 70 | 11404.97 | 500 | Space | Space | Dont Know | Gas 025-039.99 | 66-71.99 AFUE | Primary | 9402.5711
1864 | PP13815925 | 2 | Wall Furnace | 1900 - 1969 | Y | 65 | -0.076923 | 03 - Wall Furnace |  | 01 - Natural Gas | [5 empty] | 04 - Conditioned Space |  | 0.5 | No | williams | g250sd30 |  | 01 - Constant Speed | 25 | 17.5 |  |  |  | 0.7 | 01 - AFUE |  | Not Applicable | Not Applicable | Not Applicable |  | Not Applicable |  | -99 | -99 |  |  | -99 | 0 | g250sd30 | Field Data Only | 70 |  | 500 | Space | Space | Dont Know | Gas 025-039.99 | 66-71.99 AFUE | Secondary
1865 | PP13821052 | 1 | Furnace | 1900 - 1969 | N | 80 | 0 | 15 - Forced Air furnace (No AC) |  | 01 - Natural Gas | [5 empty] | 03 - Basement |  | 1 | No | amana | gui070b30b | 01/01/1987 | 01 - Constant Speed | 70 | 56 |  |  |  | 0.8 | 01 - AFUE |  | Not Applicable | Not Applicable | Not Applicable |  | No |  | -99 | 1987 |  |  | 25 | 1987 | gui070b30b | bluebook | 80 | 15048.0848 | 1400 | Central | Central | Age 1985 to 1989 | Gas 070-084.99 | 78-84.99 AFUE | Primary | 8280.078
1866 | PP13827254 | 1 | Other | 1900 - 1969 | Y | -99 | -99 | 13 - Fireplace |  | 05 - Wood |  | 3-5 days/week | No |  | 1st Floor | 04 - Conditioned Space |  | 0.25 | No | lopi |  |  | No Fan | [5 empty] | -100 | Dont Know |  | Not Applicable | Not Applicable | Not Applicable | Not | Not Applicable | no nameplate access. | -99 | -99 |  |  | -99 | 0 |  |  | -99 |  | 1500 | Space | Both Central and Space | Dont Know |  | Dont Know | Secondary
1867 | PP13827254 | 2 | Furnace | 1900 - 1969 | Y | 80 | -99 | 02 - Package Furnace/AC |  | 01 - Natural Gas | [5 empty] | 06 - Roof |  | 1 | No | rheem | rrna-b042jk08x | 06/01/2006 | 01 - Constant Speed | 80 | -99 |  |  |  | -99 | 01 - AFUE |  | Not Applicable | Not Applicable | Not Applicable |  | Not Applicable | no output listed on nameplate. | 6 | 2006 | 1 | 1 | 6 | 2006 | rrnab042jk08x |  | -99 |  | 1500 | Central | Both Central and Space | Age 2006 to 2009 | Gas 070-084.99 | Dont Know | Primary
1868 | PP13827254 | 3 | Other | 1900 - 1969 | Y | -99 | -99 | 14 - Electric Space Heater |  | 02 - Electric | [5 empty] | 04 - Conditioned Space |  | 0.1 | No | pelonis | h0-0218 | 08/01/2008 | No Fan |  |  | 1.5 | 01 - kW |  | -99 | Dont Know |  | Not Applicable | Not Applicable | Not Applicable |  | Not Applicable | limited namplate info. | 8 | 2008 |  |  | 4 | 2008 | h00218 |  | -99 |  | 1500 | Space | Both Central and Space | Age 2006 to 2009 | Elec 0.1-0.99 | Dont Know | Secondary
1869 | PP13835755 | 1 | Other | 1995 - 1999 | Y | -99 | -99 | 13 - Fireplace |  | 05 - Wood |  | <1 day/week | No |  | 1st Floor | 04 - Conditioned Space |  | 0 | Not Applicable |  |  |  | No Fan | [5 empty] | -100 | Dont Know |  | Not Applicable | Not Applicable | Not Applicable | Not | Not Applicable |  | -99 | -100 |  |  | -99 | 0 |  |  | -99 |  | 1859 | Space | Both Central and Space | Dont Know |  | Dont Know | Secondary
1870 | PP13835755 | 2 | Furnace | 1995 - 1999 | Y | 80 | -0.175 | 01 - Split Forced Air Furnace |  | 01 - Natural Gas | [5 empty] | 05 - Mechanical Closet |  | 1 | No | carrier |  |  | 01 - Constant Speed | -99 | -99 |  |  |  | 0.94 | 01 - AFUE |  | adp | ha15436c185b242309 | Yes |  | Yes | access plate was jammed or something, could not open to get to nameplate. got efficiency from sticker | -99 | -99 |  | 1 | -99 | 0 |  | Field Data Only | 94 | 4019.02 | 1859 | Central | Both Central and Space | Dont Know | Gas Dont Know | 90-96.99 AFUE | Primary | 4632.3809
1871 | PP13862610 | 1 | Furnace | 1995 - 1999 | N | 80 | -0.019 | 01 - Split Forced Air Furnace |  | 01 - Natural Gas | [5 empty] | 02 - Attic |  | 0.5 | No | carrier | 58rav095-16 | 07/01/1999 | 01 - Constant Speed | 92 | 75 |  |  |  | 0.81 | 01 - AFUE |  | Not Applicable | Not Applicable | Not Applicable |  | No |  | 7 | 1999 |  | 1 | 13 | 1999 | 58rav09516 | CEC_fur | 81.52 | 2689.2109 | 3500 | Central | Central | Age 1995 to 1999 | Gas 085-099.99 | 78-84.99 AFUE | Primary | 2087.5847
1872 | PP13862610 | 2 | Furnace | 1995 - 1999 | N | 80 | -0.019 | 01 - Split Forced Air Furnace |  | 01 - Natural Gas | [5 empty] | 02 - Attic |  | 0.5 | No | carrier | 58rav095-16 | 07/01/1999 | 01 - Constant Speed | 92 | 75 |  |  |  | 0.81 | 01 - AFUE |  | Not Applicable | Not Applicable | Not Applicable |  | No |  | 7 | 1999 |  | 2 | 13 | 1999 | 58rav09516 | CEC_fur | 81.52 |  | 3500 | Central | Central | Age 1995 to 1999 | Gas 085-099.99 | 78-84.99 AFUE | Secondary
1873 | PP13879624 | 1 | Furnace | Dont Know | N | 80 | -99 | 02 - Package Furnace/AC |  | 01 - Natural Gas | [5 empty] | 06 - Roof |  | 1 | No | ruud |  |  | 01 - Constant Speed | -99 | -99 |  |  |  | -99 | Dont Know |  | Not Applicable | Not Applicable | Not Applicable |  | Not Applicable | on roof and it was too hot to hoist myself up, even with gloves | -99 | -99 | 1 | 1 | -99 | 0 |  |  | -99 |  | 964 | Central | Central | Dont Know | Gas Dont Know | Dont Know | Primary
1874 | PP13882374 | 1 | Furnace | Dont Know | Y | 80 | 0 | 02 - Package Furnace/AC |  | 01 - Natural Gas | [5 empty] | 06 - Roof |  | 1 | No | carrier | pgc036k060b |  | 01 - Constant Speed | 60 | 48 |  |  |  | -99 | Dont Know |  | Not Applicable | Not Applicable | Not Applicable |  | Not Applicable | don't know | -99 | -99 | 1 | 1 | -99 | 0 | pgc036k060b | CEC_fur | 80 | 7457.65 | 1537 | Central | Central | Dont Know | Gas 055-069.99 | 78-84.99 AFUE | Primary | 8237.7158
1875 | PP13889969 | 1 | Furnace | 1900 - 1969 | N | 80 | 0 | 01 - Split Forced Air Furnace |  | 01 - Natural Gas | [5 empty] | 05 - Mechanical Closet |  | 1 | No | heil | gnj075m12c2 |  | 01 - Constant Speed | -99 | -99 |  |  |  | 0.8 | 01 - AFUE |  | Dont Know | epa36b18a1 | Yes |  | Yes | faded | -99 | -99 |  | 1 | -99 | 0 | gnj075m12c2 | Field Data Only | 80 | 2465.11 | 1800 | Central | Central | Dont Know | Gas Dont Know | 78-84.99 AFUE | Primary | 1713.4487
1876 | PP13992417 | 1 | Other | 1900 - 1969 | N | -99 | -99 | 13 - Fireplace |  | 01 - Natural Gas |  | 1-2 days/week | Yes | -99 | 1st Floor | 04 - Conditioned Space |  | 0 | No | artisan |  |  | No Fan | -99 | -99 |  |  |  | -99 | Dont Know |  | Not Applicable | Not Applicable | Not Applicable |  | Not Applicable |  | -99 | -99 |  |  | -99 | 0 |  |  | -99 |  | 2100 | Space | Both Central and Space | Dont Know | Gas Dont Know | Dont Know | Secondary
1877 | PP13992417 | 2 | Furnace | 1900 - 1969 | N | 80 | 0 | 15 - Forced Air furnace (No AC) |  | 01 - Natural Gas | [5 empty] | 07 - Crawlspace |  | 1 | No | lennox | g60uh-60c-110x |  | 02 - Variable Speed | 60 | 48 |  |  |  | 0.8 | 01 - AFUE |  | Not Applicable | Not Applicable | Not Applicable |  | No |  | -99 | -99 |  |  | -99 | 0 | g60uh60c110x | CEC_2009 | 80 | 5568.69 | 2100 | Central | Both Central and Space | Dont Know | Gas 055-069.99 | 78-84.99 AFUE | Primary | 4138.0243
1878 | PP13997288 | 1 | Furnace | 1900 - 1969 | N | 80 | 0 | 01 - Split Forced Air Furnace |  | 01 - Natural Gas | [5 empty] | 05 - Mechanical Closet |  | 1 | No | goodman | gmp075-3 rev a |  | 01 - Constant Speed | 75 | 60 |  |  |  | 0.8 | 01 - AFUE |  | goodman | Dont Know | No |  | Yes |  | -99 | -99 |  | 1 | -99 | 0 | gmp0753reva | CEC_fur | 80 | 4108.35 | 1600 | Central | Both Central and Space | Dont Know | Gas 070-084.99 | 78-84.99 AFUE | Primary | 3208.9377
1879 | PP13997288 | 2 | Other | 1900 - 1969 | N | -99 | -99 | 14 - Electric Space Heater |  | 02 - Electric | [5 empty] | 04 - Conditioned Space |  | 0.25 | No |  |  |  | 01 - Constant Speed |  |  | 1.5 | Dont Know |  | -99 | Dont Know |  | Not Applicable | Not Applicable | Not Applicable |  | Not Applicable | limited nameplate info | -99 | -99 |  |  | -99 | 0 |  |  | -99 |  | 1600 | Space | Both Central and Space | Dont Know | Elec 0.1-0.99 | Dont Know | Secondary
1880 | PP13997288 | 3 | Other | 1900 - 1969 | N | -99 | -99 | 17 - Wood Stove |  | 05 - Wood | [5 empty] | 03 - Basement |  | 0.25 | No | schrader |  |  | No Fan |  |  |  | Not Applicable |  | -100 | NA |  | Not Applicable | Not Applicable | Not Applicable | Not | Not Applicable |  | -99 | -99 |  |  | -99 | 0 |  |  | -99 |  | 1600 | Space | Both Central and Space | Dont Know |  | Dont Know | Secondary
1881 | PP13997288 | 4 | Other | 1900 - 1969 | N | -99 | -99 | 14 - Electric Space Heater |  | 02 - Electric | [5 empty] | 04 - Conditioned Space |  | 0.1 | No |  |  |  | No Fan |  |  | -99 | Dont Know |  | -99 | Dont Know |  | Not Applicable | Not Applicable | Not Applicable |  | Not Applicable | no nameplate access | -99 | -99 |  |  | -99 | 0 |  |  | -99 |  | 1600 | Space | Both Central and Space | Dont Know | Elec Dont Know | Dont Know | Secondary
1882 | PP13997288 | 5 | Other | 1900 - 1969 | N | -99 | -99 | 14 - Electric Space Heater |  | 02 - Electric | [5 empty] | 04 - Conditioned Space |  | 0.15 | No |  |  |  | No Fan |  |  | -99 | Dont Know |  | -99 | Dont Know |  | Not Applicable | Not Applicable | Not Applicable |  | Not Applicable | no nameplate access | -99 | -99 |  |  | -99 | 0 |  |  | -99 |  | 1600 | Space | Both Central and Space | Dont Know | Elec Dont Know | Dont Know | Secondary
1883 | PP14002821 | 1 | Other | 1900 - 1969 | Y | -99 | -99 | 14 - Electric Space Heater |  | 02 - Electric | [5 empty] | 04 - Conditioned Space |  | 0.25 | No | duraflame | dfs-550-11/12/13/14 |  | 01 - Constant Speed |  |  | -99 | Dont Know |  | -99 | Dont Know |  | Not Applicable | Not Applicable | Not Applicable |  | Not Applicable | see nameplate | -99 | -99 |  |  | -99 | 0 | dfs55011121314 |  | -99 |  | 500 | Space | Both Central and Space | Dont Know | Elec Dont Know | Dont Know | Secondary
1884 | PP14002821 | 2 | Furnace | 1900 - 1969 | Y | 80 | 0 | 01 - Split Forced Air Furnace |  | 01 - Natural Gas | [5 empty] | 03 - Basement |  | 1 | No | gaffers and sattler | u80 |  | 02 - Variable Speed | 80 | 64 |  |  |  | 0.8 | 01 - AFUE |  | Not Applicable | Not Applicable | Not Applicable |  | No |  | -99 | -99 |  |  | -99 | 0 | u80 | Field Data Only | 80 | 11404.97 | 500 | Central | Both Central and Space | Dont Know | Gas 070-084.99 | 78-84.99 AFUE | Primary | 18551.5232
1885 | PP14013927 | 1 | Furnace | 1900 - 1969 | Y | 80 | -99 | 15 - Forced Air furnace (No AC) |  | 01 - Natural Gas | [5 empty] | 01 - Garage |  | 1 | No |  |  |  | 01 - Constant Speed | -99 | -99 |  |  |  | 0.8 | 01 - AFUE |  | Not Applicable | Not Applicable | Not Applicable |  | No | blocked | -99 | -99 |  |  | -99 | 0 |  |  | -99 |  | 1200 | Central | Central | Dont Know | Gas Dont Know | Dont Know | Primary
1886 | PP14027847 | 1 | Furnace | 2000 - 2012 | Y | 80 | 0 | 01 - Split Forced Air Furnace |  | 01 - Natural Gas | [5 empty] | 02 - Attic |  | 1 | No | ruud | 80pj07ear01 | 09/01/2005 | 01 - Constant Speed | 75 | 60 |  |  |  | 0.8 | 01 - AFUE |  | allstyle | aslb3624a26e+v+s | No |  | Yes |  | 9 | 2005 |  | 1 | 7 | 2005 | 80pj07ear01 | Field Data Only | 80 | 8653.1511 | 1600 | Central | Central | Age 2000 to 2005 | Gas 070-084.99 | 78-84.99 AFUE | Primary | 10890.9226
1887 | PP14045936 | 1 | Furnace | 2000 - 2012 | N | 80 | -0.011375 | 01 - Split Forced Air Furnace |  | 01 - Natural Gas | [5 empty] | 03 - Basement |  | 0.6 | No | carrier | 58pav111-20 |  | 01 - Constant Speed | 110 | 89 |  |  |  | 0.8 | 01 - AFUE |  | all style | as60a304t | Yes |  | Yes |  | -99 | -99 |  | 1 | -99 | 0 | 58pav11120 | CEC_fur | 80.91 | 5568.69 | 4310 | Central | Central | Dont Know | Gas 100-114.99 | 78-84.99 AFUE | Primary | 4726.7661
1888 | PP14045936 | 2 | Furnace | 2000 - 2012 | N | 80 | 0.005625 | 01 - Split Forced Air Furnace |  | 01 - Natural Gas | [5 empty] | 03 - Basement |  | 0.15 | No | carrier | 58pav045-08 |  | 01 - Constant Speed | 44 | 35 |  |  |  | 0.8 | 01 - AFUE |  | all style | as24a244t | Yes |  | Yes |  | -99 | -99 |  | 2 | -99 | 0 | 58pav04508 | CEC_fur | 79.55 |  | 4310 | Central | Central | Dont Know | Gas 040-054.99 | 78-84.99 AFUE | Secondary
1889 | PP14045936 | 3 | Furnace | 2000 - 2012 | N | 80 | -0.00375 | 01 - Split Forced Air Furnace |  | 01 - Natural Gas | [5 empty] | 03 - Basement |  | 0.25 | No | carrier | 58pav070-12 |  | 01 - Constant Speed | 66 | 53 |  |  |  | 0.8 | 01 - AFUE |  | all style | as36a264t | Yes |  | Yes |  | -99 | -99 |  | 3 | 17 | 1995 | 58pav07012 | bluebook | 80.3 |  | 4310 | Central | Central | Age 1995 to 1999 | Gas 055-069.99 | 78-84.99 AFUE | Secondary
1890 | PP14049637 | 1 | Furnace | 1970 - 1979 | N | 80 | 0 | 15 - Forced Air furnace (No AC) |  | 01 - Natural Gas | [5 empty] | 04 - Conditioned Space |  | 1 | No | airease | g1n80bt050d12al-1a |  | 01 - Constant Speed | 50 | 40 |  |  |  | 0.8 | 01 - AFUE |  | Not Applicable | Not Applicable | Not Applicable |  | No |  | -99 | -100 |  |  | -99 | 0 | g1n80bt050d12al1a | Field Data Only | 80 | 11921.21 | 900 | Central | Central | Dont Know | Gas 040-054.99 | 78-84.99 AFUE | Primary | 10778.9007
1891 | PP14118471 | 1 | Wall Furnace | 1970 - 1979 | N | 65 | -0.13985 | 03 - Wall Furnace |  | 01 - Natural Gas | [5 empty] | 04 - Conditioned Space |  | 1 | No | williams | 3509622 |  | No Fan | 35 | 25.93 |  |  |  | 0.74 | 01 - AFUE |  | Not Applicable | Not Applicable | Not Applicable |  | No |  | -99 | -99 |  |  | -99 | 0 | 3509622 | CEC_heat | 74.09 | 4108.35 | 1200 | Space | Space | Dont Know | Gas 025-039.99 | 72-77.99 AFUE | Primary | 3189.2362
1892 | PP14178864 | 1 | Other | 1900 - 1969 | N | -99 | -99 | 13 - Fireplace |  | 01 - Natural Gas |  | Daily | No |  | 1st Floor | 04 - Conditioned Space |  | 0.5 | No |  |  |  | No Fan | -99 | -99 |  |  |  | -99 | Dont Know |  | Not Applicable | Not Applicable | Not Applicable |  | Not Applicable | many fields not applicable | -99 | -99 |  |  | -99 | 0 |  |  | -99 |  | 1500 | Space | Space | Dont Know | Gas Dont Know | Dont Know | Primary
1893 | PP14178864 | 2 | Other | 1900 - 1969 | N | -99 | -99 | 13 - Fireplace |  | 05 - Wood |  | <1 day/week | No |  | 1st Floor | 04 - Conditioned Space |  | 0.25 | No |  |  |  | No Fan | [5 empty] | -99 | Dont Know |  | Not Applicable | Not Applicable | Not Applicable | Dont | Not Applicable | many fields not applicable | -99 | -99 |  |  | -99 | 0 |  |  | -99 |  | 1500 | Space | Space | Dont Know |  | Dont Know | Secondary
1894 | PP14190516 | 1 | Furnace | 1900 - 1969 | N | 80 | -99 | 15 - Forced Air furnace (No AC) |  | 01 - Natural Gas | [5 empty] | 05 - Mechanical Closet |  | 1 | No | day & night | high efficiency |  | 01 - Constant Speed | -99 | -99 |  |  |  | -99 | Dont Know |  | Not Applicable | Not Applicable | Not Applicable |  | No |  | -99 | -99 |  |  | -99 | 0 | highefficiency |  | -99 |  | 2400 | Central | Central | Dont Know | Gas Dont Know | Dont Know | Primary
1895 | PP14237448 | 1 | Furnace | 1900 - 1969 | N | 80 | 0.00625 | 15 - Forced Air furnace (No AC) |  | 01 - Natural Gas | [5 empty] | 02 - Attic |  | 1 | No | day & night | 395cav036055 |  | 01 - Constant Speed | 66 | -99 |  |  |  | -99 | 01 - AFUE |  | Not Applicable | Not Applicable | Not Applicable |  | No | limited nameplate info | -99 | -99 |  |  | 23 | 1989 | 395cav036055 | bluebook | 79.5 | 10252.449 | 1300 | Central | Both Central and Space | Age 1985 to 1989 | Gas 055-069.99 | 78-84.99 AFUE | Primary | 3984.1345
1896 | PP14237448 | 2 | Wall Furnace | 1900 - 1969 | N | 65 | -99 | 03 - Wall Furnace |  | 01 - Natural Gas | [5 empty] | 04 - Conditioned Space |  | 0.15 | No | holly | 25ws-wd |  | No Fan | 25 | -99 |  |  |  | -99 | Dont Know |  | Not Applicable | Not Applicable | Not Applicable |  | No | limited nameplate info | -99 | -99 |  |  | -99 | 0 | 25wswd |  | -99 |  | 1300 | Space | Both Central and Space | Dont Know | Gas 025-039.99 | Dont Know | Secondary
1897 | PP14245969 | 1 | Furnace | 2000 - 2012 | N | 80 | -0.125 | 01 - Split Forced Air Furnace |  | 01 - Natural Gas | [5 empty] | 02 - Attic |  | 0.25 | No | bryant | 345mav024040 | 12/01/2003 | 02 - Variable Speed | 40 | 37 |  |  |  | -99 | Dont Know |  | Dont Know | ck3bxa024017aaaa | Yes |  | Yes | not listed on nameplate | 12 | 2003 |  | 2 | 9 | 2003 | 345mav024040 | CEC_fur | 90 | 9424.0812 | 3715 | Central | Central | Age 2000 to 2005 | Gas 040-054.99 | 90-96.99 AFUE | Primary | 8404.4066
1898 | PP14245969 | 2 | Furnace | 2000 - 2012 | N | 80 | -99 | 01 - Split Forced Air Furnace |  | 01 - Natural Gas | [5 empty] | 02 - Attic |  | 0.75 | No | bryant |  |  | 02 - Variable Speed | -99 | -99 |  |  |  | -99 | Dont Know |  | Dont Know | Dont Know | Yes |  | Yes | no access due to closet | -99 | -99 |  | 1 | -99 | 0 |  |  | -99 |  | 3715 | Central | Central | Dont Know | Gas Dont Know | Dont Know | Secondary
1899 | PP14279893 | 1 | Wall Furnace | 1980 - 1989 | Y | 65 | -0.076923 | 03 - Wall Furnace |  | 01 - Natural Gas | [5 empty] | 04 - Conditioned Space |  | 0.5 | No | monterey | 35 gv-3 |  | 01 - Constant Speed | 35 | 24.5 |  |  |  | 0.71 | 01 - AFUE |  | Not Applicable | Not Applicable | Not Applicable |  | Not Applicable |  | -99 | -99 |  |  | -99 | 0 | 35gv3 | Field Data Only | 70 | 4019.02 | 1530 | Space | Space | Dont Know | Gas 025-039.99 | 66-71.99 AFUE | Primary | 4632.3809
1900 | PP14279893 | 2 | Wall Furnace | 1980 - 1989 | Y | 65 | -0.076923 | 03 - Wall Furnace |  | 01 - Natural Gas | [5 empty] | 04 - Conditioned Space |  | 0.5 | No | monterey | 35 gv-3 |  | 01 - Constant Speed | 35 | 24.5 |  |  |  | 0.71 | 01 - AFUE |  | Not Applicable | Not Applicable | Not Applicable |  | No |  | -99 | -99 |  |  | -99 | 0 | 35gv3 | Field Data Only | 70 |  | 1530 | Space | Space | Dont Know | Gas 025-039.99 | 66-71.99 AFUE | Secondary
1901 | PP14279893 | 3 | Wall Furnace | 1980 - 1989 | Y | 65 | -99 | 03 - Wall Furnace |  | 02 - Electric | [5 empty] | 04 - Conditioned Space |  | 0.25 | No | cadet | c202 | 05/01/2009 | 01 - Constant Speed |  |  | 8.3 | 02 - Amps |  | -99 | Dont Know |  | Not Applicable | Not Applicable | Not Applicable |  | No | see nameplate | 5 | 2009 |  |  | 3 | 2009 | c202 |  | -99 |  | 1530 | Space | Space | Age 2006 to 2009 | Elec 0.1-0.99 | Dont Know | Secondary
1902 | PP14285774 | 1 | Furnace | 1970 - 1979 | N | 80 | 0 | 01 - Split Forced Air Furnace |  | 01 - Natural Gas | [5 empty] | 05 - Mechanical Closet |  | 1 | No | york | ly8s080b16dh11c |  | 01 - Constant Speed | 80 | 64 |  |  |  | 0.8 | 01 - AFUE |  | Dont Know | acc48a3x175l025 | Yes |  | Yes |  | -99 | -99 |  | 1 | -99 | 0 | ly8s080b16dh11c | Field Data Only | 80 | 5568.69 | 2150 | Central | Central | Dont Know | Gas 070-084.99 | 78-84.99 AFUE | Primary | 4726.7661
1903 | PP14306038 | 1 | Furnace | 1900 - 1969 | Y | 80 | 0 | 15 - Forced Air furnace (No AC) |  | 01 - Natural Gas | [5 empty] | 01 - Garage |  | 1 | No | American standard | CDB100A945B | 01/01/2006 | 01 - Constant Speed | 100 | -99 |  |  |  | -99 | Dont Know |  | Not Applicable | Not Applicable | Not Applicable |  | No | no output listed | 1 | 2006 |  |  | 6 | 2006 | CDB100A945B | CEC_fur | 80 | 6838.4348 | 1980 | Central | Both Central and Space | Age 2006 to 2009 | Gas 100-114.99 | 78-84.99 AFUE | Primary | 7040.4142
1904 | PP14306038 | 2 | Other | 1900 - 1969 | Y | -99 | -99 | 13 - Fireplace |  | 05 - Wood |  | <1 day/week | No |  | 1st Floor | 04 - Conditioned Space |  | 0 | Not Applicable |  |  |  | No Fan | [5 empty] | -100 | Dont Know |  | Not Applicable | Not Applicable | Not Applicable | Not | Not Applicable |  | -99 | -100 |  |  | -99 | 0 |  |  | -99 |  | 1980 | Space | Both Central and Space | Dont Know |  | Dont Know | Secondary
1905 | PP14322780 | 1 | Furnace | 1970 - 1979 | N | 80 | -0.00375 | 15 - Forced Air furnace (No AC) |  | 01 - Natural Gas | [5 empty] | 01 - Garage |  | 0.75 | No | payne | PG8JAA024070 | 07/01/2002 | 01 - Constant Speed | 66 | 53 |  |  |  | 0.8 | 01 - AFUE |  | Not Applicable | Not Applicable | Not Applicable |  | No |  | 7 | 2002 |  |  | 10 | 2002 | PG8JAA024070 | Field Data Only | 80.3 | 6461.3808 | 1450 | Central | Both Central and Space | Age 2000 to 2005 | Gas 055-069.99 | 78-84.99 AFUE | Primary | 5484.492
1906 | PP14322780 | 2 | Wall Furnace | 1970 - 1979 | N | 65 | -99 | 03 - Wall Furnace |  | 01 - Natural Gas | [5 empty] | Other | tenant unit | 0.25 | No |  |  |  | No Fan | -99 | -99 |  |  |  | -99 | Dont Know |  | Not Applicable | Not Applicable | Not Applicable |  | Not Applicable | no access tenants | -99 | -99 |  |  | -99 | 0 |  |  | -99 |  | 1450 | Space | Both Central and Space | Dont Know | Gas Dont Know | Dont Know | Secondary
1907 | PP14344663 | 1 | Other | 1990 - 1994 | N | -99 | -99 | 13 - Fireplace |  | 01 - Natural Gas |  | <1 day/week | No |  | 2nd Floor | 04 - Conditioned Space |  | 0 | No |  |  |  | No Fan | -100 | -100 |  |  |  | -100 | Dont Know |  | Not Applicable | Not Applicable | Not Applicable |  | Not Applicable |  | -99 | -100 |  |  | -99 | 0 |  |  | -99 |  | 1000 | Space | Both Central and Space | Dont Know | Gas Dont Know | Dont Know | Secondary
1908 | PP14344663 | 2 | Furnace | 1990 - 1994 | N | 80 | 0 | 01 - Split Forced Air Furnace |  | 01 - Natural Gas |  |  |  |  | 1st Floor | 05 - Mechanical Closet | outdoor | 1 | No | snyder general corp | gua040a010aih | 08/01/1989 | 01 - Constant Speed | 40 | 32 |  |  |  | 0.8 | 01 - AFUE |  | Not Applicable | Not Applicable | Dont Know |  | Yes |  | 8 | 1989 |  | 1 | 23 | 1989 | gua040a010aih | Field Data Only | 80 | 10252.449 | 1000 | Central | Both Central and Space | Age 1985 to 1989 | Gas 040-054.99 | 78-84.99 AFUE | Primary | 9037.8684
1909 | PP14350649 | 1 | Other | 1970 - 1979 | N | -99 | -99 | 13 - Fireplace |  | 01 - Natural Gas |  | <1 day/week | No |  | 1st Floor | 04 - Conditioned Space |  | 0 | Not Applicable |  |  |  | No Fan | -99 | -99 |  |  |  | -99 | Dont Know |  | Not Applicable | Not Applicable | Not Applicable |  | Not Applicable |  | -99 | -99 |  |  | -99 | 0 |  |  | -99 |  | 2214 | Space | Both Central and Space | Dont Know | Gas Dont Know | Dont Know | Secondary
1910 | PP14350649 | 2 | Furnace | 1970 - 1979 | N | 80 | -0.1875 | 01 - Split Forced Air Furnace |  | 01 - Natural Gas | [5 empty] | 05 - Mechanical Closet |  | 1 | No | ruud | rgtm-09ezajs | 01/01/2011 | 02 - Variable Speed | 90 | 85.5 |  |  |  | 0.95 | 01 - AFUE |  | intertek | ce60d44210 | Yes |  | Yes |  | 1 | 2011 |  | 1 | 1 | 2011 | rgtm09ezajs | Field Data Only | 95 | 3697.665 | 2214 | Central | Both Central and Space | Age 2010 to 2012 | Gas 085-099.99 | 90-96.99 AFUE | Primary | 2570.173
1911 | PP14399778 | 1 | Furnace | 2000 - 2012 | N | 80 | -99 | 01 - Split Forced Air Furnace |  | 02 - Electric | [5 empty] | 02 - Attic |  | 0.1 | No |  |  |  | 01 - Constant Speed |  |  | -99 | Dont Know |  | -99 | Dont Know |  | Not Applicable | Not Applicable | Not Applicable |  | No | couldnt access attic due to sick wife napping in room | -99 | -99 |  | 2 | -99 | 0 |  |  | -99 |  | 2900 | Central | Central | Dont Know | Elec Dont Know | Dont Know | Secondary
1912 | PP14399778 | 2 | Furnace | 2000 - 2012 | N | 80 | 0 | 01 - Split Forced Air Furnace |  | 01 - Natural Gas | [5 empty] | 02 - Attic |  | 0.9 | No | york | p3hua08l03201a |  | 01 - Constant Speed | -99 | -99 |  |  |  | 0.8 | 01 - AFUE |  | Dont Know | Dont Know | Dont Know |  | Yes | couldn't access attic due to sick wife napping in room | -99 | -99 |  | 1 | -99 | 0 | p3hua08l03201a | CEC_fur | 80 | 2465.11 | 2900 | Central | Central | Dont Know | Gas Dont Know | 78-84.99 AFUE | Primary | 1713.4487
1913 | PP14401040 | 1 | Furnace | 1900 - 1969 | N | 80 | 0.0925 | 15 - Forced Air furnace (No AC) |  | 01 - Natural Gas | [5 empty] | 07 - Crawlspace |  | 1 | No | sears | 867.762931 |  | 01 - Constant Speed | 100 | -99 |  |  |  | -99 | 01 - AFUE |  | Not Applicable | Not Applicable | Not Applicable |  | No | no output listed on nameplate. | -99 | -99 |  |  | 29 | 1983 | 867762931 | bluebook | 72.6 | 12251.118 | 2400 | Central | Both Central and Space | Age 1980 to 1984 | Gas 100-114.99 | 72-77.99 AFUE | Primary | 19256.6986
1914 | PP14401040 | 2 | Other | 1900 - 1969 | N | -99 | -99 | 13 - Fireplace |  | 01 - Natural Gas |  | 3-5 days/week | No |  | 1st Floor | 04 - Conditioned Space |  | 0.25 | No |  |  |  | No Fan | -99 | -99 |  |  |  | -99 | Dont Know |  | Not Applicable | Not Applicable | Not Applicable |  | Not Applicable | no access to nameplate. | -99 | -99 |  |  | -99 | 0 |  |  | -99 |  | 2400 | Space | Both Central and Space | Dont Know | Gas Dont Know | Dont Know | Secondary
1915 | PP14401040 | 3 | Other | 1900 - 1969 | N | -99 | -99 | 14 - Electric Space Heater |  | 02 - Electric | [5 empty] | 04 - Conditioned Space |  | 0.1 | No | holmes | hfh-512 | 08/01/1994 | 01 - Constant Speed |  |  | 1.5 | 01 - kW |  | -99 | Dont Know |  | Not Applicable | Not Applicable | Not Applicable |  | Not Applicable | limited nameplate info | 8 | 1994 |  |  | 18 | 1994 | hfh512 |  | -99 |  | 2400 | Space | Both Central and Space | Age 1990 to 1994 | Elec 0.1-0.99 | Dont Know | Secondary
1916 | PP14428248 | 1 | Wall Furnace | 1900 - 1969 | N | 65 | -99 | 03 - Wall Furnace |  | 01 - Natural Gas | [5 empty] | 04 - Conditioned Space |  | 0.5 | No | williams | p321636 |  | No Fan | -99 | -99 |  |  |  | -99 | Dont Know |  | Not Applicable | Not Applicable | Not Applicable |  | Not Applicable | nameplate had little info | -99 | -100 |  |  | -99 | 0 | p321636 |  | -99 |  | 1280 | Space | Space | Dont Know | Gas Dont Know | Dont Know | Secondary
1917 | PP14428248 | 2 | Other | 1900 - 1969 | N | -99 | -99 | 11 - Electronic Baseboards |  | 02 - Electric | [5 empty] | 04 - Conditioned Space |  | 0.25 | No |  |  |  | No Fan |  |  | -99 | Dont Know |  | -99 | Dont Know |  | Not Applicable | Not Applicable | Not Applicable |  | Not Applicable | no nameplates | -99 | -100 |  |  | -99 | 0 |  |  | -99 |  | 1280 | Space | Space | Dont Know | Elec Dont Know | Dont Know | Secondary
1918 | PP14428248 | 3 | Other | 1900 - 1969 | N | -99 | -99 | 14 - Electric Space Heater |  | 02 - Electric | [5 empty] | 01 - Garage |  | 0 | Not Applicable | lasko | 5435 |  | No Fan |  |  | 1.5 | 01 - kW |  | -100 | Dont Know |  | Not Applicable | Not Applicable | Not Applicable |  | Not Applicable |  | -99 | -100 |  |  | -99 | 0 | 5435 |  | -99 |  | 1280 | Space | Space | Dont Know | Elec 0.1-0.99 | Dont Know | Primary
1919 | PP14451290 | 1 | Other | 1900 - 1969 | Y | -99 | -99 | 13 - Fireplace |  | 01 - Natural Gas |  | <1 day/week | No |  | 1st Floor | 04 - Conditioned Space |  | 0 | No | bod art and gonay |  |  | No Fan | -99 | -99 |  |  |  | -99 | Dont Know |  | Not Applicable | Not Applicable | Not Applicable |  | Not Applicable | no plate | -99 | -99 |  |  | -99 | 0 |  |  | -99 |  | 1200 | Space | Both Central and Space | Dont Know | Gas Dont Know | Dont Know | Secondary
1920 | PP14451290 | 2 | Furnace | 1900 - 1969 | Y | 80 | -99 | 01 - Split Forced Air Furnace |  | 01 - Natural Gas | [5 empty] | 02 - Attic |  | 0 | No |  |  |  | No Fan | -99 | -99 |  |  |  | -99 | Dont Know |  | Dont Know | Dont Know | Yes |  | Yes | in attic where not enough clearance for me to access | -99 | -99 |  | 1 | -99 | 0 |  |  | -99 |  | 1200 | Central | Both Central and Space | Dont Know | Gas Dont Know | Dont Know | Primary
1921 | PP14488004 | 1 | Wall Furnace | Dont Know | N | 65 | -0.076923 | 03 - Wall Furnace |  | 01 - Natural Gas | [5 empty] | 04 - Conditioned Space |  | 0 | Not Applicable | cozy | w505d | 01/01/1992 | No Fan | 50 | -100 |  |  |  | -100 | Dont Know |  | Not Applicable | Not Applicable | Not Applicable |  | Not Applicable |  | -99 | 1992 |  |  | 20 | 1992 | w505d | CEC_heat | 70 |  | 1031 | Space | Space | Age 1990 to 1994 | Gas 040-054.99 | 66-71.99 AFUE | Secondary
1922 | PP14488004 | 2 | Other | Dont Know | N | -99 | -99 | 14 - Electric Space Heater |  | 02 - Electric | [5 empty] | 04 - Conditioned Space |  | 0 | Not Applicable | presto | 790801 |  | No Fan |  |  | 1 | 01 - kW |  | -99 | Dont Know |  | Not Applicable | Not Applicable | Not Applicable |  | Not Applicable | nameplate did not have lots of info | -99 | -100 |  |  | -99 | 0 | 790801 |  | -99 |  | 1031 | Space | Space | Dont Know | Elec 0.1-0.99 | Dont Know | Primary
1923 | PP14501077 | 1 | Furnace | 1900 - 1969 | N | 80 | -0.010875 | 01 - Split Forced Air Furnace |  | 01 - Natural Gas | [5 empty] | 01 - Garage |  | 1 | No | Bryant | 376cav048115 | 08/01/1999 | 01 - Constant Speed | 115 | 93 |  |  |  | 0.8 | 01 - AFUE |  | bryant | ck5bxa0480z1aaaa | No |  | Yes |  | 8 | 1999 |  | 1 | 13 | 1999 | 376cav048115 | CEC_fur | 80.87 | 3024.8509 | 2800 | Central | Both Central and Space | Age 1995 to 1999 | Gas 115-129.99 | 78-84.99 AFUE | Primary | 2247.7291
1924 | PP14501077 | 2 | Other | 1900 - 1969 | N | -99 | -99 | 14 - Electric Space Heater |  | 02 - Electric | [5 empty] | 04 - Conditioned Space |  | 0.05 | No | bionaire | bch3620 |  | No Fan |  |  | 1.5 | 01 - kW |  | -99 | Dont Know |  | Not Applicable | Not Applicable | Not Applicable |  | Not Applicable | limited nameplate info | -99 | -99 |  |  | -99 | 0 | bch3620 |  | -99 |  | 2800 | Space | Both Central and Space | Dont Know | Elec 0.1-0.99 | Dont Know | Secondary
1925 | PP14516983 | 1 | Other | 1980 - 1989 | N | -99 | -99 | 13 - Fireplace |  | 05 - Wood |  | <1 day/week | No |  | 1st Floor | 04 - Conditioned Space |  | 0 | No |  |  |  | No Fan | [5 empty] | -100 | Dont Know |  | Not Applicable | Not Applicable | Not Applicable | Not | Not Applicable |  | -99 | -100 |  |  | -99 | 0 |  |  | -99 |  | 2000 | Space | Both Central and Space | Dont Know |  | Dont Know | Secondary
1926 | PP14516983 | 2 | Furnace | 1980 - 1989 | N | 80 | -99 | 15 - Forced Air furnace (No AC) |  | 01 - Natural Gas | [5 empty] | 01 - Garage |  | 1 | No |  |  |  | 01 - Constant Speed | -99 | -99 |  |  |  | -99 | Dont Know |  | Not Applicable | Not Applicable | Not Applicable |  | Not Applicable | unable to access, original unit came with house | -99 | -99 |  |  | -99 | 0 |  |  | -99 |  | 2000 | Central | Both Central and Space | Dont Know | Gas Dont Know | Dont Know | Primary
1927 | PP14566565 | 1 | Other | 1970 - 1979 | N | -99 | -99 | 13 - Fireplace |  | 05 - Wood |  | <1 day/week | No |  | 1st Floor | 04 - Conditioned Space |  | 0 | Not Applicable |  |  |  | No Fan | [5 empty] | -100 | Dont Know |  | Not Applicable | Not Applicable | Not Applicable | Not | Not Applicable |  | -99 | -99 |  |  | -99 | 0 |  |  | -99 |  | 1455 | Space | Both Central and Space | Dont Know |  | Dont Know | Secondary
1928 | PP14566565 | 2 | Furnace | 1970 - 1979 | N | 80 | -0.16 | 15 - Forced Air furnace (No AC) |  | 01 - Natural Gas | [5 empty] | 05 - Mechanical Closet |  | 1 | No | ruud | UGRA-07(E/N)MAES | 11/01/2006 | 01 - Constant Speed | 75 | 69.6 |  |  |  | 0.93 | 01 - AFUE |  | Not Applicable | Not Applicable | Not Applicable |  | No |  | 11 | 2006 |  |  | 6 | 2006 | UGRA07ENMAES | CEC_fur | 92.8 | 7263.5087 | 1455 | Central | Both Central and Space | Age 2006 to 2009 | Gas 070-084.99 | 90-96.99 AFUE | Primary | 6165.3471
1929 | PP14571716 | 1 | Furnace | 1900 - 1969 | N | 80 | 0 | 01 - Split Forced Air Furnace |  | 01 - Natural Gas | [5 empty] | 01 - Garage |  | 1 | No | day & night | 395cav048075 |  | 01 - Constant Speed | 80 | -99 |  |  |  | -99 | 01 - AFUE |  | carrier | 518cxx042000maca | No |  | Yes | limited nameplate info | -99 | -99 |  | 1 | -99 | 0 | 395cav048075 | CEC_fur | 80 | 4108.35 | 1600 | Central | Both Central and Space | Dont Know | Gas 070-084.99 | 78-84.99 AFUE | Primary | 2855.632
1930 | PP14571716 | 2 | Other | 1900 - 1969 | N | -99 | -99 | 13 - Fireplace |  | 01 - Natural Gas |  | <1 day/week | No |  | 1st Floor | 04 - Conditioned Space |  | 0.25 | No |  |  |  | No Fan | -99 | -99 |  |  |  | -99 | Dont Know |  | Not Applicable | Not Applicable | Not Applicable |  | Not Applicable | no nameplate on fireplace | -99 | -99 |  |  | -99 | 0 |  |  | -99 |  | 1600 | Space | Both Central and Space | Dont Know | Gas Dont Know | Dont Know | Secondary
1931 | PP14572141 | 1 | Wall Furnace | 1900 - 1969 | Y | 65 | -99 | 03 - Wall Furnace |  | 01 - Natural Gas | [5 empty] | 04 - Conditioned Space |  | 0.75 | Not Applicable | Louisville tin and stove | ws05b |  | No Fan | 50 | -99 |  |  |  | -99 | Dont Know |  | Not Applicable | Not Applicable | Not Applicable |  | Not Applicable | no output | -99 | -99 |  |  | -99 | 0 | ws05b |  | -99 |  | -99 | Space | Space | Dont Know | Gas 040-054.99 | Dont Know | Primary
1932 | PP14588437 | 1 | Furnace | 1900 - 1969 | N | 80 | -99 | 15 - Forced Air furnace (No AC) |  | 01 - Natural Gas | [5 empty] | 02 - Attic |  | 1 | No |  |  | 01/01/2009 | No Fan | -99 | -99 |  |  |  | -99 | Dont Know |  | Not Applicable | Not Applicable | Not Applicable |  | No | went into attic, couldnt locate furnace, either at far end of house or in between the roof and ceiling. new furnace about 2 years ago. | -99 | 2009 |  |  | 3 | 2009 |  |  | -99 |  | 1100 | Central | Central | Age 2006 to 2009 | Gas Dont Know | Dont Know | Primary
1933 | PP14627681 | 1 | Furnace | 1900 - 1969 | N | 80 | -0.02275 | 01 - Split Forced Air Furnace |  | 01 - Natural Gas | [5 empty] | 03 - Basement |  | 0.5 | No | bryant | 315JAV036070 | 11/01/2007 | 02 - Variable Speed | 66 | 54 |  |  |  | 0.8 | 01 - AFUE |  | puron | cnpvp3014acaabaa | Yes |  | Yes |  | 11 | 2007 |  | 3 | 5 | 2007 | 315JAV036070 | Field Data Only | 81.82 | 10594.0043 | 1500 | Central | Both Central and Space | Age 2006 to 2009 | Gas 055-069.99 | 78-84.99 AFUE | Primary | 9447.7454
1934 | PP14627681 | 3 | Other | 1900 - 1969 | N | -99 | -99 | 13 - Fireplace |  | 01 - Natural Gas |  | 3-5 days/week | No |  | 1st Floor | 04 - Conditioned Space |  | 0 | No | jotul | 3classic dvlpg | 10/01/1996 | No Fan | 28 | 21 |  |  |  | -99 | Dont Know |  | Not Applicable | Not Applicable | Not Applicable |  | Not Applicable |  | 10 | 1996 |  |  | 16 | 1996 | 3classicdvlpg |  | -99 |  | 1500 | Space | Both Central and Space | Age 1995 to 1999 | Gas 025-039.99 | Dont Know | Secondary
1935 | PP14627681 | 4 | Furnace | 1900 - 1969 | N | 80 | -0.02275 | 01 - Split Forced Air Furnace |  | 01 - Natural Gas | [5 empty] | 02 - Attic |  | 0.5 | No | bryant | 315JAV036070 | 11/01/2007 | 02 - Variable Speed | 66 | 54 |  |  |  | 0.8 | 01 - AFUE |  | puron | cnpvp3014acaabaa | Yes |  | Yes |  | 11 | 2007 |  | 4 | 5 | 2007 | 315JAV036070 | Field Data Only | 81.82 |  | 1500 | Central | Both Central and Space | Age 2006 to 2009 | Gas 055-069.99 | 78-84.99 AFUE | Secondary
1936 | PP14647632 | 1 | Heat Pump | 1980 - 1989 | N | 8.2 | -99 | 05 - Split Heat pump w/ electronic supplement |  | 02 - Electric | [5 empty] | 04 - Conditioned Space |  | 1 | No |  |  |  | 01 - Constant Speed |  |  | -99 | Dont Know |  | -99 | Dont Know |  | Not Applicable | Not Applicable | Not Applicable |  | Not Applicable | Owner wouldn't let greg open panel to look at nameplate | -99 | -99 |  | 1 | -99 | 0 |  |  | -99 |  | 900 | Central | Central | Dont Know | Elec Dont Know | Dont Know | Primary
1937 | PP14649798 | 1 | Furnace | 1900 - 1969 | N | 80 | 0 | 15 - Forced Air furnace (No AC) |  | 01 - Natural Gas | [5 empty] | 07 - Crawlspace |  | 1 | No | Montgomery ward |  |  | 01 - Constant Speed | 100 | 80 |  |  |  | 0.8 | 01 - AFUE |  | Not Applicable | Not Applicable | Not Applicable |  | No |  | -99 | -99 |  |  | -99 | 0 |  | Field Data Only | 80 | 5568.69 | 1624 | Central | Central | Dont Know | Gas 100-114.99 | 78-84.99 AFUE | Primary | 4726.7661
1938 | PP14664260 | 1 | Wall Furnace | 2000 - 2012 | Y | 65 | -0.19077 | 03 - Wall Furnace |  | 01 - Natural Gas | [5 empty] | 04 - Conditioned Space |  | 1 | No | Williams | 2509622 |  | 01 - Constant Speed | 25 | 19.35 |  |  |  | 0.77 | 01 - AFUE |  | Not Applicable | Not Applicable | Not Applicable |  | No |  | -99 | -99 |  |  | -99 | 0 | 2509622 | Field Data Only | 77.4 | 7457.65 | 700 | Space | Space | Dont Know | Gas 025-039.99 | 72-77.99 AFUE | Primary | 3821.8231
1939 | PP14691156 | 1 | Furnace | 1970 - 1979 | N | 80 | 0 | 01 - Split Forced Air Furnace |  | 01 - Natural Gas | [5 empty] | 01 - Garage |  | 1 | No | goodman | gmt090-sb |  | 01 - Constant Speed | 90 | 72 |  |  |  | 0.8 | 01 - AFUE |  | Dont Know | acc48a3x210l025 | Yes |  | Yes |  | -99 | -99 |  | 2 | -99 | 0 | gmt090sb | Field Data Only | 80 | 2465.11 | 2428 | Central | Both Central and Space | Dont Know | Gas 085-099.99 | 78-84.99 AFUE | Primary | 1713.4487
1940 | PP14691156 | 2 | Other | 1970 - 1979 | N | -99 | -99 | 13 - Fireplace |  | 01 - Natural Gas |  | <1 day/week | No |  | 1st Floor | 04 - Conditioned Space |  | 0 | No |  |  |  | No Fan | -99 | -99 |  |  |  | -100 | Dont Know |  | Not Applicable | Not Applicable | Not Applicable |  | Not Applicable |  | -99 | -100 |  |  | -99 | 0 |  |  | -99 |  | 2428 | Space | Both Central and Space | Dont Know | Gas Dont Know | Dont Know | Secondary
1941 | PP14698423 | 1 | Furnace | 1900 - 1969 | N | 80 | -0.020875 | 01 - Split Forced Air Furnace |  | 01 - Natural Gas | [5 empty] | 05 - Mechanical Closet |  | 1 | No | carrier | 58uxt060-12 |  | 01 - Constant Speed | 60 | 49 |  |  |  | 0.8 | 01 - AFUE |  | allstyle | as36a264t | Dont Know |  | Yes |  | -99 | -99 |  | 1 | -99 | 0 | 58uxt06012 | CEC_fur | 81.67 | 5568.69 | 1520 | Central | Central | Dont Know | Gas 055-069.99 | 78-84.99 AFUE | Primary | 4726.7661
1942 | PP14710898 | 1 | Furnace | 1900 - 1969 | N | 80 | -0.165 | 01 - Split Forced Air Furnace |  | 01 - Natural Gas | [5 empty] | 02 - Attic |  | 0.5 | No | amana | gdc115x50b |  | 01 - Constant Speed | 115 | 107.7 |  |  |  | 0.94 | 01 - AFUE |  | amana | cch60fcd | Yes |  | Yes |  | -99 | -99 |  | 1 | -99 | 0 | gdc115x50b | CEC_fur | 93.2 | 2465.11 | 6500 | Central | Both Central and Space | Dont Know | Gas 115-129.99 | 90-96.99 AFUE | Primary | 1713.4487
1943 | PP14710898 | 2 | Furnace | 1900 - 1969 | N | 80 | -0.17125 | 01 - Split Forced Air Furnace |  | 01 - Natural Gas | [5 empty] | 03 - Basement |  | 0.5 | No | carrier | 58MVB100-20 |  | 01 - Constant Speed | 100 | 93 |  |  |  | 0.93 | 01 - AFUE |  | Dont Know | Dont Know | Dont Know |  | Yes | no info on evap coil | -99 | -99 |  | 2 | -99 | 0 | 58MVB10020 | Outside Source Manual Lookup | 93.7 |  | 6500 | Central | Both Central and Space | Dont Know | Gas 100-114.99 | 90-96.99 AFUE | Secondary
1944 | PP14710898 | 3 | Other | 1900 - 1969 | N | -99 | -99 | 13 - Fireplace |  | 05 - Wood |  | <1 day/week | No |  | 1st Floor | 04 - Conditioned Space |  | 0.1 | No |  |  |  | No Fan | [5 empty] | -99 | Dont Know |  | Not Applicable | Not Applicable | Not Applicable | Not | Not Applicable | no nameplate access | -99 | -99 |  |  | -99 | 0 |  |  | -99 |  | 6500 | Space | Both Central and Space | Dont Know |  | Dont Know | Secondary
1945 | PP14710898 | 4 | Other | 1900 - 1969 | N | -99 | -99 | 13 - Fireplace |  | 05 - Wood |  | <1 day/week | No |  | 1st Floor | 04 - Conditioned Space |  | 0.1 | No |  |  |  | No Fan | [5 empty] | -99 | Dont Know |  | Not Applicable | Not Applicable | Not Applicable | Not | Not Applicable | no nameplate access | -99 | -99 |  |  | -99 | 0 |  |  | -99 |  | 6500 | Space | Both Central and Space | Dont Know |  | Dont Know | Secondary
1946 | PP14710898 | 5 | Other | 1900 - 1969 | N | -99 | -99 | 13 - Fireplace |  | 05 - Wood |  | <1 day/week | No |  | 1st Floor | 04 - Conditioned Space |  | 0.1 | No |  |  |  | No Fan | [5 empty] | -99 | Dont Know |  | Not Applicable | Not Applicable | Not Applicable | Not | Not Applicable | no nameplate access | -99 | -99 |  |  | -99 | 0 |  |  | -99 |  | 6500 | Space | Both Central and Space | Dont Know |  | Dont Know | Secondary
1947 | PP14710898 | 6 | Other | 1900 - 1969 | N | -99 | -99 | 13 - Fireplace |  | 05 - Wood |  | <1 day/week | No |  | 2nd Floor | 04 - Conditioned Space |  | 0.1 | No |  |  |  | No Fan | [5 empty] | -99 | Dont Know |  | Not Applicable | Not Applicable | Not Applicable | Dont | Not Applicable | no nameplate access | -99 | -99 |  |  | -99 | 0 |  |  | -99 |  | 6500 | Space | Both Central and Space | Dont Know |  | Dont Know | Secondary
1948 | PP14710898 | 7 | Other | 1900 - 1969 | N | -99 | -99 | 13 - Fireplace |  | 01 - Natural Gas |  | <1 day/week | No |  | 1st Floor | 03 - Basement |  | 0.15 | No | heat & glo | sl-550trs-ipi-d |  | No Fan | 27 | -99 |  |  |  | -99 | 01 - AFUE |  | Not Applicable | Not Applicable | Not Applicable |  | Not Applicable | limited nameplate info | -99 | -99 |  |  | -99 | 0 | sl550trsipid |  | -99 |  | 6500 | Space | Both Central and Space | Dont Know | Gas 025-039.99 | Dont Know | Secondary
1949 | PP14711084 | 1 | Furnace | 2000 - 2012 | Y | 80 | -0.00875 | 01 - Split Forced Air Furnace |  | 01 - Natural Gas | [5 empty] | 02 - Attic |  | 1 | No | coleman | l8705c120ha11a |  | 01 - Constant Speed | 57 | 46 |  |  |  | 0.8 | 01 - AFUE |  | Dont Know | Dont Know | No |  | Yes | np | -99 | -99 |  | 1 | -99 | 0 | l8705c120ha11a | Field Data Only | 80.7 | 7457.65 | 2000 | Central | Central | Dont Know | Gas 055-069.99 | 78-84.99 AFUE | Primary | 8595.7958
1951 | PP14712921 | 1 | Furnace | 1900 - 1969 | N | 80 | -0.0145 | 15 - Forced Air furnace (No AC) |  | 01 - Natural Gas | [5 empty] | 04 - Conditioned Space |  | 1 | No | day & night | 376cav036070 |  | 02 - Variable Speed | 69 | 56 |  |  |  | 0.81 | 01 - AFUE |  | Not Applicable | Not Applicable | Not Applicable |  | No |  | -99 | -99 |  |  | -99 | 0 | 376cav036070 | CEC_fur | 81.16 | 11921.21 | 800 | Central | Central | Dont Know | Gas 055-069.99 | 78-84.99 AFUE | Primary | 9025.8597
1952 | PP14722924 | 1 | Furnace | 1980 - 1989 | N | 80 | -99 | 15 - Forced Air furnace (No AC) |  | 01 - Natural Gas | [5 empty] | 05 - Mechanical Closet |  | 1 | No | lennox | g16q2x-50-1 |  | 01 - Constant Speed | 50 | -99 |  |  |  | -99 | Dont Know |  | Not Applicable | Not Applicable | Not Applicable |  | No | Information not on name plate. | -99 | -99 |  |  | -99 | 0 | g16q2x501 |  | -99 |  | 1100 | Central | Both Central and Space | Dont Know | Gas 040-054.99 | Dont Know | Primary
1953 | PP14722924 | 2 | Other | 1980 - 1989 | N | -99 | -99 | 13 - Fireplace |  | 02 - Electric |  | <1 day/week | Not Applicable |  | 1st Floor | 04 - Conditioned Space |  | 0.15 | Not Applicable | electralog | cs1205 |  | No Fan |  |  | 1.5 | 01 - kW |  | -99 | Dont Know |  | Not Applicable | Not Applicable | Not Applicable |  | Not Applicable | Information not on name plate. | -99 | -99 |  |  | -99 | 0 | cs1205 |  | -99 |  | 1100 | Space | Both Central and Space | Dont Know | Elec 0.1-0.99 | Dont Know | Secondary
1954 | PP14725106 | 1 | Furnace | 1970 - 1979 | N | 80 | -0.0085 | 01 - Split Forced Air Furnace |  | 01 - Natural Gas | [5 empty] | 05 - Mechanical Closet |  | 0.5 | No | bryant | 383kav042091 |  | 01 - Constant Speed | 88 | 71 |  |  |  | 0.8 | 01 - AFUE |  | carrier | 28gs 036 010 | Dont Know |  | Yes |  | -99 | -99 |  | 1 | -99 | 0 | 383kav042091 | CEC_fur | 80.68 | 2465.11 | 3000 | Central | Central | Dont Know | Gas 085-099.99 | 78-84.99 AFUE | Primary | 1713.4487
1955 | PP14725106 | 2 | Furnace | 1970 - 1979 | N | 80 | -99 | 01 - Split Forced Air Furnace |  | 01 - Natural Gas | [5 empty] | 02 - Attic |  | 0.5 | No |  |  |  | 01 - Constant Speed | -99 | -99 |  |  |  | -99 | Dont Know |  | Dont Know | Dont Know | Dont Know |  | Yes | no safe access | -99 | -99 |  | 2 | -99 | 0 |  |  | -99 |  | 3000 | Central | Central | Dont Know | Gas Dont Know | Dont Know | Secondary
1956 | PP14730968 | 1 | Furnace | 1900 - 1969 | Y | 80 | -0.015 | 15 - Forced Air furnace (No AC) |  | 01 - Natural Gas | [5 empty] | 05 - Mechanical Closet |  | 1 | No | ruud | ugph-07nauer |  | 01 - Constant Speed | 75 | -99 |  |  |  | -99 | 01 - AFUE |  | Not Applicable | Not Applicable | Not Applicable |  | No | no output listed on nameplate | -99 | -99 |  |  | -99 | 0 | ugph07nauer | CEC_fur | 81.2 | 11404.97 | 1700 | Central | Central | Dont Know | Gas 070-084.99 | 78-84.99 AFUE | Primary | 9716.3173
1957 | PP14754909 | 1 | Other | 1900 - 1969 | Y | -99 | -99 | 13 - Fireplace |  | 05 - Wood |  | <1 day/week | No |  | 1st Floor | 04 - Conditioned Space |  | 0 | No |  |  |  | No Fan | [5 empty] | -100 | Dont Know |  | Not Applicable | Not Applicable | Not Applicable | Not | Not Applicable |  | -99 | -99 |  |  | -99 | 0 |  |  | -99 |  | 2950 | Space | Both Central and Space | Dont Know |  | Dont Know | Secondary
1958 | PP14754909 | 2 | Other | 1900 - 1969 | Y | -99 | -99 | 13 - Fireplace |  | 01 - Natural Gas |  | 1-2 days/week | No |  | 1st Floor | 04 - Conditioned Space |  | 0 | No |  |  |  | No Fan | -99 | -99 |  |  |  | -99 | Dont Know |  | Not Applicable | Not Applicable | Not Applicable |  | Not Applicable | no plate | -99 | -99 |  |  | -99 | 0 |  |  | -99 |  | 2950 | Space | Both Central and Space | Dont Know | Gas Dont Know | Dont Know | Secondary
1959 | PP14754909 | 3 | Other | 1900 - 1969 | Y | -99 | -99 | 14 - Electric Space Heater |  | 02 - Electric | [5 empty] | 04 - Conditioned Space |  | 0 | Not Applicable | holmes |  |  | No Fan |  |  | -99 | Dont Know |  | -99 | Dont Know |  | Not Applicable | Not Applicable | Not Applicable |  | Not Applicable | no nameplate | -99 | -99 |  |  | -99 | 0 |  |  | -99 |  | 2950 | Space | Both Central and Space | Dont Know | Elec Dont Know | Dont Know | Secondary
1960 | PP14754909 | 4 | Furnace | 1900 - 1969 | Y | 80 | -0.011375 | 15 - Forced Air furnace (No AC) |  | 01 - Natural Gas | [5 empty] | 03 - Basement |  | 1 | No | carrier | 58STX110-22 | 01/01/2006 | 02 - Variable Speed | 110 | 89 |  |  |  | 0.81 | 01 - AFUE |  | Not Applicable | Not Applicable | Not Applicable |  | No |  | 1 | 2006 |  |  | 6 | 2006 | 58STX11022 | Field Data Only | 80.91 | 2458.4739 | 2950 | Central | Both Central and Space | Age 2006 to 2009 | Gas 100-114.99 | 78-84.99 AFUE | Primary | 2435.1089
1961 | PP14764605 | 1 | Furnace | 2000 - 2012 | N | 80 | -99 | 15 - Forced Air furnace (No AC) |  | 01 - Natural Gas | [5 empty] | 02 - Attic |  | 1 | Dont Know |  |  |  | 02 - Variable Speed | -99 | -99 |  |  |  | -99 | Dont Know |  | Not Applicable | Not Applicable | Not Applicable |  | No | couldn't access attic | -99 | -99 |  |  | -99 | 0 |  |  | -99 |  | 700 | Central | Central | Dont Know | Gas Dont Know | Dont Know | Primary
1962 | PP14764605 | 2 | Other | 2000 - 2012 | N | -99 | -99 | Other | infrared outdoor heater | 03 - Propane | [5 empty] | Other | outdoor | 0 | Not Applicable | uniflame | Es 230890 | 05/01/2001 | No Fan | 20 | -99 |  |  |  | -99 | Dont Know |  | Not Applicable | Not Applicable | Not Applicable |  | Not Applicable |  | 5 | 2001 |  |  | 11 | 2001 | Es230890 |  | -99 |  | 700 | Other | Central | Age 2000 to 2005 | Gas 010-024.99 | Dont Know | Secondary
1963 | PP14783954 | 1 | Furnace | 1995 - 1999 | N | 80 | 0 | 01 - Split Forced Air Furnace |  | 01 - Natural Gas | [5 empty] | 01 - Garage |  | 0.5 | No | goodman | gmp075-4 | 01/01/1993 | 01 - Constant Speed | 75 | 60 |  |  |  | 0.8 | 01 - AFUE |  | goodman | u-42 | No |  | Yes |  | -99 | 1993 |  | 2 | 19 | 1993 | gmp0754 | CEC_fur | 80 | 2944.4369 | 2800 | Central | Both Central and Space | Age 1990 to 1994 | Gas 070-084.99 | 78-84.99 AFUE | Primary | 2046.6193
1964 | PP14783954 | 2 | Other | 1995 - 1999 | N | -99 | -99 | 13 - Fireplace |  | 05 - Wood |  | 1-2 days/week | No |  | 1st Floor | 04 - Conditioned Space |  | 0 | No |  |  |  | No Fan | [5 empty] | -100 | Dont Know |  | Not Applicable | Not Applicable | Not Applicable | Not | Not Applicable |  | -99 | -100 |  |  | -99 | 0 |  |  | -99 |  | 2800 | Space | Both Central and Space | Dont Know |  | Dont Know | Secondary
1965 | PP14783954 | 3 | Furnace | 1995 - 1999 | N | 80 | -0.17625 | 01 - Split Forced Air Furnace |  | 01 - Natural Gas | [5 empty] | 05 - Mechanical Closet |  | 0.5 | No | lennox | G61MP-36B-070- |  | 02 - Variable Speed | 66 | 62 |  |  |  | 0.94 | 01 - AFUE |  | adp | lc23/37y9bg | Yes |  | Yes |  | -99 | -100 |  | 1 | -99 | 0 | G61MP36B070 | CEC_2009 | 94.1 |  | 2800 | Central | Both Central and Space | Dont Know | Gas 055-069.99 | 90-96.99 AFUE | Secondary
1966 | PP14783954 | 4 | Other | 1995 - 1999 | N | -99 | -99 | 13 - Fireplace |  | 02 - Electric |  | <1 day/week | No |  | 2nd Floor | 04 - Conditioned Space |  | 0 | Not Applicable | dimplex |  |  | No Fan |  |  | 1.5 | 01 - kW |  | -100 | Dont Know |  | Not Applicable | Not Applicable | Not Applicable |  | Not Applicable |  | -99 | -100 |  |  | -99 | 0 |  |  | -99 |  | 2800 | Space | Both Central and Space | Dont Know | Elec 0.1-0.99 | Dont Know | Secondary
1967 | PP14783954 | 5 | Other | 1995 - 1999 | N | -99 | -99 | 13 - Fireplace |  | 05 - Wood |  | 1-2 days/week | No |  | 2nd Floor | 04 - Conditioned Space |  | 0 | Not Applicable |  |  |  | No Fan | [5 empty] | -100 | Dont Know |  | Not Applicable | Not Applicable | Not Applicable | Not | Not Applicable |  | -99 | -100 |  |  | -99 | 0 |  |  | -99 |  | 2800 | Space | Both Central and Space | Dont Know |  | Dont Know | Secondary
1968 | PP14813857 | 1 | Furnace | 1980 - 1989 | N | 80 | -99 | 01 - Split Forced Air Furnace |  | 01 - Natural Gas | [5 empty] | 01 - Garage |  | 1 | No | guardian | GGLS060A12MP11 |  | 01 - Constant Speed | -99 | -99 |  |  |  | -99 | 01 - AFUE |  | adp | gv036p14 | No |  | Yes | limited nameplate info | -99 | -99 |  | 1 | -99 | 0 | GGLS060A12MP11 |  | -99 |  | 1500 | Central | Both Central and Space | Dont Know | Gas Dont Know | Dont Know | Primary
1969 | PP14813857 | 2 | Other | 1980 - 1989 | N | -99 | -99 | 13 - Fireplace |  | 05 - Wood |  | <1 day/week | No |  | 1st Floor | 04 - Conditioned Space |  | 0.25 | No |  |  |  | No Fan | [5 empty] | -99 | Dont Know |  | Not Applicable | Not Applicable | Not Applicable | Dont | Not Applicable | no nameplate access | -99 | -99 |  |  | -99 | 0 |  |  | -99 |  | 1500 | Space | Both Central and Space | Dont Know |  | Dont Know | Secondary
1970 | PP14829673 | 1 | Heat Pump | 1970 - 1979 | Y | 8 | -99 | 07 - Package Heat Pump |  | 02 - Electric | [5 empty] | 06 - Roof |  | 1 | No | york | b1hh042a06b |  | 01 - Constant Speed |  |  | -99 | Dont Know |  | -99 | Dont Know |  | Not Applicable | Not Applicable | Not Applicable |  | Not Applicable | cant determine electric input | -99 | -99 | 1 | 1 | -99 | 0 | b1hh042a06b | CEC_cen | -99 |  | 1300 | Central | Central | Dont Know | Elec Dont Know | Dont Know | Primary
1971 | PP14830414 | 1 | Furnace | 1980 - 1989 | N | 80 | 0 | 01 - Split Forced Air Furnace |  | 01 - Natural Gas | [5 empty] | 01 - Garage |  | 1 | No | American standard | AUD100R9V5K4 | 01/01/2005 | 01 - Constant Speed | 100 | 90 |  |  |  | 0.9 | 01 - AFUE |  | Summit | CA060a897xme | Yes |  | Yes |  | 1 | 2005 |  | 1 | 7 | 2005 | AUD100R9V5K4 | CEC_fur | 80 | 2860.2803 | 1967 | Central | Central | Age 2000 to 2005 | Gas 100-114.99 | 78-84.99 AFUE | Primary | 1988.1237
1972 | PP14836825 | 1 | Other | 1900 - 1969 | Y | -99 | -99 | 09 - Gravity Furnace | gas heater, not wall | 01 - Natural Gas | [5 empty] | 04 - Conditioned Space |  | 1 | No | thompson |  |  | No Fan | -99 | -99 |  |  |  | -99 | Dont Know |  | Not Applicable | Not Applicable | Not Applicable |  | Not Applicable | no nameplate | -99 | -99 |  |  | -99 | 0 |  |  | -99 |  | -99 | Space | Space | Dont Know | Gas Dont Know | Dont Know | Primary
1973 | PP14853632 | 1 | Furnace | 1980 - 1989 | Y | 80 | 0.05 | 15 - Forced Air furnace (No AC) |  | 01 - Natural Gas | [5 empty] | 05 - Mechanical Closet |  | 1 | No | day & night | 394jaw036045 |  | 01 - Constant Speed | 60 | -99 |  |  |  | -99 | Dont Know |  | Not Applicable | Not Applicable | Not Applicable |  | No | limited nameplate info | -99 | -99 |  |  | 24 | 1988 | 394jaw036045 | bluebook | 76 | 14396.4375 | 1200 | Central | Central | Age 1985 to 1989 | Gas 055-069.99 | 72-77.99 AFUE | Primary | 31891.0285
1974 | PP14933242 | 1 | Furnace | 1980 - 1989 | N | 80 | 0.01375 | 01 - Split Forced Air Furnace |  | 01 - Natural Gas | [5 empty] | 01 - Garage |  | 0.5 | No | carrier | 58gs075-3 |  | 01 - Constant Speed | 75 | -99 |  |  |  | -99 | 01 - AFUE |  | Dont Know | Dont Know | No |  | Yes | limited nameplate info. no info on evap coil. | -99 | -99 |  | 1 | 30 | 1982 | 58gs0753 | bluebook | 78.9 | 17868.554 | 3176 | Central | Both Central and Space | Age 1980 to 1984 | Gas 070-084.99 | 78-84.99 AFUE | Primary | 13956.7168
1975 | PP14933242 | 2 | Furnace | 1980 - 1989 | N | 80 | 0.01375 | 01 - Split Forced Air Furnace |  | 01 - Natural Gas | [5 empty] | 05 - Mechanical Closet |  | 0.5 | No | carrier | 58gs075-3 |  | 01 - Constant Speed | 75 | -99 |  |  |  | -99 | 01 - AFUE |  | Dont Know | Dont Know | No |  | Yes | limited nameplate info. no info on evap coil. | -99 | -99 |  | 2 | 30 | 1982 | 58gs0753 | bluebook | 78.9 |  | 3176 | Central | Both Central and Space | Age 1980 to 1984 | Gas 070-084.99 | 78-84.99 AFUE | Secondary
1976 | PP14933242 | 3 | Other | 1980 - 1989 | N | -99 | -99 | 13 - Fireplace |  | 05 - Wood |  | <1 day/week | No |  | 1st Floor | 04 - Conditioned Space |  | 0.25 | No |  |  |  | No Fan | [5 empty] | -99 | Dont Know |  | Not Applicable | Not Applicable | Not Applicable | Not | Not Applicable | no nameplate access | -99 | -99 |  |  | -99 | 0 |  |  | -99 |  | 3176 | Space | Both Central and Space | Dont Know |  | Dont Know | Secondary
1977 | PP14933242 | 4 | Other | 1980 - 1989 | N | -99 | -99 | 13 - Fireplace |  | 01 - Natural Gas |  | <1 day/week | No |  | 1st Floor | 04 - Conditioned Space |  | 0.25 | No |  |  |  | No Fan | -99 | -99 |  |  |  | -99 | Dont Know |  | Not Applicable | Not Applicable | Not Applicable |  | Not Applicable | no nameplate on fireplace | -99 | -99 |  |  | -99 | 0 |  |  | -99 |  | 3176 | Space | Both Central and Space | Dont Know | Gas Dont Know | Dont Know | Secondary
1978 | PP14933242 | 5 | Other | 1980 - 1989 | N | -99 | -99 | 13 - Fireplace |  | 05 - Wood |  | <1 day/week | No |  | 2nd Floor | 04 - Conditioned Space |  | 0.25 | No |  |  |  | No Fan | [5 empty] | -99 | Dont Know |  | Not Applicable | Not Applicable | Not Applicable | Not | Not Applicable | no nameplate on fireplace | -99 | -99 |  |  | -99 | 0 |  |  | -99 |  | 3176 | Space | Both Central and Space | Dont Know |  | Dont Know | Secondary
1979 | PP14934969 | 1 | Furnace | 1980 - 1989 | N | 80 | -99 | 02 - Package Furnace/AC |  | 01 - Natural Gas | [5 empty] | 06 - Roof |  | 0.4 | No | rheem |  | 01/01/1985 | 01 - Constant Speed | -99 | -99 |  |  |  | -99 | Dont Know |  | Not Applicable | Not Applicable | Not Applicable |  | No |  | -99 | 1985 | 1 | 2 | 27 | 1985 |  |  | -99 |  | 2200 | Central | Central | Age 1985 to 1989 | Gas Dont Know | Dont Know | Primary
1980 | PP14934969 | 2 | Furnace | 1980 - 1989 | N | 80 | -99 | 02 - Package Furnace/AC |  | 01 - Natural Gas | [5 empty] | 06 - Roof |  | 0.6 | No | goodman |  |  | 01 - Constant Speed | -99 | -99 |  |  |  | -99 | 01 - AFUE |  | Not Applicable | Not Applicable | Not Applicable |  | Not Applicable | see picture of other unit, accidentally deleted other ys | -99 | -99 | 2 |  | -99 | 0 |  |  | -99 |  | 2200 | Central | Central | Dont Know | Gas Dont Know | Dont Know | Secondary
1981 | PP14940390 | 1 | Furnace | 1900 - 1969 | N | 80 | -0.0145 | 01 - Split Forced Air Furnace |  | 01 - Natural Gas | [5 empty] | 04 - Conditioned Space |  | 1 | No | payne | pg8daa036070 | 09/01/2001 | 02 - Variable Speed | 69 | 56 |  |  |  | 0.81 | 01 - AFUE |  | Not Applicable | Not Applicable | Not Applicable |  | No |  | 9 | 2001 |  |  | 11 | 2001 | pg8daa036070 | CEC_fur | 81.16 | 3217.2715 | 1850 | Central | Central | Age 2000 to 2005 | Gas 055-069.99 | 78-84.99 AFUE | Primary | 2390.7144
1982 | PP14959950 | 1 | Furnace | 1900 - 1969 | N | 80 | -0.015 | 01 - Split Forced Air Furnace |  | 01 - Natural Gas | [5 empty] | 07 - Crawlspace |  | 1 | No | Rheem | RGPH-07NAUER |  | 01 - Constant Speed | 75 | -99 |  |  |  | -99 | Dont Know |  | Not Applicable | Not Applicable | Not Applicable |  | Not Applicable | no output or efficiency | -99 | -99 |  |  | -99 | 0 | RGPH07NAUER | CEC_fur | 81.2 | 11921.21 | 840 | Central | Central | Dont Know | Gas 070-084.99 | 78-84.99 AFUE | Primary | 11930.0792
1983 | PP14965242 | 1 | Furnace | 1900 - 1969 | Y | 80 | -0.025 | 02 - Package Furnace/AC |  | 01 - Natural Gas | [5 empty] | 06 - Roof |  | 0.25 | No | payne | py1pnb024040naaa |  | 01 - Constant Speed | 40 | 32.8 |  |  |  | 0.8 | 01 - AFUE |  | Not Applicable | Not Applicable | Not Applicable |  | Not Applicable |  | -99 | -99 | 1 | 5 | -99 | 0 | py1pnb024040naaa | CEC_cen | 82 |  | 3850 | Central | Central | Dont Know | Gas 040-054.99 | 78-84.99 AFUE | Secondary
1984 | PP14965242 | 2 | Furnace | 1900 - 1969 | Y | 80 | 0 | 02 - Package Furnace/AC |  | 01 - Natural Gas | [5 empty] | 06 - Roof |  | 0.25 | No | payne | PY3PN*036060A |  | 01 - Constant Speed | 60 | 48 |  |  |  | 0.8 | 01 - AFUE |  | Not Applicable | Not Applicable | Not Applicable |  | Not Applicable |  | -99 | -99 | 2 |  | -99 | 0 | PY3PN036060A | Field Data Only | 80 | 2135.88 | 3850 | Central | Central | Dont Know | Gas 055-069.99 | 78-84.99 AFUE | Primary | 2515.127
1985 | PP14965242 | 3 | Furnace | 1900 - 1969 | Y | 80 | 0 | 01 - Split Forced Air Furnace |  | 01 - Natural Gas | [5 empty] | 04 - Conditioned Space |  | 0.25 | No | american standard | aud100r9v5k4 | 11/01/2008 | 01 - Constant Speed | 100 | 80 |  |  |  | 0.8 | 01 - AFUE |  | adp | te50660c210b2722ap | Yes |  | Yes |  | 11 | 2008 |  | 1 | 4 | 2008 | aud100r9v5k4 | CEC_fur | 80 |  | 3850 | Central | Central | Age 2006 to 2009 | Gas 100-114.99 | 78-84.99 AFUE | Secondary
1986 | PP14965242 | 4 | Heat Pump | 1900 - 1969 | Y | 8.2 | -99 | 06 - Split Heat pump w/o electronic supplement |  | 02 - Electric | [5 empty] | 04 - Conditioned Space |  | 0.25 | No | mitsubishi | muz-a24na |  | 01 - Constant Speed |  |  | -99 | Dont Know | volts | -99 | Dont Know |  | Not Applicable | Not Applicable | Not Applicable |  | Not Applicable | info not on nameplate | -99 | -99 |  | 6 | -99 | 0 | muza24na |  | -99 |  | 3850 | Central | Central | Dont Know | Elec Dont Know | Dont Know | Secondary
1987 | PP14979206 | 1 | Furnace | 1900 - 1969 | N | 80 | -99 | 02 - Package Furnace/AC |  | 01 - Natural Gas | [5 empty] | Other | outside | 1 | No | trane | 4YCY4060A1120 | 08/01/2009 | 01 - Constant Speed | -99 | -99 |  |  |  | -99 | Dont Know |  | Not Applicable | Not Applicable | Not Applicable |  | Not Applicable |  | 8 | 2009 | 1 | 1 | 3 | 2009 | 4YCY4060A1120 |  | -99 |  | 5000 | Central | Central | Age 2006 to 2009 | Gas Dont Know | Dont Know | Primary
1988 | PP14989238 | 1 | Furnace | 2000 - 2012 | N | 80 | 0 | 01 - Split Forced Air Furnace |  | 01 - Natural Gas | [5 empty] | 02 - Attic |  | 1 | Not Applicable | carrier |  | 01/01/2000 | 01 - Constant Speed | 115 | 92 |  |  |  | 0.8 | 01 - AFUE |  | allstyle | Dont Know | Yes |  | Yes |  | 1 | 2000 |  | 1 | 12 | 2000 |  | Field Data Only | 80 | 13832.2437 | 2100 | Central | Both Central and Space | Age 2000 to 2005 | Gas 115-129.99 | 78-84.99 AFUE | Primary | 13842.5346
1989 | PP14989238 | 2 | Other | 2000 - 2012 | N | -99 | -99 | 13 - Fireplace |  | 01 - Natural Gas |  | 1-2 days/week | No |  | 1st Floor | 04 - Conditioned Space |  | 0 | Not Applicable |  |  |  | No Fan | -99 | -99 |  |  |  | -99 | Dont Know |  | Not Applicable | Not Applicable | Not Applicable |  | Not Applicable |  | -99 | -99 |  |  | -99 | 0 |  |  | -99 |  | 2100 | Space | Both Central and Space | Dont Know | Gas Dont Know | Dont Know | Secondary
1990 | PP14992227 | 1 | Furnace | 1970 - 1979 | Y | 80 | 0 | 02 - Package Furnace/AC |  | 01 - Natural Gas | [5 empty] | 06 - Roof |  | 1 | No | goodman | GPG13420701 |  | 01 - Constant Speed | 69 | -99 |  |  |  | 0.8 | 01 - AFUE |  | Not Applicable | Not Applicable | Not Applicable |  | Not Applicable |  | -99 | -99 | 1 | 1 | -99 | 0 | GPG13420701 | Field and Source Data | 80 | 4019.02 | 1526 | Central | Central | Dont Know | Gas 055-069.99 | 78-84.99 AFUE | Primary | 4581.5537
1991 | PP15002135 | 1 | Other | 1980 - 1989 | N | -99 | -99 | 13 - Fireplace |  | 01 - Natural Gas |  | <1 day/week | No |  | 1st Floor | 04 - Conditioned Space |  | 0 | Not Applicable |  |  |  | No Fan | -99 | -99 |  |  |  | -100 | Dont Know |  | Not Applicable | Not Applicable | Not Applicable |  | Not Applicable |  | -99 | -100 |  |  | -99 | 0 |  |  | -99 |  | 4200 | Space | Both Central and Space | Dont Know | Gas Dont Know | Dont Know | Secondary
1992 | PP15002135 | 2 | Other | 1980 - 1989 | N | -99 | -99 | 13 - Fireplace |  | 01 - Natural Gas |  | <1 day/week | No |  | 1st Floor | 04 - Conditioned Space |  | 0 | No |  |  |  | No Fan | -99 | -99 |  |  |  | -99 | Dont Know |  | Not Applicable | Not Applicable | Not Applicable |  | Not Applicable |  | -99 | -100 |  |  | -99 | 0 |  |  | -99 |  | 4200 | Space | Both Central and Space | Dont Know | Gas Dont Know | Dont Know | Secondary
1993 | PP15002135 | 3 | Other | 1980 - 1989 | N | -99 | -99 | 14 - Electric Space Heater |  | 02 - Electric | [5 empty] | 04 - Conditioned Space |  | 0 | No | holmes |  |  | No Fan |  |  | -99 | Dont Know |  | -99 | Dont Know |  | Not Applicable | Not Applicable | Not Applicable |  | Not Applicable | no nameplate | -99 | -99 |  |  | -99 | 0 |  |  | -99 |  | 4200 | Space | Both Central and Space | Dont Know | Elec Dont Know | Dont Know | Secondary
1994 | PP15002135 | 4 | Furnace | 1980 - 1989 | N | 80 | 0 | 01 - Split Forced Air Furnace |  | 01 - Natural Gas | [5 empty] | 02 - Attic |  | 0.5 | No | ge | Bl u090f948a0 |  | 01 - Constant Speed | 90 | 72 |  |  |  | 0.8 | 01 - AFUE |  | Dont Know | Dont Know | No |  | Yes | no nameplate on evap coil | -99 | -99 |  | 2 | -99 | 0 | Blu090f948a0 | Field Data Only | 80 | 2465.11 | 4200 | Central | Both Central and Space | Dont Know | Gas 085-099.99 | 78-84.99 AFUE | Primary | 1713.4487
1995 | PP15002135 | 5 | Furnace | 1980 - 1989 | N | 80 | 0 | 01 - Split Forced Air Furnace |  | 01 - Natural Gas | [5 empty] | 02 - Attic |  | 0.5 | No | ge | Bl u090f948a0 |  | 01 - Constant Speed | 90 | 72 |  |  |  | 0.8 | 01 - AFUE |  | unitary | g2fd048s21g | No |  | Yes |  | -99 | -99 |  | 1 | -99 | 0 | Blu090f948a0 | Field Data Only | 80 |  | 4200 | Central | Both Central and Space | Dont Know | Gas 085-099.99 | 78-84.99 AFUE | Secondary
1996 | PP15018565 | 1 | Furnace | 1970 - 1979 | Y | 80 | -0.0065 | 01 - Split Forced Air Furnace |  | 01 - Natural Gas | [5 empty] | 05 - Mechanical Closet |  | 1 | No | nordyne | m1gc 077a bw |  | 01 - Constant Speed | 77 | 62 |  |  |  | 0.8 | 01 - AFUE |  | Not Applicable | Not Applicable | Not Applicable |  | No |  | -99 | -99 |  | 1 | -99 | 0 | m1gc077abw | CEC_fur | 80.52 | 7457.65 | 1100 | Central | Central | Dont Know | Gas 070-084.99 | 78-84.99 AFUE | Primary | 8707.2608
1997 | PP15077247 | 1 | Other | 1970 - 1979 | N | -99 | -99 | 11 - Electronic Baseboards |  | 02 - Electric | [5 empty] | 04 - Conditioned Space |  | 0.75 | Not Applicable |  |  |  | No Fan |  |  | -99 | Dont Know |  | -99 | Dont Know |  | Not Applicable | Not Applicable | Not Applicable |  | Not Applicable | no plate | -99 | -99 |  |  | -99 | 0 |  |  | -99 |  | 1200 | Space | Space | Dont Know | Elec Dont Know | Dont Know | Primary
1998 | PP15115550 | 1 | Furnace | 1970 - 1979 | N | 80 | -99 | 02 - Package Furnace/AC |  | 01 - Natural Gas | [5 empty] | 06 - Roof |  | 1 | No | york | D1NP042N06506 |  | 01 - Constant Speed | 80 | -99 |  |  |  | -99 | Dont Know |  | Dont Know | Dont Know | Dont Know |  | Yes | don't know | -99 | -99 | 1 | 1 | -99 | 0 | D1NP042N06506 |  | -99 |  | 1400 | Central | Central | Dont Know | Gas 070-084.99 | Dont Know | Primary
1999 | PP15128443 | 1 | Wall Furnace | 1900 - 1969 | Y | 65 | -0.19077 | 03 - Wall Furnace |  | 01 - Natural Gas | [5 empty] | 04 - Conditioned Space |  | 0.75 | No | williams | 2509622 |  | 01 - Constant Speed | 25 | 19.35 |  |  |  | 0.76 | 01 - AFUE |  | Not Applicable | Not Applicable | Not Applicable |  | No |  | -99 | -99 |  |  | -99 | 0 | 2509622 | Field Data Only | 77.4 | 7457.65 | -99 | Space | Space | Dont Know | Gas 025-039.99 | 72-77.99 AFUE | Primary | 3821.8231
2000 | PP15129180 | 1 | Furnace | 1900 - 1969 | N | 80 | -0.02275 | 15 - Forced Air furnace (No AC) |  | 01 - Natural Gas | [5 empty] | 04 - Conditioned Space |  | 1 | No | bryant | 311JAV024045 | 12/01/2006 | 01 - Constant Speed | 44 | 36 |  |  |  | 0.81 | 01 - AFUE |  | Not Applicable | Not Applicable | Not Applicable |  | No |  | 12 | 2006 |  |  | 6 | 2006 | 311JAV024045 | Field Data Only | 81.82 | 7263.5087 | 943 | Central | Central | Age 2006 to 2009 | Gas 040-054.99 | 78-84.99 AFUE | Primary | 6165.3471
2001 | PP15150240 | 1 | Wall Furnace | 1900 - 1969 | Y | 65 | -99 | 03 - Wall Furnace |  | 01 - Natural Gas | [5 empty] | 04 - Conditioned Space |  | 0.5 | No |  |  |  | No Fan | -99 | -99 |  |  |  | -99 | Dont Know |  | Not Applicable | Not Applicable | Not Applicable |  | Not Applicable | couldn't access | -99 | -99 |  |  | -99 | 0 |  |  | -99 |  | -99 | Space | Space | Dont Know | Gas Dont Know | Dont Know | Primary
2002 | PP15169340 | 1 | Wall Furnace | 1970 - 1979 | N | 65 | -0.13846 | 03 - Wall Furnace |  | 01 - Natural Gas | [5 empty] | 04 - Conditioned Space |  | 1 | No | empire | gwt-35-1 |  | No Fan | 35 | -99 |  |  |  | -99 | 01 - AFUE |  | Not Applicable | Not Applicable | Not Applicable |  | No | limited nameplate info | -99 | -99 |  |  | -99 | 0 | gwt351 | CEC_heat | 74 | 11921.21 | 1300 | Space | Space | Dont Know | Gas 025-039.99 | 72-77.99 AFUE | Primary | 16810.7718
2003 | PP15191946 | 1 | Other | 1990 - 1994 | N | -99 | -99 | 13 - Fireplace |  | 05 - Wood |  | <1 day/week | No |  | 1st Floor | 04 - Conditioned Space |  | 0 | Not Applicable | heatilator |  |  | No Fan | [5 empty] | -100 | Dont Know |  | Not Applicable | Not Applicable | Not Applicable | Not | Not Applicable |  | -99 | -100 |  |  | -99 | 0 |  |  | -99 |  | 3604 | Space | Both Central and Space | Dont Know |  | Dont Know | Secondary
2004 | PP15191946 | 2 | Other | 1990 - 1994 | N | -99 | -99 | 13 - Fireplace |  | 05 - Wood |  | 1-2 days/week | No |  | 1st Floor | 04 - Conditioned Space |  | 0 | Not Applicable | heatilator |  |  | No Fan | [5 empty] | -100 | Dont Know |  | Not Applicable | Not Applicable | Not Applicable | Not | Not Applicable |  | -99 | -100 |  |  | -99 | 0 |  |  | -99 |  | 3604 | Space | Both Central and Space | Dont Know |  | Dont Know | Secondary
2005 | PP15191946 | 3 | Other | 1990 - 1994 | N | -99 | -99 | 13 - Fireplace |  | 01 - Natural Gas |  | 3-5 days/week | Yes | -100 | 2nd Floor | 04 - Conditioned Space |  | 0 | Not Applicable | heatilator |  |  | No Fan | -100 | -100 |  |  |  | -100 | Dont Know |  | Not Applicable | Not Applicable | Not Applicable |  | Not Applicable |  | -99 | -100 |  |  | -99 | 0 |  |  | -99 |  | 3604 | Space | Both Central and Space | Dont Know | Gas Dont Know | Dont Know | Secondary
2006 | PP15191946 | 4 | Furnace | 1990 - 1994 | N | 80 | -0.0085 | 01 - Split Forced Air Furnace |  | 01 - Natural Gas | [5 empty] | 02 - Attic |  | 1 | No | carrier | 58STX090-16 | 09/01/2002 | 02 - Variable Speed | 88 | 71 |  |  |  | 0.8 | 01 - AFUE |  | allstyle | aslb484823t+v | Dont Know |  | Yes |  | 9 | 2002 |  | 1 | 10 | 2002 | 58STX09016 | Field Data Only | 80.68 | 4766.9405 | 3604 | Central | Both Central and Space | Age 2000 to 2005 | Gas 085-099.99 | 78-84.99 AFUE | Primary | 3723.3476
2007 | PP15240455 | 1 | Wall Furnace | 1900 - 1969 | Y | 65 | -99 | 03 - Wall Furnace |  | 01 - Natural Gas | [5 empty] | 04 - Conditioned Space |  | 1 | No | empire | gwt-35-2 |  | No Fan | 35 | -99 |  |  |  | -99 | Dont Know |  | Not Applicable | Not Applicable | Not Applicable |  | No | limited nameplate info | -99 | -99 |  |  | -99 | 0 | gwt352 |  | -99 |  | 400 | Space | Space | Dont Know | Gas 025-039.99 | Dont Know | Secondary
2008 | PP15240455 | 2 | Other | 1900 - 1969 | Y | -99 | -99 | 14 - Electric Space Heater |  | 02 - Electric | [5 empty] | 04 - Conditioned Space |  | 0.5 | No | delonghi | tch7690er |  | No Fan |  |  | 1.5 | 01 - kW |  | -99 | Dont Know |  | Not Applicable | Not Applicable | Not Applicable |  | Not Applicable | limited nameplate info | -99 | -99 |  |  | -99 | 0 | tch7690er |  | -99 |  | 400 | Space | Space | Dont Know | Elec 0.1-0.99 | Dont Know | Primary
2009 | PP15251769 | 1 | Furnace | 1900 - 1969 | N | 80 | -0.025 | 01 - Split Forced Air Furnace |  | 01 - Natural Gas | [5 empty] | 05 - Mechanical Closet |  | 1 | No | lennox | g24m3/4-100a-2 |  | 01 - Constant Speed | 100 | 82 |  |  |  | 0.82 | 01 - AFUE |  | lennox | cr22-41-txv-2 | Yes |  | Yes |  | -99 | -99 |  | 1 | -99 | 0 | g24m34100a2 | Field Data Only | 82 | 8122.07 | 1850 | Central | Central | Dont Know | Gas 100-114.99 | 78-84.99 AFUE | Primary | 7243.2715
2010 | PP15265771 | 1 | Furnace | 1980 - 1989 | N | 80 | -0.1375 | 01 - Split Forced Air Furnace |  | 01 - Natural Gas | [5 empty] | 05 - Mechanical Closet |  | 1 | No | amana | tdc060c936b7 |  | 02 - Variable Speed | 60 | -99 |  |  |  | -99 | Dont Know |  | adp | te34636c17582005ap | Yes |  | Yes | Information not on name plate. | -99 | -99 |  | 1 | -99 | 0 | tdc060c936b7 | CEC_fur | 91 | 8122.07 | 1288 | Central | Central | Dont Know | Gas 055-069.99 | 90-96.99 AFUE | Primary | 6343.9622
2011 | PP15278958 | 1 | Furnace | 1900 - 1969 | Y | 80 | 0 | 01 - Split Forced Air Furnace |  | 01 - Natural Gas | [5 empty] | 05 - Mechanical Closet |  | 1 | No | American standard | gu7 80d 24 e3 |  | 01 - Constant Speed | 80 | 64 |  |  |  | 0.8 | 01 - AFUE |  | American standard | um2 4-6 | Yes |  | Yes |  | -99 | -99 |  | 1 | -99 | 0 | gu780d24e3 | Field Data Only | 80 | 7457.65 | 884 | Central | Central | Dont Know | Gas 070-084.99 | 78-84.99 AFUE | Primary | 4354.6791
2012 | PP15306381 | 1 | Other | 1900 - 1969 | N | -99 | -99 | 13 - Fireplace |  | 05 - Wood |  | 3-5 days/week | No |  | 1st Floor | 04 - Conditioned Space |  | 0 | No |  |  |  | No Fan | [5 empty] | -100 | Dont Know |  | Not Applicable | Not Applicable | Not Applicable | Not | Not Applicable | no nameplate | -99 | -99 |  |  | -99 | 0 |  |  | -99 |  | 2300 | Space | Both Central and Space | Dont Know |  | Dont Know | Secondary
2013 | PP15306381 | 2 | Furnace | 1900 - 1969 | N | 80 | -99 | 01 - Split Forced Air Furnace |  | 01 - Natural Gas | [5 empty] | 05 - Mechanical Closet |  | 0.5 | No | lennox | G40UH-48B-090X- |  | 01 - Constant Speed | 88 | -99 |  |  |  | -99 | Dont Know |  | Dont Know | bv240 60-bpe29 96l67 | No |  | Yes | no output | -99 | -99 |  | 2 | -99 | 0 | G40UH48B090X |  | -99 |  | 2300 | Central | Both Central and Space | Dont Know | Gas 085-099.99 | Dont Know | Primary
2014 | PP15306381 | 3 | Furnace | 1900 - 1969 | N | 80 | -99 | 01 - Split Forced Air Furnace |  | 01 - Natural Gas | [5 empty] | 02 - Attic |  | 0.5 | No | carrier | weather maker 8000 |  | 01 - Constant Speed | -99 | -99 |  |  |  | -99 | Dont Know |  | adp | ct3836-m145 | Yes |  | Yes | boxes and boxes of stuff blocking access to panel. was able to see evap nameplate an furnace name | -99 | -99 |  | 1 | -99 | 0 | weathermaker8000 |  | -99 |  | 2300 | Central | Both Central and Space | Dont Know | Gas Dont Know | Dont Know | Secondary
2015 | PP15306381 | 4 | Other | 1900 - 1969 | N | -99 | -99 | Other | nat gas space heater | 01 - Natural Gas | [5 empty] | Other | outide | 0 | Not Applicable | mr. heater | mh25ng | 11/01/2010 | No Fan | 25 | -99 |  |  |  | -99 | Dont Know |  | Not Applicable | Not Applicable | Not Applicable |  | Not Applicable | no ouput | 11 | 2010 |  |  | 2 | 2010 | mh25ng |  | -99 |  | 2300 | Other | Both Central and Space | Age 2010 to 2012 | Gas 025-039.99 | Dont Know | Secondary
2016 | PP15313905 | 1 | Furnace | 1900 - 1969 | N | 80 | 0 | 01 - Split Forced Air Furnace |  | 01 - Natural Gas | [5 empty] | 05 - Mechanical Closet |  | 1 | No | quatro | maa080nr4r |  | 01 - Constant Speed | 80 | -99 |  |  |  | 0.8 | 01 - AFUE |  | Dont Know | Dont Know | Dont Know |  | Yes | not listed on nameplate | -99 | -99 |  | 1 | -99 | 0 | maa080nr4r | Field Data Only | 80 | 2465.11 | 1800 | Central | Central | Dont Know | Gas 070-084.99 | 78-84.99 AFUE | Primary | 1713.4487
2017 | PP15339490 | 1 | Furnace | 1980 - 1989 | N | 80 | -99 | 15 - Forced Air furnace (No AC) |  | 01 - Natural Gas | [5 empty] | 04 - Conditioned Space |  | 1 | No | trane | blu090l948a1 | 05/01/1987 | 02 - Variable Speed | 90 | -99 |  |  |  | -99 | 01 - AFUE |  | Not Applicable | Not Applicable | Not Applicable |  | No | no output kbtu/hr listed on nameplate | 5 | 1987 |  |  | 25 | 1987 | blu090l948a1 |  | -99 |  | 1800 | Central | Both Central and Space | Age 1985 to 1989 | Gas 085-099.99 | Dont Know | Primary
2018 | PP15339490 | 2 | Other | 1980 - 1989 | N | -99 | -99 | 13 - Fireplace |  | 05 - Wood |  | <1 day/week | No |  | 1st Floor | 04 - Conditioned Space |  | 0.25 | No |  |  |  | No Fan | [5 empty] | -100 | Dont Know |  | Not Applicable | Not Applicable | Not Applicable | Not | Not Applicable | no namplate access. | -99 | -99 |  |  | -99 | 0 |  |  | -99 |  | 1800 | Space | Both Central and Space | Dont Know |  | Dont Know | Secondary
2019 | PP15361155 | 1 | Furnace | 1980 - 1989 | Y | 80 | -99 | 02 - Package Furnace/AC |  | 01 - Natural Gas | [5 empty] | 06 - Roof |  | 1 | No | rheem |  |  | 01 - Constant Speed | -99 | -99 |  |  |  | -99 | Dont Know |  | Not Applicable | Not Applicable | Not Applicable |  | Not Applicable | washed out nameplate | -99 | -99 | 1 | 2 | -99 | 0 |  |  | -99 |  | 900 | Central | Central | Dont Know | Gas Dont Know | Dont Know | Primary
2020 | PP15391697 | 1 | Wall Furnace | 1900 - 1969 | Y | 65 | -99 | 03 - Wall Furnace |  | 01 - Natural Gas | [5 empty] | 04 - Conditioned Space |  | 1 | No | williams | 35gvhe-5t nat |  | No Fan | 35 | -99 |  |  |  | -99 | 01 - AFUE |  | Not Applicable | Not Applicable | Not Applicable |  | No | limited nameplate info | -99 | -99 |  |  | -99 | 0 | 35gvhe5tnat |  | -99 |  | 732 | Space | Space | Dont Know | Gas 025-039.99 | Dont Know | Primary
2021 | PP15393052 | 1 | Furnace | 2000 - 2012 | Y | 80 | -99 | 02 - Package Furnace/AC |  | 01 - Natural Gas | [5 empty] | 06 - Roof |  | 1 | No | lennox |  |  | 01 - Constant Speed | -99 | -99 |  |  |  | -99 | Dont Know |  | Not Applicable | Not Applicable | Not Applicable |  | Not Applicable | unit on roof | -99 | -99 | 1 | 1 | -99 | 0 |  |  | -99 |  | 1550 | Central | Central | Dont Know | Gas Dont Know | Dont Know | Primary
2022 | PP15399281 | 1 | Furnace | 2000 - 2012 | N | 80 | -99 | 01 - Split Forced Air Furnace |  | 01 - Natural Gas | [5 empty] | 02 - Attic |  | 1 | No | york |  |  | 01 - Constant Speed | -99 | -99 |  |  |  | -99 | Dont Know |  | Dont Know | bv732 60+x2-ayl20 | Dont Know |  | Yes | couldnt open cover | -99 | -99 |  | 1 | -99 | 0 |  |  | -99 |  | 3500 | Central | Central | Dont Know | Gas Dont Know | Dont Know | Primary
2023 | PP15399281 | 2 | Furnace | 2000 - 2012 | N | 80 | -99 | 01 - Split Forced Air Furnace |  | 01 - Natural Gas | [5 empty] | 05 - Mechanical Closet |  | 0 | No |  | f2rp024h06b |  | 01 - Constant Speed | -99 | -99 |  |  |  | -99 | Dont Know |  | Not Applicable | Not Applicable | Not Applicable |  | No |  | -99 | -99 |  | 2 | -99 | 0 | f2rp024h06b |  | -99 |  | 3500 | Central | Central | Dont Know | Gas Dont Know | Dont Know | Secondary
2024 | PP15435914 | 1 | Furnace | 1900 - 1969 | N | 80 | -0.2 | 01 - Split Forced Air Furnace |  | 01 - Natural Gas | [5 empty] | 03 - Basement |  | 1 | No | amana | amv91155dxbc |  | 02 - Variable Speed | 115 | 111 |  |  |  | 0.96 | 01 - AFUE |  | all style | truf60tr-8a | Yes |  | Yes |  | -99 | -99 |  | 1 | -99 | 0 | amv91155dxbc | Field Data Only | 96 | 2772.78 | 5300 | Central | Both Central and Space | Dont Know | Gas 115-129.99 | 90-96.99 AFUE | Primary | 2060.4183
2025 | PP15435914 | 2 | Other | 1900 - 1969 | N | -99 | -99 | 13 - Fireplace |  | 05 - Wood |  | 1-2 days/week | No |  | 2nd Floor | 04 - Conditioned Space |  | 0 | No |  |  |  | No Fan | [5 empty] | -99 | Dont Know |  | Not Applicable | Not Applicable | Not Applicable | Dont | Not Applicable | wood fireplace | -99 | -99 |  |  | -99 | 0 |  |  | -99 |  | 5300 | Space | Both Central and Space | Dont Know |  | Dont Know | Secondary
2026 | PP15439618 | 1 | Other | 1995 - 1999 | N | -99 | -99 | 13 - Fireplace |  | 05 - Wood |  | <1 day/week | No |  | 1st Floor | 04 - Conditioned Space |  | 0 | No |  |  |  | No Fan | [5 empty] | -100 | Dont Know |  | Not Applicable | Not Applicable | Not Applicable | Not | Not Applicable |  | -99 | -99 |  |  | -99 | 0 |  |  | -99 |  | 1670 | Space | Both Central and Space | Dont Know |  | Dont Know | Secondary
2027 | PP15439618 | 2 | Furnace | 1995 - 1999 | N | 80 | -0.15538 | 01 - Split Forced Air Furnace |  | 01 - Natural Gas | [5 empty] | 05 - Mechanical Closet |  | 1 | No | carrier | 58mxa060-12 |  | 01 - Constant Speed | 60 | 56 |  |  |  | 0.85 | 01 - AFUE |  | adp | ha12436c175b24230 | Yes |  | Yes |  | -99 | -99 |  | 1 | -99 | 0 | 58mxa06012 | CEC_fur | 92.43 | 8122.07 | 1670 | Central | Both Central and Space | Dont Know | Gas 055-069.99 | 90-96.99 AFUE | Primary | 6343.9622
2028 | PP15443659 | 1 | Other | 1900 - 1969 | N | -99 | -99 | 13 - Fireplace |  | 05 - Wood |  | <1 day/week | No |  | 1st Floor | 04 - Conditioned Space |  | 0 | No |  |  |  | No Fan | [5 empty] | -100 | Dont Know |  | Not Applicable | Not Applicable | Not Applicable | Not | Not Applicable |  | -99 | -99 |  |  | -99 | 0 |  |  | -99 |  | 1600 | Space | Both Central and Space | Dont Know |  | Dont Know | Secondary
2029 | PP15443659 | 2 | Furnace | 1900 - 1969 | N | 80 | -99 | 15 - Forced Air furnace (No AC) |  | 01 - Natural Gas | [5 empty] | 01 - Garage |  | 1 | No | lennox | g20q3x-75-5 |  | 01 - Constant Speed | 75 | -99 |  |  |  | -100 | Dont Know |  | Not Applicable | Not Applicable | Not Applicable |  | No | no output | -99 | -99 |  |  | -99 | 0 | g20q3x755 |  | -99 |  | 1600 | Central | Both Central and Space | Dont Know | Gas 070-084.99 | Dont Know | Primary
2030 | PP15476988 | 1 | Furnace | 1900 - 1969 | N | 80 | -99 | 15 - Forced Air furnace (No AC) |  | 01 - Natural Gas | [5 empty] | 05 - Mechanical Closet |  | 1 | No | ruud | ugdc-05nauer |  | 01 - Constant Speed | 50 | -99 |  |  |  | -99 | Dont Know |  | Not Applicable | Not Applicable | Not Applicable |  | No | no output | -99 | -99 |  |  | -99 | 0 | ugdc05nauer |  | -99 |  | 600 | Central | Central | Dont Know | Gas 040-054.99 | Dont Know | Primary
2031 | PP15480691 | 1 | Furnace | 1900 - 1969 | N | 80 | 0.125 | 15 - Forced Air furnace (No AC) |  | 01 - Natural Gas | [5 empty] | 07 - Crawlspace |  | 0.5 | No | cozy | 90n30 |  | No Fan | 30 | -99 |  |  |  | -99 | 01 - AFUE |  | Not Applicable | Not Applicable | Not Applicable |  | No | limited nameplate info. | -99 | -99 |  |  | -99 | 0 | 90n30 | CEC_heat | 70 | 11921.21 | 1200 | Central | Central | Dont Know | Gas 025-039.99 | 66-71.99 AFUE | Primary | 11930.0792
2032 | PP15480691 | 2 | Furnace | 1900 - 1969 | N | 80 | 0.125 | 15 - Forced Air furnace (No AC) |  | 01 - Natural Gas | [5 empty] | 07 - Crawlspace |  | 0.5 | No | cozy | 90n30 |  | No Fan | 30 | -99 |  |  |  | -99 | 01 - AFUE |  | Not Applicable | Not Applicable | Not Applicable |  | No | limited nameplate info. | -99 | -99 |  |  | -99 | 0 | 90n30 | CEC_heat | 70 |  | 1200 | Central | Central | Dont Know | Gas 025-039.99 | 66-71.99 AFUE | Secondary
2033 | PP15497625 | 1 | Furnace | 1900 - 1969 | Y | 80 | -0.1625 | 15 - Forced Air furnace (No AC) |  | 01 - Natural Gas | [5 empty] | 05 - Mechanical Closet |  | 0.75 | No | goodman | gmv90703bxa |  | 01 - Constant Speed | 69 | 64.2 |  |  |  | 0.93 | 01 - AFUE |  | Not Applicable | Not Applicable | Not Applicable |  | No |  | -99 | -99 |  |  | -99 | 0 | gmv90703bxa | Field Data Only | 93 | 1884.83 | 500 | Central | Central | Dont Know | Gas 055-069.99 | 90-96.99 AFUE | Primary | 1971.4021
2034 | PP15556191 | 1 | Furnace | 2000 - 2012 | N | 80 | -99 | 01 - Split Forced Air Furnace |  | 01 - Natural Gas | [5 empty] | 02 - Attic |  | 1 | No |  |  |  | 01 - Constant Speed | -99 | -99 |  |  |  | -99 | Dont Know |  | Dont Know | Dont Know | Dont Know |  | Yes | couldnt remove panel | -99 | -99 |  | 1 | -99 | 0 |  |  | -99 |  | 2232 | Central | Central | Dont Know | Gas Dont Know | Dont Know | Primary
2035 | PP15563110 | 1 | Furnace | 1900 - 1969 | N | 80 | -99 | 15 - Forced Air furnace (No AC) |  | 01 - Natural Gas | [5 empty] | 03 - Basement |  | 0.75 | No | consolidated | maa 100 nr5r |  | 01 - Constant Speed | 100 | -99 |  |  |  | -99 | 01 - AFUE |  | Not Applicable | Not Applicable | Not Applicable |  | No | no output listed on nameplate | -99 | -99 |  |  | -99 | 0 | maa100nr5r |  | -99 |  | 1800 | Central | Both Central and Space | Dont Know | Gas 100-114.99 | Dont Know | Primary
2036 | PP15563110 | 2 | Other | 1900 - 1969 | N | -99 | -99 | 13 - Fireplace |  | 05 - Wood |  | 1-2 days/week | No |  | 2nd Floor | 04 - Conditioned Space |  | 0.25 | No | buck stove |  |  | No Fan | [5 empty] | -99 | Dont Know |  | Not Applicable | Not Applicable | Not Applicable | Dont | Not Applicable | no nameplate acess | -99 | -99 |  |  | -99 | 0 |  |  | -99 |  | 1800 | Space | Both Central and Space | Dont Know |  | Dont Know | Secondary
2037 | PP15563110 | 3 | Furnace | 1900 - 1969 | N | 80 | -0.0025 | 15 - Forced Air furnace (No AC) |  | 01 - Natural Gas | [5 empty] | 03 - Basement |  | 0.25 | No | consolidated | MBA080NH3R |  | 01 - Constant Speed | 60 | -99 |  |  |  | -99 | 01 - AFUE |  | Not Applicable | Not Applicable | Not Applicable |  | No | limited nameplate info | -99 | -99 |  |  | -99 | 0 | MBA080NH3R | CEC_fur | 80.2 |  | 1800 | Central | Both Central and Space | Dont Know | Gas 055-069.99 | 78-84.99 AFUE | Secondary
2038 | PP15576828 | 1 | Furnace | 1970 - 1979 | N | 80 | 0 | 01 - Split Forced Air Furnace |  | 01 - Natural Gas | [5 empty] | 05 - Mechanical Closet |  | 1 | No | american standard | add100r948e0 |  | 01 - Constant Speed | 100 | 80 |  |  |  | 0.8 | 01 - AFUE |  | Dont Know | ca04ba64xme | Dont Know |  | Yes |  | -99 | -99 |  | 1 | -99 | 0 | add100r948e0 | CEC_fur | 80 | 4108.35 | 2600 | Central | Central | Dont Know | Gas 100-114.99 | 78-84.99 AFUE | Primary | 3208.9377
2039 | PP15617013 | 1 | Furnace | 1900 - 1969 | Y | 80 | 0 | 15 - Forced Air furnace (No AC) |  | 01 - Natural Gas | [5 empty] | 05 - Mechanical Closet |  | 1 | No | bdp | 394gaw000050 |  | 01 - Constant Speed | 50 | 40 |  |  |  | 0.8 | 01 - AFUE |  | Not Applicable | Not Applicable | Not Applicable |  | No |  | -99 | -99 |  |  | 24 | 1988 | 394gaw000050 | bluebook | 80 | 5073.1892 | 888 | Central | Central | Age 1985 to 1989 | Gas 040-054.99 | 78-84.99 AFUE | Primary | 2981.3954
2040 | PP15618408 | 1 | Furnace | 1900 - 1969 | N | 80 | 0 | 01 - Split Forced Air Furnace |  | 01 - Natural Gas | [5 empty] | 01 - Garage |  | 1 | No | carrier | 376cav036075 |  | 01 - Constant Speed | 92 | -99 |  |  |  | -99 | 01 - AFUE |  | carrier | 28rc036010 | No |  | Yes | limited nameplate info | -99 | -99 |  | 1 | -99 | 0 | 376cav036075 | CEC_fur | 80 | 5568.69 | 1435 | Central | Central | Dont Know | Gas 085-099.99 | 78-84.99 AFUE | Primary | 4138.0243
2041 | PP15643383 | 1 | Furnace | 1900 - 1969 | N | 80 | -0.125 | 15 - Forced Air furnace (No AC) |  | 01 - Natural Gas | [5 empty] | 05 - Mechanical Closet |  | 1 | No | westinghouse | FG6RL040*-12A |  | 01 - Constant Speed | 40 | 36 |  |  |  | 0.9 | 01 - AFUE |  | Not Applicable | Not Applicable | Not Applicable |  | No |  | -99 | -99 |  |  | -99 | 0 | FG6RL04012A | Field Data Only | 90 | 5568.69 | 1600 | Central | Both Central and Space | Dont Know | Gas 040-054.99 | 90-96.99 AFUE | Primary | 4726.7661
2042 | PP15643383 | 2 | Other | 1900 - 1969 | N | -99 | -99 | 13 - Fireplace |  | 01 - Natural Gas |  | Daily | No |  | 1st Floor | 04 - Conditioned Space |  | 1 | No | lopi | 110603 | 09/01/1997 | 02 - Variable Speed | 38 | -99 |  | Not Applicable |  | -99 | Dont Know |  | Not Applicable | Not Applicable | Not Applicable | Not | Not Applicable | limited nameplate info | 9 | 1997 |  |  | 15 | 1997 | 110603 |  | -99 |  | 1600 | Space | Both Central and Space | Age 1995 to 1999 | Gas 025-039.99 | Dont Know | Secondary
2043 | PP15643383 | 3 | Other | 1900 - 1969 | N | -99 | -99 | 14 - Electric Space Heater |  | 02 - Electric | [5 empty] | 04 - Conditioned Space |  | 0.2 | No | kenwood | ew7507ek |  | No Fan |  |  | 1.5 | 01 - kW |  | -99 | Dont Know |  | Not Applicable | Not Applicable | Not Applicable |  | Not Applicable | limited nameplate info | -99 | -99 |  |  | -99 | 0 | ew7507ek |  | -99 |  | 1600 | Space | Both Central and Space | Dont Know | Elec 0.1-0.99 | Dont Know | Secondary
2044 | PP15643383 | 4 | Other | 1900 - 1969 | N | -99 | -99 | 14 - Electric Space Heater |  | 02 - Electric | [5 empty] | 04 - Conditioned Space |  | 0.2 | No | kenwood | ew7507ek |  | No Fan |  |  | 1.5 | 01 - kW |  | -99 | Dont Know |  | Not Applicable | Not Applicable | Not Applicable |  | Not Applicable | limited nameplate info | -99 | -99 |  |  | -99 | 0 | ew7507ek |  | -99 |  | 1600 | Space | Both Central and Space | Dont Know | Elec 0.1-0.99 | Dont Know | Secondary
2045 | PP15643383 | 5 | Other | 1900 - 1969 | N | -99 | -99 | 14 - Electric Space Heater |  | 02 - Electric | [5 empty] | 04 - Conditioned Space |  | 0.2 | No | kenwood | ew7507ek |  | No Fan |  |  | 1.5 | 01 - kW |  | -99 | Dont Know |  | Not Applicable | Not Applicable | Not Applicable |  | Not Applicable | limited nameplate info | -99 | -99 |  |  | -99 | 0 | ew7507ek |  | -99 |  | 1600 | Space | Both Central and Space | Dont Know | Elec 0.1-0.99 | Dont Know | Secondary
2046 | PP15652126 | 1 | Furnace | 1980 - 1989 | N | 80 | -0.00875 | 01 - Split Forced Air Furnace |  | 01 - Natural Gas | [5 empty] | 03 - Basement |  | 1 | No | york | p3hua08l04801c |  | 01 - Constant Speed | 57 | 46 |  |  |  | 0.8 | 01 - AFUE |  | allstyle | truf36tr-5 | No |  | Yes |  | -99 | -99 |  | 1 | -99 | 0 | p3hua08l04801c | CEC_fur | 80.7 | 5568.69 | 1350 | Central | Central | Dont Know | Gas 055-069.99 | 78-84.99 AFUE | Primary | 4216.2007
2047 | PP15690353 | 1 | Furnace | 2000 - 2012 | N | 80 | -0.010875 | 01 - Split Forced Air Furnace |  | 01 - Natural Gas | [5 empty] | 05 - Mechanical Closet |  | 1 | No | bryant | 373lav060115 |  | 01 - Constant Speed | 115 | 93 |  |  |  | 0.85 | 01 - AFUE |  | Not Applicable | Not Applicable | Not Applicable |  | No |  | -99 | -99 |  | 1 | -99 | 0 | 373lav060115 | CEC_fur | 80.87 | 2772.78 | 3400 | Central | Both Central and Space | Dont Know | Gas 115-129.99 | 78-84.99 AFUE | Primary | 2060.4183
2048 | PP15690353 | 2 | Other | 2000 - 2012 | N | -99 | -99 | 13 - Fireplace |  | 05 - Wood |  | <1 day/week | Not Applicable |  | 1st Floor | 04 - Conditioned Space |  | 0.25 | Not Applicable |  |  |  | No Fan | [5 empty] | -100 | Dont Know | na | Not Applicable | Not Applicable | Not Applicable | Not | Not Applicable |  | -99 | -99 |  |  | -99 | 0 |  |  | -99 |  | 3400 | Space | Both Central and Space | Dont Know |  | Dont Know | Secondary
2049 | PP15692377 | 1 | Furnace | 1900 - 1969 | N | 80 | -0.1875 | 15 - Forced Air furnace (No AC) |  | 01 - Natural Gas | [5 empty] | 05 - Mechanical Closet |  | 1 | No | york | gy9s040a12up11j |  | 02 - Variable Speed | 40 | 38 |  |  |  | 0.95 | 01 - AFUE |  | Not Applicable | Not Applicable | Not Applicable |  | No |  | -99 | -99 |  |  | -99 | 0 | gy9s040a12up11j | Field Data Only | 95 | 5568.69 | 1400 | Central | Central | Dont Know | Gas 040-054.99 | 90-96.99 AFUE | Primary | 4726.7661
2050 | PP15712237 | 1 | Furnace | 1970 - 1979 | N | 80 | 0 | 15 - Forced Air furnace (No AC) |  | 01 - Natural Gas | [5 empty] | 05 - Mechanical Closet |  | 1 | No | tempstar | T8MPL075B12 | 10/01/2004 | 01 - Constant Speed | 75 | 60 |  |  |  | 0.8 | 01 - AFUE |  | Not Applicable | Not Applicable | Not Applicable |  | No |  | 10 | 2004 |  |  | 8 | 2004 | T8MPL075B12 | Field Data Only | 80 | 3217.2715 | 1200 | Central | Both Central and Space | Age 2000 to 2005 | Gas 070-084.99 | 78-84.99 AFUE | Primary | 2390.7144
2051 | PP15712237 | 2 | Other | 1970 - 1979 | N | -99 | -99 | 13 - Fireplace |  | 05 - Wood |  | 1-2 days/week | No |  | 1st Floor | 04 - Conditioned Space |  | 0 | No |  |  |  | No Fan | [5 empty] | -100 | 01 - AFUE |  | Not Applicable | Not Applicable | Not Applicable | Not | Not Applicable |  | -99 | -99 |  |  | -99 | 0 |  |  | -99 |  | 1200 | Space | Both Central and Space | Dont Know |  | Dont Know | Secondary
2052 | PP15712433 | 1 | Furnace | 2000 - 2012 | N | 80 | -99 | 01 - Split Forced Air Furnace |  | 01 - Natural Gas | [5 empty] | 02 - Attic |  | 1 | No |  |  |  | 01 - Constant Speed | -99 | -99 |  |  |  | -99 | Dont Know |  | Dont Know | Not Applicable | Yes |  | Yes |  | -99 | -99 |  | 1 | -99 | 0 |  |  | -99 |  | 900 | Central | Central | Dont Know | Gas Dont Know | Dont Know | Primary
2053 | PP15715428 | 1 | Wall Furnace | 1900 - 1969 | N | 65 | -99 | 03 - Wall Furnace |  | 01 - Natural Gas | [5 empty] | 04 - Conditioned Space |  | 1 | No |  |  |  | No Fan | -99 | -99 |  |  |  | -99 | Dont Know |  | Not Applicable | Not Applicable | Not Applicable |  | Not Applicable | no name plate | -99 | -99 |  |  | -99 | 0 |  |  | -99 |  | 550 | Space | Space | Dont Know | Gas Dont Know | Dont Know | Primary
2054 | PP15718240 | 1 | Other | 1990 - 1994 | N | -99 | -99 | 13 - Fireplace |  | 01 - Natural Gas |  | <1 day/week | No |  | 1st Floor | 04 - Conditioned Space |  | 0 | Not Applicable |  |  |  | No Fan | -99 | -99 |  |  |  | -100 | Dont Know |  | Not Applicable | Not Applicable | Not Applicable |  | Not Applicable |  | -99 | -100 |  |  | -99 | 0 |  |  | -99 |  | 5600 | Space | Both Central and Space | Dont Know | Gas Dont Know | Dont Know | Secondary
2055 | PP15718240 | 2 | Other | 1990 - 1994 | N | -99 | -99 | 14 - Electric Space Heater |  | 02 - Electric | [5 empty] | 04 - Conditioned Space |  | 0 | Not Applicable | delonghi | 5108 |  | No Fan |  |  | 1.5 | 01 - kW |  | -100 | Dont Know |  | Not Applicable | Not Applicable | Not Applicable |  | Not Applicable |  | -99 | -99 |  |  | -99 | 0 | 5108 |  | -99 |  | 5600 | Space | Both Central and Space | Dont Know | Elec 0.1-0.99 | Dont Know | Secondary
2056 | PP15718240 | 3 | Other | 1990 - 1994 | N | -99 | -99 | 14 - Electric Space Heater |  | 02 - Electric | [5 empty] | 04 - Conditioned Space |  | 0 | Not Applicable | delonghi | 5108 |  | No Fan |  |  | 1.5 | 01 - kW |  | -100 | Dont Know |  | Not Applicable | Not Applicable | Not Applicable |  | Not Applicable |  | -99 | -99 |  |  | -99 | 0 | 5108 |  | -99 |  | 5600 | Space | Both Central and Space | Dont Know | Elec 0.1-0.99 | Dont Know | Secondary
2057 | PP15718240 | 4 | Other | 1990 - 1994 | N | -99 | -99 | 13 - Fireplace |  | 01 - Natural Gas |  | <1 day/week | No |  | 1st Floor | 04 - Conditioned Space |  | 0 | Not Applicable |  |  |  | No Fan | -99 | -99 |  |  |  | -100 | Dont Know |  | Not Applicable | Not Applicable | Not Applicable |  | Not Applicable |  | -99 | -100 |  |  | -99 | 0 |  |  | -99 |  | 5600 | Space | Both Central and Space | Dont Know | Gas Dont Know | Dont Know | Secondary
2058 | PP15718240 | 5 | Other | 1990 - 1994 | N | -99 | -99 | 14 - Electric Space Heater |  | 02 - Electric | [5 empty] | 04 - Conditioned Space |  | 0 | Not Applicable | delonghi | trh0715l |  | No Fan |  |  | 1.5 | 01 - kW |  | -100 | Dont Know |  | Not Applicable | Not Applicable | Not Applicable |  | Not Applicable |  | -99 | -99 |  |  | -99 | 0 | trh0715l |  | -99 |  | 5600 | Space | Both Central and Space | Dont Know | Elec 0.1-0.99 | Dont Know | Secondary
2059 | PP15718240 | 6 | Wall Furnace | 1990 - 1994 | N | 65 | -99 | 03 - Wall Furnace |  | 01 - Natural Gas | [5 empty] | 01 - Garage |  | 0 | No | pro-com | md300tba |  | No Fan | 30 | -99 |  |  |  | -99 | Dont Know |  | Not Applicable | Not Applicable | Not Applicable |  | Not Applicable |  | -99 | -99 |  |  | -99 | 0 | md300tba |  | -99 |  | 5600 | Space | Both Central and Space | Dont Know | Gas 025-039.99 | Dont Know | Secondary
2060 | PP15718240 | 7 | Furnace | 1990 - 1994 | N | 80 | -99 | 01 - Split Forced Air Furnace |  | 01 - Natural Gas | [5 empty] | 02 - Attic |  | 0.5 | No |  |  |  | 01 - Constant Speed | -99 | -99 |  |  |  | -99 | Dont Know |  | Dont Know | Dont Know | Yes |  | Yes | both units in attic but there was no flooring or catwalk. attic so big I couldn't see even see them from access hatch. 100 degree outside temp, too hot to go exploring on beams in attic | -99 | -99 |  | 1 | -99 | 0 |  |  | -99 |  | 5600 | Central | Both Central and Space | Dont Know | Gas Dont Know | Dont Know | Primary
2061 | PP15718240 | 8 | Furnace | 1990 - 1994 | N | 80 | -99 | 01 - Split Forced Air Furnace |  | 01 - Natural Gas | [5 empty] | 02 - Attic |  | 0.5 | No |  |  |  | 01 - Constant Speed | -99 | -99 |  |  |  | -99 | Dont Know |  | Dont Know | Dont Know | Yes |  | Yes | both units in attic but there was no flooring or catwalk. attic so big I couldn't see even see them from access hatch. 100 degree outside temp, too hot to go exploring on beams in attic | -99 | -99 |  | 2 | -99 | 0 |  |  | -99 |  | 5600 | Central | Both Central and Space | Dont Know | Gas Dont Know | Dont Know | Secondary
2062 | PP15751746 | 1 | Furnace | 1900 - 1969 | N | 80 | 0.005625 | 15 - Forced Air furnace (No AC) |  | 01 - Natural Gas | [5 empty] | 05 - Mechanical Closet |  | 0.25 | No | payne | PG8JAA024045 | 11/01/2011 | 02 - Variable Speed | 44 | 35 |  |  |  | 0.8 | 01 - AFUE |  | Not Applicable | Not Applicable | Not Applicable |  | No |  | 11 | 2011 |  |  | 1 | 2011 | PG8JAA024045 | Field Data Only | 79.55 |  | 3200 | Central | Both Central and Space | Age 2010 to 2012 | Gas 040-054.99 | 78-84.99 AFUE | Secondary
2063 | PP15751746 | 2 | Other | 1900 - 1969 | N | -99 | -99 | 13 - Fireplace |  | 05 - Wood |  | 1-2 days/week | No |  | 1st Floor | 04 - Conditioned Space |  | 0 | No |  |  |  | No Fan | [5 empty] | -100 | Dont Know |  | Not Applicable | Not Applicable | Not Applicable | Not | Not Applicable |  | -99 | -100 |  |  | -99 | 0 |  |  | -99 |  | 3200 | Space | Both Central and Space | Dont Know |  | Dont Know | Secondary
2064 | PP15751746 | 3 | Other | 1900 - 1969 | N | -99 | -99 | 14 - Electric Space Heater |  | 02 - Electric | [5 empty] | 04 - Conditioned Space |  | 0 | No | presto | 7811 |  | 01 - Constant Speed |  |  | 1.5 | 01 - kW |  | -99 | Dont Know |  | Not Applicable | Not Applicable | Not Applicable |  | Not Applicable |  | -99 | -99 |  |  | -99 | 0 | 7811 |  | -99 |  | 3200 | Space | Both Central and Space | Dont Know | Elec 0.1-0.99 | Dont Know | Secondary
2065 | PP15751746 | 4 | Other | 1900 - 1969 | N | -99 | -99 | 13 - Fireplace |  | 02 - Electric |  | <1 day/week | Yes | -99 | 1st Floor | 04 - Conditioned Space |  | 0 | No | twinstar | 33ef010gra | 07/01/2007 | 02 - Variable Speed |  |  | -99 | Dont Know |  | -99 | Dont Know |  | Not Applicable | Not Applicable | Not Applicable |  | Not Applicable |  | 7 | 2007 |  |  | 5 | 2007 | 33ef010gra |  | -99 |  | 3200 | Space | Both Central and Space | Age 2006 to 2009 | Elec Dont Know | Dont Know | Secondary
2066 | PP15751746 | 5 | Furnace | 1900 - 1969 | N | 80 | -0.01325 | 15 - Forced Air furnace (No AC) |  | 01 - Natural Gas | [5 empty] | 07 - Crawlspace |  | 0.75 | No | bryant | 311JAV066135 | 09/01/2004 | 02 - Variable Speed | 132 | 107 |  |  |  | 0.81 | 01 - AFUE |  | Not Applicable | Not Applicable | Not Applicable |  | No |  | 9 | 2004 |  |  | 8 | 2004 | 311JAV066135 | Field Data Only | 81.06 | 3217.2715 | 3200 | Central | Both Central and Space | Age 2000 to 2005 | Gas 130+ | 78-84.99 AFUE | Primary | 2730.8558
2067 | PP15782631 | 1 | Furnace | 1900 - 1969 | N | 80 | 0 | 15 - Forced Air furnace (No AC) |  | 01 - Natural Gas | [5 empty] | 04 - Conditioned Space |  | 1 | No | Atlas Heating and Air Conditioning Co. | 80 cd 12-a |  | 01 - Constant Speed | 80 | 64 |  |  |  | 0.8 | 01 - AFUE |  | Not Applicable | Not Applicable | Not Applicable |  | No |  | -99 | -99 |  |  | 43 | 1969 | 80cd12a | bluebook | 80 | 9644.9581 | 1500 | Central | Both Central and Space | Age 1979 and older | Gas 070-084.99 | 78-84.99 AFUE | Primary | 16673.6901
2068 | PP15782631 | 2 | Other | 1900 - 1969 | N | -99 | -99 | 13 - Fireplace |  | 05 - Wood |  | <1 day/week | No |  | 1st Floor | 04 - Conditioned Space |  | 0.5 | No |  |  |  | No Fan | [5 empty] | -99 | Dont Know |  | Not Applicable | Not Applicable | Not Applicable | Not | Not Applicable | no nameplate on fireplace | -99 | -99 |  |  | -99 | 0 |  |  | -99 |  | 1500 | Space | Both Central and Space | Dont Know |  | Dont Know | Secondary
2069 | PP15782912 | 1 | Furnace | 1900 - 1969 | N | 80 | -99 | 01 - Split Forced Air Furnace |  | 01 - Natural Gas | [5 empty] | 01 - Garage |  | 1 | No |  |  |  | 01 - Constant Speed | -99 | -99 |  |  |  | -99 | 01 - AFUE |  | allstyle | as36a264t | No |  | Yes | no nameplate on furnace. | -99 | -99 |  | 1 | -99 | 0 |  |  | -99 |  | 1150 | Central | Central | Dont Know | Gas Dont Know | Dont Know | Primary
2070 | PP15809083 | 1 | Furnace | 1900 - 1969 | N | 80 | 0 | 15 - Forced Air furnace (No AC) |  | 01 - Natural Gas | [5 empty] | 03 - Basement |  | 1 | No | amana | guic115ex40 |  | 01 - Constant Speed | 115 | 92 |  |  |  | 0.8 | 01 - AFUE |  | Not Applicable | Not Applicable | Not Applicable |  | No |  | -99 | -99 |  |  | -99 | 0 | guic115ex40 | CEC_fur | 80 | 5568.69 | 1700 | Central | Both Central and Space | Dont Know | Gas 115-129.99 | 78-84.99 AFUE | Primary | 4726.7661
2071 | PP15809083 | 2 | Other | 1900 - 1969 | N | -99 | -99 | 13 - Fireplace |  | 05 - Wood |  | <1 day/week | No |  | 1st Floor | 04 - Conditioned Space |  | 0 | No |  |  |  | No Fan | [5 empty] | -99 | Dont Know |  | Not Applicable | Not Applicable | Not Applicable | Dont | Not Applicable |  | -99 | -99 |  |  | -99 | 0 |  |  | -99 |  | 1700 | Space | Both Central and Space | Dont Know |  | Dont Know | Secondary
2072 | PP15814154 | 1 | Furnace | 2000 - 2012 | N | 80 | -99 | 01 - Split Forced Air Furnace |  | 01 - Natural Gas | [5 empty] | 03 - Basement |  | 1 | No |  |  |  | 01 - Constant Speed | -99 | -99 |  |  |  | -99 | Dont Know |  | Not Applicable | Not Applicable | Not Applicable |  | No | ran out of time, homeowner had to leave | -99 | -99 |  | 1 | -99 | 0 |  |  | -99 |  | 1650 | Central | Central | Dont Know | Gas Dont Know | Dont Know | Primary
2073 | PP15820799 | 1 | Furnace | 1990 - 1994 | Y | 80 | -0.025 | 02 - Package Furnace/AC |  | 01 - Natural Gas | [5 empty] | 06 - Roof |  | 1 | No | payne | 588anw030040aaad |  | 01 - Constant Speed | 40 | 32.8 |  |  |  | -99 | Dont Know |  | Not Applicable | Not Applicable | Not Applicable |  | Not Applicable | not listed on nameplate | -99 | -99 | 1 | 2 | -99 | 0 | 588anw030040aaad | Field Data Only | 82 | 7457.65 | 1000 | Central | Central | Dont Know | Gas 040-054.99 | 78-84.99 AFUE | Primary | 8595.7958
2074 | PP15826312 | 1 | Wall Furnace | 1900 - 1969 | Y | 65 | -0.092308 | 03 - Wall Furnace |  | 01 - Natural Gas | [5 empty] | 04 - Conditioned Space |  | 1 | No | empire | gw-35-6 |  | No Fan | 35 | -99 |  |  |  | -99 | Dont Know |  | Not Applicable | Not Applicable | Not Applicable |  | Not Applicable | not listed on nameplate | -99 | -99 |  |  | -99 | 0 | gw356 | CEC_heat | 71 | 4019.02 | 1221 | Space | Space | Dont Know | Gas 025-039.99 | 66-71.99 AFUE | Primary | 4632.3809
2075 | PP15830834 | 1 | Furnace | Dont Know | N | 80 | -0.025 | 02 - Package Furnace/AC |  | 01 - Natural Gas | [5 empty] | 06 - Roof |  | 1 | No | bryant | 582anw024040naad |  | 01 - Constant Speed | 40 | 32.8 |  |  |  | 0.8 | 01 - AFUE |  | Not Applicable | Not Applicable | Not Applicable |  | Not Applicable |  | -99 | -99 | 1 | 1 | -99 | 0 | 582anw024040naad | CEC_cen | 82 | 8122.07 | 1000 | Central | Central | Dont Know | Gas 040-054.99 | 78-84.99 AFUE | Primary | 37897.6024
2076 | PP15858884 | 1 | Furnace | 1995 - 1999 | N | 80 | -99 | 01 - Split Forced Air Furnace |  | 01 - Natural Gas | [5 empty] | 01 - Garage |  | 0.9 | No | ruud | ugdg-10ebrjr |  | 01 - Constant Speed | 100 | -99 |  |  |  | -99 | 01 - AFUE |  | rheem | rcba-6089gg24b | No |  | Yes | limited nameplate info | -99 | -99 |  | 1 | -99 | 0 | ugdg10ebrjr |  | -99 |  | 2500 | Central | Central | Dont Know | Gas 100-114.99 | Dont Know | Primary
2077 | PP15858884 | 2 | Furnace | 1995 - 1999 | N | 80 | 0 | 01 - Split Forced Air Furnace |  | 01 - Natural Gas | [5 empty] | 01 - Garage |  | 0.1 | No | American standard | aud040c924h3 |  | 01 - Constant Speed | 40 | -99 |  |  |  | -99 | 01 - AFUE |  | Not Applicable | Not Applicable | Not Applicable |  | No | limited nameplate imfo | -99 | -99 |  |  | -99 | 0 | aud040c924h3 | CEC_fur | 80 |  | 2500 | Central | Central | Dont Know | Gas 040-054.99 | 78-84.99 AFUE | Secondary
2078 | PP15893168 | 1 | Other | 1900 - 1969 | Y | -99 | -99 | 13 - Fireplace |  | 05 - Wood |  | Daily | No |  | 1st Floor | 04 - Conditioned Space |  | 0 | Not Applicable |  |  |  | No Fan | [5 empty] | -100 | Dont Know |  | Not Applicable | Not Applicable | Not Applicable | Not | Not Applicable |  | -99 | -100 |  |  | -99 | 0 |  |  | -99 |  | 1900 | Space | Both Central and Space | Dont Know |  | Dont Know | Secondary
2079 | PP15893168 | 2 | Furnace | 1900 - 1969 | Y | 80 | -99 | 02 - Package Furnace/AC |  | 01 - Natural Gas | [5 empty] | 06 - Roof |  | 1 | No |  |  |  | 01 - Constant Speed | -99 | -99 |  |  |  | -99 | Dont Know |  | Not Applicable | Not Applicable | Not Applicable |  | Not Applicable | unit on top of multi level roof. would require pulling ladder up alone - unsafe | -99 | -99 | 1 | 1 | -99 | 0 |  |  | -99 |  | 1900 | Central | Both Central and Space | Dont Know | Gas Dont Know | Dont Know | Primary
2080 | PP15917176 | 1 | Furnace | 1970 - 1979 | N | 80 | 0 | 01 - Split Forced Air Furnace |  | 01 - Natural Gas | [5 empty] | 01 - Garage |  | 1 | No | trane | tdd080c945e0 |  | 01 - Constant Speed | 80 | 64 |  |  |  | 0.8 | 01 - AFUE |  | allstyle | truf42tr-6r | No |  | Yes |  | -99 | -99 |  | 1 | -99 | 0 | tdd080c945e0 | CEC_fur | 80 | 2772.78 | 1900 | Central | Both Central and Space | Dont Know | Gas 070-084.99 | 78-84.99 AFUE | Primary | 2060.4183
2081 | PP15917176 | 2 | Other | 1970 - 1979 | N | -99 | -99 | 13 - Fireplace |  | 05 - Wood |  | <1 day/week | No |  | 1st Floor | 04 - Conditioned Space |  | 0 | Not Applicable |  |  |  | No Fan | [5 empty] | -100 | Dont Know |  | Not Applicable | Not Applicable | Not Applicable | Not | Not Applicable |  | -99 | -100 |  |  | -99 | 0 |  |  | -99 |  | 1900 | Space | Both Central and Space | Dont Know |  | Dont Know | Secondary
2082 | PP15939092 | 1 | Furnace | 1970 - 1979 | N | 80 | 0 | 15 - Forced Air furnace (No AC) |  | 01 - Natural Gas | [5 empty] | 05 - Mechanical Closet |  | 1 | No | day & night | 8ocu-12b-c |  | 01 - Constant Speed | 80 | 64 |  |  |  | 0.8 | 01 - AFUE |  | Not Applicable | Not Applicable | Not Applicable |  | No |  | -99 | -99 |  |  | -99 | 0 | 8ocu12bc | Field Data Only | 80 | 2772.78 | 1500 | Central | Both Central and Space | Dont Know | Gas 070-084.99 | 78-84.99 AFUE | Primary | 2060.4183
2083 | PP15939092 | 2 | Other | 1970 - 1979 | N | -99 | -99 | 13 - Fireplace |  | 05 - Wood |  | <1 day/week | No |  | 1st Floor | 04 - Conditioned Space |  | 0 | No |  |  |  | No Fan | [5 empty] | -100 | Dont Know |  | Not Applicable | Not Applicable | Not Applicable | Not | Not Applicable |  | -99 | -100 |  |  | -99 | 0 |  |  | -99 |  | 1500 | Space | Both Central and Space | Dont Know |  | Dont Know | Secondary
2084 | PP15941149 | 1 | Furnace | 1900 - 1969 | N | 80 | 0.12875 | 15 - Forced Air furnace (No AC) |  | 01 - Natural Gas | [5 empty] | 07 - Crawlspace |  | 1 | No | rheem | rgac-08ea |  | 01 - Constant Speed | 80 | -99 |  |  |  | -99 | Dont Know |  | Not Applicable | Not Applicable | Not Applicable |  | No |  | -99 | -99 |  |  | 29 | 1983 | rgac08ea | bluebook | 69.7 | 17868.554 | -99 | Central | Central | Age 1980 to 1984 | Gas 070-084.99 | 66-71.99 AFUE | Primary | 31296.8671
2085 | PP15986855 | 1 | Other | 1980 - 1989 | N | -99 | -99 | 13 - Fireplace |  | 01 - Natural Gas |  | <1 day/week | No |  | 1st Floor | 04 - Conditioned Space |  | 0 | Not Applicable |  |  |  | No Fan | -99 | -99 |  |  |  | -100 | Dont Know |  | Not Applicable | Not Applicable | Not Applicable |  | Not Applicable |  | -99 | -100 |  |  | -99 | 0 |  |  | -99 |  | 2700 | Space | Both Central and Space | Dont Know | Gas Dont Know | Dont Know | Secondary
2086 | PP15986855 | 2 | Other | 1980 - 1989 | N | -99 | -99 | 17 - Wood Stove |  | 05 - Wood | [5 empty] | 04 - Conditioned Space |  | 0 | Not Applicable | fisher |  |  | No Fan |  |  |  | Not Applicable |  | -100 | NA |  | Not Applicable | Not Applicable | Not Applicable | Not | Not Applicable |  | -99 | -99 |  |  | -99 | 0 |  |  | -99 |  | 2700 | Space | Both Central and Space | Dont Know |  | Dont Know | Secondary
2087 | PP15986855 | 3 | Furnace | 1980 - 1989 | N | 80 | 0 | 02 - Package Furnace/AC |  | 01 - Natural Gas | [5 empty] | 06 - Roof |  | 1 | No | American standard | ycc060f1m0bh | 02/01/2003 | 02 - Variable Speed | 125 | 100 |  |  |  | 0.8 | 01 - AFUE |  | Not Applicable | Not Applicable | Not Applicable |  | Not Applicable |  | 2 | 2003 | 1 | 1 | 9 | 2003 | ycc060f1m0bh | CEC_cen | 80 | 2860.2803 | 2700 | Central | Both Central and Space | Age 2000 to 2005 | Gas 115-129.99 | 78-84.99 AFUE | Primary | 1988.1237
2088 | PP15988346 | 1 | Furnace | 1970 - 1979 | Y | 80 | 0 | 02 - Package Furnace/AC |  | 01 - Natural Gas | [5 empty] | 06 - Roof |  | 1 | No | carrier | 585 36060 |  | 01 - Constant Speed | 60 | -99 |  |  |  | 0.8 | 01 - AFUE |  | Not Applicable | Not Applicable | Not Applicable |  | Not Applicable |  | -99 | -99 | 1 | 2 | -99 | 0 | 58536060 | Field Data Only | 80 | 4019.02 | 1589 | Central | Central | Dont Know | Gas 055-069.99 | 78-84.99 AFUE | Primary | 4581.5537
2089 | PP15990959 | 1 | Furnace | Dont Know | Y | 80 | 0.005625 | 01 - Split Forced Air Furnace |  | 01 - Natural Gas | [5 empty] | 01 - Garage |  | 1 | No | day & night | 383kav036045 |  | 01 - Constant Speed | 44 | 35 |  |  |  | 0.79 | 01 - AFUE |  | resco | cd5bxa030000aaaa | No |  | Yes |  | -99 | -99 |  | 1 | -99 | 0 | 383kav036045 | CEC_fur | 79.55 | 7457.65 | 1500 | Central | Central | Dont Know | Gas 040-054.99 | 78-84.99 AFUE | Primary | 8595.7958
2090 | PP16007264 | 1 | Furnace | 1900 - 1969 | N | 80 | -99 | 01 - Split Forced Air Furnace |  | 01 - Natural Gas | [5 empty] | 02 - Attic |  | 1 | No |  |  |  | 01 - Constant Speed | -99 | -99 |  |  |  | -99 | Dont Know |  | Not Applicable | Not Applicable | Not Applicable |  | No |  | -99 | -99 |  | 1 | -99 | 0 |  |  | -99 |  | 1850 | Central | Central | Dont Know | Gas Dont Know | Dont Know | Primary
2091 | PP16017546 | 1 | Other | 1995 - 1999 | N | -99 | -99 | 13 - Fireplace |  | 05 - Wood |  | 3-5 days/week | No |  | 1st Floor | 04 - Conditioned Space |  | 0 | No |  |  |  | No Fan | [5 empty] | -100 | Dont Know |  | Not Applicable | Not Applicable | Not Applicable | Not | Not Applicable |  | -99 | -99 |  |  | -99 | 0 |  |  | -99 |  | 3100 | Space | Both Central and Space | Dont Know |  | Dont Know | Secondary
2092 | PP16017546 | 2 | Other | 1995 - 1999 | N | -99 | -99 | 17 - Wood Stove |  | 05 - Wood | [5 empty] | 04 - Conditioned Space |  | 0 | No | lopi |  |  | No Fan |  |  |  | Not Applicable |  | -100 | NA |  | Not Applicable | Not Applicable | Not Applicable | Not | Not Applicable |  | -99 | -99 |  |  | -99 | 0 |  |  | -99 |  | 3100 | Space | Both Central and Space | Dont Know |  | Dont Know | Secondary
2093 | PP16017546 | 3 | Furnace | 1995 - 1999 | N | 80 | -0.15388 | 15 - Forced Air furnace (No AC) |  | 01 - Natural Gas | [5 empty] | 03 - Basement |  | 1 | No | bdp | 350mav060120 |  | 01 - Constant Speed | 120 | 112 |  |  |  | 0.93 | 01 - AFUE |  | Not Applicable | Not Applicable | Not Applicable |  | No |  | -99 | -99 |  |  | -99 | 0 | 350mav060120 | CEC_fur | 92.31 | 2465.11 | 3100 | Central | Both Central and Space | Dont Know | Gas 115-129.99 | 90-96.99 AFUE | Primary | 1713.4487
2094 | PP16022434 | 1 | Wall Furnace | 1900 - 1969 | Y | 65 | -0.076923 | 03 - Wall Furnace |  | 01 - Natural Gas | [5 empty] | 04 - Conditioned Space |  | 1 | No | martin | 6025 ms |  | No Fan | 25 | 17.5 |  |  |  | 0.72 | 01 - AFUE |  | Not Applicable | Not Applicable | Not Applicable |  | Not Applicable |  | -99 | -99 |  |  | -99 | 0 | 6025ms | Field Data Only | 70 | 11404.97 | -99 | Space | Space | Dont Know | Gas 025-039.99 | 66-71.99 AFUE | Primary | 8513.3771
2095 | PP16040511 | 1 | Boiler | 1900 - 1969 | N | 82 | -0.012195 | 04 - Hydronic System |  | 01 - Natural Gas | [5 empty] | 01 - Garage |  | 1 | Not Applicable | teledyne laars | jvs125ndi |  | No Fan | 125 | 104 |  |  |  | 0.83 | 01 - AFUE |  | Not Applicable | Not Applicable | Not Applicable |  | Not Applicable |  | -99 | -99 |  |  | -99 | 0 | jvs125ndi | Field Data Only | 83 | 2772.78 | 2200 | Central | Both Central and Space | Dont Know | Gas 115-129.99 | 78-84.99 AFUE | Primary | 2060.4183
2096 | PP16040511 | 2 | Other | 1900 - 1969 | N | -99 | -99 | 13 - Fireplace |  | 05 - Wood |  | 1-2 days/week | No |  | 1st Floor | 04 - Conditioned Space |  | 0 | No |  |  |  | No Fan | [5 empty] | -100 | Dont Know |  | Not Applicable | Not Applicable | Not Applicable | Not | Not Applicable |  | -99 | -99 |  |  | -99 | 0 |  |  | -99 |  | 2200 | Space | Both Central and Space | Dont Know |  | Dont Know | Secondary
2097 | PP16040511 | 3 | Other | 1900 - 1969 | N | -99 | -99 | 13 - Fireplace |  | 01 - Natural Gas |  | 1-2 days/week | No | -99 | 1st Floor | 04 - Conditioned Space |  | 0 | Not Applicable |  |  |  | No Fan | -99 | -99 |  |  |  | -99 | Dont Know |  | Not Applicable | Not Applicable | Not Applicable |  | Not Applicable |  | -99 | -99 |  |  | -99 | 0 |  |  | -99 |  | 2200 | Space | Both Central and Space | Dont Know | Gas Dont Know | Dont Know | Secondary
2098 | PP16084179 | 1 | Furnace | Dont Know | N | 80 | 0 | 01 - Split Forced Air Furnace |  | 01 - Natural Gas | [5 empty] | 05 - Mechanical Closet |  | 1 | No | evcon | DGAA070BDT |  | 01 - Constant Speed | 70 | 56 |  |  |  | 0.8 | 01 - AFUE |  | Not Applicable | Not Applicable | Not Applicable |  | No |  | -99 | -99 |  | 1 | -99 | 0 | DGAA070BDT | Field Data Only | 80 | 8122.07 | -99 | Central | Central | Dont Know | Gas 070-084.99 | 78-84.99 AFUE | Primary | 14225.8487
2099 | PP16085219 | 1 | Wall Furnace | 1900 - 1969 | Y | 65 | -99 | 03 - Wall Furnace |  | 01 - Natural Gas | [5 empty] | 04 - Conditioned Space |  | 1 | No |  |  |  | No Fan | -99 | -99 |  |  |  | -99 | Dont Know |  | Not Applicable | Not Applicable | Not Applicable |  | No | don't know | -99 | -99 |  |  | -99 | 0 |  |  | -99 |  | 912 | Space | Space | Dont Know | Gas Dont Know | Dont Know | Primary
2100 | PP16087777 | 1 | Furnace | 1900 - 1969 | N | 80 | 0.0575 | 02 - Package Furnace/AC |  | 01 - Natural Gas | [5 empty] | 06 - Roof |  | 1 | No | carrier | 585hj048080 |  | 01 - Constant Speed | 80 | -99 |  |  |  | -99 | Dont Know |  | Dont Know | Dont Know | Dont Know |  | Yes | not listed on nameplate | -99 | -99 | 1 | 1 | 24 | 1988 | 585hj048080 | bluebook | 75.4 | 10252.449 | 2700 | Central | Central | Age 1985 to 1989 | Gas 070-084.99 | 72-77.99 AFUE | Primary | 8007.9523
2101 | PP16092895 | 1 | Other | 1900 - 1969 | Y | -99 | -99 | 09 - Gravity Furnace |  | 01 - Natural Gas | [5 empty] | 07 - Crawlspace |  | 0.25 | Not Applicable |  |  |  | No Fan | -99 | -99 |  |  |  | -99 | Dont Know |  | Not Applicable | Not Applicable | Not Applicable |  | Not Applicable | no nameplate | -99 | -99 |  |  | -99 | 0 |  |  | -99 |  | 2700 | Space | Space | Dont Know | Gas Dont Know | Dont Know | Primary
2102 | PP16102130 | 1 | Furnace | 1980 - 1989 | N | 80 | 0.05125 | 01 - Split Forced Air Furnace |  | 01 - Natural Gas | [5 empty] | 01 - Garage |  | 1 | No | trane | blu068l942a1 | 01/01/1987 | 01 - Constant Speed | 68 | -99 |  |  |  | -99 | 01 - AFUE |  | Dont Know | Dont Know | No |  | Yes | limited nameplate info. no nameplate on evap coil. | 1 | 1987 |  | 1 | 25 | 1987 | blu068l942a1 | bluebook | 75.9 | 5185.95 | 1890 | Central | Both Central and Space | Age 1985 to 1989 | Gas 055-069.99 | 72-77.99 AFUE | Primary | 3604.6502
2103 | PP16102130 | 2 | Other | 1980 - 1989 | N | -99 | -99 | 12 - Pellet Stove |  | 05 - Wood | [5 empty] | 04 - Conditioned Space |  | 0.5 | No | whitfield |  |  | 02 - Variable Speed | [5 empty] | -99 | Dont Know |  | Not Applicable | Not Applicable | Not Applicable | Not | Not Applicable | no nameplate access | -99 | -99 |  |  | -99 | 0 |  |  | -99 |  | 1890 | Space | Both Central and Space | Dont Know |  | Dont Know | Secondary
2104 | PP16128822 | 1 | Furnace | 1980 - 1989 | Y | 80 | 0 | 01 - Split Forced Air Furnace |  | 01 - Natural Gas | [5 empty] | 05 - Mechanical Closet |  | 1 | No | york | GY9F080C16UP11 |  | 01 - Constant Speed | 80 | 64 |  |  |  | -99 | Dont Know |  | Dont Know | bvr32 48+x2-ayk20 dd | Dont Know |  | Yes | not listed on nameplate | -99 | -99 |  | 1 | -99 | 0 | GY9F080C16UP11 | Field Data Only | 80 | 2135.88 | 1431 | Central | Central | Dont Know | Gas 070-084.99 | 78-84.99 AFUE | Primary | 2515.127
2105 | PP16139913 | 1 | Furnace | 2000 - 2012 | N | 80 | 0 | 01 - Split Forced Air Furnace |  | 01 - Natural Gas | [5 empty] | 02 - Attic |  | 1 | No | lennox | G40UH-48B-090- |  | 01 - Constant Speed | 88 | -99 |  |  |  | 0.8 | 01 - AFUE |  | Dont Know | bv124 48-bpb29 96l62 | Dont Know |  | Yes | not listed on nameplate | -99 | -99 |  | 1 | -99 | 0 | G40UH48B090 | Field and Source Data | 80 | 2465.11 | 2100 | Central | Central | Dont Know | Gas 085-099.99 | 78-84.99 AFUE | Primary | 1713.4487
2106 | PP16153601 | 1 | Furnace | 1970 - 1979 | Y | 80 | 0 | 15 - Forced Air furnace (No AC) |  | 01 - Natural Gas | [5 empty] | 01 - Garage |  | 1 | No | mars | nh-100a |  | 01 - Constant Speed | 100 | 80 |  |  |  | 0.8 | 01 - AFUE |  | Not Applicable | Not Applicable | Not Applicable |  | No |  | -99 | -99 |  |  | -99 | 0 | nh100a | Field Data Only | 80 | 1884.83 | 800 | Central | Central | Dont Know | Gas 100-114.99 | 78-84.99 AFUE | Primary | 1803.1325
2107 | PP16153908 | 1 | Other | 1900 - 1969 | N | -99 | -99 | 13 - Fireplace |  | 01 - Natural Gas |  | <1 day/week | Yes | -99 | 1st Floor | 04 - Conditioned Space |  | 0.4 | No | Travis industries |  |  | 02 - Variable Speed | -99 | -99 |  |  |  | -99 | Dont Know |  | Not Applicable | Not Applicable | Not Applicable |  | Not Applicable |  | -99 | -99 |  |  | -99 | 0 |  |  | -99 |  | 1460 | Space | Space | Dont Know | Gas Dont Know | Dont Know | Secondary
2108 | PP16153908 | 2 | Wall Furnace | 1900 - 1969 | N | 65 | -0.14292 | 03 - Wall Furnace |  | 01 - Natural Gas | [5 empty] | 04 - Conditioned Space |  | 0.2 | No | williams | 3509622 |  | No Fan | 35 | 26 |  |  |  | 0.74 | 01 - AFUE |  | Not Applicable | Not Applicable | Not Applicable |  | Not Applicable |  | -99 | -99 |  |  | -99 | 0 | 3509622 | CEC_heat | 74.29 | 11921.21 | 1460 | Space | Space | Dont Know | Gas 025-039.99 | 72-77.99 AFUE | Primary | 11930.0792
2109 | PP16153908 | 3 | Wall Furnace | 1900 - 1969 | N | 65 | -99 | 03 - Wall Furnace |  | 02 - Electric | [5 empty] | 04 - Conditioned Space |  | 0.1 | No | thermaflo | sf125t |  | 01 - Constant Speed |  |  | 0.5 | 01 - kW |  | -99 | Dont Know |  | Not Applicable | Not Applicable | Not Applicable |  | Not Applicable |  | -99 | -99 |  |  | -99 | 0 | sf125t |  | -99 |  | 1460 | Space | Space | Dont Know | Elec 0.1-0.99 | Dont Know | Secondary
2110 | PP16153908 | 4 | Wall Furnace | 1900 - 1969 | N | 65 | -99 | 03 - Wall Furnace |  | 02 - Electric | [5 empty] | 04 - Conditioned Space |  | 0.1 | No | thermaflo | sf125t |  | No Fan |  |  | 0.5 | 01 - kW |  | -99 | Dont Know |  | Not Applicable | Not Applicable | Not Applicable |  | Not Applicable |  | -99 | -99 |  |  | -99 | 0 | sf125t |  | -99 |  | 1460 | Space | Space | Dont Know | Elec 0.1-0.99 | Dont Know | Secondary
2111 | PP16153908 | 5 | Wall Furnace | 1900 - 1969 | N | 65 | -0.14292 | 03 - Wall Furnace |  | 01 - Natural Gas | [5 empty] | 04 - Conditioned Space |  | 0.2 | No | williams | 3509622 |  | No Fan | 35 | 26 |  |  |  | 0.74 | 01 - AFUE |  | Not Applicable | Not Applicable | Not Applicable |  | Not Applicable |  | -99 | -99 |  |  | -99 | 0 | 3509622 | CEC_heat | 74.29 |  | 1460 | Space | Space | Dont Know | Gas 025-039.99 | 72-77.99 AFUE | Secondary
2112 | PP16159981 | 1 | Furnace | 1970 - 1979 | N | 80 | 0 | 01 - Split Forced Air Furnace |  | 01 - Natural Gas | [5 empty] | 01 - Garage |  | 1 | No | ge | bglu06002b01 |  | 01 - Constant Speed | 60 | 48 |  |  |  | 0.8 | 01 - AFUE |  | Not Applicable | Not Applicable | Not Applicable |  | Not Applicable |  | -99 | -99 |  | 1 | -99 | 0 | bglu06002b01 | Field Data Only | 80 | 5568.69 | 1400 | Central | Central | Dont Know | Gas 055-069.99 | 78-84.99 AFUE | Primary | 4726.7661
2113 | PP16179841 | 1 | Furnace | 2000 - 2012 | Y | 80 | -99 | 01 - Split Forced Air Furnace |  | 01 - Natural Gas | [5 empty] | 02 - Attic |  | 1 | No | carrier |  |  | 01 - Constant Speed | -99 | -99 |  |  |  | -99 | Dont Know |  | Dont Know | Dont Know | Dont Know |  | Yes | couldnt open cover | -99 | -99 |  | 1 | -99 | 0 |  |  | -99 |  | 2162 | Central | Both Central and Space | Dont Know | Gas Dont Know | Dont Know | Primary
2114 | PP16179841 | 2 | Other | 2000 - 2012 | Y | -99 | -99 | 13 - Fireplace |  | 01 - Natural Gas |  | <1 day/week | Yes | -99 | 1st Floor | 04 - Conditioned Space |  | 0 | No |  |  |  | No Fan | -99 | -99 |  |  |  | -99 | Dont Know |  | Not Applicable | Not Applicable | Not Applicable |  | Not Applicable | no name plate | -99 | -99 |  |  | -99 | 0 |  |  | -99 |  | 2162 | Space | Both Central and Space | Dont Know | Gas Dont Know | Dont Know | Secondary
2115 | PP16208300 | 1 | Other | 1900 - 1969 | Y | -99 | -99 | 17 - Wood Stove |  | 05 - Wood | [5 empty] | 04 - Conditioned Space |  | 0 | Not Applicable |  |  |  | No Fan |  |  |  | Not Applicable |  | -100 | NA |  | Not Applicable | Not Applicable | Not Applicable | Not | Not Applicable |  | -99 | -99 |  |  | -99 | 0 |  |  | -99 |  | 1371 | Space | Space | Dont Know |  | Dont Know | Primary
2116 | PP16208300 | 2 | Wall Furnace | 1900 - 1969 | Y | 65 | -99 | 03 - Wall Furnace |  | 01 - Natural Gas | [5 empty] | 04 - Conditioned Space |  | 0.5 | No | cozy |  |  | No Fan | -99 | -99 |  |  |  | -99 | Dont Know |  | Not Applicable | Not Applicable | Not Applicable |  | Not Applicable | no nameplate | -99 | -99 |  |  | -99 | 0 |  |  | -99 |  | 1371 | Space | Space | Dont Know | Gas Dont Know | Dont Know | Secondary
2117 | PP16208300 | 3 | Wall Furnace | 1900 - 1969 | Y | 65 | -0.076923 | 03 - Wall Furnace |  | 01 - Natural Gas | [5 empty] | 04 - Conditioned Space |  | 0.25 | No | custom-aire | n425-s |  | No Fan | 25 | 17.5 |  |  |  | 0.72 | 01 - AFUE |  | Not Applicable | Not Applicable | Not Applicable |  | Not Applicable |  | -99 | -99 |  |  | -99 | 0 | n425s | Field Data Only | 70 |  | 1371 | Space | Space | Dont Know | Gas 025-039.99 | 66-71.99 AFUE | Secondary
2118 | PP16218753 | 1 | Other | 1900 - 1969 | Y | -99 | -99 | 09 - Gravity Furnace |  | 01 - Natural Gas | [5 empty] | 04 - Conditioned Space |  | 1 | No |  |  |  | No Fan | -99 | -99 |  |  |  | -99 | Dont Know |  | Not Applicable | Not Applicable | Not Applicable |  | Not Applicable | not working furnace | -99 | -99 |  |  | -99 | 0 |  |  | -99 |  | 875 | Space | Space | Dont Know | Gas Dont Know | Dont Know | Primary
2119 | PP16229143 | 1 | Furnace | 1900 - 1969 | Y | 80 | -99 | 15 - Forced Air furnace (No AC) |  | 01 - Natural Gas | [5 empty] | 02 - Attic |  | 0.5 | No | carrier | BLH080F936B0 |  | 01 - Constant Speed | 80 | -99 |  |  |  | -99 | Dont Know |  | Not Applicable | Not Applicable | Not Applicable |  | No |  | -99 | -99 |  |  | -99 | 0 | BLH080F936B0 |  | -99 |  | 2400 | Central | Central | Dont Know | Gas 070-084.99 | Dont Know | Primary
2120 | PP16237277 | 1 | Furnace | 1900 - 1969 | N | 80 | -0.015 | 01 - Split Forced Air Furnace |  | 01 - Natural Gas | [5 empty] | 01 - Garage |  | 1 | No | ruud | ugph-07nauer |  | 01 - Constant Speed | 75 | -99 |  |  |  | -100 | 01 - AFUE |  | rheem | RCba-3765gg17 | Dont Know |  | Yes | no output | -99 | -100 |  | 1 | -99 | 0 | ugph07nauer | CEC_fur | 81.2 | 8122.07 | 825 | Central | Central | Dont Know | Gas 070-084.99 | 78-84.99 AFUE | Primary | 14041.0022
2121 | PP16258146 | 1 | Furnace | 1900 - 1969 | Y | 80 | -0.011375 | 15 - Forced Air furnace (No AC) |  | 01 - Natural Gas | [5 empty] | 03 - Basement |  | 0.5 | No | carrier | 58DLX110-16 | 12/01/2002 | 01 - Constant Speed | 110 | 89 |  |  |  | 0.8 | 01 - AFUE |  | Not Applicable | Not Applicable | Not Applicable |  | No |  | 12 | 2002 |  |  | 10 | 2002 | 58DLX11016 | Field Data Only | 80.91 | 2186.9783 | 2950 | Central | Both Central and Space | Age 2000 to 2005 | Gas 100-114.99 | 78-84.99 AFUE | Primary | 2166.1935
2122 | PP16258146 | 2 | Furnace | 1900 - 1969 | Y | 80 | 0 | 15 - Forced Air furnace (No AC) |  | 01 - Natural Gas | [5 empty] | 03 - Basement |  | 0.5 | No | day & night | 395cav060130 |  | 01 - Constant Speed | 154 | -99 |  |  |  | -99 | 01 - AFUE |  | Not Applicable | Not Applicable | Not Applicable |  | No | limited nameplate info | -99 | -99 |  |  | -99 | 0 | 395cav060130 | CEC_fur | 80 |  | 2950 | Central | Both Central and Space | Dont Know | Gas 130+ | 78-84.99 AFUE | Secondary
2123 | PP16258146 | 3 | Other | 1900 - 1969 | Y | -99 | -99 | 13 - Fireplace |  | 01 - Natural Gas |  | <1 day/week | No |  | 1st Floor | 04 - Conditioned Space |  | 0 | No |  |  |  | No Fan | -99 | -99 |  |  |  | -99 | Dont Know |  | Not Applicable | Not Applicable | Not Applicable |  | Not Applicable | no nameplate access | -99 | -99 |  |  | -99 | 0 |  |  | -99 |  | 2950 | Space | Both Central and Space | Dont Know | Gas Dont Know | Dont Know | Secondary
2124 | PP16258146 | 4 | Other | 1900 - 1969 | Y | -99 | -99 | 14 - Electric Space Heater |  | 02 - Electric | [5 empty] | 04 - Conditioned Space |  | 0 | No | vornado | tvh 500 |  | No Fan |  |  | 1.5 | 01 - kW |  | -99 | Dont Know |  | Not Applicable | Not Applicable | Not Applicable |  | Not Applicable | limited nameplate info | -99 | -99 |  |  | -99 | 0 | tvh500 |  | -99 |  | 2950 | Space | Both Central and Space | Dont Know | Elec 0.1-0.99 | Dont Know | Secondary
2125 | PP16258146 | 5 | Other | 1900 - 1969 | Y | -99 | -99 | 14 - Electric Space Heater |  | 02 - Electric | [5 empty] | 04 - Conditioned Space |  | 0 | No | vornado | tvh 500 |  | No Fan |  |  | 1.5 | 01 - kW |  | -99 | Dont Know |  | Not Applicable | Not Applicable | Not Applicable |  | Not Applicable | limited nameplate | -99 | -99 |  |  | -99 | 0 | tvh500 |  | -99 |  | 2950 | Space | Both Central and Space | Dont Know | Elec 0.1-0.99 | Dont Know | Secondary
2126 | PP16266822 | 1 | Furnace | 1900 - 1969 | N | 80 | 0 | 15 - Forced Air furnace (No AC) |  | 01 - Natural Gas | [5 empty] | 03 - Basement |  | 1 | No | new mission | 100 cj |  | 01 - Constant Speed | 100 | 80 |  |  |  | 0.8 | 01 - AFUE |  | Not Applicable | Not Applicable | Not Applicable |  | No |  | -99 | -99 |  |  | -99 | 0 | 100cj | Field Data Only | 80 | 5568.69 | 1400 | Central | Central | Dont Know | Gas 100-114.99 | 78-84.99 AFUE | Primary | 4726.7661
2127 | PP16285869 | 1 | Other | 1980 - 1989 | Y | -99 | -99 | 09 - Gravity Furnace | gas stove | 01 - Natural Gas | [5 empty] | 04 - Conditioned Space |  | 0.5 | No | vermont castings | 2240 |  | No Fan | 30 | -99 |  |  |  | -99 | Dont Know |  | Not Applicable | Not Applicable | Not Applicable |  | No | not on nameplate | -99 | -99 |  |  | -99 | 0 | 2240 |  | -99 |  | -99 | Space | Space | Dont Know | Gas 025-039.99 | Dont Know | Primary
2128 | PP16285869 | 2 | Other | 1980 - 1989 | Y | -99 | -99 | 14 - Electric Space Heater |  | 02 - Electric | [5 empty] | 04 - Conditioned Space |  | 0.25 | No | heat surge | 6M |  | 01 - Constant Speed |  |  | -99 | Dont Know |  | -99 | Dont Know |  | Not Applicable | Not Applicable | Not Applicable |  | Not Applicable | not listed | -99 | -99 |  |  | -99 | 0 | 6M |  | -99 |  | -99 | Space | Space | Dont Know | Elec Dont Know | Dont Know | Secondary
2129 | PP16287558 | 1 | Furnace | Dont Know | N | 80 | 0 | 01 - Split Forced Air Furnace |  | 01 - Natural Gas | [5 empty] | 05 - Mechanical Closet |  | 1 | No | Fraser-johnston | 80cdn2-a |  | 01 - Constant Speed | 80 | 64 |  |  |  | 0.8 | 01 - AFUE |  | Not Applicable | Not Applicable | Not Applicable |  | No |  | -99 | -99 |  | 1 | -99 | 0 | 80cdn2a | Field Data Only | 80 | 8122.07 | 924 | Central | Central | Dont Know | Gas 070-084.99 | 78-84.99 AFUE | Primary | 49816.8453
2130 | PP16298147 | 1 | Furnace | 1980 - 1989 | Y | 80 | -99 | 01 - Split Forced Air Furnace |  | 01 - Natural Gas | [5 empty] | 01 - Garage |  | 1 | No | payne |  |  | 01 - Constant Speed | -99 | -99 |  |  |  | -99 | Dont Know |  | bdf | 518cxx048000maaa | Dont Know |  | Yes |  | -99 | -99 |  | 1 | -99 | 0 |  |  | -99 |  | 2200 | Central | Central | Dont Know | Gas Dont Know | Dont Know | Primary
2131 | PP16311379 | 1 | Furnace | 1900 - 1969 | N | 80 | -0.0245 | 02 - Package Furnace/AC |  | 01 - Natural Gas | [5 empty] | 06 - Roof |  | 1 | No | bryant | 588anw036060adaf |  | 01 - Constant Speed | 56 | 45.9 |  |  |  | -99 | Dont Know |  | Not Applicable | Not Applicable | Not Applicable |  | Not Applicable | don't know | -99 | -99 | 1 | 1 | -99 | 0 | 588anw036060adaf | Field Data Only | 81.96 | 2465.11 | 1800 | Central | Central | Dont Know | Gas 055-069.99 | 78-84.99 AFUE | Primary | 1913.6193
2132 | PP16335206 | 1 | Other | 1900 - 1969 | N | -99 | -99 | 13 - Fireplace |  | 05 - Wood |  | <1 day/week | No |  | 1st Floor | 04 - Conditioned Space |  | 0 | No |  |  |  | No Fan | [5 empty] | -100 | Dont Know |  | Not Applicable | Not Applicable | Not Applicable | Not | Not Applicable |  | -99 | -99 |  |  | -99 | 0 |  |  | -99 |  | 1800 | Space | Both Central and Space | Dont Know |  | Dont Know | Secondary
2133 | PP16335206 | 2 | Other | 1900 - 1969 | N | -99 | -99 | 14 - Electric Space Heater |  | 02 - Electric | [5 empty] | 04 - Conditioned Space |  | 0 | Not Applicable | arvinair | 30h1204 |  | No Fan |  |  | 1.5 | 01 - kW |  | -99 | Dont Know |  | Not Applicable | Not Applicable | Not Applicable |  | Not Applicable |  | -99 | -99 |  |  | -99 | 0 | 30h1204 |  | -99 |  | 1800 | Space | Both Central and Space | Dont Know | Elec 0.1-0.99 | Dont Know | Secondary
2134 | PP16335206 | 3 | Furnace | 1900 - 1969 | N | 80 | -0.0085 | 15 - Forced Air furnace (No AC) |  | 01 - Natural Gas | [5 empty] | 03 - Basement |  | 1 | No | bryant | 395cav042091 |  | 01 - Constant Speed | 88 | 71 |  |  |  | 0.8 | 01 - AFUE |  | Not Applicable | Not Applicable | Not Applicable |  | Not Applicable |  | -99 | -99 |  |  | -99 | 0 | 395cav042091 | CEC_fur | 80.68 | 2772.78 | 1800 | Central | Both Central and Space | Dont Know | Gas 085-099.99 | 78-84.99 AFUE | Primary | 2353.5665
2135 | PP16336132 | 1 | Furnace | 1980 - 1989 | N | 80 | -99 | 01 - Split Forced Air Furnace |  | 01 - Natural Gas | [5 empty] | 05 - Mechanical Closet |  | 1 | No | trane | TUH2C100A9V4VA | 09/01/2008 | 02 - Variable Speed | 10 | -99 |  |  |  | -99 | Dont Know |  | allstyle | as48a4y2t+v | No |  | Yes | no output on nameplate | 9 | 2008 |  | 1 | 4 | 2008 | TUH2C100A9V4VA |  | -99 |  | 1920 | Central | Both Central and Space | Age 2006 to 2009 | Gas 010-024.99 | Dont Know | Primary
2136 | PP16336132 | 2 | Other | 1980 - 1989 | N | -99 | -99 | 13 - Fireplace |  | 05 - Wood |  | <1 day/week | No |  | 1st Floor | 04 - Conditioned Space |  | 0 | Not Applicable |  |  |  | No Fan | [5 empty] | -100 | Dont Know |  | Not Applicable | Not Applicable | Not Applicable | Not | Not Applicable |  | -99 | -100 |  |  | -99 | 0 |  |  | -99 |  | 1920 | Space | Both Central and Space | Dont Know |  | Dont Know | Secondary
2137 | PP16405490 | 1 | Furnace | 1900 - 1969 | N | 80 | 0 | 15 - Forced Air furnace (No AC) |  | 01 - Natural Gas | [5 empty] | 05 - Mechanical Closet |  | 1 | No | trane | tud080r9v3a1 | 05/01/1994 | 01 - Constant Speed | 80 | -99 |  |  |  | -99 | Dont Know |  | Not Applicable | Not Applicable | Not Applicable |  | No | info not on plate | 5 | 1994 |  |  | 18 | 1994 | tud080r9v3a1 | CEC_fur | 80 | 14239.2231 | 2150 | Central | Central | Age 1990 to 1994 | Gas 070-084.99 | 78-84.99 AFUE | Primary | 14249.8168
2138 | PP16415851 | 2 | Furnace | 1970 - 1979 | N | 80 | 0.010375 | 02 - Package Furnace/AC |  | 01 - Natural Gas | [5 empty] | Other | outside | 1 | No | trane | ycp042f1moab | 08/01/2002 | 02 - Variable Speed | 96 | 76 |  |  |  | 0.8 | 01 - AFUE |  | Not Applicable | Not Applicable | Not Applicable |  | No |  | 8 | 2002 | 1 | 1 | 10 | 2002 | ycp042f1moab | CEC_fur | 79.17 | 4766.9405 | 2400 | Central | Central | Age 2000 to 2005 | Gas 085-099.99 | 78-84.99 AFUE | Primary | 3723.3476
2139 | PP16420928 | 1 | Furnace | 1970 - 1979 | N | 80 | -99 | 15 - Forced Air furnace (No AC) |  | 01 - Natural Gas | [5 empty] | 04 - Conditioned Space |  | 1 | No | ge |  |  | 01 - Constant Speed | -99 | -99 |  |  |  | -99 | Dont Know |  | Not Applicable | Not Applicable | Not Applicable |  | No | faded plate | -99 | -99 |  |  | -99 | 0 |  |  | -99 |  | 1200 | Central | Central | Dont Know | Gas Dont Know | Dont Know | Primary
2140 | PP16433753 | 1 | Wall Furnace | 1900 - 1969 | N | 65 | -0.2 | 03 - Wall Furnace |  | 01 - Natural Gas | [5 empty] | 04 - Conditioned Space |  | 1 | No | empire | FAw-55spp |  | No Fan | 55 | -99 |  |  |  | -99 | Dont Know |  | Not Applicable | Not Applicable | Not Applicable |  | Not Applicable | no output | -99 | -99 |  |  | -99 | 0 | FAw55spp | CEC_heat | 78 | 8122.07 | -99 | Space | Space | Dont Know | Gas 055-069.99 | 78-84.99 AFUE | Primary | 14225.8487
2141 | PP16477762 | 1 | Furnace | 1970 - 1979 | N | 80 | -0.010875 | 01 - Split Forced Air Furnace |  | 01 - Natural Gas | [5 empty] | 01 - Garage |  | 1 | No | carrier | 58rav115-20 | 02/01/2001 | 01 - Constant Speed | 115 | 93 |  |  |  | 0.8 | 01 - AFUE |  | adp | ct7860-c210 | Yes |  | Yes |  | 2 | 2001 |  | 1 | 11 | 2001 | 58rav11520 | CEC_fur | 80.87 | 3217.2715 | 2200 | Central | Both Central and Space | Age 2000 to 2005 | Gas 115-129.99 | 78-84.99 AFUE | Primary | 2390.7144
2142 | PP16477762 | 2 | Other | 1970 - 1979 | N | -99 | -99 | 12 - Pellet Stove |  | 05 - Wood | [5 empty] | 04 - Conditioned Space |  | 0 | No |  |  |  | No Fan | [5 empty] | -99 | Dont Know |  | Not Applicable | Not Applicable | Not Applicable | Not | Not Applicable | no nameplate access on pellet stove. | -99 | -99 |  |  | -99 | 0 |  |  | -99 |  | 2200 | Space | Both Central and Space | Dont Know |  | Dont Know | Secondary
2143 | PP16477762 | 3 | Other | 1970 - 1979 | N | -99 | -99 | 17 - Wood Stove |  | 05 - Wood | [5 empty] | 04 - Conditioned Space |  | 0 | No | brondt's |  |  | No Fan |  |  |  | Not Applicable |  | -100 | NA |  | Not Applicable | Not Applicable | Not Applicable | Not | Not Applicable |  | -99 | -99 |  |  | -99 | 0 |  |  | -99 |  | 2200 | Space | Both Central and Space | Dont Know |  | Dont Know | Secondary
2144 | PP16524603 | 1 | Furnace | 1990 - 1994 | N | 80 | -99 | 01 - Split Forced Air Furnace |  | 01 - Natural Gas | [5 empty] | 02 - Attic |  | 1 | No | carrier |  |  | 01 - Constant Speed | -99 | -99 |  |  |  | -99 | Dont Know |  | Dont Know | Dont Know | Yes |  | Yes | unsafe ladder angle | -99 | -99 |  | 1 | -99 | 0 |  |  | -99 |  | 2300 | Central | Central | Dont Know | Gas Dont Know | Dont Know | Primary
2145 | PP16524727 | 1 | Other | 1900 - 1969 | N | -99 | -99 | 16 - Common Building | boiler radiator controlled by whole building | 01 - Natural Gas | [5 empty] | 03 - Basement |  | 1 | Not Applicable | peerless |  |  | No Fan | -99 | -99 |  |  |  | -99 | Dont Know |  | Not Applicable | Not Applicable | Not Applicable |  | No |  | -99 | -99 |  |  | -99 | 0 |  |  | -99 |  | 500 | Central | Central | Dont Know | Gas Dont Know | Dont Know | Primary
2146 | PP16526279 | 1 | Wall Furnace | 1900 - 1969 | Y | 65 | -99 | 03 - Wall Furnace |  | 01 - Natural Gas | [5 empty] | 04 - Conditioned Space |  | 1 | No |  |  |  | No Fan | -99 | -99 |  |  |  | -99 | Dont Know |  | Not Applicable | Not Applicable | Not Applicable |  | Not Applicable | don't know | -99 | -99 |  |  | -99 | 0 |  |  | -99 |  | 1200 | Space | Space | Dont Know | Gas Dont Know | Dont Know | Primary
2147 | PP16544219 | 1 | Wall Furnace | Dont Know | Y | 65 | -99 | 03 - Wall Furnace |  | 01 - Natural Gas | [5 empty] | 04 - Conditioned Space |  | 0.5 | No |  |  |  | No Fan | -99 | -99 |  |  |  | -99 | Dont Know |  | Not Applicable | Not Applicable | Not Applicable |  | Not Applicable | no nameplate | -99 | -99 |  |  | -99 | 0 |  |  | -99 |  | -99 | Space | Space | Dont Know | Gas Dont Know | Dont Know | Primary
2148 | PP16558122 | 1 | Furnace | Dont Know | Y | 80 | 0 | 01 - Split Forced Air Furnace |  | 01 - Natural Gas | [5 empty] | 05 - Mechanical Closet |  | 1 | No | american standard | aud060r936h4 |  | 01 - Constant Speed | 60 | -99 |  |  |  | 0.8 | 01 - AFUE |  | summit | ca030a861ma | Dont Know |  | Yes | np | -99 | -99 |  | 1 | -99 | 0 | aud060r936h4 | Field and Source Data | 80 | 7457.65 | 1240 | Central | Central | Dont Know | Gas 055-069.99 | 78-84.99 AFUE | Primary | 3821.8231
2149 | PP16575565 | 1 | Furnace | 1990 - 1994 | Y | 80 | -99 | 02 - Package Furnace/AC |  | 01 - Natural Gas | [5 empty] | 06 - Roof |  | 1 | No |  |  |  | 01 - Constant Speed | -99 | -99 |  |  |  | -99 | Dont Know |  | Not Applicable | Not Applicable | Not Applicable |  | Not Applicable | no nameplate | -99 | -99 | 1 | 1 | -99 | 0 |  |  | -99 |  | 1730 | Central | Central | Dont Know | Gas Dont Know | Dont Know | Primary
2150 | PP16576583 | 1 | Furnace | 1900 - 1969 | N | 80 | -99 | 01 - Split Forced Air Furnace |  | 01 - Natural Gas | [5 empty] | 02 - Attic |  | 1 | Yes |  |  |  | 01 - Constant Speed | -99 | -99 |  |  |  | -99 | Dont Know |  | Dont Know | Dont Know | Dont Know |  | Yes | no access | -99 | -99 |  | 1 | -99 | 0 |  |  | -99 |  | 1260 | Central | Central | Dont Know | Gas Dont Know | Dont Know | Primary
2151 | PP16591019 | 1 | Furnace | 2000 - 2012 | N | 80 | -0.1875 | 01 - Split Forced Air Furnace |  | 01 - Natural Gas | [5 empty] | 05 - Mechanical Closet |  | 1 | Yes | carrier |  |  | 01 - Constant Speed | -99 | -99 |  |  |  | 0.95 | 01 - AFUE |  | allstyle | Not Applicable | Not Applicable |  | No | access limited | -99 | -99 |  | 1 | -99 | 0 |  | Field Data Only | 95 | 4108.35 | 3249 | Central | Central | Dont Know | Gas Dont Know | 90-96.99 AFUE | Primary | 2855.632
2152 | PP16606092 | 1 | Other | 1900 - 1969 | N | -99 | -99 | 13 - Fireplace |  | 01 - Natural Gas |  | 3-5 days/week | No |  | 1st Floor | 04 - Conditioned Space |  | 0 | Not Applicable |  |  |  | No Fan | -99 | -99 |  |  |  | -100 | Dont Know |  | Not Applicable | Not Applicable | Not Applicable |  | Not Applicable |  | -99 | -100 |  |  | -99 | 0 |  |  | -99 |  | 2500 | Space | Both Central and Space | Dont Know | Gas Dont Know | Dont Know | Secondary
2153 | PP16606092 | 2 | Furnace | 1900 - 1969 | N | 80 | -0.1875 | 15 - Forced Air furnace (No AC) |  | 01 - Natural Gas | [5 empty] | 02 - Attic |  | 1 | No | comfortmaker | C9MVX100L20 | 02/01/2009 | 02 - Variable Speed | 100 | 95 |  |  |  | 0.95 | 01 - AFUE |  | Not Applicable | Not Applicable | Not Applicable |  | No |  | 2 | 2009 |  |  | 3 | 2009 | C9MVX100L20 | Field Data Only | 95 | 3616.6696 | 2500 | Central | Both Central and Space | Age 2006 to 2009 | Gas 100-114.99 | 90-96.99 AFUE | Primary | 2687.5021
2154 | PP16636114 | 1 | Other | 2000 - 2012 | N | -99 | -99 | 14 - Electric Space Heater |  | 02 - Electric | [5 empty] | 04 - Conditioned Space |  | 0 | Not Applicable | presto |  |  | No Fan |  |  | -99 | Dont Know |  | -99 | Dont Know |  | Not Applicable | Not Applicable | Not Applicable |  | Not Applicable | no nameplate | -99 | -99 |  |  | -99 | 0 |  |  | -99 |  | 1850 | Space | Both Central and Space | Dont Know | Elec Dont Know | Dont Know | Secondary
2155 | PP16636114 | 2 | Furnace | 2000 - 2012 | N | 80 | -0.00875 | 01 - Split Forced Air Furnace |  | 01 - Natural Gas | [5 empty] | 02 - Attic |  | 1 | No | york | ly8s060a12uh11a |  | 01 - Constant Speed | 57 | 46 |  |  |  | 0.8 | 01 - AFUE |  | Dont Know | BBh 63+x1 n/fc | No |  | Yes |  | -99 | -99 |  | 1 | -99 | 0 | ly8s060a12uh11a | Field Data Only | 80.7 | 4108.35 | 1850 | Central | Both Central and Space | Dont Know | Gas 055-069.99 | 78-84.99 AFUE | Primary | 3208.9377
2156 | PP16664318 | 1 | Furnace | 1900 - 1969 | N | 80 | 0 | 01 - Split Forced Air Furnace |  | 01 - Natural Gas | [5 empty] | 01 - Garage |  | 1 | No | ge | 21ld 15oa3j |  | 01 - Constant Speed | 150 | 120 |  |  |  | 0.8 | 01 - AFUE |  | Dont Know | Dont Know | No |  | Yes | limited nameplate info. no info on evap coil. | -99 | -99 |  | 1 | -99 | 0 | 21ld15oa3j | Field Data Only | 80 | 4108.35 | 1900 | Central | Both Central and Space | Dont Know | Gas 130+ | 78-84.99 AFUE | Primary | 3208.9377
2157 | PP16664318 | 2 | Other | 1900 - 1969 | N | -99 | -99 | 13 - Fireplace |  | 01 - Natural Gas |  | <1 day/week | No |  | 1st Floor | 04 - Conditioned Space |  | 0.25 | No | regency | un35-ng |  | No Fan | 35 | -99 |  |  |  | -99 | Dont Know |  | Not Applicable | Not Applicable | Not Applicable |  | Not Applicable | limited nameplate info | -99 | -99 |  |  | -99 | 0 | un35ng |  | -99 |  | 1900 | Space | Both Central and Space | Dont Know | Gas 025-039.99 | Dont Know | Secondary
2158 | PP16683662 | 1 | Furnace | 1900 - 1969 | N | 80 | 0 | 01 - Split Forced Air Furnace |  | 01 - Natural Gas | [5 empty] | 05 - Mechanical Closet |  | 1 | No | trane | tdd100c948eo |  | 01 - Constant Speed | 100 | 80 |  |  |  | 0.8 | 01 - AFUE |  | all style | truf42tr-8 | Yes |  | Yes |  | -99 | -99 |  | 1 | -99 | 0 | tdd100c948eo | CEC_fur | 80 | 4108.35 | 1900 | Central | Both Central and Space | Dont Know | Gas 100-114.99 | 78-84.99 AFUE | Primary | 3208.9377
2159 | PP16683662 | 2 | Other | 1900 - 1969 | N | -99 | -99 | 13 - Fireplace |  | 05 - Wood |  | <1 day/week | No |  | 1st Floor | 04 - Conditioned Space |  | 0 | No |  |  |  | No Fan | [5 empty] | -99 | Dont Know |  | Not Applicable | Not Applicable | Not Applicable | Dont | Not Applicable |  | -99 | -99 |  |  | -99 | 0 |  |  | -99 |  | 1900 | Space | Both Central and Space | Dont Know |  | Dont Know | Secondary
2160 | PP16699412 | 1 | Other | 1900 - 1969 | N | -99 | -99 | 13 - Fireplace |  | 05 - Wood |  | <1 day/week | No |  | 1st Floor | 04 - Conditioned Space |  | 0 | Not Applicable |  |  |  | No Fan | [5 empty] | -100 | Dont Know |  | Not Applicable | Not Applicable | Not Applicable | Not | Not Applicable |  | -99 | -100 |  |  | -99 | 0 |  |  | -99 |  | 1800 | Space | Both Central and Space | Dont Know |  | Dont Know | Secondary
2161 | PP16699412 | 2 | Boiler | 1900 - 1969 | N | 82 | -99 | 04 - Hydronic System |  | 01 - Natural Gas | [5 empty] | 05 - Mechanical Closet |  | 1 | Not Applicable | ao smith |  |  | No Fan | -99 | -99 |  |  |  | -99 | Dont Know |  | Not Applicable | Not Applicable | Not Applicable |  | Not Applicable | could not access nameplate | -99 | -99 |  |  | -99 | 0 |  |  | -99 |  | 1800 | Central | Both Central and Space | Dont Know | Gas Dont Know | Dont Know | Primary
2162 | PP16710126 | 1 | Wall Furnace | Dont Know | Y | 65 | -99 | 03 - Wall Furnace |  | 01 - Natural Gas | [5 empty] | 04 - Conditioned Space |  | 0.25 | Not Applicable | perfection/schwank |  |  | No Fan | -99 | -99 |  |  |  | -99 | Dont Know |  | Not Applicable | Not Applicable | Not Applicable |  | Not Applicable | no plate | -99 | -99 |  |  | -99 | 0 |  |  | -99 |  | 900 | Space | Space | Dont Know | Gas Dont Know | Dont Know | Primary
2163 | PP16718534 | 1 | Furnace | 1900 - 1969 | Y | 80 | -0.00375 | 15 - Forced Air furnace (No AC) |  | 01 - Natural Gas | [5 empty] | 05 - Mechanical Closet |  | 1 | No | bryant | 383kav036070agja | 05/01/1998 | 01 - Constant Speed | 66 | 53 |  |  |  | 0.8 | 01 - AFUE |  | Not Applicable | Not Applicable | Not Applicable |  | No |  | 5 | 1998 |  |  | 14 | 1998 | 383kav036070agja | CEC_fur | 80.3 | 5719.4182 | 1482 | Central | Central | Age 1995 to 1999 | Gas 055-069.99 | 78-84.99 AFUE | Primary | 5471.5115
2164 | PP16722534 | 1 | Furnace | 1900 - 1969 | N | 80 | -0.2 | 01 - Split Forced Air Furnace |  | 01 - Natural Gas | [5 empty] | 01 - Garage |  | 1 | No | carrier |  |  | 02 - Variable Speed | -99 | -99 |  |  |  | 0.96 | 01 - AFUE |  | allstyle | Dont Know | Yes |  | Yes | could t open | -99 | -99 |  | 1 | -99 | 0 |  | Field Data Only | 96 | 8122.07 | 1500 | Central | Both Central and Space | Dont Know | Gas Dont Know | 90-96.99 AFUE | Primary | 6343.9622
2165 | PP16722534 | 2 | Other | 1900 - 1969 | N | -99 | -99 | 13 - Fireplace |  | 05 - Wood |  | <1 day/week | No |  | 1st Floor | 04 - Conditioned Space |  | 0 | No |  |  |  | No Fan | [5 empty] | -100 | Dont Know |  | Not Applicable | Not Applicable | Not Applicable | Not | Not Applicable |  | -99 | -99 |  |  | -99 | 0 |  |  | -99 |  | 1500 | Space | Both Central and Space | Dont Know |  | Dont Know | Secondary
2166 | PP16724448 | 1 | Furnace | 1980 - 1989 | N | 80 | -99 | 15 - Forced Air furnace (No AC) |  | 01 - Natural Gas | [5 empty] | 03 - Basement |  | 1 | No | carrier |  |  | No Fan | -99 | -99 |  |  |  | -99 | Dont Know |  | Not Applicable | Not Applicable | Not Applicable |  | No | couldnt open cover | -99 | -99 |  |  | -99 | 0 |  |  | -99 |  | 2300 | Central | Both Central and Space | Dont Know | Gas Dont Know | Dont Know | Primary
2167 | PP16724448 | 2 | Other | 1980 - 1989 | N | -99 | -99 | 13 - Fireplace |  | 05 - Wood |  | 1-2 days/week | No |  | 2nd Floor | 04 - Conditioned Space |  | 0 | No |  |  | 01/01/1980 | No Fan | [5 empty] | -100 | Dont Know |  | Not Applicable | Not Applicable | Not Applicable | Not | Not Applicable |  | -99 | 1980 |  |  | 32 | 1980 |  |  | -99 |  | 2300 | Space | Both Central and Space | Age 1980 to 1984 |  | Dont Know | Secondary
2168 | PP16727402 | 1 | Furnace | 1900 - 1969 | N | 80 | 0 | 15 - Forced Air furnace (No AC) |  | 01 - Natural Gas | [5 empty] | 05 - Mechanical Closet |  | 1 | No | western | ufd14-80 |  | 01 - Constant Speed | 80 | 64 |  |  |  | 0.8 | 01 - AFUE |  | Not Applicable | Not Applicable | Not Applicable |  | No |  | -99 | -99 |  |  | -99 | 0 | ufd1480 | Field Data Only | 80 | 11921.21 | 1950 | Central | Both Central and Space | Dont Know | Gas 070-084.99 | 78-84.99 AFUE | Primary | 11930.0792
2169 | PP16727402 | 2 | Other | 1900 - 1969 | N | -99 | -99 | 13 - Fireplace |  | 05 - Wood |  | <1 day/week | No |  | 1st Floor | 04 - Conditioned Space |  | 0.25 | Yes |  |  |  | No Fan | [5 empty] | -100 | Dont Know | na | Not Applicable | Not Applicable | Not Applicable | Not | Not Applicable |  | -99 | -99 |  |  | -99 | 0 |  |  | -99 |  | 1950 | Space | Both Central and Space | Dont Know |  | Dont Know | Secondary
2170 | PP16727402 | 3 | Other | 1900 - 1969 | N | -99 | -99 | 14 - Electric Space Heater |  | 02 - Electric | [5 empty] | 04 - Conditioned Space |  | 0.15 | Not Applicable | duracraft | cz-2004 |  | 02 - Variable Speed |  |  | 1.5 | 01 - kW |  | -99 | Dont Know |  | Not Applicable | Not Applicable | Not Applicable |  | Not Applicable | space heater | -99 | -99 |  |  | -99 | 0 | cz2004 |  | -99 |  | 1950 | Space | Both Central and Space | Dont Know | Elec 0.1-0.99 | Dont Know | Secondary
2171 | PP16731929 | 1 | Other | 1900 - 1969 | Y | -99 | -99 | 09 - Gravity Furnace |  | 01 - Natural Gas | [5 empty] | 07 - Crawlspace |  | 0.5 | Not Applicable |  |  |  | No Fan | -99 | -99 |  |  |  | -99 | Dont Know |  | Not Applicable | Not Applicable | Not Applicable |  | Not Applicable | no nameplate | -99 | -99 |  |  | -99 | 0 |  |  | -99 |  | 850 | Space | Space | Dont Know | Gas Dont Know | Dont Know | Primary
2172 | PP16750483 | 1 | Furnace | 1900 - 1969 | N | 80 | 0 | 15 - Forced Air furnace (No AC) |  | 01 - Natural Gas | [5 empty] | 01 - Garage |  | 1 | No | heat-well | 85md-16a |  | 01 - Constant Speed | 85 | 68 |  |  |  |  | 01 - AFUE |  | Not Applicable | Not Applicable | Not Applicable |  | No |  | -99 | -99 |  |  | -99 | 0 | 85md16a | Field Data Only | 80 | 2772.78 | 1300 | Central | Both Central and Space | Dont Know | Gas 085-099.99 | 78-84.99 AFUE | Primary | 1925.2954
2173 | PP16750483 | 2 | Other | 1900 - 1969 | N | -99 | -99 | 13 - Fireplace |  | 05 - Wood |  | <1 day/week | No |  | 1st Floor | 04 - Conditioned Space |  | 0 | No |  |  |  | No Fan | [5 empty] | -100 | Dont Know |  | Not Applicable | Not Applicable | Not Applicable | Not | Not Applicable |  | -99 | -100 |  |  | -99 | 0 |  |  | -99 |  | 1300 | Space | Both Central and Space | Dont Know |  | Dont Know | Secondary
2174 | PP16750483 | 3 | Other | 1900 - 1969 | N | -99 | -99 | 14 - Electric Space Heater |  | 02 - Electric | [5 empty] | 04 - Conditioned Space |  | 0 | No | bionaire | bch3620 |  | 01 - Constant Speed |  |  | 1.5 | 01 - kW |  | -99 | Dont Know |  | Not Applicable | Not Applicable | Not Applicable |  | Not Applicable |  | -99 | -99 |  |  | -99 | 0 | bch3620 |  | -99 |  | 1300 | Space | Both Central and Space | Dont Know | Elec 0.1-0.99 | Dont Know | Secondary
2175 | PP16761095 | 1 | Other | 1980 - 1989 | N | -99 | -99 | 13 - Fireplace |  | 05 - Wood |  | <1 day/week | No |  | 1st Floor | 04 - Conditioned Space |  | 0 | Not Applicable |  |  |  | No Fan | [5 empty] | -100 | Dont Know |  | Not Applicable | Not Applicable | Not Applicable | Not | Not Applicable |  | -99 | -99 |  |  | -99 | 0 |  |  | -99 |  | 1950 | Space | Both Central and Space | Dont Know |  | Dont Know | Secondary
2176 | PP16761095 | 2 | Furnace | 1980 - 1989 | N | 80 | -99 | 01 - Split Forced Air Furnace |  | 01 - Natural Gas | [5 empty] | 01 - Garage |  | 1 | No | ruud | ugln-07namer | 01/01/2007 | 01 - Constant Speed | 75 | -99 |  |  |  | -99 | Dont Know |  | summit | ca036a862ttcg | Yes |  | Yes | no output | 1 | 2007 |  | 1 | 5 | 2007 | ugln07namer |  | -99 |  | 1950 | Central | Both Central and Space | Age 2006 to 2009 | Gas 070-084.99 | Dont Know | Primary
2177 | PP16762352 | 1 | Furnace | 2000 - 2012 | N | 80 | -0.011375 | 01 - Split Forced Air Furnace |  | 01 - Natural Gas | [5 empty] | 05 - Mechanical Closet |  | 1 | No | carrier | 58STX110-22 |  | 02 - Variable Speed | 110 | 89 |  |  |  | 0.8 | 01 - AFUE |  | adp | pt7460-c210 | Yes |  | Yes |  | -99 | -99 |  | 1 | -99 | 0 | 58STX11022 | Field Data Only | 80.91 | 4108.35 | 3100 | Central | Both Central and Space | Dont Know | Gas 100-114.99 | 78-84.99 AFUE | Primary | 3208.9377
2178 | PP16762352 | 2 | Other | 2000 - 2012 | N | -99 | -99 | 13 - Fireplace |  | 01 - Natural Gas |  | <1 day/week | No |  | 1st Floor | 04 - Conditioned Space |  | 0 | No | Superior Fireplace Company |  |  | No Fan | -99 | -99 |  |  |  | -99 | Dont Know |  | Not Applicable | Not Applicable | Not Applicable |  | Not Applicable | no plate | -99 | -99 |  |  | -99 | 0 |  |  | -99 |  | 3100 | Space | Both Central and Space | Dont Know | Gas Dont Know | Dont Know | Secondary
2179 | PP16774928 | 1 | Furnace | 1900 - 1969 | N | 80 | 0 | 01 - Split Forced Air Furnace |  | 01 - Natural Gas | [5 empty] | 01 - Garage |  | 1 | No | American standard | aud060r936h4 |  | 02 - Variable Speed | 60 | 48 |  |  |  | 0.8 | 01 - AFUE |  | Dont Know | Dont Know | No |  | Yes |  | -99 | -99 |  | 1 | -99 | 0 | aud060r936h4 | CEC_fur | 80 | 8122.07 | 1080 | Central | Central | Dont Know | Gas 055-069.99 | 78-84.99 AFUE | Primary | 6343.9622
2180 | PP16779889 | 1 | Other | Dont Know | N | -99 | -99 | 14 - Electric Space Heater |  | 02 - Electric | [5 empty] | 04 - Conditioned Space |  | 0 | No |  |  |  | No Fan |  |  | 1.5 | 01 - kW |  | -99 | Dont Know |  | Not Applicable | Not Applicable | Not Applicable |  | Not Applicable |  | -99 | -99 |  |  | -99 | 0 |  |  | -99 |  | 800 | Space | Space | Dont Know | Elec 0.1-0.99 | Dont Know | Primary
2181 | PP16779889 | 2 | Wall Furnace | Dont Know | N | 65 | -99 | 03 - Wall Furnace |  | 01 - Natural Gas | [5 empty] | 04 - Conditioned Space |  | 0.5 | No |  |  |  | No Fan | -99 | -99 |  |  |  | -99 | Dont Know |  | Not Applicable | Not Applicable | Not Applicable |  | Not Applicable |  | -99 | -99 |  |  | -99 | 0 |  |  | -99 |  | 800 | Space | Space | Dont Know | Gas Dont Know | Dont Know | Secondary
2182 | PP16795234 | 1 | Furnace | 2000 - 2012 | N | 80 | -0.010875 | 01 - Split Forced Air Furnace |  | 01 - Natural Gas | [5 empty] | 01 - Garage |  | 0.5 | No | carrier | 58rav115-20 |  | 02 - Variable Speed | 115 | 93 |  |  |  | 0.8 | 01 - AFUE |  | Dont Know | Dont Know | Yes |  | Yes | np | -99 | -99 |  | 1 | -99 | 0 | 58rav11520 | CEC_fur | 80.87 | 4108.35 | 4600 | Central | Central | Dont Know | Gas 115-129.99 | 78-84.99 AFUE | Primary | 3208.9377
2183 | PP16795234 | 2 | Furnace | 2000 - 2012 | N | 80 | -0.010875 | 01 - Split Forced Air Furnace |  | 01 - Natural Gas | [5 empty] | 05 - Mechanical Closet |  | 0.5 | No | carrier | 58rav115-20 |  | 02 - Variable Speed | 115 | 93 |  |  |  | 0.8 | 01 - AFUE |  | Dont Know | Dont Know | Yes |  | Yes | Information not on name plate. evap coil covered | -99 | -99 |  | 2 | -99 | 0 | 58rav11520 | CEC_fur | 80.87 |  | 4600 | Central | Central | Dont Know | Gas 115-129.99 | 78-84.99 AFUE | Secondary
2184 | PP16811682 | 1 | Furnace | 1900 - 1969 | N | 80 | -0.00125 | 01 - Split Forced Air Furnace |  | 01 - Natural Gas | [5 empty] | 02 - Attic |  | 1 | No | trane | tud080r936h3 |  | 02 - Variable Speed | 80 | -99 |  |  |  | -99 | Dont Know |  | Dont Know | h1036 | Not Applicable |  | Yes |  | -99 | -99 |  | 1 | -99 | 0 | tud080r936h3 | CEC_fur | 80.1 | 4108.35 | 1600 | Central | Central | Dont Know | Gas 070-084.99 | 78-84.99 AFUE | Primary | 3208.9377
2185 | PP16823290 | 1 | Other | 1900 - 1969 | N | -99 | -99 | 17 - Wood Stove |  | 01 - Natural Gas | [5 empty] | 04 - Conditioned Space |  | 1 | No | radiance | 2600 |  | No Fan | 30 | 23 |  | Not Applicable |  | 0.77 | 01 - AFUE |  | Not Applicable | Not Applicable | Not Applicable | Not | Not Applicable |  | -99 | -99 |  |  | -99 | 0 | 2600 | Field Data Only | 76.67 | 4108.35 | 1000 | Space | Space | Dont Know | Gas 025-039.99 | 72-77.99 AFUE | Primary | 3208.9377
2186 | PP16827157 | 1 | Furnace | 1900 - 1969 | N | 80 | -0.1625 | 01 - Split Forced Air Furnace |  | 01 - Natural Gas | [5 empty] | 02 - Attic |  | 1 | No | payne | PG9MAB060100 | 01/01/2007 | 01 - Constant Speed | 100 | 93 |  |  |  | 0.93 | 01 - AFUE |  | Dont Know | Dont Know | Dont Know |  | Yes | Information not on name plate. | -99 | 2007 |  | 1 | 5 | 2007 | PG9MAB060100 | Field Data Only | 93 | 3616.6696 | 2200 | Central | Both Central and Space | Age 2006 to 2009 | Gas 100-114.99 | 90-96.99 AFUE | Primary | 2687.5021
2187 | PP16827157 | 2 | Other | 1900 - 1969 | N | -99 | -99 | 13 - Fireplace |  | 01 - Natural Gas |  | 1-2 days/week | Yes | -99 | 1st Floor | 04 - Conditioned Space |  | 0 | No | fireplace xtrordinair |  |  | 01 - Constant Speed | -99 | -99 |  |  |  | -99 | Dont Know |  | Not Applicable | Not Applicable | Not Applicable |  | Not Applicable | no plate | -99 | -99 |  |  | -99 | 0 |  |  | -99 |  | 2200 | Space | Both Central and Space | Dont Know | Gas Dont Know | Dont Know | Secondary
2188 | PP16831202 | 1 | Furnace | Dont Know | Y | 80 | -99 | 02 - Package Furnace/AC |  | 01 - Natural Gas | [5 empty] | 06 - Roof |  | 1 | No | rheem |  |  | 01 - Constant Speed | -99 | -99 |  |  |  | -99 | Dont Know |  | Not Applicable | Not Applicable | Not Applicable |  | Not Applicable | unit info not warn off by sun | -99 | -99 | 1 | 2 | -99 | 0 |  |  | -99 |  | 1200 | Central | Central | Dont Know | Gas Dont Know | Dont Know | Primary
2189 | PP16842147 | 1 | Wall Furnace | 1900 - 1969 | Y | 65 | -99 | 03 - Wall Furnace |  | 01 - Natural Gas | [5 empty] | 04 - Conditioned Space |  | 1 | No | cams? |  |  | No Fan | -99 | -99 |  |  |  | -99 | Dont Know |  | Not Applicable | Not Applicable | Not Applicable |  | Not Applicable | no np | -99 | -99 |  |  | -99 | 0 |  |  | -99 |  | 1500 | Space | Space | Dont Know | Gas Dont Know | Dont Know | Primary
2190 | PP16855063 | 1 | Wall Furnace | 1900 - 1969 | N | 65 | -99 | 03 - Wall Furnace |  | 01 - Natural Gas | [5 empty] | 04 - Conditioned Space |  | 0.5 | No | westwood |  |  | No Fan | -99 | -99 |  |  |  | -99 | Dont Know |  | Not Applicable | Not Applicable | Not Applicable |  | No |  | -99 | -99 |  |  | -99 | 0 |  |  | -99 |  | -99 | Space | Space | Dont Know | Gas Dont Know | Dont Know | Primary
2191 | PP16855063 | 2 | Other | 1900 - 1969 | N | -99 | -99 | 13 - Fireplace |  | 05 - Wood |  | <1 day/week | No |  | 1st Floor | 04 - Conditioned Space |  | 0 | Not Applicable |  |  |  | No Fan | [5 empty] | -99 | Dont Know |  | Not Applicable | Not Applicable | Not Applicable | Dont | Not Applicable |  | -99 | -99 |  |  | -99 | 0 |  |  | -99 |  | -99 | Space | Space | Dont Know |  | Dont Know | Secondary
2192 | PP16860533 | 1 | Furnace | 1970 - 1979 | Y | 80 | -0.1625 | 01 - Split Forced Air Furnace |  | 01 - Natural Gas | [5 empty] | 05 - Mechanical Closet |  | 1 | No | payne | pgmab036060 | 04/01/2009 | 01 - Constant Speed | 60 | 56 |  |  |  | 0.93 | Dont Know |  | Dont Know | Not Applicable | Yes |  | Yes | see hvac notes about evap coil | 4 | 2009 |  | 2 | 3 | 2009 | pgmab036060 | Field Data Only | 93 | 5242.2 | 2700 | Central | Both Central and Space | Age 2006 to 2009 | Gas 055-069.99 | 90-96.99 AFUE | Primary | 6042.236
2193 | PP16860533 | 2 | Other | 1970 - 1979 | Y | -99 | -99 | 13 - Fireplace |  | 05 - Wood |  | <1 day/week | No |  | 1st Floor | 04 - Conditioned Space |  | 0 | No |  |  |  | No Fan | [5 empty] | -100 | Dont Know |  | Not Applicable | Not Applicable | Not Applicable | Not | Not Applicable |  | -99 | -100 |  |  | -99 | 0 |  |  | -99 |  | 2700 | Space | Both Central and Space | Dont Know |  | Dont Know | Secondary
2194 | PP16872970 | 1 | Furnace | 1970 - 1979 | N | 80 | 0 | 02 - Package Furnace/AC |  | 01 - Natural Gas | [5 empty] | 06 - Roof |  | 1 | No | trane | ycc048f1m0bf |  | 01 - Constant Speed | 80 | 64 |  |  |  | -99 | Dont Know |  | Not Applicable | Not Applicable | Not Applicable |  | Not Applicable | not listed on nameplate | -99 | -99 | 1 | 1 | -99 | 0 | ycc048f1m0bf | CEC_cen | 80 | 4108.35 | 2200 | Central | Central | Dont Know | Gas 070-084.99 | 78-84.99 AFUE | Primary | 7102.2968
2195 | PP16897261 | 1 | Other | 1900 - 1969 | N | -99 | -99 | 13 - Fireplace |  | 05 - Wood |  | <1 day/week | No |  | 1st Floor | 04 - Conditioned Space |  | 0 | No |  |  |  | No Fan | [5 empty] | -100 | Dont Know |  | Not Applicable | Not Applicable | Not Applicable | Not | Not Applicable |  | -99 | -100 |  |  | -99 | 0 |  |  | -99 |  | 1290 | Space | Space | Dont Know |  | Dont Know | Secondary
2196 | PP16897261 | 2 | Other | 1900 - 1969 | N | -99 | -99 | 09 - Gravity Furnace |  | 01 - Natural Gas | [5 empty] | 07 - Crawlspace |  | 1 | No | Atlas Heating and Air Conditioning Co. | 1624 |  | No Fan | 40 | 28 |  |  |  | 0.7 | 01 - AFUE |  | Not Applicable | Not Applicable | Not Applicable |  | No |  | -99 | -99 |  |  | -99 | 0 | 1624 | Field Data Only | 70 | 11921.21 | 1290 | Space | Space | Dont Know | Gas 040-054.99 | 66-71.99 AFUE | Primary | 11930.0792
2197 | PP16909972 | 1 | Furnace | 1900 - 1969 | N | 80 | -0.2 | 01 - Split Forced Air Furnace |  | 01 - Natural Gas | [5 empty] | 01 - Garage |  | 1 | No | carrier |  |  | 01 - Constant Speed | -99 | -99 |  |  |  | 0.96 | 01 - AFUE |  | allstyle | truf36tr-6r | No |  | Yes | sealed and access limited | -99 | -99 |  | 1 | -99 | 0 |  | Field Data Only | 96 | 2772.78 | 2400 | Central | Central | Dont Know | Gas Dont Know | 90-96.99 AFUE | Primary | 2060.4183
2198 | PP16955897 | 1 | Furnace | 2000 - 2012 | N | 80 | 0 | 01 - Split Forced Air Furnace |  | 01 - Natural Gas | [5 empty] | 01 - Garage |  | 1 | No | goodman | gmp050-3 rev b |  | 01 - Constant Speed | 45 | 40 |  |  |  | 0.8 | 01 - AFUE |  | Dont Know | Not Applicable | Dont Know |  | Yes | don't know | -99 | -99 |  | 1 | -99 | 0 | gmp0503revb | CEC_fur | 80 | 2465.11 | 1500 | Central | Central | Dont Know | Gas 040-054.99 | 78-84.99 AFUE | Primary | 1913.6193
2199 | PP16966471 | 1 | Furnace | 2000 - 2012 | N | 80 | -99 | 01 - Split Forced Air Furnace |  | 01 - Natural Gas | [5 empty] | 02 - Attic |  | 1 | No |  |  |  | 01 - Constant Speed | -99 | -99 |  |  |  | -99 | Dont Know |  | Dont Know | Dont Know | Dont Know |  | Yes | hard to access | -99 | -99 |  | 1 | -99 | 0 |  |  | -99 |  | 3314 | Central | Both Central and Space | Dont Know | Gas Dont Know | Dont Know | Primary
2200 | PP16966471 | 2 | Other | 2000 - 2012 | N | -99 | -99 | 13 - Fireplace |  | 01 - Natural Gas |  | 1-2 days/week | No |  | 1st Floor | 04 - Conditioned Space |  | 0 | No |  |  |  | No Fan | -99 | -99 |  |  |  | -99 | Dont Know |  | Not Applicable | Not Applicable | Not Applicable |  | Not Applicable |  | -99 | -99 |  |  | -99 | 0 |  |  | -99 |  | 3314 | Space | Both Central and Space | Dont Know | Gas Dont Know | Dont Know | Secondary
2201 | PP16979153 | 1 | Furnace | 1900 - 1969 | N | 80 | 0 | 01 - Split Forced Air Furnace |  | 01 - Natural Gas | [5 empty] | 05 - Mechanical Closet |  | 1 | No | trane | tud100r936h2 |  | 01 - Constant Speed | 100 | 80 |  |  |  | 0.8 | 01 - AFUE |  | allstyle | as36w160t | Yes |  | Yes |  | -99 | -99 |  | 1 | -99 | 0 | tud100r936h2 | CEC_fur | 80 | 5568.69 | 1650 | Central | Central | Dont Know | Gas 100-114.99 | 78-84.99 AFUE | Primary | 4726.7661
2202 | PP16990778 | 1 | Other | 2000 - 2012 | N | -99 | -99 | 13 - Fireplace |  | 01 - Natural Gas |  | <1 day/week | No |  | 1st Floor | 04 - Conditioned Space |  | 0 | Not Applicable |  |  |  | No Fan | -100 | -100 |  |  |  | -100 | Dont Know |  | Not Applicable | Not Applicable | Not Applicable |  | Not Applicable |  | -99 | -100 |  |  | -99 | 0 |  |  | -99 |  | 3400 | Space | Both Central and Space | Dont Know | Gas Dont Know | Dont Know | Secondary
2203 | PP16990778 | 2 | Furnace | 2000 - 2012 | N | 80 | -99 | 01 - Split Forced Air Furnace |  | 01 - Natural Gas | [5 empty] | 02 - Attic |  | 1 | No | diamond |  |  | No Fan | -99 | -99 |  |  |  | -99 | 01 - AFUE |  | Dont Know | Dont Know | No |  | Yes | couldn't access in attic | -99 | -99 |  | 1 | -99 | 0 |  |  | -99 |  | 3400 | Central | Both Central and Space | Dont Know | Gas Dont Know | Dont Know | Primary
2204 | PP17008016 | 1 | Furnace | 1980 - 1989 | N | 80 | -99 | 02 - Package Furnace/AC |  | 01 - Natural Gas | [5 empty] | 06 - Roof |  | 0.75 | No | carrier | 585h.1036060 |  | 01 - Constant Speed | 60 | -99 |  |  |  | -99 | Dont Know |  | Not Applicable | Not Applicable | Not Applicable |  | Not Applicable | dk | -99 | -99 | 1 | 2 | -99 | 0 | 585h1036060 |  | -99 |  | 1700 | Central | Both Central and Space | Dont Know | Gas 055-069.99 | Dont Know | Primary
2205 | PP17008016 | 2 | Furnace | 1980 - 1989 | N | 80 | 0 | 02 - Package Furnace/AC |  | 01 - Natural Gas | [5 empty] | 06 - Roof |  | 0.25 | No | arcoaire | pgc018k040d |  | 01 - Constant Speed | 40 | 32 |  |  |  | 0.8 | 01 - AFUE |  | Not Applicable | Not Applicable | Not Applicable |  | Not Applicable |  | -99 | -99 | 2 |  | -99 | 0 | pgc018k040d | CEC_fur | 80 |  | 1700 | Central | Both Central and Space | Dont Know | Gas 040-054.99 | 78-84.99 AFUE | Secondary
2206 | PP17008016 | 3 | Other | 1980 - 1989 | N | -99 | -99 | 12 - Pellet Stove |  | 01 - Natural Gas | [5 empty] | 04 - Conditioned Space |  | 0 | No | eclipse |  |  | 02 - Variable Speed | -99 | -99 |  |  |  | -99 | Dont Know |  | Not Applicable | Not Applicable | Not Applicable |  | Not Applicable | no label | -99 | -99 |  |  | -99 | 0 |  |  | -99 |  | 1700 | Space | Both Central and Space | Dont Know | Gas Dont Know | Dont Know | Secondary
2207 | PP17008589 | 1 | Furnace | 1980 - 1989 | N | 80 | 0.05 | 01 - Split Forced Air Furnace |  | 01 - Natural Gas | [5 empty] | 01 - Garage |  | 1 | No | day & night | 394jaw048080 |  | 01 - Constant Speed | 100 | -99 |  |  |  | -99 | Dont Know |  | Dont Know | rt-48-acu | No |  | Yes | Information not on name plate. | -99 | -99 |  | 1 | 24 | 1988 | 394jaw048080 | bluebook | 76 | 7029.33 | 2100 | Central | Central | Age 1985 to 1989 | Gas 100-114.99 | 72-77.99 AFUE | Primary | 11048.9254
2208 | PP17022119 | 1 | Wall Furnace | 1900 - 1969 | N | 65 | -99 | 03 - Wall Furnace |  | 01 - Natural Gas | [5 empty] | 04 - Conditioned Space |  | 0.5 | No | williams |  |  | 01 - Constant Speed | -99 | -99 |  |  |  | -99 | Dont Know |  | Not Applicable | Not Applicable | Not Applicable |  | No | ilegible | -99 | -99 |  |  | -99 | 0 |  |  | -99 |  | 1900 | Space | Space | Dont Know | Gas Dont Know | Dont Know | Secondary
2209 | PP17022119 | 2 | Other | 1900 - 1969 | N | -99 | -99 | 08 - Electronic Resistance Wall Unit |  | 02 - Electric | [5 empty] | 04 - Conditioned Space |  | 0.1 | Not Applicable |  |  |  | 01 - Constant Speed |  |  | 1.5 | 01 - kW |  | -99 | Dont Know |  | Not Applicable | Not Applicable | Not Applicable |  | Not Applicable | no plate | -99 | -99 |  |  | -99 | 0 |  |  | -99 |  | 1900 | Space | Space | Dont Know | Elec 0.1-0.99 | Dont Know | Primary
2210 | PP17031655 | 1 | Furnace | 1970 - 1979 | N | 80 | -0.1625 | 01 - Split Forced Air Furnace |  | 01 - Natural Gas | [5 empty] | 04 - Conditioned Space |  | 1 | No | trane | tdy100r9v4w5 |  | 02 - Variable Speed | 100 | -99 |  |  |  | -99 | Dont Know |  | adp | te48460c215b2722ap | No |  | Yes | np | -99 | -99 |  | 1 | -99 | 0 | tdy100r9v4w5 | CEC_fur | 93 | 4108.35 | 2000 | Central | Both Central and Space | Dont Know | Gas 100-114.99 | 90-96.99 AFUE | Primary | 2855.632
2211 | PP17031655 | 2 | Other | 1970 - 1979 | N | -99 | -99 | 13 - Fireplace |  | 05 - Wood |  | <1 day/week | Yes | -99 | 1st Floor | 04 - Conditioned Space |  | 0 | No | fireplace xtrordinair |  |  | 01 - Constant Speed | [5 empty] | -99 | Dont Know |  | Not Applicable | Not Applicable | Not Applicable | Not | Not Applicable |  | -99 | -99 |  |  | -99 | 0 |  |  | -99 |  | 2000 | Space | Both Central and Space | Dont Know |  | Dont Know | Secondary
2212 | PP17035197 | 1 | Wall Furnace | 1990 - 1994 | N | 65 | -0.2 | 03 - Wall Furnace |  | 01 - Natural Gas | [5 empty] | 04 - Conditioned Space |  | 0.75 | No | custom-aire |  |  | No Fan | 40 | 20 |  |  |  | 0.78 | 01 - AFUE |  | Not Applicable | Not Applicable | Not Applicable |  | No |  | -99 | -99 |  |  | -99 | 0 |  | Field Data Only | 78 | 11921.21 | -99 | Space | Space | Dont Know | Gas 040-054.99 | 78-84.99 AFUE | Primary | 12796.4064
2213 | PP17036091 | 1 | Furnace | 1970 - 1979 | N | 80 | -0.010875 | 01 - Split Forced Air Furnace |  | 01 - Natural Gas | [5 empty] | 05 - Mechanical Closet |  | 1 | No | bryant | 373lav0-48115 |  | 01 - Constant Speed | 115 | 93 |  |  |  | -99 | Dont Know |  | Dont Know | Dont Know | Dont Know |  | Yes |  | -99 | -99 |  | 1 | 14 | 1998 | 373lav048115 | bluebook | 80.87 | 3024.8509 | 2100 | Central | Both Central and Space | Age 1995 to 1999 | Gas 115-129.99 | 78-84.99 AFUE | Primary | 2567.5271
2214 | PP17036091 | 2 | Other | 1970 - 1979 | N | -99 | -99 | 13 - Fireplace |  | 05 - Wood |  | 1-2 days/week | No | eagle | 1st Floor | 04 - Conditioned Space |  | 0 | No | fabco | eagle |  | 01 - Constant Speed | [5 empty] | -99 | Dont Know |  | Not Applicable | Not Applicable | Not Applicable | Not | Not Applicable |  | -99 | -99 |  |  | -99 | 0 | eagle |  | -99 |  | 2100 | Space | Both Central and Space | Dont Know |  | Dont Know | Secondary
2215 | PP17075637 | 1 | Wall Furnace | 1900 - 1969 | Y | 65 | -99 | 03 - Wall Furnace |  | 01 - Natural Gas | [5 empty] | 04 - Conditioned Space |  | 0.75 | Not Applicable | house warmer | hw500gw0xx1n-1 |  | No Fan | 50 | -99 |  |  |  | -99 | Dont Know |  | Not Applicable | Not Applicable | Not Applicable |  | Not Applicable | no output | -99 | -99 |  |  | -99 | 0 | hw500gw0xx1n1 |  | -99 |  | 950 | Space | Space | Dont Know | Gas 040-054.99 | Dont Know | Primary
2216 | PP17094398 | 1 | Furnace | 1995 - 1999 | N | 80 | -99 | 01 - Split Forced Air Furnace |  | 01 - Natural Gas | [5 empty] | 01 - Garage |  | 1 | No | carrier |  |  | 01 - Constant Speed | -99 | -99 |  |  |  | -99 | Dont Know |  | allstyle | as60m264t | Yes |  | Yes | blocked | -99 | -99 |  | 1 | -99 | 0 |  |  | -99 |  | 2500 | Central | Central | Dont Know | Gas Dont Know | Dont Know | Primary
2217 | PP17116116 | 1 | Other | 1970 - 1979 | Y | -99 | -99 | 13 - Fireplace |  | 05 - Wood |  | <1 day/week | No |  | 1st Floor | 04 - Conditioned Space |  | 0 | No |  |  |  | No Fan | [5 empty] | -100 | Dont Know |  | Not Applicable | Not Applicable | Not Applicable | Not | Not Applicable |  | -99 | -100 |  |  | -99 | 0 |  |  | -99 |  | 1679 | Space | Both Central and Space | Dont Know |  | Dont Know | Secondary
2218 | PP17116116 | 2 | Furnace | 1970 - 1979 | Y | 80 | -0.0125 | 02 - Package Furnace/AC |  | 01 - Natural Gas | [5 empty] | 06 - Roof |  | 1 | No | carrier | 48ss-04808311 | 07/01/1995 | 01 - Constant Speed | 80 | 64.8 |  |  |  | 0.81 | 01 - AFUE |  | Not Applicable | Not Applicable | Not Applicable |  | Not Applicable |  | 7 | 1995 | 1 | 2 | 17 | 1995 | 48ss04808311 | Field Data Only | 81 | 4384.3855 | 1679 | Central | Both Central and Space | Age 1995 to 1999 | Gas 070-084.99 | 78-84.99 AFUE | Primary | 5162.8774
2219 | PP17151267 | 1 | Furnace | Dont Know | N | 80 | -0.0175 | 15 - Forced Air furnace (No AC) |  | 01 - Natural Gas | [5 empty] | 05 - Mechanical Closet |  | 1 | No | ruud | ugph-05nauer |  | 01 - Constant Speed | 50 | -100 |  |  |  | -100 | Dont Know |  | Not Applicable | Not Applicable | Not Applicable |  | Not Applicable |  | -99 | -100 |  |  | -99 | 0 | ugph05nauer | CEC_fur | 81.4 | 11921.21 | 1071 | Central | Both Central and Space | Dont Know | Gas 040-054.99 | 78-84.99 AFUE | Primary | 6559.5423
2220 | PP17151267 | 2 | Other | Dont Know | N | -99 | -99 | 13 - Fireplace |  | 01 - Natural Gas |  | <1 day/week | No |  | 1st Floor | 04 - Conditioned Space |  | 0 | Not Applicable |  |  |  | No Fan | -100 | -100 |  |  |  | -100 | Dont Know |  | Not Applicable | Not Applicable | Not Applicable |  | Not Applicable |  | -99 | -100 |  |  | -99 | 0 |  |  | -99 |  | 1071 | Space | Both Central and Space | Dont Know | Gas Dont Know | Dont Know | Secondary
2221 | PP17156190 | 1 | Furnace | 2000 - 2012 | N | 80 | -99 | 01 - Split Forced Air Furnace |  | 01 - Natural Gas | [5 empty] | 02 - Attic |  | 1 | No |  |  |  | 02 - Variable Speed | -99 | -99 |  |  |  | -100 | Dont Know |  | Dont Know | Dont Know | Dont Know |  | Yes | couldnt enter attic | -99 | -99 |  | 1 | -99 | 0 |  |  | -99 |  | 1500 | Central | Both Central and Space | Dont Know | Gas Dont Know | Dont Know | Primary
2222 | PP17156190 | 2 | Other | 2000 - 2012 | N | -99 | -99 | 13 - Fireplace |  | 02 - Electric |  | <1 day/week | Yes | -99 | 2nd Floor | 04 - Conditioned Space |  | 0 | No | lennox |  |  | No Fan |  |  | -99 | Dont Know |  | -99 | Dont Know |  | Not Applicable | Not Applicable | Not Applicable |  | Not Applicable | fireplace no nameplate | -99 | -99 |  |  | -99 | 0 |  |  | -99 |  | 1500 | Space | Both Central and Space | Dont Know | Elec Dont Know | Dont Know | Secondary
2223 | PP17208348 | 1 | Other | 1980 - 1989 | N | -99 | -99 | 13 - Fireplace |  | 05 - Wood |  | <1 day/week | No |  | 1st Floor | 04 - Conditioned Space |  | 0 | No |  |  |  | No Fan | [5 empty] | -100 | Dont Know |  | Not Applicable | Not Applicable | Not Applicable | Not | Not Applicable |  | -99 | -100 |  |  | -99 | 0 |  |  | -99 |  | 3100 | Space | Both Central and Space | Dont Know |  | Dont Know | Secondary
2224 | PP17208348 | 2 | Other | 1980 - 1989 | N | -99 | -99 | 13 - Fireplace |  | 05 - Wood |  | <1 day/week | No |  | 2nd Floor | 04 - Conditioned Space |  | 0 | No |  |  |  | No Fan | [5 empty] | -100 | Dont Know |  | Not Applicable | Not Applicable | Not Applicable | Not | Not Applicable |  | -99 | -100 |  |  | -99 | 0 |  |  | -99 |  | 3100 | Space | Both Central and Space | Dont Know |  | Dont Know | Secondary
2225 | PP17208348 | 3 | Furnace | 1980 - 1989 | N | 80 | -99 | 01 - Split Forced Air Furnace |  | 01 - Natural Gas | [5 empty] | 05 - Mechanical Closet |  | 0.5 | No | trane | xr80 |  | No Fan | -99 | -99 |  |  |  | -99 | Dont Know |  | allstyle | truf36tr-5 | No |  | Yes | see nameplate picture and notes of other furnace | -99 | -99 |  | 1 | -99 | 0 | xr80 |  | -99 |  | 3100 | Central | Both Central and Space | Dont Know | Gas Dont Know | Dont Know | Primary
2226 | PP17208348 | 4 | Other | 1980 - 1989 | N | -99 | -99 | 13 - Fireplace |  | 05 - Wood |  | <1 day/week | No |  | 1st Floor | 04 - Conditioned Space |  | 0 | No |  |  |  | No Fan | [5 empty] | -100 | Dont Know |  | Not Applicable | Not Applicable | Not Applicable | Not | Not Applicable |  | -99 | -100 |  |  | -99 | 0 |  |  | -99 |  | 3100 | Space | Both Central and Space | Dont Know |  | Dont Know | Secondary
2227 | PP17208348 | 5 | Furnace | 1980 - 1989 | N | 80 | -99 | 01 - Split Forced Air Furnace |  | 01 - Natural Gas | [5 empty] | 01 - Garage |  | 0.5 | No | trane | xr80 |  | 01 - Constant Speed | -99 | -99 |  |  |  | -99 | Dont Know |  | allstyle | truf48tr-6r | No |  | Yes | he really didn't want me unscrewing furnace panels. showed me the manual which I took picture of | -99 | -99 |  | 2 | -99 | 0 | xr80 |  | -99 |  | 3100 | Central | Both Central and Space | Dont Know | Gas Dont Know | Dont Know | Secondary
2228 | PP17276334 | 1 | Furnace | 1900 - 1969 | N | 80 | 0.04625 | 15 - Forced Air furnace (No AC) |  | 01 - Natural Gas | [5 empty] | 01 - Garage |  | 1 | No | day & night | 394jaz036065 |  | 01 - Constant Speed | 80 | -99 |  |  |  | -99 | 01 - AFUE |  | Not Applicable | Not Applicable | Not Applicable |  | No | no output listed on nameplate. | -99 | -99 |  |  | 21 | 1991 | 394jaz036065 | bluebook | 76.3 | 14239.2231 | 1200 | Central | Both Central and Space | Age 1990 to 1994 | Gas 070-084.99 | 72-77.99 AFUE | Primary | 9942.6914
2229 | PP17276334 | 2 | Other | 1900 - 1969 | N | -99 | -99 | 13 - Fireplace |  | 05 - Wood |  | 1-2 days/week | No |  | 2nd Floor | 04 - Conditioned Space |  | 0 | No |  |  |  | No Fan | [5 empty] | -99 | Dont Know |  | Not Applicable | Not Applicable | Not Applicable | Not | Not Applicable | no nameplate on fireplace. | -99 | -99 |  |  | -99 | 0 |  |  | -99 |  | 1200 | Space | Both Central and Space | Dont Know |  | Dont Know | Secondary
2230 | PP17283793 | 1 | Other | 1900 - 1969 | Y | -99 | -99 | 11 - Electronic Baseboards |  | 02 - Electric | [5 empty] | 04 - Conditioned Space |  | 0.2 | Not Applicable | softheat | eeh131380-24 |  | 01 - Constant Speed |  |  | 1.38 | 01 - kW |  | -99 | Dont Know |  | Not Applicable | Not Applicable | Not Applicable |  | Not Applicable |  | -99 | -99 |  |  | -99 | 0 | eeh13138024 |  | -99 |  | 600 | Space | Space | Dont Know | Elec 0.1-0.99 | Dont Know | Secondary
2231 | PP17283793 | 2 | Other | 1900 - 1969 | Y | -99 | -99 | 11 - Electronic Baseboards |  | 02 - Electric | [5 empty] | 04 - Conditioned Space |  | 0.25 | No | softheat | eeh131380-24 |  | No Fan |  |  | 1.5 | 01 - kW |  | -99 | Dont Know |  | Not Applicable | Not Applicable | Not Applicable |  | Not Applicable |  | -99 | -99 |  |  | -99 | 0 | eeh13138024 |  | -99 |  | 600 | Space | Space | Dont Know | Elec 0.1-0.99 | Dont Know | Primary
2232 | PP17295406 | 1 | Furnace | 1900 - 1969 | N | 80 | -99 | 15 - Forced Air furnace (No AC) |  | 01 - Natural Gas | [5 empty] | 01 - Garage |  | 1 | No | heil | ncc5100bha1 |  | 01 - Constant Speed | 100 | -99 |  |  |  | -99 | Dont Know |  | Not Applicable | Not Applicable | Not Applicable |  | No | no output listed on nameplate | -99 | -99 |  |  | -99 | 0 | ncc5100bha1 |  | -99 |  | 2000 | Central | Central | Dont Know | Gas 100-114.99 | Dont Know | Primary
2233 | PP17310693 | 1 | Furnace | 1980 - 1989 | N | 80 | -0.0085 | 01 - Split Forced Air Furnace |  | 01 - Natural Gas | [5 empty] | 01 - Garage |  | 1 | No | payne | pg8uaa042091 | 01/01/2000 | 01 - Constant Speed | 88 | 71 |  |  |  | 0.8 | 01 - AFUE |  | bryant | ck5bxa042000aaaa | No |  | Yes |  | 1 | 2000 |  | 1 | 12 | 2000 | pg8uaa042091 | CEC_fur | 80.68 | 6461.3808 | 1750 | Central | Both Central and Space | Age 2000 to 2005 | Gas 085-099.99 | 78-84.99 AFUE | Primary | 5484.492
2234 | PP17310693 | 2 | Wall Furnace | 1980 - 1989 | N | 65 | -99 | 03 - Wall Furnace | window/wall ac/furnace | 02 - Electric | [5 empty] | 04 - Conditioned Space |  | 0.1 | No | kenmore | 580.721872 |  | 01 - Constant Speed | -99 | -99 | 16 | 02 - Amps |  | -99 | Dont Know |  | Not Applicable | Not Applicable | Not Applicable |  | No | limited nameplate info | -99 | -99 |  |  | -99 | 0 | 580721872 | CEC_2009 | -99 |  | 1750 | Space | Both Central and Space | Dont Know | Elec 9+ | Dont Know | Secondary
2235 | PP17346387 | 1 | Furnace | 1970 - 1979 | Y | 80 | 0 | 15 - Forced Air furnace (No AC) |  | 01 - Natural Gas | [5 empty] | 05 - Mechanical Closet |  | 1 | No | bdp | 373lav048075 |  | 01 - Constant Speed | 92 | -99 |  |  |  | -99 | Dont Know |  | Not Applicable | Not Applicable | Not Applicable |  | Not Applicable | no output given | -99 | -100 |  |  | 14 | 1998 | 373lav048075 | bluebook | 80 | 2056.1782 | 1990 | Central | Both Central and Space | Age 1995 to 1999 | Gas 085-099.99 | 78-84.99 AFUE | Primary | 2116.9093
2236 | PP17346387 | 2 | Other | 1970 - 1979 | Y | -99 | -99 | 14 - Electric Space Heater |  | 02 - Electric | [5 empty] | 04 - Conditioned Space |  | 0 | Not Applicable |  |  |  | No Fan |  |  | -99 | Dont Know |  | -99 | Dont Know |  | Not Applicable | Not Applicable | Not Applicable |  | Not Applicable | no nameplate | -99 | -100 |  |  | -99 | 0 |  |  | -99 |  | 1990 | Space | Both Central and Space | Dont Know | Elec Dont Know | Dont Know | Secondary
2237 | PP17346387 | 3 | Other | 1970 - 1979 | Y | -99 | -99 | 13 - Fireplace |  | 05 - Wood |  | <1 day/week | No |  | 1st Floor | 04 - Conditioned Space |  | 0 | Not Applicable |  |  |  | No Fan | [5 empty] | -100 | Dont Know |  | Not Applicable | Not Applicable | Not Applicable | Not | Not Applicable |  | -99 | -100 |  |  | -99 | 0 |  |  | -99 |  | 1990 | Space | Both Central and Space | Dont Know |  | Dont Know | Secondary
2238 | PP17367019 | 1 | Furnace | 1970 - 1979 | Y | 80 | 0 | 01 - Split Forced Air Furnace |  | 01 - Natural Gas | [5 empty] | 05 - Mechanical Closet |  | 1 | No | coleman | 7680b856 |  | 01 - Constant Speed | 80 | 64 |  |  |  | 0.8 | 01 - AFUE |  | Not Applicable | Not Applicable | Not Applicable |  | No |  | -99 | -99 |  | 1 | -99 | 0 | 7680b856 | Field Data Only | 80 | 4019.02 | 1001 | Central | Central | Dont Know | Gas 070-084.99 | 78-84.99 AFUE | Primary | 4692.4507
2239 | PP17389100 | 1 | Boiler | 2000 - 2012 | Y | 82 | -99 | 04 - Hydronic System |  | 01 - Natural Gas | [5 empty] | 05 - Mechanical Closet |  | 1 | No | amcor |  |  | 02 - Variable Speed | 48 | -99 | -99 | Dont Know |  | -99 | Dont Know |  | Not Applicable | Not Applicable | Not Applicable |  | Not Applicable | could not locate nameplate | -99 | -99 |  |  | -99 | 0 |  |  | -99 |  | 1200 | Central | Both Central and Space | Dont Know | Gas 040-054.99 | Dont Know | Primary
2240 | PP17389100 | 2 | Other | 2000 - 2012 | Y | -99 | -99 | 14 - Electric Space Heater |  | 02 - Electric | [5 empty] | Other | storage | 0.25 | No | patton | puh682 |  | 02 - Variable Speed |  |  | 1.5 | 01 - kW |  | -99 | Dont Know |  | Not Applicable | Not Applicable | Not Applicable |  | Not Applicable | see nameplate | -99 | -99 |  |  | -99 | 0 | puh682 |  | -99 |  | 1200 | Space | Both Central and Space | Dont Know | Elec 0.1-0.99 | Dont Know | Secondary
2241 | PP17389127 | 1 | Other | 1900 - 1969 | N | -99 | -99 | 13 - Fireplace |  | 05 - Wood |  | <1 day/week | No |  | 1st Floor | 04 - Conditioned Space |  | 0.15 | No |  |  |  | No Fan | [5 empty] | -99 | Dont Know |  | Not Applicable | Not Applicable | Not Applicable | Dont | Not Applicable | limited nameplate info | -99 | -99 |  |  | -99 | 0 |  |  | -99 |  | 2650 | Space | Both Central and Space | Dont Know |  | Dont Know | Secondary
2242 | PP17389127 | 2 | Furnace | 1900 - 1969 | N | 80 | -0.011375 | 15 - Forced Air furnace (No AC) |  | 01 - Natural Gas | [5 empty] | 03 - Basement |  | 1 | No | bryant | 383kav060111 |  | 01 - Constant Speed | 110 | 89 |  |  |  | 0.8 | 01 - AFUE |  | Not Applicable | Not Applicable | Not Applicable |  | No |  | -99 | -99 |  |  | -99 | 0 | 383kav060111 | CEC_fur | 80.91 | 5568.69 | 2650 | Central | Both Central and Space | Dont Know | Gas 100-114.99 | 78-84.99 AFUE | Primary | 4726.7661
2243 | PP17389127 | 3 | Other | 1900 - 1969 | N | -99 | -99 | 13 - Fireplace |  | 05 - Wood |  | <1 day/week | Not Applicable |  | 1st Floor | 04 - Conditioned Space |  | 0.15 | No | bis |  |  | No Fan | [5 empty] | -99 | Dont Know |  | Not Applicable | Not Applicable | Not Applicable | Not | Not Applicable | no nameplate access | -99 | -99 |  |  | -99 | 0 |  |  | -99 |  | 2650 | Space | Both Central and Space | Dont Know |  | Dont Know | Secondary
2244 | PP17389127 | 4 | Other | 1900 - 1969 | N | -99 | -99 | 14 - Electric Space Heater |  | 02 - Electric | [5 empty] | 04 - Conditioned Space |  | 0.1 | No | delonghi |  |  | No Fan |  |  | 1.5 | 01 - kW |  | -99 | Dont Know |  | Not Applicable | Not Applicable | Not Applicable |  | Not Applicable | limited nameplate info | -99 | -99 |  |  | -99 | 0 |  |  | -99 |  | 2650 | Space | Both Central and Space | Dont Know | Elec 0.1-0.99 | Dont Know | Secondary
2245 | PP17389216 | 1 | Furnace | 1995 - 1999 | N | 80 | -0.010875 | 01 - Split Forced Air Furnace |  | 01 - Natural Gas | [5 empty] | 01 - Garage |  | 0.5 | No | carrier | 58rav115-20 | 04/01/1999 | 01 - Constant Speed | 115 | 93 |  |  |  | 0.8 | 01 - AFUE |  | allstyle | as60m264t | No |  | Yes |  | 4 | 1999 |  | 1 | 13 | 1999 | 58rav11520 | CEC_fur | 80.87 | 3024.8509 | 3889 | Central | Both Central and Space | Age 1995 to 1999 | Gas 115-129.99 | 78-84.99 AFUE | Primary | 2247.7291
2246 | PP17389216 | 2 | Furnace | 1995 - 1999 | N | 80 | -0.005375 | 01 - Split Forced Air Furnace |  | 01 - Natural Gas | [5 empty] | 05 - Mechanical Closet |  | 0.25 | No | carrier | 58rav050-08 | 02/01/1999 | 01 - Constant Speed | 46 | 37 |  |  |  | 0.8 | Dont Know |  | allstyle | as24a160t | No |  | Yes |  | 2 | 1999 |  | 2 | 13 | 1999 | 58rav05008 | CEC_fur | 80.43 |  | 3889 | Central | Both Central and Space | Age 1995 to 1999 | Gas 040-054.99 | 78-84.99 AFUE | Secondary
2247 | PP17389216 | 3 | Other | 1995 - 1999 | N | -99 | -99 | 13 - Fireplace |  | 01 - Natural Gas |  | <1 day/week | No |  | 1st Floor | 04 - Conditioned Space |  | 0.1 | No | Superior Fireplace Company | xdvt6-rend |  | 02 - Variable Speed | 31 | -99 |  |  |  | -99 | Dont Know |  | Not Applicable | Not Applicable | Not Applicable |  | Not Applicable | limited nameplate info. | -99 | -99 |  |  | -99 | 0 | xdvt6rend |  | -99 |  | 3889 | Space | Both Central and Space | Dont Know | Gas 025-039.99 | Dont Know | Secondary
2248 | PP17389216 | 4 | Other | 1995 - 1999 | N | -99 | -99 | 13 - Fireplace |  | 01 - Natural Gas |  | <1 day/week | No |  | 1st Floor | 04 - Conditioned Space |  | 0.1 | No | Superior Fireplace Company | kbv-38ren |  | 01 - Constant Speed | 24 | -99 |  |  |  | -99 | Dont Know |  | Not Applicable | Not Applicable | Not Applicable |  | Not Applicable | limited nameplate info. | -99 | -99 |  |  | -99 | 0 | kbv38ren |  | -99 |  | 3889 | Space | Both Central and Space | Dont Know | Gas 010-024.99 | Dont Know | Secondary
2249 | PP17390670 | 1 | Wall Furnace | 1900 - 1969 | N | 65 | -0.16923 | 03 - Wall Furnace |  | 01 - Natural Gas | [5 empty] | 04 - Conditioned Space |  | 0.5 | No | williams | 2509622 |  | No Fan | 25 | 19 |  |  |  | 0.76 | 01 - AFUE |  | Not Applicable | Not Applicable | Not Applicable |  | Not Applicable |  | -99 | -99 |  |  | -99 | 0 | 2509622 | Field Data Only | 76 | 11921.21 | -99 | Space | Space | Dont Know | Gas 025-039.99 | 72-77.99 AFUE | Primary | 12796.4064
2250 | PP17390670 | 2 | Wall Furnace | 1900 - 1969 | N | 65 | -0.076923 | 03 - Wall Furnace |  | 01 - Natural Gas | [5 empty] | 04 - Conditioned Space |  | 0.5 | No | custom-aire | h4255w |  | No Fan | 25 | 17.5 |  |  |  | 0.72 | 01 - AFUE |  | Not Applicable | Not Applicable | Not Applicable |  | Not Applicable |  | -99 | -99 |  |  | -99 | 0 | h4255w | Field Data Only | 70 |  | -99 | Space | Space | Dont Know | Gas 025-039.99 | 66-71.99 AFUE | Secondary
2251 | PP17441037 | 1 | Furnace | 1980 - 1989 | N | 80 | -99 | 02 - Package Furnace/AC |  | 01 - Natural Gas | [5 empty] | 06 - Roof |  | 1 | No | day & night | dayq-f048n080a |  | 02 - Variable Speed | 80 | -99 |  |  |  | -99 | Dont Know |  | Not Applicable | Not Applicable | Not Applicable |  | Not Applicable | nlonp | -99 | -99 | 1 | 1 | -99 | 0 | dayqf048n080a |  | -99 |  | 1800 | Central | Central | Dont Know | Gas 070-084.99 | Dont Know | Primary
2252 | PP17476347 | 1 | Furnace | 1900 - 1969 | N | 80 | -99 | 01 - Split Forced Air Furnace |  | 01 - Natural Gas | [5 empty] | 02 - Attic |  | 1 | No | bryant |  |  | 01 - Constant Speed | -99 | -99 |  |  |  | -99 | Dont Know |  | Not Applicable | Not Applicable | Not Applicable |  | No | blocked | -99 | -99 |  |  | -99 | 0 |  |  | -99 |  | 1779 | Central | Both Central and Space | Dont Know | Gas Dont Know | Dont Know | Primary
2253 | PP17476347 | 2 | Other | 1900 - 1969 | N | -99 | -99 | 13 - Fireplace |  | 02 - Electric |  | 1-2 days/week | Yes | -99 | 1st Floor | 04 - Conditioned Space |  | 0 | No | lennox |  |  | 01 - Constant Speed |  |  | -99 | Dont Know |  | -99 | Dont Know |  | Not Applicable | Not Applicable | Not Applicable |  | Not Applicable |  | -99 | -99 |  |  | -99 | 0 |  |  | -99 |  | 1779 | Space | Both Central and Space | Dont Know | Elec Dont Know | Dont Know | Secondary
2254 | PP17485479 | 1 | Furnace | 1970 - 1979 | N | 80 | -99 | 01 - Split Forced Air Furnace |  | 01 - Natural Gas | [5 empty] | 01 - Garage |  | 1 | No | rheem | rgle-10nqagr | 10/01/1990 | 01 - Constant Speed | 100 | -99 |  |  |  | -99 | 01 - AFUE |  | goodman | u-49 | No |  | Yes | limited nameplate information. | 10 | 1990 |  | 1 | 22 | 1990 | rgle10nqagr |  | -99 |  | 2400 | Central | Both Central and Space | Age 1990 to 1994 | Gas 100-114.99 | Dont Know | Primary
2255 | PP17485479 | 2 | Other | 1970 - 1979 | N | -99 | -99 | 13 - Fireplace |  | 05 - Wood |  | <1 day/week | No |  | 1st Floor | 04 - Conditioned Space |  | 0.25 | No |  |  |  | No Fan | [5 empty] | -99 | Dont Know |  | Not Applicable | Not Applicable | Not Applicable | Dont | Not Applicable | no nameplate info available. | -99 | -99 |  |  | -99 | 0 |  |  | -99 |  | 2400 | Space | Both Central and Space | Dont Know |  | Dont Know | Secondary
2256 | PP17493698 | 2 | Other | 1900 - 1969 | N | -99 | -99 | 14 - Electric Space Heater |  | 02 - Electric | [5 empty] | 04 - Conditioned Space |  | 0.25 | Not Applicable |  |  |  | No Fan |  |  | 1.5 | 01 - kW |  | -99 | Dont Know |  | Not Applicable | Not Applicable | Not Applicable |  | Not Applicable |  | -99 | -99 |  |  | -99 | 0 |  |  | -99 |  | 1100 | Space | Space | Dont Know | Elec 0.1-0.99 | Dont Know | Primary
2257 | PP17493698 | 3 | Other | 1900 - 1969 | N | -99 | -99 | 13 - Fireplace |  | 05 - Wood |  | 1-2 days/week | No |  | 1st Floor | 04 - Conditioned Space |  | 0.25 | No |  |  |  | No Fan | [5 empty] | -100 | Dont Know |  | Not Applicable | Not Applicable | Not Applicable | Not | Not Applicable |  | -99 | -99 |  |  | -99 | 0 |  |  | -99 |  | 1100 | Space | Space | Dont Know |  | Dont Know | Secondary
2258 | PP17525654 | 1 | Furnace | 1900 - 1969 | N | 80 | 0 | 01 - Split Forced Air Furnace |  | 01 - Natural Gas | [5 empty] | 05 - Mechanical Closet |  | 1 | Yes | day & night | 100d42-19 |  | 01 - Constant Speed | 100 | 80 |  |  |  | 0.8 | 01 - AFUE |  | bdp | Dont Know | No |  | Yes |  | -99 | -99 |  | 1 | -99 | 0 | 100d4219 | Field Data Only | 80 | 5568.69 | 1650 | Central | Central | Dont Know | Gas 100-114.99 | 78-84.99 AFUE | Primary | 4726.7661
2259 | PP17550703 | 1 | Furnace | 1900 - 1969 | Y | 80 | 0 | 01 - Split Forced Air Furnace |  | 01 - Natural Gas | [5 empty] | 05 - Mechanical Closet |  | 1 | No | lennox | G50UH-36B-090- |  | 01 - Constant Speed | 80 | -99 |  |  |  | -99 | Dont Know |  | lennox | c33-48b-2f | Yes |  | Yes | not listed on nameplate | -99 | -99 |  | 1 | -99 | 0 | G50UH36B090 | CEC_2009 | 80 | 4019.02 | 1540 | Central | Central | Dont Know | Gas 070-084.99 | 78-84.99 AFUE | Primary | 2361.8847
2260 | PP17563785 | 1 | Furnace | 1970 - 1979 | N | 80 | -0.025 | 01 - Split Forced Air Furnace |  | 01 - Natural Gas | [5 empty] | 05 - Mechanical Closet |  | 1 | No | rheem | rgdg-05nauer |  | 01 - Constant Speed | 50 | -100 |  |  |  | -100 | Dont Know |  | inner city products | epc5536ba2 | Dont Know |  | Yes | couldn't access ac plate, don't know about txv | -99 | -100 |  | 1 | 19 | 1993 | rgdg05nauer | bluebook | 82 | 6651.4908 | 900 | Central | Central | Age 1990 to 1994 | Gas 040-054.99 | 78-84.99 AFUE | Primary | 16297.6067
2261 | PP17564013 | 1 | Other | 1900 - 1969 | N | -99 | -99 | 13 - Fireplace |  | 01 - Natural Gas |  | 1-2 days/week | Yes | -99 | 1st Floor | 04 - Conditioned Space |  | 0 | Not Applicable | country comfort |  |  | 02 - Variable Speed | -99 | -99 |  |  |  | -99 | Dont Know |  | Not Applicable | Not Applicable | Not Applicable |  | Not Applicable | no nameplate | -99 | -99 |  |  | -99 | 0 |  |  | -99 |  | 2200 | Space | Both Central and Space | Dont Know | Gas Dont Know | Dont Know | Secondary
2262 | PP17564013 | 2 | Furnace | 1900 - 1969 | N | 80 | -0.15625 | 01 - Split Forced Air Furnace |  | 01 - Natural Gas | [5 empty] | 05 - Mechanical Closet |  | 1 | No | American standard | ady120r9v5w6 | 05/01/2007 | 02 - Variable Speed | 120 | 108 |  |  |  | 0.9 | 01 - AFUE |  | American standard | cd061bc3hcaa | Yes |  | Yes |  | 5 | 2007 |  | 1 | 5 | 2007 | ady120r9v5w6 | CEC_fur | 92.5 | 3215.3609 | 2200 | Central | Both Central and Space | Age 2006 to 2009 | Gas 115-129.99 | 90-96.99 AFUE | Primary | 2234.9331
2263 | PP17575155 | 1 | Other | 1900 - 1969 | Y | -99 | -99 | 09 - Gravity Furnace |  | 01 - Natural Gas | [5 empty] | 07 - Crawlspace |  | 1 | No |  |  |  | No Fan | -99 | -99 |  |  |  | -99 | Dont Know |  | Not Applicable | Not Applicable | Not Applicable |  | No | old furnace | -99 | -99 |  |  | -99 | 0 |  |  | -99 |  | -99 | Space | Space | Dont Know | Gas Dont Know | Dont Know | Primary
2264 | PP17575155 | 2 | Other | 1900 - 1969 | Y | -99 | -99 | 14 - Electric Space Heater |  | 02 - Electric | [5 empty] | 04 - Conditioned Space |  | 0.25 | No | holmes | a133wg |  | 02 - Variable Speed |  |  | 0.4 | 02 - Amps |  | -99 | Dont Know |  | Not Applicable | Not Applicable | Not Applicable |  | Not Applicable | space heater | -99 | -99 |  |  | -99 | 0 | a133wg |  | -99 |  | -99 | Space | Space | Dont Know | Elec 0.1-0.99 | Dont Know | Secondary
2265 | PP17593164 | 1 | Furnace | 2000 - 2012 | N | 80 | -0.011375 | 01 - Split Forced Air Furnace |  | 01 - Natural Gas | [5 empty] | 02 - Attic |  | 1 | No | carrier | 58STX110-22 | 09/01/2003 | 01 - Constant Speed | 110 | 89 |  |  |  | 0.8 | 01 - AFUE |  | Dont Know | Dont Know | Dont Know |  | Yes | limited nameplate info | 9 | 2003 |  | 1 | 9 | 2003 | 58STX11022 | Field Data Only | 80.91 | 6461.3808 | 2400 | Central | Both Central and Space | Age 2000 to 2005 | Gas 100-114.99 | 78-84.99 AFUE | Primary | 5484.492
2266 | PP17593164 | 2 | Other | 2000 - 2012 | N | -99 | -99 | 13 - Fireplace |  | 05 - Wood |  | <1 day/week | No |  | 1st Floor | 04 - Conditioned Space |  | 0.25 | No | Superior Fireplace Company | br-36-2 |  | No Fan | [5 empty] | -99 | Dont Know |  | Not Applicable | Not Applicable | Not Applicable | Not | Not Applicable | limited nameplate info | -99 | -99 |  |  | -99 | 0 | br362 |  | -99 |  | 2400 | Space | Both Central and Space | Dont Know |  | Dont Know | Secondary
2267 | PP17599009 | 1 | Furnace | 1970 - 1979 | N | 80 | 0 | 01 - Split Forced Air Furnace |  | 01 - Natural Gas | [5 empty] | 05 - Mechanical Closet |  | 1 | No | goodman | gmh80703axac |  | 01 - Constant Speed | 70 | 56 |  |  |  | 0.8 | 01 - AFUE |  | goodman | capf3030b6ba | No |  | Yes |  | -99 | -99 |  | 1 | -99 | 0 | gmh80703axac | Field Data Only | 80 | 8122.07 | 1025 | Central | Central | Dont Know | Gas 070-084.99 | 78-84.99 AFUE | Primary | 3156.2624
2268 | PP17605027 | 1 | Furnace | 1990 - 1994 | Y | 80 | 0 | 02 - Package Furnace/AC |  | 01 - Natural Gas | [5 empty] | 06 - Roof |  | 1 | No | rheem | rrnl-b024jk06e | 07/01/2012 | 01 - Constant Speed | 60 | 48 |  |  |  | 0.8 | 01 - AFUE |  | Not Applicable | Not Applicable | Not Applicable |  | Not Applicable |  | 7 | 2012 | 1 | 1 | 0 | 2012 | rrnlb024jk06e | Field Data Only | 80 | 11186.475 | 1300 | Central | Central | Age 2010 to 2012 | Gas 055-069.99 | 78-84.99 AFUE | Primary | 14079.3836
2269 | PP17640945 | 1 | Furnace | 1970 - 1979 | N | 80 | 0 | 01 - Split Forced Air Furnace |  | 01 - Natural Gas | [5 empty] | 05 - Mechanical Closet |  | 1 | No | kenmore | nne075b12a1 |  | 01 - Constant Speed | 75 | -99 |  |  |  | -99 | 01 - AFUE |  | Dont Know | Dont Know | No |  | Yes | limited nameplate info. | -99 | -99 |  | 1 | -99 | 0 | nne075b12a1 | CEC_fur | 80 | 2772.78 | 1250 | Central | Central | Dont Know | Gas 070-084.99 | 78-84.99 AFUE | Primary | 2060.4183
2270 | PP17655522 | 1 | Furnace | 2000 - 2012 | N | 80 | -99 | 02 - Package Furnace/AC |  | 01 - Natural Gas | [5 empty] | 05 - Mechanical Closet |  | 1 | No | apollo hydroheat | hb2418 |  | 01 - Constant Speed | 24 | -99 |  |  |  | -99 | Dont Know |  | Not Applicable | Not Applicable | Not Applicable |  | Not Applicable | Information not on name plate. | -99 | -99 | 1 | 1 | -99 | 0 | hb2418 |  | -99 |  | -99 | Central | Central | Dont Know | Gas 010-024.99 | Dont Know | Primary
2271 | PP17675257 | 1 | Furnace | 2000 - 2012 | N | 80 | -99 | 01 - Split Forced Air Furnace |  | 01 - Natural Gas | [5 empty] | 02 - Attic |  | 1 | No |  |  |  | 01 - Constant Speed | -99 | -99 |  |  |  | 0.8 | 01 - AFUE |  | international comfort products | edm2x48fa1 | Dont Know |  | Yes | no nameplate on furnace | -99 | -99 |  | 1 | -99 | 0 |  |  | -99 |  | 1350 | Central | Central | Dont Know | Gas Dont Know | Dont Know | Primary
2272 | PP17719287 | 1 | Furnace | 1980 - 1989 | Y | 80 | 0 | 01 - Split Forced Air Furnace |  | 01 - Natural Gas | [5 empty] | 05 - Mechanical Closet |  | 1 | No | amana | gci070b30b |  | 01 - Constant Speed | 70 | 56 |  |  |  | 0.8 | 01 - AFUE |  | Dont Know | Dont Know | Dont Know |  | Yes | limited nameplate info | -99 | -99 |  | 1 | 17 | 1995 | gci070b30b | bluebook | 80 | 2330.0509 | 1750 | Central | Both Central and Space | Age 1995 to 1999 | Gas 070-084.99 | 78-84.99 AFUE | Primary | 2743.7749
2273 | PP17719287 | 2 | Other | 1980 - 1989 | Y | -99 | -99 | 13 - Fireplace |  | 01 - Natural Gas |  | <1 day/week | No |  | 1st Floor | 04 - Conditioned Space |  | 0.2 | No |  |  |  | No Fan | -99 | -99 |  |  |  | -99 | Dont Know |  | Not Applicable | Not Applicable | Not Applicable |  | Not Applicable | could not locate/no nameplate access | -99 | -99 |  |  | -99 | 0 |  |  | -99 |  | 1750 | Space | Both Central and Space | Dont Know | Gas Dont Know | Dont Know | Secondary
2274 | PP17734740 | 1 | Furnace | 1900 - 1969 | N | 80 | -99 | 01 - Split Forced Air Furnace |  | 01 - Natural Gas | [5 empty] | 07 - Crawlspace |  | 1 | No | trane | xl 90 |  | 01 - Constant Speed | -99 | -99 |  |  |  | -99 | Dont Know |  | allstyle | as36a384t-d-v | Dont Know |  | Yes | couldnt open cover | -99 | -99 |  | 1 | -99 | 0 | xl90 |  | -99 |  | 1700 | Central | Central | Dont Know | Gas Dont Know | Dont Know | Primary
2275 | PP17746225 | 1 | Furnace | 1995 - 1999 | N | 80 | -99 | 01 - Split Forced Air Furnace |  | 01 - Natural Gas | [5 empty] | 02 - Attic |  | 1 | No | carrier |  |  | 01 - Constant Speed | -99 | -99 |  |  |  | -99 | 01 - AFUE |  | Dont Know | Dont Know | Dont Know |  | Yes | difficult attic access | -99 | -99 |  | 1 | -99 | 0 |  |  | -99 |  | 1625 | Central | Central | Dont Know | Gas Dont Know | Dont Know | Primary
2276 | PP17746377 | 1 | Furnace | 1980 - 1989 | N | 80 | 0 | 01 - Split Forced Air Furnace |  | 01 - Natural Gas | [5 empty] | 05 - Mechanical Closet |  | 1 | No | bdp | 394gaw036075 |  | 01 - Constant Speed | 75 | 60 |  |  |  | 0.8 | 01 - AFUE |  | bdp | 518a030cc | No |  | Yes |  | -99 | -99 |  | 1 | 24 | 1988 | 394gaw036075 | bluebook | 80 | 7029.33 | 1777 | Central | Central | Age 1985 to 1989 | Gas 070-084.99 | 78-84.99 AFUE | Primary | 9912.4554
2277 | PP17749127 | 1 | Furnace | 1980 - 1989 | N | 80 | -99 | 15 - Forced Air furnace (No AC) |  | 01 - Natural Gas | [5 empty] | 01 - Garage |  | 0.75 | No | bryant |  |  | 01 - Constant Speed | -99 | -99 |  |  |  | -99 | 01 - AFUE |  | Not Applicable | Not Applicable | Not Applicable |  | No | couldnt open door | -99 | -99 |  |  | -99 | 0 |  |  | -99 |  | 4000 | Central | Central | Dont Know | Gas Dont Know | Dont Know | Primary
2278 | PP17749127 | 2 | Furnace | 1980 - 1989 | N | 80 | -99 | 15 - Forced Air furnace (No AC) |  | 01 - Natural Gas | [5 empty] | 05 - Mechanical Closet |  | 0.25 | No | bryant |  |  | 01 - Constant Speed | -99 | -99 |  |  |  | -99 | 01 - AFUE |  | Not Applicable | Not Applicable | Not Applicable |  | No | couldnt open | -99 | -99 |  |  | -99 | 0 |  |  | -99 |  | 4000 | Central | Central | Dont Know | Gas Dont Know | Dont Know | Secondary
2279 | PP17750882 | 1 | Furnace | 1900 - 1969 | Y | 80 | 0 | 02 - Package Furnace/AC |  | 01 - Natural Gas | [5 empty] | 06 - Roof |  | 1 | No | day & night | dara-fo36n060c |  | 01 - Constant Speed | 60 | 48 |  |  |  | 0.8 | 01 - AFUE |  | Dont Know | Dont Know | Dont Know |  | Yes | not listed | -99 | -99 | 1 | 1 | -99 | 0 | darafo36n060c | Field Data Only | 80 | 7457.65 | 1500 | Central | Central | Dont Know | Gas 055-069.99 | 78-84.99 AFUE | Primary | 9386.2557
2280 | PP17758243 | 1 | Other | 2000 - 2012 | Y | -99 | -99 | 13 - Fireplace |  | 01 - Natural Gas |  | <1 day/week | No |  | 1st Floor | 04 - Conditioned Space |  | 0 | No |  |  |  | No Fan | -99 | -99 |  |  |  | -99 | Dont Know |  | Not Applicable | Not Applicable | Not Applicable |  | Not Applicable | no nameplate | -99 | -99 |  |  | -99 | 0 |  |  | -99 |  | 1990 | Space | Both Central and Space | Dont Know | Gas Dont Know | Dont Know | Secondary
2281 | PP17758243 | 2 | Furnace | 2000 - 2012 | Y | 80 | -0.00875 | 01 - Split Forced Air Furnace |  | 01 - Natural Gas | [5 empty] | 02 - Attic |  | 1 | No | York | ly8s060a12uh11b |  | 01 - Constant Speed | 57 | 46 |  |  |  | 0.8 | 01 - AFUE |  | Dont Know | cb42a3y-000t-025 | No |  | Yes |  | -99 | -99 |  | 1 | -99 | 0 | ly8s060a12uh11b | Field Data Only | 80.7 | 7457.65 | 1990 | Central | Both Central and Space | Dont Know | Gas 055-069.99 | 78-84.99 AFUE | Primary | 8595.7958
2282 | PP17807003 | 1 | Furnace | 1900 - 1969 | Y | 80 | 0 | 15 - Forced Air furnace (No AC) |  | 01 - Natural Gas | [5 empty] | 05 - Mechanical Closet |  | 1 | No | day & night | 100u-19a |  | 01 - Constant Speed | 100 | 80 |  |  |  | 0.8 | 01 - AFUE |  | Not Applicable | Not Applicable | Not Applicable |  | Not Applicable |  | -99 | -99 |  |  | 41 | 1971 | 100u19a | bluebook | 80 | 13543.4019 | 950 | Central | Central | Age 1979 and older | Gas 100-114.99 | 78-84.99 AFUE | Primary | 10109.6353
2283 | PP17890279 | 1 | Furnace | 1970 - 1979 | N | 80 | 0 | 02 - Package Furnace/AC |  | 01 - Natural Gas | [5 empty] | 06 - Roof |  | 1 | No | trane | ycy048f1h0ac | 05/01/1997 | 01 - Constant Speed | 120 | 96 |  |  |  | 0.8 | 01 - AFUE |  | Not Applicable | Not Applicable | Not Applicable |  | Not Applicable |  | 5 | 1997 | 1 | 1 | 15 | 1997 | ycy048f1h0ac | CEC_fur | 80 | 2689.2109 | 1500 | Central | Central | Age 1995 to 1999 | Gas 115-129.99 | 78-84.99 AFUE | Primary | 1869.2168
2284 | PP17891035 | 1 | Other | 2000 - 2012 | N | -99 | -99 | 13 - Fireplace |  | 01 - Natural Gas |  | 1-2 days/week | No |  | 1st Floor | 04 - Conditioned Space |  | 0 | No |  |  |  | No Fan | -99 | -99 |  |  |  | -99 | Dont Know |  | Not Applicable | Not Applicable | Not Applicable |  | Not Applicable |  | -99 | -99 |  |  | -99 | 0 |  |  | -99 |  | 3900 | Space | Both Central and Space | Dont Know | Gas Dont Know | Dont Know | Secondary
2285 | PP17891035 | 2 | Other | 2000 - 2012 | N | -99 | -99 | 13 - Fireplace |  | 01 - Natural Gas |  | <1 day/week | Yes | -99 | 2nd Floor | 04 - Conditioned Space |  | 0 | No | charmglow |  |  | No Fan | -99 | -99 |  |  |  | -99 | Dont Know |  | Not Applicable | Not Applicable | Not Applicable |  | Not Applicable |  | -99 | -99 |  |  | -99 | 0 |  |  | -99 |  | 3900 | Space | Both Central and Space | Dont Know | Gas Dont Know | Dont Know | Secondary
2286 | PP17891035 | 3 | Other | 2000 - 2012 | N | -99 | -99 | 13 - Fireplace |  | 05 - Wood |  | 3-5 days/week | No |  | 1st Floor | 04 - Conditioned Space |  | 0 | No |  |  |  | No Fan | [5 empty] | -99 | Dont Know |  | Not Applicable | Not Applicable | Not Applicable | Dont | Not Applicable |  | -99 | -99 |  |  | -99 | 0 |  |  | -99 |  | 3900 | Space | Both Central and Space | Dont Know |  | Dont Know | Secondary
2287 | PP17891035 | 4 | Furnace | 2000 - 2012 | N | 80 | -99 | 01 - Split Forced Air Furnace |  | 01 - Natural Gas | [5 empty] | 02 - Attic |  | 1 | No | york |  |  | 01 - Constant Speed | -99 | -99 |  |  |  | -99 | 01 - AFUE |  | Dont Know | Dont Know | Dont Know |  | Yes | couldn't open furnace, evap coil plate painted over | -99 | -99 |  | 1 | -99 | 0 |  |  | -99 |  | 3900 | Central | Both Central and Space | Dont Know | Gas Dont Know | Dont Know | Primary
2288 | PP17926303 | 1 | Furnace | Dont Know | Y | 80 | -99 | 02 - Package Furnace/AC |  | 01 - Natural Gas | [5 empty] | 06 - Roof |  | 1 | No | payne |  |  | 01 - Constant Speed | 40 | -99 |  |  |  | -99 | Dont Know |  | Dont Know | Dont Know | Dont Know |  | Yes | could not read | -99 | -99 | 1 | 1 | -99 | 0 |  |  | -99 |  | 800 | Central | Central | Dont Know | Gas 040-054.99 | Dont Know | Primary
2289 | PP17962343 | 1 | Wall Furnace | 1900 - 1969 | Y | 65 | -0.16923 | 03 - Wall Furnace |  | 01 - Natural Gas | [5 empty] | 04 - Conditioned Space |  | 0.75 | No | williams | 5009622 |  | No Fan | 50 | 38 |  |  |  | 0.76 | 01 - AFUE |  | Not Applicable | Not Applicable | Not Applicable |  | No |  | -99 | -99 |  |  | -99 | 0 | 5009622 | CEC_heat | 76 |  | 1645 | Space | Space | Dont Know | Gas 040-054.99 | 72-77.99 AFUE | Secondary
2290 | PP17962343 | 2 | Other | 1900 - 1969 | Y | -99 | -99 | 14 - Electric Space Heater |  | 02 - Electric | [5 empty] | 04 - Conditioned Space |  | 0.25 | No | presto | 791708 |  | No Fan |  |  | 1 | 01 - kW |  | -99 | Dont Know |  | Not Applicable | Not Applicable | Not Applicable |  | Not Applicable | limited nameplate info | -99 | -99 |  |  | -99 | 0 | 791708 |  | -99 |  | 1645 | Space | Space | Dont Know | Elec 0.1-0.99 | Dont Know | Primary
2291 | PP17962343 | 3 | Other | 1900 - 1969 | Y | -99 | -99 | 14 - Electric Space Heater |  | 02 - Electric | [5 empty] | 04 - Conditioned Space |  | 0.25 | No | presto | 791708 |  | No Fan |  |  | 1 | 01 - kW |  | -99 | Dont Know |  | Not Applicable | Not Applicable | Not Applicable |  | Not Applicable | limited nameplate info | -99 | -99 |  |  | -99 | 0 | 791708 |  | -99 |  | 1645 | Space | Space | Dont Know | Elec 0.1-0.99 | Dont Know | Secondary
2292 | PP17993120 | 1 | Furnace | 2000 - 2012 | N | 80 | -0.0145 | 01 - Split Forced Air Furnace |  | 01 - Natural Gas | [5 empty] | 02 - Attic |  | 1 | No | bryant | 373lav036070 | 02/01/2002 | 01 - Constant Speed | 69 | 56 |  |  |  | 0.81 | 01 - AFUE |  | allstyle | aslb364422t | No |  | Yes |  | 2 | 2002 |  | 1 | 10 | 2002 | 373lav036070 | CEC_fur | 81.16 | 9424.0812 | 1510 | Central | Central | Age 2000 to 2005 | Gas 055-069.99 | 78-84.99 AFUE | Primary | 7315.74
2293 | PP17994192 | 1 | Wall Furnace | Dont Know | N | 65 | -99 | 03 - Wall Furnace |  | 01 - Natural Gas | [5 empty] | 04 - Conditioned Space |  | 0.25 | No |  |  |  | No Fan | -99 | -99 |  |  |  | -99 | Dont Know |  | Not Applicable | Not Applicable | Not Applicable |  | No | no plate | -99 | -99 |  |  | -99 | 0 |  |  | -99 |  | -99 | Space | Space | Dont Know | Gas Dont Know | Dont Know | Primary
2294 | PP18018796 | 1 | Furnace | 1990 - 1994 | N | 80 | 0 | 01 - Split Forced Air Furnace |  | 01 - Natural Gas | [5 empty] | 01 - Garage |  | 1 | No | carrier | 58pav070-12 |  | 01 - Constant Speed | 66 | -99 |  |  |  | -99 | Dont Know |  | resco | Dont Know | Yes |  | Yes | np | -99 | -99 |  | 1 | 17 | 1995 | 58pav07012 | bluebook | 80 | 4481.8364 | 1400 | Central | Central | Age 1995 to 1999 | Gas 055-069.99 | 78-84.99 AFUE | Primary | 3500.6593
2295 | PP18055439 | 1 | Furnace | 1970 - 1979 | N | 80 | -0.00375 | 01 - Split Forced Air Furnace |  | 01 - Natural Gas | [5 empty] | 05 - Mechanical Closet |  | 1 | No | day & night | 395cav036070 |  | 02 - Variable Speed | 66 | 53 |  |  |  | 0.8 | 01 - AFUE |  | Dont Know | 3996x60267 | Dont Know |  | Yes |  | -99 | -99 |  | 1 | 23 | 1989 | 395cav036070 | bluebook | 80.3 | 5185.95 | 1450 | Central | Central | Age 1985 to 1989 | Gas 055-069.99 | 78-84.99 AFUE | Primary | 3604.6502
2296 | PP18069125 | 1 | Furnace | 1900 - 1969 | N | 80 | -0.041625 | 15 - Forced Air furnace (No AC) |  | 01 - Natural Gas | [5 empty] | 03 - Basement |  | 1 | No | carrier | 58gs125-3 |  | 01 - Constant Speed | 120 | 100 |  |  |  | 0.8 | 01 - AFUE |  | Not Applicable | Not Applicable | Not Applicable |  | No |  | -99 | -99 |  |  | -99 | 0 | 58gs1253 | Field Data Only | 83.33 | 2772.78 | 2400 | Central | Both Central and Space | Dont Know | Gas 115-129.99 | 78-84.99 AFUE | Primary | 2060.4183
2297 | PP18069125 | 2 | Other | 1900 - 1969 | N | -99 | -99 | 13 - Fireplace |  | 01 - Natural Gas |  | 1-2 days/week | No |  | 2nd Floor | 04 - Conditioned Space |  | 0 | No |  |  |  | No Fan | -99 | -99 |  |  |  | -99 | Dont Know |  | Not Applicable | Not Applicable | Not Applicable |  | Not Applicable |  | -99 | -99 |  |  | -99 | 0 |  |  | -99 |  | 2400 | Space | Both Central and Space | Dont Know | Gas Dont Know | Dont Know | Secondary
2298 | PP18069125 | 3 | Other | 1900 - 1969 | N | -99 | -99 | 14 - Electric Space Heater |  | 02 - Electric | [5 empty] | 04 - Conditioned Space |  | 0 | Not Applicable | kenwood | ew6708k |  | No Fan |  |  | 1.5 | 01 - kW |  | -99 | Dont Know |  | Not Applicable | Not Applicable | Not Applicable |  | Not Applicable |  | -99 | -99 |  |  | -99 | 0 | ew6708k |  | -99 |  | 2400 | Space | Both Central and Space | Dont Know | Elec 0.1-0.99 | Dont Know | Secondary
2299 | PP18104963 | 1 | Furnace | 2000 - 2012 | N | 80 | -0.011375 | 01 - Split Forced Air Furnace |  | 01 - Natural Gas | [5 empty] | 02 - Attic |  | 1 | No | carrier | 58STX110-22 | 09/01/2004 | 01 - Constant Speed | 110 | 89 |  |  |  | 0.8 | 01 - AFUE |  | Dont Know | bbl 61+x1 n/fc | Not Applicable |  | Yes |  | 9 | 2004 |  | 1 | 8 | 2004 | 58STX11022 | Field Data Only | 80.91 | 4766.9405 | 2902 | Central | Both Central and Space | Age 2000 to 2005 | Gas 100-114.99 | 78-84.99 AFUE | Primary | 3723.3476
2300 | PP18104963 | 2 | Other | 2000 - 2012 | N | -99 | -99 | 13 - Fireplace |  | 01 - Natural Gas |  | <1 day/week | No |  | 1st Floor | 04 - Conditioned Space |  | 0.25 | No | montigo | montigo c42-dt-i |  | No Fan | 27 | -99 |  |  |  | -99 | Dont Know |  | Not Applicable | Not Applicable | Not Applicable |  | Not Applicable | limited nameplate info | -99 | -99 |  |  | -99 | 0 | montigoc42dti |  | -99 |  | 2902 | Space | Both Central and Space | Dont Know | Gas 025-039.99 | Dont Know | Secondary
2301 | PP18104963 | 3 | Other | 2000 - 2012 | N | -99 | -99 | 13 - Fireplace |  | 01 - Natural Gas |  | <1 day/week | No |  | 1st Floor | 04 - Conditioned Space |  | 0.25 | No | montigo | montigo c42-dt-i |  | No Fan | 27 | -100 |  |  |  | -99 | Dont Know |  | Not Applicable | Not Applicable | Not Applicable |  | Not Applicable | limited nameplate info | -99 | -99 |  |  | -99 | 0 | montigoc42dti |  | -99 |  | 2902 | Space | Both Central and Space | Dont Know | Gas 025-039.99 | Dont Know | Secondary
2302 | PP18113939 | 1 | Furnace | 1900 - 1969 | N | 80 | 0 | 01 - Split Forced Air Furnace |  | 01 - Natural Gas | [5 empty] | 04 - Conditioned Space |  | 1 | No | western | c 80dd |  | 01 - Constant Speed | 80 | 64 |  |  |  | 0.8 | 01 - AFUE |  | Dont Know | Dont Know | No |  | Yes | limited nameplate info. could not locate nameplate on evap coil. | -99 | -99 |  | 1 | -99 | 0 | c80dd | Field Data Only | 80 | 11921.21 | 1000 | Central | Central | Dont Know | Gas 070-084.99 | 78-84.99 AFUE | Primary | 12796.4064
2303 | PP18147648 | 1 | Furnace | 1900 - 1969 | N | 80 | 0 | 01 - Split Forced Air Furnace |  | 01 - Natural Gas | [5 empty] | 05 - Mechanical Closet |  | 1 | No | sears | gmp075-3 |  | 01 - Constant Speed | 75 | 60 |  |  |  | 0.8 | 01 - AFUE |  | summit | ca2b31-wa1 | No |  | Yes |  | -99 | -99 |  | 1 | -99 | 0 | gmp0753 | CEC_fur | 80 | 5568.69 | 1460 | Central | Central | Dont Know | Gas 070-084.99 | 78-84.99 AFUE | Primary | 4726.7661
2304 | PP18201844 | 1 | Wall Furnace | Dont Know | Y | 65 | -0.092308 | 03 - Wall Furnace |  | 01 - Natural Gas | [5 empty] | 04 - Conditioned Space |  | 0.5 | No | cozy | w355f-d |  | No Fan | 35 | 24.85 |  |  |  | 0.71 | 01 - AFUE |  | Not Applicable | Not Applicable | Not Applicable |  | Not Applicable |  | -99 | -100 |  |  | -99 | 0 | w355fd | Field Data Only | 71 | 4019.02 | 2488 | Space | Space | Dont Know | Gas 025-039.99 | 66-71.99 AFUE | Primary | 4581.5537
2305 | PP18237119 | 1 | Wall Furnace | 1900 - 1969 | N | 65 | -99 | 03 - Wall Furnace |  | 01 - Natural Gas | [5 empty] | 04 - Conditioned Space |  | 0.5 | No |  |  |  | No Fan | -99 | -99 |  |  |  | -99 | Dont Know |  | Not Applicable | Not Applicable | Not Applicable |  | Not Applicable | no name plate | -99 | -99 |  |  | -99 | 0 |  |  | -99 |  | -99 | Space | Space | Dont Know | Gas Dont Know | Dont Know | Primary
2306 | PP18241187 | 1 | Furnace | 1900 - 1969 | N | 80 | 0 | 15 - Forced Air furnace (No AC) |  | 01 - Natural Gas | [5 empty] | 04 - Conditioned Space |  | 1 | No | coleman | 7663b |  | 01 - Constant Speed | 62.5 | 50 |  |  |  | 0.8 | 01 - AFUE |  | Not Applicable | Not Applicable | Not Applicable |  | No |  | -99 | -99 |  |  | -99 | 0 | 7663b | Field Data Only | 80 | 4108.35 | 1600 | Central | Both Central and Space | Dont Know | Gas 055-069.99 | 78-84.99 AFUE | Primary | 2892.6621
2307 | PP18241187 | 2 | Other | 1900 - 1969 | N | -99 | -99 | 17 - Wood Stove |  | 01 - Natural Gas | [5 empty] | 04 - Conditioned Space |  | 1 | No | warnock hersey | u39-ng |  | No Fan | 38 | -99 |  | Not Applicable |  | -99 | 01 - AFUE |  | Not Applicable | Not Applicable | Not Applicable | Not | No | limited nameplate info | -99 | -99 |  |  | -99 | 0 | u39ng |  | -99 |  | 1600 | Space | Both Central and Space | Dont Know | Gas 025-039.99 | Dont Know | Secondary
2308 | PP18268648 | 1 | Furnace | 1995 - 1999 | Y | 80 | -0.00375 | 15 - Forced Air furnace (No AC) |  | 01 - Natural Gas | [5 empty] | 01 - Garage |  | 1 | No | carrier | 58pav070-12 | 01/01/1999 | 01 - Constant Speed | 66 | 53 |  |  |  | 0.8 | 01 - AFUE |  | Not Applicable | Not Applicable | Not Applicable |  | No |  | -99 | 1999 |  |  | 13 | 1999 | 58pav07012 | bluebook | 80.3 | 5719.4182 | 1650 | Central | Both Central and Space | Age 1995 to 1999 | Gas 055-069.99 | 78-84.99 AFUE | Primary | 5888.3464
2309 | PP18268648 | 2 | Other | 1995 - 1999 | Y | -99 | -99 | 13 - Fireplace |  | 01 - Natural Gas |  | 1-2 days/week | No |  | 1st Floor | 04 - Conditioned Space |  | 0 | No |  |  |  | No Fan | -99 | -99 |  |  |  | -99 | Dont Know |  | Not Applicable | Not Applicable | Not Applicable |  | Not Applicable |  | -99 | -99 |  |  | -99 | 0 |  |  | -99 |  | 1650 | Space | Both Central and Space | Dont Know | Gas Dont Know | Dont Know | Secondary
2310 | PP18273778 | 1 | Wall Furnace | 1980 - 1989 | N | 65 | -99 | 03 - Wall Furnace |  | 01 - Natural Gas | [5 empty] | 04 - Conditioned Space |  | 0.5 | Yes | blaze king |  |  | No Fan | -99 | 50 |  |  |  | -99 | Dont Know |  | Not Applicable | Not Applicable | Not Applicable |  | Not Applicable | no name plate. | -99 | -99 |  |  | -99 | 0 |  |  | -99 |  | 2200 | Space | Space | Dont Know | Gas Dont Know | Dont Know | Secondary
2311 | PP18273778 | 2 | Wall Furnace | 1980 - 1989 | N | 65 | -0.076923 | 03 - Wall Furnace |  | 01 - Natural Gas | [5 empty] | 04 - Conditioned Space |  | 0.5 | Not Applicable | perfection/schwank | pw835sen b-4 | 01/01/1986 | 01 - Constant Speed | 35 | -99 |  |  |  | -99 | Dont Know |  | Not Applicable | Not Applicable | Not Applicable |  | Not Applicable | Information not on name plate. | -99 | 1986 |  |  | 26 | 1986 | pw835senb4 | CEC_heat | 70 | 3500.0666 | 2200 | Space | Space | Age 1985 to 1989 | Gas 025-039.99 | 66-71.99 AFUE | Primary | 2600.8559
2312 | PP18285506 | 1 | Furnace | 1900 - 1969 | N | 80 | 0 | 01 - Split Forced Air Furnace |  | 01 - Natural Gas | [5 empty] | 02 - Attic |  | 1 | No | goodman | gmh80704bxac |  | 01 - Constant Speed | 70 | 56 |  |  |  | 0.8 | 01 - AFUE |  | adp | ct5848-m175 | No |  | Yes |  | -99 | -99 |  | 1 | -99 | 0 | gmh80704bxac | Field Data Only | 80 | 5568.69 | 1500 | Central | Both Central and Space | Dont Know | Gas 070-084.99 | 78-84.99 AFUE | Primary | 4726.7661
2313 | PP18285506 | 2 | Other | 1900 - 1969 | N | -99 | -99 | 13 - Fireplace |  | 01 - Natural Gas |  | <1 day/week | No |  | 1st Floor | 04 - Conditioned Space |  | 0 | No |  |  |  | No Fan | -99 | -99 |  |  |  | -99 | Dont Know |  | Not Applicable | Not Applicable | Not Applicable |  | Not Applicable | no nameplate access. | -99 | -99 |  |  | -99 | 0 |  |  | -99 |  | 1500 | Space | Both Central and Space | Dont Know | Gas Dont Know | Dont Know | Secondary
2314 | PP18285506 | 3 | Other | 1900 - 1969 | N | -99 | -99 | 14 - Electric Space Heater |  | 02 - Electric | [5 empty] | 04 - Conditioned Space |  | 0 | No | pelonis | ho-0250 | 08/01/2007 | No Fan |  |  | 1.5 | 01 - kW |  | -99 | Dont Know |  | Not Applicable | Not Applicable | Not Applicable |  | Not Applicable | limited nameplate info | 8 | 2007 |  |  | 5 | 2007 | ho0250 |  | -99 |  | 1500 | Space | Both Central and Space | Age 2006 to 2009 | Elec 0.1-0.99 | Dont Know | Secondary
2315 | PP18299719 | 1 | Other | 1900 - 1969 | N | -99 | -99 | 13 - Fireplace |  | 01 - Natural Gas |  | 3-5 days/week | No |  | 2nd Floor | 04 - Conditioned Space |  | 0 | Not Applicable |  |  |  | No Fan | -100 | -100 |  |  |  | -100 | Dont Know |  | Not Applicable | Not Applicable | Not Applicable |  | Not Applicable |  | -99 | -100 |  |  | -99 | 0 |  |  | -99 |  | 2200 | Space | Both Central and Space | Dont Know | Gas Dont Know | Dont Know | Secondary
2316 | PP18299719 | 2 | Furnace | 1900 - 1969 | N | 80 | 0 | 15 - Forced Air furnace (No AC) |  | 01 - Natural Gas | [5 empty] | 03 - Basement |  | 1 | No | trane | tud120r960a1 |  | 01 - Constant Speed | 120 | -99 |  |  |  | -99 | Dont Know |  | Not Applicable | Not Applicable | Not Applicable |  | No | no output on plate | -99 | -100 |  |  | -99 | 0 | tud120r960a1 | CEC_fur | 80 | 11921.21 | 2200 | Central | Both Central and Space | Dont Know | Gas 115-129.99 | 78-84.99 AFUE | Primary | 10118.8558
2317 | PP18309522 | 1 | Furnace | 1980 - 1989 | N | 80 | -99 | 01 - Split Forced Air Furnace |  | 01 - Natural Gas | [5 empty] | 01 - Garage |  | 1 | No |  |  |  | 01 - Constant Speed | -99 | -99 |  |  |  | -99 | Dont Know |  | Dont Know | Dont Know | Yes |  | Yes | blocked access | -99 | -99 |  | 1 | -99 | 0 |  |  | -99 |  | 2650 | Central | Both Central and Space | Dont Know | Gas Dont Know | Dont Know | Primary
2318 | PP18309522 | 2 | Other | 1980 - 1989 | N | -99 | -99 | 13 - Fireplace |  | 01 - Natural Gas |  | 3-5 days/week | No |  | 1st Floor | 04 - Conditioned Space |  | 0 | No |  | 770830 | 02/01/1987 | 01 - Constant Speed | -99 | -99 |  |  |  | -99 | Dont Know |  | Not Applicable | Not Applicable | Not Applicable |  | Not Applicable |  | 2 | 1987 |  |  | 25 | 1987 | 770830 |  | -99 |  | 2650 | Space | Both Central and Space | Age 1985 to 1989 | Gas Dont Know | Dont Know | Secondary
2319 | PP18312117 | 1 | Furnace | 1900 - 1969 | Y | 80 | -0.019 | 01 - Split Forced Air Furnace |  | 01 - Natural Gas | [5 empty] | 05 - Mechanical Closet |  | 1 | No | payne | 373lav048095 |  | 01 - Constant Speed | 92 | 75 |  |  |  | 0.81 | 01 - AFUE |  | adp | ha12448c175b2423 | No |  | Yes |  | -99 | -99 |  | 1 | 14 | 1998 | 373lav048095 | bluebook | 81.52 | 2330.0509 | 1700 | Central | Central | Age 1995 to 1999 | Gas 085-099.99 | 78-84.99 AFUE | Primary | 2743.7749
2320 | PP18358929 | 1 | Furnace | 1900 - 1969 | N | 80 | -99 | 01 - Split Forced Air Furnace |  | 01 - Natural Gas | [5 empty] | 04 - Conditioned Space |  | 1 | No | heil | ndge105lf01 |  | 01 - Constant Speed | 105 | -99 |  |  |  | -99 | Dont Know |  | Dont Know | Dont Know | No |  | Yes | nameplate not vis | -99 | -99 |  | 1 | -99 | 0 | ndge105lf01 |  | -99 |  | 1300 | Central | Central | Dont Know | Gas 100-114.99 | Dont Know | Primary
2321 | PP18364313 | 1 | Furnace | 1900 - 1969 | Y | 80 | -99 | 01 - Split Forced Air Furnace |  | 01 - Natural Gas | [5 empty] | 05 - Mechanical Closet |  | 1 | No | arcoaire | H9MPV125L20 | 04/01/2004 | 01 - Constant Speed | 125 | -99 |  |  |  | -99 | Dont Know |  | international comfort products | edm2x60ja2 | Yes |  | Yes | no output listed on nameplate | 4 | 2004 |  | 1 | 8 | 2004 | H9MPV125L20 |  | -99 |  | 1800 | Central | Central | Age 2000 to 2005 | Gas 115-129.99 | Dont Know | Primary
2322 | PP18364313 | 2 | Heat Pump | 1900 - 1969 | Y | 8.2 | -99 | 05 - Split Heat pump w/ electronic supplement |  | 02 - Electric | [5 empty] | Other | porch/unconditioned | 1 | No | thermal zone | msc424hp13230ca |  | 01 - Constant Speed |  |  | 13.8 | 02 - Amps |  | -99 | Dont Know |  | Not Applicable | Not Applicable | Not Applicable |  | Not Applicable | limited nameplate info | -99 | -99 |  |  | -99 | 0 | msc424hp13230ca |  | -99 |  | 1800 | Central | Central | Dont Know | Elec 9+ | Dont Know | Secondary
2323 | PP18364710 | 1 | Furnace | 1970 - 1979 | N | 80 | -99 | 01 - Split Forced Air Furnace |  | 01 - Natural Gas | [5 empty] | 01 - Garage |  | 1 | No | trane | TDH2D120A9V5VA | 05/01/2009 | 01 - Constant Speed | -99 | -99 |  |  |  | -99 | Dont Know |  | Dont Know | Dont Know | Dont Know |  | Yes | hard to see label | 5 | 2009 |  | 1 | 3 | 2009 | TDH2D120A9V5VA |  | -99 |  | 2800 | Central | Central | Age 2006 to 2009 | Gas Dont Know | Dont Know | Primary
2324 | PP18375624 | 1 | Furnace | 1900 - 1969 | N | 80 | -0.02275 | 01 - Split Forced Air Furnace |  | 01 - Natural Gas | [5 empty] | 01 - Garage |  | 1 | No | payne | PG8JAA036070 | 11/01/2010 | 01 - Constant Speed | 66 | 54 |  |  |  | 0.81 | 01 - AFUE |  | adp | ha10436c145b160500 | No |  | Yes |  | 11 | 2010 |  | 1 | 2 | 2010 | PG8JAA036070 | Field Data Only | 81.82 | 17881.815 | 1800 | Central | Central | Age 2010 to 2012 | Gas 055-069.99 | 78-84.99 AFUE | Primary | 17895.1188
2325 | PP18401051 | 1 | Furnace | 1970 - 1979 | N | 80 | 0 | 01 - Split Forced Air Furnace |  | 01 - Natural Gas | [5 empty] | 05 - Mechanical Closet |  | 1 | No | payne | 5ou24-19a |  | 01 - Constant Speed | 50 | 40 |  |  |  | 0.8 | 01 - AFUE |  | Dont Know | Dont Know | No |  | Yes | no info on evap coil | -99 | -99 |  | 1 | -99 | 0 | 5ou2419a | Field Data Only | 80 | 8122.07 | 790 | Central | Central | Dont Know | Gas 040-054.99 | 78-84.99 AFUE | Primary | 3645.5386
2326 | PP18401111 | 1 | Furnace | 1970 - 1979 | N | 80 | -0.1625 | 01 - Split Forced Air Furnace |  | 01 - Natural Gas | [5 empty] | 01 - Garage |  | 1 | No | carrier | 58MTB080-16 | 07/01/2006 | 01 - Constant Speed | 80 | 75 |  |  |  | 0.93 | 01 - AFUE |  | adp | pt6648-c175ap | Yes |  | Yes |  | 7 | 2006 |  | 1 | 6 | 2006 | 58MTB08016 | Outside Source Manual Lookup | 93 | 3215.3609 | 2049 | Central | Both Central and Space | Age 2006 to 2009 | Gas 070-084.99 | 90-96.99 AFUE | Primary | 2234.9331
2327 | PP18401111 | 2 | Other | 1970 - 1979 | N | -99 | -99 | 13 - Fireplace |  | 01 - Natural Gas |  | 1-2 days/week | No |  | 1st Floor | 04 - Conditioned Space |  | 0 | No |  |  |  | 01 - Constant Speed | -99 | -99 |  |  |  | -99 | Dont Know |  | Not Applicable | Not Applicable | Not Applicable |  | Not Applicable | no plate | -99 | -99 |  |  | -99 | 0 |  |  | -99 |  | 2049 | Space | Both Central and Space | Dont Know | Gas Dont Know | Dont Know | Secondary
2328 | PP18421141 | 1 | Other | 1900 - 1969 | N | -99 | -99 | 09 - Gravity Furnace | vented gas heater | 01 - Natural Gas | [5 empty] | 04 - Conditioned Space |  | 1 | No | peerless | vc20mb |  | No Fan | 20 | -99 |  |  |  | -99 | Dont Know |  | Not Applicable | Not Applicable | Not Applicable |  | No | limited nameplate information | -99 | -99 |  |  | -99 | 0 | vc20mb |  | -99 |  | 400 | Space | Space | Dont Know | Gas 010-024.99 | Dont Know | Primary
2329 | PP18481215 | 1 | Furnace | 1900 - 1969 | Y | 80 | -0.2 | 15 - Forced Air furnace (No AC) |  | 01 - Natural Gas | [5 empty] | 05 - Mechanical Closet |  | 1 | Yes | armana | gmvc950704cxab |  | 02 - Variable Speed | 69 | 66 |  |  |  | 0.96 | 01 - AFUE |  | Not Applicable | Not Applicable | Not Applicable |  | Not Applicable |  | -99 | -100 |  |  | -99 | 0 | gmvc950704cxab | Field Data Only | 96 | 4019.02 | 1983 | Central | Both Central and Space | Dont Know | Gas 055-069.99 | 90-96.99 AFUE | Primary | 4632.3809
2330 | PP18481215 | 2 | Other | 1900 - 1969 | Y | -99 | -99 | 14 - Electric Space Heater |  | 02 - Electric | [5 empty] | 04 - Conditioned Space |  | 0.25 | Not Applicable | eono-heat | 601 | 09/01/2005 | No Fan |  |  | 3.6 | 02 - Amps |  | -100 | Dont Know |  | Not Applicable | Not Applicable | Not Applicable |  | Not Applicable |  | 9 | 2005 |  |  | 7 | 2005 | 601 |  | -99 |  | 1983 | Space | Both Central and Space | Age 2000 to 2005 | Elec 0.1-0.99 | Dont Know | Secondary
2331 | PP18481215 | 3 | Other | 1900 - 1969 | Y | -99 | -99 | 13 - Fireplace |  | 05 - Wood |  | <1 day/week | Yes | -99 | 1st Floor | 04 - Conditioned Space |  | 0.5 | No | regency |  |  | No Fan | [5 empty] | -100 | Dont Know |  | Not Applicable | Not Applicable | Not Applicable | Not | Not Applicable | / | -99 | -100 |  |  | -99 | 0 |  |  | -99 |  | 1983 | Space | Both Central and Space | Dont Know |  | Dont Know | Secondary
2332 | PP18541445 | 1 | Furnace | 1900 - 1969 | N | 80 | -99 | 02 - Package Furnace/AC |  | 01 - Natural Gas | [5 empty] | 06 - Roof |  | 0.5 | No | carrier |  | 01/01/2008 | 01 - Constant Speed | -99 | -99 |  |  |  | -99 | Dont Know |  | Not Applicable | Not Applicable | Not Applicable |  | Not Applicable | not safe to access | -99 | 2008 | 1 | 2 | 4 | 2008 |  |  | -99 |  | 2300 | Central | Central | Age 2006 to 2009 | Gas Dont Know | Dont Know | Primary
2333 | PP18541445 | 2 | Furnace | 1900 - 1969 | N | 80 | -99 | 02 - Package Furnace/AC |  | 01 - Natural Gas | [5 empty] | 06 - Roof |  | 0.5 | No | carrier |  |  | 01 - Constant Speed | -99 | -99 |  |  |  | -99 | Dont Know |  | Not Applicable | Not Applicable | Not Applicable |  | Not Applicable | unsafe to access | -99 | -99 | 2 |  | -99 | 0 |  |  | -99 |  | 2300 | Central | Central | Dont Know | Gas Dont Know | Dont Know | Secondary
2334 | PP18549015 | 1 | Other | 2000 - 2012 | N | -99 | -99 | 16 - Common Building | Common system that Greg couldn't get info for. | Dont Know | Don't know |  |  |  |  | Other | don't know | 1 | No |  |  |  | 01 - Constant Speed | [5 empty] | -99 | Dont Know |  | Dont Know | Dont Know | Not Applicable | Dont | Yes |  | -99 | -99 |  |  | -99 | 0 |  |  | -99 |  | 1100 | Central | Central | Dont Know |  | Dont Know | Primary
2335 | PP18563909 | 1 | Furnace | 1980 - 1989 | N | 80 | 0 | 01 - Split Forced Air Furnace |  | 01 - Natural Gas | [5 empty] | 01 - Garage |  | 0.5 | No | trane | tud100r960h5 |  | 01 - Constant Speed | 100 | -99 |  |  |  | -99 | 01 - AFUE |  | allstyle | as60a4z4t+d+v | No |  | Yes | limited nameplate information. | -99 | -99 |  | 1 | -99 | 0 | tud100r960h5 | CEC_fur | 80 |  | 2600 | Central | Both Central and Space | Dont Know | Gas 100-114.99 | 78-84.99 AFUE | Secondary
2336 | PP18563909 | 2 | Furnace | 1980 - 1989 | N | 80 | -0.0085 | 01 - Split Forced Air Furnace |  | 01 - Natural Gas | [5 empty] | 02 - Attic |  | 0.5 | No | payne | PG8JAA042090 | 07/01/2004 | 01 - Constant Speed | 88 | 71 |  |  |  | 0.8 | 01 - AFUE |  | allstyle | lbdh484422t | No |  | Yes |  | 7 | 2004 |  | 2 | 8 | 2004 | PG8JAA042090 | Field Data Only | 80.68 | 3217.2715 | 2600 | Central | Both Central and Space | Age 2000 to 2005 | Gas 085-099.99 | 78-84.99 AFUE | Primary | 5057.0101
2337 | PP18563909 | 3 | Other | 1980 - 1989 | N | -99 | -99 | 13 - Fireplace |  | 01 - Natural Gas |  | <1 day/week | No |  | 1st Floor | 04 - Conditioned Space |  | 0.1 | No |  |  |  | No Fan | -99 | -99 |  |  |  | -99 | Dont Know |  | Not Applicable | Not Applicable | Not Applicable |  | Not Applicable | no nameplate access | -99 | -99 |  |  | -99 | 0 |  |  | -99 |  | 2600 | Space | Both Central and Space | Dont Know | Gas Dont Know | Dont Know | Secondary
2338 | PP18563909 | 4 | Other | 1980 - 1989 | N | -99 | -99 | 14 - Electric Space Heater |  | 02 - Electric | [5 empty] | 04 - Conditioned Space |  | 0.1 | Not Applicable | delonghi |  |  | No Fan |  |  | 1.5 | 01 - kW |  | -99 | Dont Know |  | Not Applicable | Not Applicable | Not Applicable |  | Not Applicable | no model #. limited nameplate info. | -99 | -99 |  |  | -99 | 0 |  |  | -99 |  | 2600 | Space | Both Central and Space | Dont Know | Elec 0.1-0.99 | Dont Know | Secondary
2339 | PP18568155 | 1 | Furnace | 1900 - 1969 | Y | 80 | 0 | 15 - Forced Air furnace (No AC) |  | 01 - Natural Gas | [5 empty] | 04 - Conditioned Space |  | 1 | No | day & night | 395cav042091 |  | 01 - Constant Speed | 88 | -99 |  |  |  | 0.8 | 01 - AFUE |  | Not Applicable | Not Applicable | Not Applicable |  | No |  | -99 | -99 |  |  | -99 | 0 | 395cav042091 | Field and Source Data | 80 | 5242.8 | 2000 | Central | Both Central and Space | Dont Know | Gas 085-099.99 | 78-84.99 AFUE | Primary | 5397.6509
2340 | PP18568155 | 2 | Other | 1900 - 1969 | Y | -99 | -99 | 13 - Fireplace |  | 02 - Electric |  | <1 day/week | Not Applicable |  | 2nd Floor | 04 - Conditioned Space |  | 0.4 | Not Applicable |  |  |  | No Fan |  |  | -99 | Dont Know |  | -99 | Dont Know |  | Not Applicable | Not Applicable | Not Applicable |  | Not Applicable | no access to nameplate | -99 | -99 |  |  | -99 | 0 |  |  | -99 |  | 2000 | Space | Both Central and Space | Dont Know | Elec Dont Know | Dont Know | Secondary
2341 | PP18568155 | 3 | Other | 1900 - 1969 | Y | -99 | -99 | 13 - Fireplace |  | 02 - Electric |  | <1 day/week | Not Applicable |  | 1st Floor | 04 - Conditioned Space |  | 0.15 | Not Applicable | dimplex | 6907500200 |  | No Fan |  |  | -99 | Dont Know |  | -99 | Dont Know |  | Not Applicable | Not Applicable | Not Applicable |  | Not Applicable | name plates not accessible | -99 | -99 |  |  | -99 | 0 | 6907500200 |  | -99 |  | 2000 | Space | Both Central and Space | Dont Know | Elec Dont Know | Dont Know | Secondary
2342 | PP18585173 | 1 | Other | 1970 - 1979 | N | -99 | -99 | 13 - Fireplace |  | 05 - Wood |  | <1 day/week | No |  | 1st Floor | 04 - Conditioned Space |  | 0 | No |  |  |  | No Fan | [5 empty] | -100 | Dont Know |  | Not Applicable | Not Applicable | Not Applicable | Not | Not Applicable |  | -99 | -99 |  |  | -99 | 0 |  |  | -99 |  | 2860 | Space | Both Central and Space | Dont Know |  | Dont Know | Secondary
2343 | PP18585173 | 2 | Other | 1970 - 1979 | N | -99 | -99 | 13 - Fireplace |  | 05 - Wood |  | <1 day/week | No |  | 1st Floor | 04 - Conditioned Space |  | 0 | No |  |  |  | No Fan | [5 empty] | -100 | Dont Know |  | Not Applicable | Not Applicable | Not Applicable | Not | Not Applicable |  | -99 | -99 |  |  | -99 | 0 |  |  | -99 |  | 2860 | Space | Both Central and Space | Dont Know |  | Dont Know | Secondary
2344 | PP18585173 | 3 | Furnace | 1970 - 1979 | N | 80 | -99 | 15 - Forced Air furnace (No AC) |  | 01 - Natural Gas | [5 empty] | 05 - Mechanical Closet |  | 0.5 | No | heil | 867.768381 |  | 01 - Constant Speed | 100 | -99 |  |  |  | -99 | Dont Know |  | Not Applicable | Not Applicable | Not Applicable |  | No | no output | -99 | -99 |  |  | -99 | 0 | 867768381 |  | -99 |  | 2860 | Central | Both Central and Space | Dont Know | Gas 100-114.99 | Dont Know | Secondary
2345 | PP18585173 | 4 | Furnace | 1970 - 1979 | N | 80 | 0 | 15 - Forced Air furnace (No AC) |  | 01 - Natural Gas | [5 empty] | 05 - Mechanical Closet |  | 0.5 | No | heil | nuge075ch02 867.768241 |  | 01 - Constant Speed | 75 | -99 |  |  |  | -99 | Dont Know |  | Not Applicable | Not Applicable | Not Applicable |  | No | no output | -99 | -99 |  |  | 20 | 1992 | nuge075ch02867768241 | bluebook | 80 | 3311.9317 | 2860 | Central | Both Central and Space | Age 1990 to 1994 | Gas 070-084.99 | 78-84.99 AFUE | Primary | 2461.0552
2346 | PP18602967 | 1 | Furnace | 2000 - 2012 | N | 80 | 0 | 01 - Split Forced Air Furnace |  | 01 - Natural Gas | [5 empty] | 02 - Attic |  | 0.5 | No | york | gy8s080b16uh11c |  | 01 - Constant Speed | 80 | 64 |  |  |  | 0.8 | 01 - AFUE |  | adp | bbh49+x2york04 | Dont Know |  | Yes |  | -99 | -99 |  | 1 | -99 | 0 | gy8s080b16uh11c | Field Data Only | 80 | 8122.07 | 3600 | Central | Central | Dont Know | Gas 070-084.99 | 78-84.99 AFUE | Primary | 6343.9622
2347 | PP18602967 | 2 | Furnace | 2000 - 2012 | N | 80 | 0 | 01 - Split Forced Air Furnace |  | 01 - Natural Gas | [5 empty] | 02 - Attic |  | 0.5 | No | york | gy8s080b16uh11c |  | 01 - Constant Speed | 80 | 64 |  |  |  | 0.8 | 01 - AFUE |  | Dont Know | Dont Know | Dont Know |  | Yes | not listed on nameplate | -99 | -99 |  | 2 | -99 | 0 | gy8s080b16uh11c | Field Data Only | 80 |  | 3600 | Central | Central | Dont Know | Gas 070-084.99 | 78-84.99 AFUE | Secondary
2348 | PP18618510 | 1 | Furnace | 1900 - 1969 | N | 80 | -99 | 01 - Split Forced Air Furnace |  | 01 - Natural Gas | [5 empty] | 05 - Mechanical Closet |  | 1 | No | frigiking |  |  | 01 - Constant Speed | -99 | -99 |  |  |  | -99 | Dont Know |  | Not Applicable | Not Applicable | Not Applicable |  | No | unclear | -99 | -99 |  |  | -99 | 0 |  |  | -99 |  | 1800 | Central | Central | Dont Know | Gas Dont Know | Dont Know | Primary
2349 | PP18637640 | 1 | Other | 1900 - 1969 | N | -99 | -99 | 14 - Electric Space Heater |  | 02 - Electric | [5 empty] | 04 - Conditioned Space |  | 0 | Not Applicable | honeywell |  |  | No Fan |  |  | -99 | Dont Know |  | -99 | Dont Know |  | Not Applicable | Not Applicable | Not Applicable |  | Not Applicable | no nameplate | -99 | -99 |  |  | -99 | 0 |  |  | -99 |  | 700 | Space | Both Central and Space | Dont Know | Elec Dont Know | Dont Know | Secondary
2350 | PP18637640 | 2 | Other | 1900 - 1969 | N | -99 | -99 | 14 - Electric Space Heater |  | 02 - Electric | [5 empty] | 04 - Conditioned Space |  | 0 | Not Applicable | holmes |  |  | No Fan |  |  | -99 | Dont Know |  | -99 | Dont Know |  | Not Applicable | Not Applicable | Not Applicable |  | Not Applicable | no nameplate | -99 | -99 |  |  | -99 | 0 |  |  | -99 |  | 700 | Space | Both Central and Space | Dont Know | Elec Dont Know | Dont Know | Secondary
2351 | PP18637640 | 3 | Furnace | 1900 - 1969 | N | 80 | -0.0045 | 15 - Forced Air furnace (No AC) |  | 01 - Natural Gas | [5 empty] | 05 - Mechanical Closet |  | 1 | No | coleman | dgah056bbsa |  | 01 - Constant Speed | 56 | 45 |  |  |  | 0.8 | 01 - AFUE |  | Not Applicable | Not Applicable | Not Applicable |  | No |  | -99 | -99 |  |  | -99 | 0 | dgah056bbsa | CEC_2009 | 80.36 | 8122.07 | 700 | Central | Both Central and Space | Dont Know | Gas 055-069.99 | 78-84.99 AFUE | Primary | 7337.1978
2352 | PP18655996 | 1 | Wall Furnace | Dont Know | Y | 65 | -99 | 03 - Wall Furnace |  | 01 - Natural Gas | [5 empty] | 04 - Conditioned Space |  | 0 | Not Applicable | warm air helping institute of california | 45014 |  | No Fan | -99 | -99 |  |  |  | -100 | Dont Know |  | Not Applicable | Not Applicable | Not Applicable |  | Not Applicable |  | -99 | -100 |  |  | -99 | 0 | 45014 |  | -99 |  | -99 | Space | Space | Dont Know | Gas Dont Know | Dont Know | Primary
2353 | PP18704956 | 1 | Furnace | 1900 - 1969 | N | 80 | 0 | 15 - Forced Air furnace (No AC) |  | 01 - Natural Gas | [5 empty] | 03 - Basement |  | 1 | No | day & night | 395cav060110 | 08/01/1991 | 02 - Variable Speed | 132 | -99 |  |  |  | -99 | 01 - AFUE |  | Not Applicable | Not Applicable | Not Applicable |  | No | no output listed on nameplate. | 8 | 1991 |  |  | 21 | 1991 | 395cav060110 | CEC_fur | 80 | 3311.9317 | 3000 | Central | Both Central and Space | Age 1990 to 1994 | Gas 130+ | 78-84.99 AFUE | Primary | 2461.0552
2354 | PP18704956 | 2 | Other | 1900 - 1969 | N | -99 | -99 | 13 - Fireplace |  | 01 - Natural Gas |  | <1 day/week | No |  | 1st Floor | 03 - Basement |  | 0.25 | No | earth stove | 51000 |  | 01 - Constant Speed | -99 | -99 |  |  |  | -99 | Dont Know |  | Not Applicable | Not Applicable | Not Applicable |  | Not Applicable | limited nameplate info | -99 | -99 |  |  | -99 | 0 | 51000 |  | -99 |  | 3000 | Space | Both Central and Space | Dont Know | Gas Dont Know | Dont Know | Secondary
2355 | PP18725971 | 1 | Furnace | 1970 - 1979 | N | 80 | -99 | 01 - Split Forced Air Furnace |  | 01 - Natural Gas | [5 empty] | 05 - Mechanical Closet |  | 0.5 | No | trane |  |  | 01 - Constant Speed | -99 | -99 |  |  |  | 0.8 | 01 - AFUE |  | all style | truf36tr-6r | No |  | Yes | didnt have right tool to open | -99 | -99 |  | 2 | -99 | 0 |  |  | -99 |  | 4400 | Central | Both Central and Space | Dont Know | Gas Dont Know | Dont Know | Primary
2356 | PP18725971 | 2 | Furnace | 1970 - 1979 | N | 80 | 0 | 01 - Split Forced Air Furnace |  | 01 - Natural Gas | [5 empty] | 05 - Mechanical Closet |  | 0.5 | No | trane | xv80 |  | 01 - Constant Speed | -99 | -99 |  |  |  | 0.8 | 01 - AFUE |  | all style | truf36tr-6r | No |  | Yes |  | -99 | -99 |  | 1 | -99 | 0 | xv80 | Field Data Only | 80 |  | 4400 | Central | Both Central and Space | Dont Know | Gas Dont Know | 78-84.99 AFUE | Secondary
2357 | PP18725971 | 3 | Other | 1970 - 1979 | N | -99 | -99 | 13 - Fireplace |  | 01 - Natural Gas |  | <1 day/week | No |  | 2nd Floor | 04 - Conditioned Space |  | 0 | No |  |  |  | No Fan | -99 | -99 |  |  |  | -99 | Dont Know |  | Not Applicable | Not Applicable | Not Applicable |  | Not Applicable | no plate | -99 | -99 |  |  | -99 | 0 |  |  | -99 |  | 4400 | Space | Both Central and Space | Dont Know | Gas Dont Know | Dont Know | Secondary
2358 | PP18725971 | 4 | Other | 1970 - 1979 | N | -99 | -99 | 13 - Fireplace |  | 01 - Natural Gas |  | 3-5 days/week | Yes | -99 | 2nd Floor | 04 - Conditioned Space |  | 0 | No |  |  |  | 01 - Constant Speed | -99 | -99 |  |  |  | -99 | Dont Know |  | Not Applicable | Not Applicable | Not Applicable |  | Not Applicable | no plate | -99 | -99 |  |  | -99 | 0 |  |  | -99 |  | 4400 | Space | Both Central and Space | Dont Know | Gas Dont Know | Dont Know | Secondary
2359 | PP18725971 | 5 | Wall Furnace | 1970 - 1979 | N | 65 | -99 | 03 - Wall Furnace |  | 01 - Natural Gas | [5 empty] | 04 - Conditioned Space |  | 0 | No | thermador |  |  | 01 - Constant Speed | -99 | -99 |  |  |  | -99 | Dont Know |  | Not Applicable | Not Applicable | Not Applicable |  | Not Applicable | no plate | -99 | -99 |  |  | -99 | 0 |  |  | -99 |  | 4400 | Space | Both Central and Space | Dont Know | Gas Dont Know | Dont Know | Secondary
2360 | PP18733950 | 1 | Furnace | 1970 - 1979 | N | 80 | 0 | 15 - Forced Air furnace (No AC) |  | 01 - Natural Gas | [5 empty] | Other | outdoor mechanical space | 1 | No | Armstrong Air | mg66-110d |  | 01 - Constant Speed | 110 | 88 |  |  |  | 0.8 | 01 - AFUE |  | Not Applicable | Not Applicable | Not Applicable |  | No |  | -99 | -99 |  |  | -99 | 0 | mg66110d | Field Data Only | 80 | 11921.21 | 1100 | Central | Central | Dont Know | Gas 100-114.99 | 78-84.99 AFUE | Primary | 12084.7811
2361 | PP18761758 | 1 | Furnace | 1900 - 1969 | N | 80 | -99 | 15 - Forced Air furnace (No AC) |  | 01 - Natural Gas | [5 empty] | 05 - Mechanical Closet |  | 1 | No | signature | srm-54403a |  | 02 - Variable Speed | 100 | -99 |  |  |  | -99 | Dont Know |  | Not Applicable | Not Applicable | Not Applicable |  | No |  | -99 | -99 |  |  | -99 | 0 | srm54403a |  | -99 |  | 2400 | Central | Both Central and Space | Dont Know | Gas 100-114.99 | Dont Know | Primary
2362 | PP18761758 | 2 | Furnace | 1900 - 1969 | N | 80 | -99 | 01 - Split Forced Air Furnace |  | 01 - Natural Gas | [5 empty] | 05 - Mechanical Closet |  | 0.25 | No | rheem |  |  | 02 - Variable Speed | -99 | -99 |  |  |  | -99 | Dont Know |  | Dont Know | Dont Know | Dont Know |  | Yes | in blocked closet | -99 | -99 |  | 1 | -99 | 0 |  |  | -99 |  | 2400 | Central | Both Central and Space | Dont Know | Gas Dont Know | Dont Know | Secondary
2363 | PP18761758 | 3 | Other | 1900 - 1969 | N | -99 | -99 | 13 - Fireplace |  | 01 - Natural Gas |  | <1 day/week | No |  | 1st Floor | 04 - Conditioned Space |  | 0 | No | elmira stoveworks |  |  | No Fan | -99 | -99 |  |  |  | -99 | Dont Know |  | Not Applicable | Not Applicable | Not Applicable |  | Not Applicable |  | -99 | -99 |  |  | -99 | 0 |  |  | -99 |  | 2400 | Space | Both Central and Space | Dont Know | Gas Dont Know | Dont Know | Secondary
2364 | PP18790383 | 1 | Furnace | 1995 - 1999 | N | 80 | -0.0145 | 15 - Forced Air furnace (No AC) |  | 01 - Natural Gas | [5 empty] | 02 - Attic |  | 1 | No | day & night | 376cav024070 |  | 01 - Constant Speed | 69 | 56 |  |  |  | 0.81 | 01 - AFUE |  | Not Applicable | Not Applicable | Not Applicable |  | No |  | -99 | -99 |  |  | -99 | 0 | 376cav024070 | CEC_fur | 81.16 | 2772.78 | 1800 | Central | Both Central and Space | Dont Know | Gas 055-069.99 | 78-84.99 AFUE | Primary | 2353.5665
2365 | PP18790383 | 2 | Other | 1995 - 1999 | N | -99 | -99 | 13 - Fireplace |  | 01 - Natural Gas |  | 3-5 days/week | No |  | 1st Floor | 04 - Conditioned Space |  | 0.75 | No | lennox |  |  | 02 - Variable Speed | -99 | -99 |  |  |  | -99 | Dont Know |  | Not Applicable | Not Applicable | Not Applicable |  | Not Applicable | no nameplate access | -99 | -99 |  |  | -99 | 0 |  |  | -99 |  | 1800 | Space | Both Central and Space | Dont Know | Gas Dont Know | Dont Know | Secondary
2366 | PP18797462 | 1 | Furnace | 1900 - 1969 | N | 80 | -0.00375 | 15 - Forced Air furnace (No AC) |  | 01 - Natural Gas | [5 empty] | 05 - Mechanical Closet |  | 1 | No | payne | PG8JAA024070 | 12/01/2004 | 02 - Variable Speed | 66 | 53 |  |  |  | 0.8 | 01 - AFUE |  | Not Applicable | Not Applicable | Not Applicable |  | No |  | 12 | 2004 |  |  | 8 | 2004 | PG8JAA024070 | Field Data Only | 80.3 | 13832.2437 | 1100 | Central | Central | Age 2000 to 2005 | Gas 055-069.99 | 78-84.99 AFUE | Primary | 14847.7387
2367 | PP18802253 | 1 | Furnace | 1900 - 1969 | N | 80 | -99 | 01 - Split Forced Air Furnace |  | 01 - Natural Gas | [5 empty] | 02 - Attic |  | 1 | No |  |  |  | 01 - Constant Speed | -99 | -99 |  |  |  | -99 | Dont Know |  | Dont Know | Dont Know | No |  | Yes | access to furnace blocked by storage | -99 | -99 |  | 1 | -99 | 0 |  |  | -99 |  | 1980 | Central | Central | Dont Know | Gas Dont Know | Dont Know | Primary
2368 | PP18831327 | 1 | Furnace | 1900 - 1969 | Y | 80 | -99 | 01 - Split Forced Air Furnace |  | 01 - Natural Gas | [5 empty] | 05 - Mechanical Closet |  | 1 | No | lennox |  |  | 01 - Constant Speed | -99 | -99 |  |  |  | -99 | Dont Know |  | Not Applicable | Not Applicable | Not Applicable |  | No | plate blocked | -99 | -99 |  | 1 | -99 | 0 |  |  | -99 |  | -99 | Central | Central | Dont Know | Gas Dont Know | Dont Know | Primary
2369 | PP18837267 | 1 | Other | 2000 - 2012 | Y | -99 | -99 | 13 - Fireplace |  | 02 - Electric |  | 1-2 days/week | No |  | 1st Floor | 04 - Conditioned Space |  | 1 | No | heatilator |  |  | No Fan |  |  | -99 | Dont Know |  | -99 | Dont Know |  | Not Applicable | Not Applicable | Not Applicable |  | Not Applicable |  | -99 | -99 |  |  | -99 | 0 |  |  | -99 |  | 1566 | Space | Both Central and Space | Dont Know | Elec Dont Know | Dont Know | Secondary
2370 | PP18837267 | 2 | Furnace | 2000 - 2012 | Y | 80 | -99 | 01 - Split Forced Air Furnace |  | 01 - Natural Gas | [5 empty] | 02 - Attic |  | 1 | No |  |  |  | 01 - Constant Speed | -99 | -99 |  |  |  | -99 | Dont Know |  | Dont Know | Dont Know | Dont Know |  | Yes | no access | -99 | -99 |  | 1 | -99 | 0 |  |  | -99 |  | 1566 | Central | Both Central and Space | Dont Know | Gas Dont Know | Dont Know | Primary
2371 | PP18841532 | 1 | Furnace | 2000 - 2012 | N | 80 | -0.02275 | 01 - Split Forced Air Furnace |  | 01 - Natural Gas | [5 empty] | 02 - Attic |  | 1 | No | carrier | 58STX045-12 | 05/01/2004 | 02 - Variable Speed | 44 | 36 |  |  |  | 0.82 | 01 - AFUE |  | Dont Know | bbl 30+x1 n/fc | Dont Know |  | Yes | could not verify txv | 5 | 2004 |  | 1 | 8 | 2004 | 58STX04512 | Field Data Only | 81.82 | 9424.0812 | 1350 | Central | Central | Age 2000 to 2005 | Gas 040-054.99 | 78-84.99 AFUE | Primary | 3662.2281
2372 | PP18851941 | 1 | Furnace | 1970 - 1979 | Y | 80 | -99 | 15 - Forced Air furnace (No AC) |  | 01 - Natural Gas | [5 empty] | 03 - Basement |  | 1 | No | McLaughlin |  |  | No Fan | -99 | -99 |  |  |  | -99 | 01 - AFUE |  | Not Applicable | Not Applicable | Not Applicable |  | No | no nameplate on furnace | -99 | -99 |  |  | -99 | 0 |  |  | -99 |  | 1200 | Central | Central | Dont Know | Gas Dont Know | Dont Know | Primary
2373 | PP18859931 | 1 | Furnace | Dont Know | Y | 80 | -99 | 15 - Forced Air furnace (No AC) |  | 01 - Natural Gas | [5 empty] | 05 - Mechanical Closet |  | 1 | No |  |  |  | 01 - Constant Speed | -99 | -99 |  |  |  | -99 | Dont Know |  | Not Applicable | Not Applicable | Not Applicable |  | Not Applicable | door locked | -99 | -99 |  |  | -99 | 0 |  |  | -99 |  | -99 | Central | Central | Dont Know | Gas Dont Know | Dont Know | Primary
2374 | PP18878122 | 1 | Wall Furnace | 1900 - 1969 | N | 65 | -0.13985 | 03 - Wall Furnace |  | 01 - Natural Gas | [5 empty] | 04 - Conditioned Space |  | 1 | No | williams | 3509622 |  | No Fan | 35 | -99 |  |  |  | -99 | Dont Know |  | Not Applicable | Not Applicable | Not Applicable |  | No | limited nameplate info | -99 | -99 |  |  | -99 | 0 | 3509622 | CEC_heat | 74.09 | 11921.21 | 626 | Space | Space | Dont Know | Gas 025-039.99 | 72-77.99 AFUE | Primary | 11930.0792
2375 | PP18878122 | 2 | Other | 1900 - 1969 | N | -99 | -99 | 13 - Fireplace |  | 05 - Wood |  | <1 day/week | No |  | 1st Floor | 04 - Conditioned Space |  | 1 | No |  |  |  | No Fan | [5 empty] | -99 | Dont Know |  | Not Applicable | Not Applicable | Not Applicable | Dont | Not Applicable | no nameplate access | -99 | -99 |  |  | -99 | 0 |  |  | -99 |  | 626 | Space | Space | Dont Know |  | Dont Know | Secondary
2376 | PP18886631 | 1 | Furnace | 1995 - 1999 | N | 80 | -0.019 | 01 - Split Forced Air Furnace |  | 01 - Natural Gas | [5 empty] | 02 - Attic |  | 1 | No | carrier | 58rav095-16 |  | 01 - Constant Speed | 92 | 75 |  |  |  | 0.82 | 01 - AFUE |  | adp | ct4842-m175 | Yes |  | Yes |  | -99 | -99 |  | 1 | -99 | 0 | 58rav09516 | CEC_fur | 81.52 | 5568.69 | 2400 | Central | Central | Dont Know | Gas 085-099.99 | 78-84.99 AFUE | Primary | 4726.7661
2377 | PP18900614 | 1 | Furnace | 1970 - 1979 | Y | 80 | -99 | 01 - Split Forced Air Furnace |  | 01 - Natural Gas | [5 empty] | 02 - Attic |  | 1 | No | amana |  |  | 01 - Constant Speed | -99 | -99 |  |  |  | -99 | Dont Know |  | Dont Know | Dont Know | Dont Know |  | Yes | couldnt get to that part of attic | -99 | -99 |  | 1 | -99 | 0 |  |  | -99 |  | 1350 | Central | Central | Dont Know | Gas Dont Know | Dont Know | Primary
2378 | PP18926302 | 1 | Furnace | 2000 - 2012 | N | 80 | -99 | 01 - Split Forced Air Furnace |  | 01 - Natural Gas | [5 empty] | 02 - Attic |  | 1 | No |  |  |  | 01 - Constant Speed | -99 | -99 |  |  |  | -99 | Dont Know |  | Dont Know | Dont Know | Dont Know |  | Yes | couldnt enter attic | -99 | -99 |  | 1 | -99 | 0 |  |  | -99 |  | 4000 | Central | Both Central and Space | Dont Know | Gas Dont Know | Dont Know | Primary
2379 | PP18926302 | 2 | Other | 2000 - 2012 | N | -99 | -99 | 13 - Fireplace |  | 01 - Natural Gas |  | <1 day/week | No |  | 1st Floor | 04 - Conditioned Space |  | 0 | No | hearth and home technologies | gr25 | 07/01/2004 | 01 - Constant Speed | -99 | -99 |  |  |  | -99 | Dont Know |  | Not Applicable | Not Applicable | Not Applicable |  | Not Applicable |  | 7 | 2004 |  |  | 8 | 2004 | gr25 |  | -99 |  | 4000 | Space | Both Central and Space | Age 2000 to 2005 | Gas Dont Know | Dont Know | Secondary
2380 | PP18971587 | 1 | Furnace | Dont Know | N | 80 | 0 | 15 - Forced Air furnace (No AC) |  | 01 - Natural Gas | [5 empty] | 05 - Mechanical Closet |  | 1 | No | pacific gas and heating | nh-80 |  | 01 - Constant Speed | 80 | 64 |  |  |  | 0.8 | 01 - AFUE |  | Not Applicable | Not Applicable | Not Applicable |  | No |  | -99 | -99 |  |  | -99 | 0 | nh80 | Field Data Only | 80 | 5568.69 | -99 | Central | Central | Dont Know | Gas 070-084.99 | 78-84.99 AFUE | Primary | 17611.3828
2381 | PP18999016 | 1 | Furnace | Dont Know | Y | 80 | 0.0625 | 02 - Package Furnace/AC |  | 01 - Natural Gas | [5 empty] | 06 - Roof |  | 1 | No | payne | 10670-56406 |  | 01 - Constant Speed | 60 | 45 |  |  |  | 0.75 | Dont Know |  | Not Applicable | Not Applicable | Not Applicable |  | Not Applicable |  | -99 | -99 | 1 | 1 | -99 | 0 | 1067056406 | Field Data Only | 75 | 7457.65 | 900 | Central | Central | Dont Know | Gas 055-069.99 | 72-77.99 AFUE | Primary | 3821.8231
2382 | PP19007122 | 1 | Furnace | 1900 - 1969 | N | 80 | 0 | 15 - Forced Air furnace (No AC) |  | 01 - Natural Gas | [5 empty] | 05 - Mechanical Closet |  | 1 | No | day & night | 100u-19-c |  | 01 - Constant Speed | 100 | 80 |  |  |  | 0.8 | 01 - AFUE |  | Not Applicable | Not Applicable | Not Applicable |  | No |  | -99 | -99 |  |  | 41 | 1971 | 100u19c | bluebook | 80 | 3292.6762 | 1370 | Central | Both Central and Space | Age 1979 and older | Gas 100-114.99 | 78-84.99 AFUE | Primary | 2286.2883
2383 | PP19007122 | 2 | Other | 1900 - 1969 | N | -99 | -99 | 14 - Electric Space Heater |  | 02 - Electric | [5 empty] | 04 - Conditioned Space |  | 0 | Not Applicable | presto |  |  | No Fan |  |  | -100 | Dont Know |  | -100 | Dont Know |  | Not Applicable | Not Applicable | Not Applicable |  | Not Applicable | not available on nameplate | -99 | -100 |  |  | -99 | 0 |  |  | -99 |  | 1370 | Space | Both Central and Space | Dont Know | Elec Dont Know | Dont Know | Secondary
2384 | PP19008377 | 1 | Other | 2000 - 2012 | N | -99 | -99 | 13 - Fireplace |  | 01 - Natural Gas |  | 1-2 days/week | No |  | 1st Floor | 04 - Conditioned Space |  | 0 | No | majestic |  |  | No Fan | -99 | -99 |  |  |  | -99 | Dont Know |  | Not Applicable | Not Applicable | Not Applicable |  | Not Applicable | no plate | -99 | -99 |  |  | -99 | 0 |  |  | -99 |  | 2857 | Space | Both Central and Space | Dont Know | Gas Dont Know | Dont Know | Secondary
2385 | PP19008377 | 2 | Furnace | 2000 - 2012 | N | 80 | 0 | 01 - Split Forced Air Furnace |  | 01 - Natural Gas | [5 empty] | 02 - Attic |  | 1 | No | york | diamond 80 |  | 01 - Constant Speed | -99 | -99 |  |  |  | 0.8 | 01 - AFUE |  | Dont Know | Dont Know | Dont Know |  | Yes | no traditional nameplate inside furnace, evap coil plate was mostly obscured | -99 | -99 |  | 1 | -99 | 0 | diamond80 | Field Data Only | 80 | 2465.11 | 2857 | Central | Both Central and Space | Dont Know | Gas Dont Know | 78-84.99 AFUE | Primary | 1713.4487
2386 | PP19088553 | 1 | Furnace | 1990 - 1994 | N | 80 | -99 | 01 - Split Forced Air Furnace |  | 01 - Natural Gas | [5 empty] | 02 - Attic |  | 1 | No | carrier |  |  | 01 - Constant Speed | -99 | -99 |  |  |  | -99 | Dont Know |  | Dont Know | Dont Know | Dont Know |  | Yes | attic door broken | -99 | -99 |  | 1 | -99 | 0 |  |  | -99 |  | 2400 | Central | Both Central and Space | Dont Know | Gas Dont Know | Dont Know | Primary
2387 | PP19088553 | 2 | Other | 1990 - 1994 | N | -99 | -99 | 13 - Fireplace |  | 05 - Wood |  | 1-2 days/week | No |  | 1st Floor | 04 - Conditioned Space |  | 0 | No |  |  |  | No Fan | [5 empty] | -100 | Dont Know |  | Not Applicable | Not Applicable | Not Applicable | Not | Not Applicable |  | -99 | -99 |  |  | -99 | 0 |  |  | -99 |  | 2400 | Space | Both Central and Space | Dont Know |  | Dont Know | Secondary
2388 | PP19095553 | 1 | Furnace | 1900 - 1969 | N | 80 | -0.21875 | 15 - Forced Air furnace (No AC) |  | 01 - Natural Gas | [5 empty] | 03 - Basement |  | 1 | No | york | YP9C060B12MP11 |  | 02 - Variable Speed | 60 | 58 |  |  |  | 0.97 | 01 - AFUE |  | Not Applicable | Not Applicable | Not Applicable |  | No |  | -99 | -99 |  |  | -99 | 0 | YP9C060B12MP11 | Field Data Only | 97.5 | 11921.21 | 1400 | Central | Both Central and Space | Dont Know | Gas 055-069.99 | 97+ AFUE | Primary | 11930.0792
2389 | PP19095553 | 2 | Other | 1900 - 1969 | N | -99 | -99 | 13 - Fireplace |  | 05 - Wood |  | 1-2 days/week | No |  | 1st Floor | 04 - Conditioned Space |  | 0 | No |  |  |  | No Fan | [5 empty] | -100 | Dont Know |  | Not Applicable | Not Applicable | Not Applicable | Not | Not Applicable |  | -99 | -99 |  |  | -99 | 0 |  |  | -99 |  | 1400 | Space | Both Central and Space | Dont Know |  | Dont Know | Secondary
2390 | PP19095553 | 3 | Other | 1900 - 1969 | N | -99 | -99 | 14 - Electric Space Heater |  | 02 - Electric | [5 empty] | 04 - Conditioned Space |  | 0 | No | delonghi |  |  | No Fan |  |  | 1.5 | 01 - kW |  | -99 | Dont Know |  | Not Applicable | Not Applicable | Not Applicable |  | Not Applicable |  | -99 | -99 |  |  | -99 | 0 |  |  | -99 |  | 1400 | Space | Both Central and Space | Dont Know | Elec 0.1-0.99 | Dont Know | Secondary
2391 | PP19098997 | 1 | Furnace | 1980 - 1989 | N | 80 | -99 | 15 - Forced Air furnace (No AC) |  | 01 - Natural Gas | [5 empty] | 01 - Garage |  | 1 | No | payne |  |  | 01 - Constant Speed | -99 | -99 |  |  |  | -99 | Dont Know |  | Not Applicable | Not Applicable | Not Applicable |  | No | unable to take off top panel to access nameplate | -99 | -99 |  |  | -99 | 0 |  |  | -99 |  | 1559 | Central | Both Central and Space | Dont Know | Gas Dont Know | Dont Know | Primary
2392 | PP19098997 | 2 | Other | 1980 - 1989 | N | -99 | -99 | 13 - Fireplace |  | 01 - Natural Gas |  | <1 day/week | No |  | 1st Floor | 04 - Conditioned Space |  | 0 | No |  |  |  | No Fan | -99 | -99 |  |  |  | -99 | Dont Know |  | Not Applicable | Not Applicable | Not Applicable |  | Not Applicable |  | -99 | -100 |  |  | -99 | 0 |  |  | -99 |  | 1559 | Space | Both Central and Space | Dont Know | Gas Dont Know | Dont Know | Secondary
2393 | PP19119428 | 1 | Other | 1980 - 1989 | Y | -99 | -99 | 13 - Fireplace |  | 05 - Wood |  | 1-2 days/week | No |  | 1st Floor | 04 - Conditioned Space |  | 0 | Not Applicable |  |  |  | No Fan | [5 empty] | -100 | Dont Know |  | Not Applicable | Not Applicable | Not Applicable | Not | Not Applicable |  | -99 | -99 |  |  | -99 | 0 |  |  | -99 |  | 990 | Space | Both Central and Space | Dont Know |  | Dont Know | Secondary
2394 | PP19119428 | 2 | Furnace | 1980 - 1989 | Y | 80 | 0.0525 | 15 - Forced Air furnace (No AC) |  | 01 - Natural Gas | [5 empty] | 05 - Mechanical Closet |  | 1 | No | carrier | 58gsc045-cb |  | 01 - Constant Speed | 60 | -99 |  |  |  | -99 | Dont Know |  | Not Applicable | Not Applicable | Not Applicable |  | Not Applicable | no output | -99 | -99 |  |  | 25 | 1987 | 58gsc045cb | bluebook | 75.8 | 14396.4375 | 990 | Central | Both Central and Space | Age 1985 to 1989 | Gas 055-069.99 | 72-77.99 AFUE | Primary | 16163.5064
2395 | PP19145851 | 1 | Furnace | 1980 - 1989 | N | 80 | 0.13875 | 15 - Forced Air furnace (No AC) |  | 01 - Natural Gas | [5 empty] | 05 - Mechanical Closet |  | 1 | No | day & night | 394gaw000050 | 01/01/1975 | 02 - Variable Speed | 50 | -99 |  |  |  | -99 | Dont Know |  | Not Applicable | Not Applicable | Not Applicable |  | No | np | -99 | 1975 |  |  | 37 | 1975 | 394gaw000050 | bluebook | 68.9 | 3292.6762 | 1200 | Central | Central | Age 1979 and older | Gas 040-054.99 | 66-71.99 AFUE | Primary | 2446.7467
2396 | PP19182543 | 1 | Furnace | 1970 - 1979 | N | 80 | -99 | 01 - Split Forced Air Furnace |  | 01 - Natural Gas | [5 empty] | 01 - Garage |  | 1 | No | lennox |  |  | 01 - Constant Speed | -99 | -99 |  |  |  | -99 | Dont Know |  | adp | lc18/36t9bg | Yes |  | Yes | couldn't open furnace, even ith help from owner. Lennox elite installed in June 2010 | -99 | -99 |  | 1 | -99 | 0 |  |  | -99 |  | 1140 | Central | Both Central and Space | Dont Know | Gas Dont Know | Dont Know | Primary
2397 | PP19182543 | 2 | Other | 1970 - 1979 | N | -99 | -99 | 13 - Fireplace |  | 01 - Natural Gas |  | <1 day/week | No |  | 1st Floor | 04 - Conditioned Space |  | 0 | No |  |  |  | No Fan | -99 | -99 |  |  |  | -99 | Dont Know |  | Not Applicable | Not Applicable | Not Applicable |  | Not Applicable |  | -99 | -99 |  |  | -99 | 0 |  |  | -99 |  | 1140 | Space | Both Central and Space | Dont Know | Gas Dont Know | Dont Know | Secondary
2398 | PP19206508 | 1 | Furnace | 1900 - 1969 | Y | 80 | -0.1625 | 01 - Split Forced Air Furnace |  | 01 - Natural Gas | [5 empty] | 01 - Garage |  | 1 | No | goodman |  |  | 01 - Constant Speed | -99 | -99 |  |  |  | 0.93 | 01 - AFUE |  | Dont Know | capf3636c6aa | Yes |  | Yes |  | -99 | -99 |  | 1 | -99 | 0 |  | Field Data Only | 93 | 1884.83 | 1600 | Central | Central | Dont Know | Gas Dont Know | 90-96.99 AFUE | Primary | 1866.9168
2399 | PP19220178 | 1 | Wall Furnace | 1990 - 1994 | Y | 65 | -99 | 03 - Wall Furnace |  | 01 - Natural Gas | [5 empty] | 04 - Conditioned Space |  | 1 | No | williams |  |  | No Fan | -99 | -99 |  |  |  | -99 | Dont Know |  | Not Applicable | Not Applicable | Not Applicable |  | Not Applicable | nameplate worn away | -99 | -99 |  |  | -99 | 0 |  |  | -99 |  | -99 | Space | Space | Dont Know | Gas Dont Know | Dont Know | Primary
2400 | PP19223939 | 1 | Other | 1980 - 1989 | N | -99 | -99 | 13 - Fireplace |  | 05 - Wood |  | <1 day/week | No |  | 1st Floor | 04 - Conditioned Space |  | 0 | No |  |  |  | No Fan | [5 empty] | -100 | Dont Know |  | Not Applicable | Not Applicable | Not Applicable | Not | Not Applicable |  | -99 | -99 |  |  | -99 | 0 |  |  | -99 |  | 684 | Space | Both Central and Space | Dont Know |  | Dont Know | Secondary
2401 | PP19223939 | 2 | Furnace | 1980 - 1989 | N | 80 | 0.005625 | 15 - Forced Air furnace (No AC) |  | 01 - Natural Gas | [5 empty] | 05 - Mechanical Closet |  | 1 | No | carrier | 58DLX045-08 | 11/01/2004 | 02 - Variable Speed | 44 | 35 |  |  |  | 0.8 | 01 - AFUE |  | Not Applicable | Not Applicable | Not Applicable |  | No |  | 11 | 2004 |  |  | 8 | 2004 | 58DLX04508 | Field Data Only | 79.55 | 9424.0812 | 684 | Central | Both Central and Space | Age 2000 to 2005 | Gas 040-054.99 | 78-84.99 AFUE | Primary | 8307.6352
2402 | PP19226522 | 1 | Other | 1900 - 1969 | N | -99 | -99 | 13 - Fireplace |  | 01 - Natural Gas |  | 3-5 days/week | Yes | -99 | 1st Floor | 04 - Conditioned Space |  | 0 | No |  |  |  | No Fan | -99 | -99 |  |  |  | -100 | Dont Know |  | Not Applicable | Not Applicable | Not Applicable | Not | Not Applicable | no nameplate | -99 | -99 |  |  | -99 | 0 |  |  | -99 |  | 1790 | Space | Both Central and Space | Dont Know | Gas Dont Know | Dont Know | Secondary
2403 | PP19226522 | 2 | Other | 1900 - 1969 | N | -99 | -99 | 14 - Electric Space Heater |  | 02 - Electric | [5 empty] | 04 - Conditioned Space |  | 0 | No |  |  |  | 01 - Constant Speed |  |  | -99 | Dont Know |  | -99 | Dont Know |  | Not Applicable | Not Applicable | Not Applicable |  | Not Applicable | no nameplate | -99 | -99 |  |  | -99 | 0 |  |  | -99 |  | 1790 | Space | Both Central and Space | Dont Know | Elec Dont Know | Dont Know | Secondary
2404 | PP19226522 | 3 | Furnace | 1900 - 1969 | N | 80 | -0.2 | 01 - Split Forced Air Furnace |  | 01 - Natural Gas | [5 empty] | 03 - Basement |  | 1 | No | bryant | 312JAV066110 | 03/01/2011 | 02 - Variable Speed | 110 | 106 |  |  |  | -99 | 01 - AFUE |  | bdp | cnphp6024ataabaa | Yes |  | Yes |  | 3 | 2011 |  | 2 | 1 | 2011 | 312JAV066110 | Outside Source Manual Lookup | 96 | 3697.665 | 1790 | Central | Both Central and Space | Age 2010 to 2012 | Gas 100-114.99 | 90-96.99 AFUE | Primary | 2570.173
2405 | PP19239632 | 1 | Other | 1970 - 1979 | N | -99 | -99 | 09 - Gravity Furnace |  | 01 - Natural Gas | [5 empty] | 04 - Conditioned Space |  | 0.5 | No | williams | 3501522 | 02/01/2005 | No Fan | 35 | 26.25 |  |  |  | -99 | Dont Know |  | Not Applicable | Not Applicable | Not Applicable |  | No | na | 2 | 2005 |  |  | 7 | 2005 | 3501522 | CEC_heat | 75 |  | 1850 | Space | Space | Age 2000 to 2005 | Gas 025-039.99 | 72-77.99 AFUE | Secondary
2406 | PP19239632 | 2 | Other | 1970 - 1979 | N | -99 | -99 | 11 - Electronic Baseboards |  | 02 - Electric | [5 empty] | 04 - Conditioned Space |  | 1 | No |  |  | 01/01/1976 | No Fan |  |  | -99 | Dont Know |  | -99 | Dont Know |  | Not Applicable | Not Applicable | Not Applicable |  | Not Applicable | baseboard units don't have nameplates here | -99 | 1976 |  |  | 36 | 1976 |  |  | -99 |  | 1850 | Space | Space | Age 1979 and older | Elec Dont Know | Dont Know | Primary
2407 | PP19244862 | 1 | Furnace | Dont Know | Y | 80 | 0.13875 | 15 - Forced Air furnace (No AC) |  | 01 - Natural Gas | [5 empty] | 05 - Mechanical Closet |  | 1 | No | day & night | 394gaw000050 | 01/01/1980 | 01 - Constant Speed | 50 | -99 |  |  |  | -99 | Dont Know |  | Not Applicable | Not Applicable | Not Applicable |  | No | not on np | -99 | 1980 |  |  | 32 | 1980 | 394gaw000050 | bluebook | 68.9 | 11534.16 | 1431 | Central | Central | Age 1980 to 1984 | Gas 040-054.99 | 66-71.99 AFUE | Primary | 11034.2148
2408 | PP19246245 | 1 | Furnace | 1980 - 1989 | N | 80 | -99 | 02 - Package Furnace/AC |  | 01 - Natural Gas | [5 empty] | 06 - Roof |  | 1 | No | york | D1NH036N05606 |  | 01 - Constant Speed | 70 | -99 |  |  |  | -99 | Dont Know |  | Not Applicable | Not Applicable | Not Applicable |  | Not Applicable | don't know | -99 | -99 | 1 | 1 | -99 | 0 | D1NH036N05606 |  | -99 |  | 1800 | Central | Central | Dont Know | Gas 070-084.99 | Dont Know | Primary
2409 | PP19266496 | 1 | Furnace | 2000 - 2012 | N | 80 | -99 | 01 - Split Forced Air Furnace |  | 01 - Natural Gas | [5 empty] | 02 - Attic |  | 1 | No |  |  |  | 01 - Constant Speed | -99 | -99 |  |  |  | -99 | Dont Know |  | Not Applicable | Not Applicable | Not Applicable |  | No | no access | -99 | -99 |  | 1 | -99 | 0 |  |  | -99 |  | 921 | Central | Central | Dont Know | Gas Dont Know | Dont Know | Primary
2410 | PP19266621 | 1 | Other | 1995 - 1999 | N | -99 | -99 | 14 - Electric Space Heater |  | 02 - Electric | [5 empty] | 01 - Garage |  | 0.1 | No | warm fusion | h0-0201 0710 |  | No Fan |  |  | 1.5 | 01 - kW |  | -99 | Dont Know |  | Not Applicable | Not Applicable | Not Applicable |  | No |  | -99 | -99 |  |  | -99 | 0 | h002010710 |  | -99 |  | 1536 | Space | Both Central and Space | Dont Know | Elec 0.1-0.99 | Dont Know | Secondary
2411 | PP19266621 | 2 | Furnace | 1995 - 1999 | N | 80 | -0.0145 | 01 - Split Forced Air Furnace |  | 01 - Natural Gas | [5 empty] | 02 - Attic |  | 1 | No | carrier | 58rav070-12 |  | 01 - Constant Speed | 69 | 56 |  |  |  | -99 | Dont Know |  | adp | ct3836m145 | Yes |  | Yes |  | -99 | -99 |  | 1 | -99 | 0 | 58rav07012 | CEC_fur | 81.16 | 8122.07 | 1536 | Central | Both Central and Space | Dont Know | Gas 055-069.99 | 78-84.99 AFUE | Primary | 5645.4886
2412 | PP19266621 | 3 | Other | 1995 - 1999 | N | -99 | -99 | 13 - Fireplace |  | 01 - Natural Gas |  | <1 day/week | No |  | 1st Floor | 04 - Conditioned Space |  | 0.25 | No |  |  |  | No Fan | -99 | -99 |  |  |  | -99 | Dont Know |  | Not Applicable | Not Applicable | Not Applicable |  | Not Applicable |  | -99 | -99 |  |  | -99 | 0 |  |  | -99 |  | 1536 | Space | Both Central and Space | Dont Know | Gas Dont Know | Dont Know | Secondary
2413 | PP19278336 | 1 | Other | 2000 - 2012 | N | -99 | -99 | 13 - Fireplace |  | 01 - Natural Gas |  | <1 day/week | No |  | 1st Floor | 04 - Conditioned Space |  | 0 | No | heatilator |  |  | No Fan | -99 | -99 |  |  |  | -99 | Dont Know |  | Not Applicable | Not Applicable | Not Applicable |  | Not Applicable |  | -99 | -99 |  |  | -99 | 0 |  |  | -99 |  | 3000 | Space | Both Central and Space | Dont Know | Gas Dont Know | Dont Know | Secondary
2414 | PP19278336 | 2 | Other | 2000 - 2012 | N | -99 | -99 | 13 - Fireplace |  | 01 - Natural Gas |  | <1 day/week | No |  | 1st Floor | 04 - Conditioned Space |  | 0 | No | heatilator |  |  | No Fan | -99 | -99 |  |  |  | -99 | Dont Know |  | Not Applicable | Not Applicable | Not Applicable |  | Not Applicable |  | -99 | -99 |  |  | -99 | 0 |  |  | -99 |  | 3000 | Space | Both Central and Space | Dont Know | Gas Dont Know | Dont Know | Secondary
2415 | PP19278336 | 3 | Furnace | 2000 - 2012 | N | 80 | -0.15375 | 01 - Split Forced Air Furnace |  | 01 - Natural Gas | [5 empty] | 02 - Attic |  | 1 | No | carrier | 58MXA100-16 |  | 01 - Constant Speed | -99 | -99 |  |  |  | 0.93 | 01 - AFUE |  | adp | hd07460d210b260300 | Yes |  | Yes | no normal nameplate inside panel | -99 | -99 |  | 1 | -99 | 0 | 58MXA10016 | Outside Source Manual Lookup | 92.3 | 8122.07 | 3000 | Central | Both Central and Space | Dont Know | Gas Dont Know | 90-96.99 AFUE | Primary | 5645.4886
2416 | PP19284108 | 1 | Other | 2000 - 2012 | Y | -99 | -99 | 13 - Fireplace |  | 01 - Natural Gas |  | <1 day/week | No |  | 1st Floor | 04 - Conditioned Space |  | 0 | No | majestic |  |  | No Fan | -99 | -99 |  |  |  | -100 | Dont Know |  | Not Applicable | Not Applicable | Not Applicable |  | Not Applicable | no nameplate | -99 | -99 |  |  | -99 | 0 |  |  | -99 |  | 2905 | Space | Both Central and Space | Dont Know | Gas Dont Know | Dont Know | Secondary
2417 | PP19284108 | 2 | Furnace | 2000 - 2012 | Y | 80 | 0 | 01 - Split Forced Air Furnace |  | 01 - Natural Gas | [5 empty] | 02 - Attic |  | 1 | No | york | p4hub16l06401a |  | 01 - Constant Speed | -99 | -99 |  |  |  | 0.8 | 01 - AFUE |  | Dont Know | Dont Know | Not Applicable |  | Yes | no input/output and evap coil plate painted over | -99 | -99 |  | 1 | -99 | 0 | p4hub16l06401a | CEC_2009 | 80 | 2135.88 | 2905 | Central | Both Central and Space | Dont Know | Gas Dont Know | 78-84.99 AFUE | Primary | 2515.127
2418 | PP19284377 | 1 | Furnace | 1995 - 1999 | N | 80 | -0.0085 | 01 - Split Forced Air Furnace |  | 01 - Natural Gas | [5 empty] | 02 - Attic |  | 0.5 | No | day & night | 383kav048091 |  | 01 - Constant Speed | 88 | 71 |  |  |  | 0.8 | 01 - AFUE |  | day & night | Dont Know | Dont Know |  | Yes | dk | -99 | -99 |  | 1 | -99 | 0 | 383kav048091 | CEC_fur | 80.68 | 2465.11 | 3400 | Central | Central | Dont Know | Gas 085-099.99 | 78-84.99 AFUE | Primary | 1713.4487
2419 | PP19284377 | 2 | Furnace | 1995 - 1999 | N | 80 | -99 | 01 - Split Forced Air Furnace |  | 01 - Natural Gas | [5 empty] | 02 - Attic |  | 0.5 | No | payne |  |  | 01 - Constant Speed | -99 | -99 |  |  |  | -99 | Dont Know |  | payne | Dont Know | Dont Know |  | Yes | access door could not be opened due to incorrect installation | -99 | -99 |  | 2 | -99 | 0 |  |  | -99 |  | 3400 | Central | Central | Dont Know | Gas Dont Know | Dont Know | Secondary
2420 | PP19290363 | 1 | Other | 1900 - 1969 | N | -99 | -99 | 09 - Gravity Furnace |  | 01 - Natural Gas | [5 empty] | 04 - Conditioned Space |  | 1 | Not Applicable |  |  |  | No Fan | -99 | -99 |  |  |  | -99 | Dont Know |  | Not Applicable | Not Applicable | Not Applicable |  | Not Applicable | no plate | -99 | -99 |  |  | -99 | 0 |  |  | -99 |  | 1550 | Space | Space | Dont Know | Gas Dont Know | Dont Know | Primary
2421 | PP19291130 | 1 | Wall Furnace | 1900 - 1969 | Y | 65 | -0.076923 | 03 - Wall Furnace |  | 01 - Natural Gas | [5 empty] | 04 - Conditioned Space |  | 0 | No | holly | 35s-d |  | 01 - Constant Speed | 35 | 24.5 |  |  |  | -99 | Dont Know |  | Not Applicable | Not Applicable | Not Applicable |  | No | Information not on name plate. | -99 | -99 |  |  | -99 | 0 | 35sd | Field Data Only | 70 |  | 1600 | Space | Space | Dont Know | Gas 025-039.99 | 66-71.99 AFUE | Secondary
2422 | PP19291130 | 2 | Other | 1900 - 1969 | Y | -99 | -99 | 14 - Electric Space Heater |  | 02 - Electric | [5 empty] | 04 - Conditioned Space |  | 0.25 | Not Applicable | holmes | hch4166 |  | 01 - Constant Speed |  |  | 1.5 | 01 - kW |  | -99 | Dont Know |  | Not Applicable | Not Applicable | Not Applicable |  | Not Applicable | np | -99 | -99 |  |  | -99 | 0 | hch4166 |  | -99 |  | 1600 | Space | Space | Dont Know | Elec 0.1-0.99 | Dont Know | Primary
2423 | PP19354227 | 1 | Furnace | 1970 - 1979 | Y | 80 | -0.1875 | 01 - Split Forced Air Furnace |  | 01 - Natural Gas | [5 empty] | 02 - Attic |  | 0.75 | No | Ruud | RGTC-06EMAES | 08/01/2010 | 01 - Constant Speed | 60 | -99 |  |  |  | 0.95 | 01 - AFUE |  | refrigerant evaporator | CE36A34175 | Yes |  | Yes |  | 8 | 2010 |  | 1 | 2 | 2010 | RGTC06EMAES | Field Data Only | 95 | 3203.82 | 1515 | Central | Central | Age 2010 to 2012 | Gas 055-069.99 | 90-96.99 AFUE | Primary | 3772.6905
2424 | PP19359540 | 1 | Wall Furnace | 1900 - 1969 | N | 65 | -0.076923 | 03 - Wall Furnace |  | 01 - Natural Gas | [5 empty] | 04 - Conditioned Space |  | 0.5 | No | williams | 50gv-c-5t mat |  | No Fan | 50 | 35 |  |  |  | -99 | Dont Know |  | Not Applicable | Not Applicable | Not Applicable |  | Not Applicable | nameplate | -99 | -99 |  |  | -99 | 0 | 50gvc5tmat | Field Data Only | 70 | 11921.21 | 1672 | Space | Space | Dont Know | Gas 040-054.99 | 66-71.99 AFUE | Primary | 19603.9805
2425 | PP19374350 | 1 | Other | 1900 - 1969 | N | -99 | -99 | 16 - Common Building | steam radiator | 01 - Natural Gas | steam |  |  |  |  | 04 - Conditioned Space |  | 0.5 | Not Applicable |  |  |  | No Fan | [5 empty] | -100 | Dont Know |  | Not Applicable | Not Applicable | Not Applicable | Dont | Not Applicable | no nameplate | -99 | -99 |  |  | -99 | 0 |  |  | -99 |  | 750 | Central | Central | Dont Know | Gas Dont Know | Dont Know | Primary
2426 | PP19408426 | 1 | Other | 1900 - 1969 | N | -99 | -99 | 13 - Fireplace |  | 05 - Wood |  | <1 day/week | No |  | 1st Floor | 04 - Conditioned Space |  | 0 | Not Applicable |  |  |  | No Fan | [5 empty] | -99 | Dont Know |  | Not Applicable | Not Applicable | Not Applicable | Dont | Not Applicable |  | -99 | -99 |  |  | -99 | 0 |  |  | -99 |  | 2871 | Space | Both Central and Space | Dont Know |  | Dont Know | Secondary
2427 | PP19408426 | 2 | Furnace | 1900 - 1969 | N | 80 | -0.15625 | 15 - Forced Air furnace (No AC) |  | 01 - Natural Gas | [5 empty] | 03 - Basement |  | 1 | No | trane | tuy120r9v5w1 | 01/01/2004 | 02 - Variable Speed | 120 | -99 |  |  |  | 0.93 | 01 - AFUE |  | Not Applicable | Not Applicable | Not Applicable |  | Not Applicable |  | 1 | 2004 |  |  | 8 | 2004 | tuy120r9v5w1 | CEC_fur | 92.5 | 6461.3808 | 2871 | Central | Both Central and Space | Age 2000 to 2005 | Gas 115-129.99 | 90-96.99 AFUE | Primary | 5484.492
2428 | PP19430619 | 1 | Furnace | 1970 - 1979 | N | 80 | -0.02275 | 01 - Split Forced Air Furnace |  | 01 - Natural Gas | [5 empty] | 05 - Mechanical Closet |  | 1 | No | bryant | 311JAV036070 | 07/01/2007 | 02 - Variable Speed | 66 | 54 |  |  |  | 0.8 | 01 - AFUE |  | adp | pt3636-c14ap 410 | Yes |  | Yes |  | 7 | 2007 |  | 1 | 5 | 2007 | 311JAV036070 | Field Data Only | 81.82 | 10594.0043 | 1600 | Central | Central | Age 2006 to 2009 | Gas 055-069.99 | 78-84.99 AFUE | Primary | 9447.7454
2429 | PP19452114 | 1 | Other | 1900 - 1969 | N | -99 | -99 | 13 - Fireplace |  | 05 - Wood |  | Daily | No |  | 1st Floor | 04 - Conditioned Space |  | 0 | Not Applicable |  |  |  | No Fan | [5 empty] | -100 | Dont Know |  | Not Applicable | Not Applicable | Not Applicable | Not | Not Applicable |  | -99 | -99 |  |  | -99 | 0 |  |  | -99 |  | 1769 | Space | Both Central and Space | Dont Know |  | Dont Know | Secondary
2430 | PP19452114 | 2 | Furnace | 1900 - 1969 | N | 80 | 0.010375 | 02 - Package Furnace/AC |  | 01 - Natural Gas | [5 empty] | 06 - Roof |  | 1 | No | trane | ycp036f1m0ad | 03/01/2004 | 02 - Variable Speed | 72 | 57 |  |  |  | 0.8 | 01 - AFUE |  | Not Applicable | Not Applicable | Not Applicable |  | Not Applicable |  | 3 | 2004 | 1 | 1 | 8 | 2004 | ycp036f1m0ad | CEC_cen | 79.17 | 4766.9405 | 1769 | Central | Both Central and Space | Age 2000 to 2005 | Gas 070-084.99 | 78-84.99 AFUE | Primary | 3313.4051
2431 | PP19465610 | 1 | Furnace | 1970 - 1979 | Y | 80 | 0 | 01 - Split Forced Air Furnace |  | 01 - Natural Gas | [5 empty] | 05 - Mechanical Closet |  | 1 | No | ge | bluo800936bo |  | 02 - Variable Speed | 80 | 64 |  |  |  | 0.8 | 01 - AFUE |  | Dont Know | m2uf032aa | No |  | Yes |  | -99 | -99 |  | 1 | -99 | 0 | bluo800936bo | Field Data Only | 80 | 4019.02 | 1200 | Central | Both Central and Space | Dont Know | Gas 070-084.99 | 78-84.99 AFUE | Primary | 4632.3809
2432 | PP19465610 | 2 | Other | 1970 - 1979 | Y | -99 | -99 | 13 - Fireplace |  | 05 - Wood |  | <1 day/week | No |  | 1st Floor | 04 - Conditioned Space |  | 0 | Not Applicable |  |  |  | No Fan | [5 empty] | -100 | Dont Know |  | Not Applicable | Not Applicable | Not Applicable | Not | Not Applicable |  | -99 | -99 |  |  | -99 | 0 |  |  | -99 |  | 1200 | Space | Both Central and Space | Dont Know |  | Dont Know | Secondary
2433 | PP19472330 | 1 | Other | 1900 - 1969 | N | -99 | -99 | 13 - Fireplace |  | 02 - Electric |  | <1 day/week | No |  | 1st Floor | 04 - Conditioned Space |  | 0 | No | heat & glo |  |  | No Fan |  |  | -99 | Dont Know |  | -99 | Dont Know |  | Not Applicable | Not Applicable | Not Applicable |  | Not Applicable |  | -99 | -99 |  |  | -99 | 0 |  |  | -99 |  | 2400 | Space | Both Central and Space | Dont Know | Elec Dont Know | Dont Know | Secondary
2434 | PP19472330 | 2 | Other | 1900 - 1969 | N | -99 | -99 | 14 - Electric Space Heater |  | 02 - Electric | [5 empty] | 04 - Conditioned Space |  | 0 | Not Applicable | soleus air | ms-11 | 09/01/2007 | No Fan |  |  | 0.8 | 01 - kW |  | -100 | Dont Know |  | Not Applicable | Not Applicable | Not Applicable |  | Not Applicable |  | 9 | 2007 |  |  | 5 | 2007 | ms11 |  | -99 |  | 2400 | Space | Both Central and Space | Age 2006 to 2009 | Elec 0.1-0.99 | Dont Know | Secondary
2435 | PP19472330 | 3 | Furnace | 1900 - 1969 | N | 80 | -99 | 15 - Forced Air furnace (No AC) |  | 01 - Natural Gas | [5 empty] | 03 - Basement |  | 1 | No | goodman |  | 01/01/2001 | 01 - Constant Speed | -99 | -99 |  |  |  | -99 | 01 - AFUE |  | Not Applicable | Not Applicable | Not Applicable |  | Not Applicable |  | -99 | 2001 |  |  | 11 | 2001 |  |  | -99 |  | 2400 | Central | Both Central and Space | Age 2000 to 2005 | Gas Dont Know | Dont Know | Primary
2436 | PP19520721 | 1 | Furnace | 1980 - 1989 | Y | 80 | -99 | 01 - Split Forced Air Furnace |  | 01 - Natural Gas | [5 empty] | 01 - Garage |  | 1 | No | rheem |  |  | 01 - Constant Speed | -99 | -99 |  |  |  | -99 | Dont Know |  | Dont Know | Dont Know | Dont Know |  | Yes | no label | -99 | -99 |  | 1 | -99 | 0 |  |  | -99 |  | 2000 | Central | Both Central and Space | Dont Know | Gas Dont Know | Dont Know | Primary
2437 | PP19520721 | 2 | Other | 1980 - 1989 | Y | -99 | -99 | 13 - Fireplace |  | 05 - Wood |  | <1 day/week | No |  | 1st Floor | 04 - Conditioned Space |  | 0 | No |  |  |  | No Fan | [5 empty] | -100 | Dont Know |  | Not Applicable | Not Applicable | Not Applicable | Not | Not Applicable |  | -99 | -99 |  |  | -99 | 0 |  |  | -99 |  | 2000 | Space | Both Central and Space | Dont Know |  | Dont Know | Secondary
2438 | PP19541293 | 1 | Furnace | 1900 - 1969 | N | 80 | 0 | 01 - Split Forced Air Furnace |  | 01 - Natural Gas | [5 empty] | 02 - Attic |  | 1 | No | trane | tud120r960k5 | 02/01/2006 | 01 - Constant Speed | 120 | -99 |  |  |  | -99 | 01 - AFUE |  | allstyle | asfm6018a31t | No |  | Yes | no output listed on nameplate | 2 | 2006 |  | 1 | 6 | 2006 | tud120r960k5 | CEC_fur | 80 | 3616.6696 | 2330 | Central | Central | Age 2006 to 2009 | Gas 115-129.99 | 78-84.99 AFUE | Primary | 2687.5021
2439 | PP19555828 | 1 | Furnace | 1980 - 1989 | N | 80 | -99 | 01 - Split Forced Air Furnace |  | 01 - Natural Gas | [5 empty] | 05 - Mechanical Closet |  | 1 | No | payne | 395AAW024035 | 01/01/1983 | 01 - Constant Speed | 43 | -99 |  |  |  | -99 | Dont Know |  | Not Applicable | Not Applicable | Not Applicable |  | Not Applicable | old unit has not output | -99 | 1983 |  |  | 29 | 1983 | 395AAW024035 |  | -99 |  | 1500 | Central | Both Central and Space | Age 1980 to 1984 | Gas 040-054.99 | Dont Know | Primary
2440 | PP19555828 | 2 | Other | 1980 - 1989 | N | -99 | -99 | 12 - Pellet Stove |  | 05 - Wood | [5 empty] | 04 - Conditioned Space |  | 0.5 | Not Applicable | whitfield |  |  | 02 - Variable Speed | [5 empty] | -100 | Dont Know |  | Not Applicable | Not Applicable | Not Applicable | Dont | Not Applicable | no nameplate | -99 | -99 |  |  | -99 | 0 |  |  | -99 |  | 1500 | Space | Both Central and Space | Dont Know |  | Dont Know | Secondary
2441 | PP19559105 | 1 | Other | 1900 - 1969 | N | -99 | -99 | 09 - Gravity Furnace |  | 01 - Natural Gas | [5 empty] | 04 - Conditioned Space |  | 1 | No | williams | 35eh-nat |  | No Fan | 35 | -99 |  |  |  | -99 | 01 - AFUE |  | Not Applicable | Not Applicable | Not Applicable |  | Not Applicable |  | -99 | -99 |  |  | -99 | 0 | 35ehnat |  | -99 |  | 900 | Space | Space | Dont Know | Gas 025-039.99 | Dont Know | Primary
2442 | PP19575807 | 1 | Furnace | 2000 - 2012 | Y | 80 | -0.0085 | 01 - Split Forced Air Furnace |  | 01 - Natural Gas | [5 empty] | 02 - Attic |  | 1 | No | lennox | G40UH-48B-090- |  | 01 - Constant Speed | 88 | 71 |  |  |  | 0.8 | 01 - AFUE |  | Dont Know | cb48a3x-175t-000x6729 | Yes |  | Yes |  | -99 | -99 |  | 1 | -99 | 0 | G40UH48B090 | CEC_2009 | 80.68 | 4019.02 | 1700 | Central | Central | Dont Know | Gas 085-099.99 | 78-84.99 AFUE | Primary | 2361.8847
2443 | PP19582372 | 1 | Furnace | 1990 - 1994 | N | 80 | -99 | 01 - Split Forced Air Furnace |  | 01 - Natural Gas | [5 empty] | 05 - Mechanical Closet |  | 1 | No | day & night | C8MPV100J20 | 08/01/2007 | 02 - Variable Speed | 100 | -99 |  |  |  | -99 | Dont Know |  | Dont Know | Dont Know | Dont Know |  | Yes | no output or efficiency info | 8 | 2007 |  | 1 | 5 | 2007 | C8MPV100J20 |  | -99 |  | 2600 | Central | Central | Age 2006 to 2009 | Gas 100-114.99 | Dont Know | Primary
2444 | PP19585616 | 1 | Furnace | 1980 - 1989 | N | 80 | -0.015 | 15 - Forced Air furnace (No AC) |  | 01 - Natural Gas | [5 empty] | 02 - Attic |  | 0.4 | No | rheem | rgph-07nauer |  | 01 - Constant Speed | -99 | -99 |  |  |  | 0.81 | 01 - AFUE |  | Not Applicable | Not Applicable | Not Applicable |  | No | limited nameplate info | -99 | -99 |  |  | -99 | 0 | rgph07nauer | CEC_fur | 81.2 |  | 3325 | Central | Both Central and Space | Dont Know | Gas Dont Know | 78-84.99 AFUE | Secondary
2445 | PP19585616 | 2 | Furnace | 1980 - 1989 | N | 80 | 0 | 15 - Forced Air furnace (No AC) |  | 01 - Natural Gas | [5 empty] | 05 - Mechanical Closet |  | 0.6 | No | rheem | rgph-10nbrjr |  | 01 - Constant Speed | -99 | -99 |  |  |  | 0.8 | 01 - AFUE |  | Not Applicable | Not Applicable | Not Applicable |  | No | limited nameplate info | -99 | -99 |  |  | -99 | 0 | rgph10nbrjr | CEC_fur | 80 | 5568.69 | 3325 | Central | Both Central and Space | Dont Know | Gas Dont Know | 78-84.99 AFUE | Primary | 4726.7661
2446 | PP19585616 | 3 | Other | 1980 - 1989 | N | -99 | -99 | 13 - Fireplace |  | 01 - Natural Gas |  | Daily | No |  | 1st Floor | 04 - Conditioned Space |  | 0.25 | No | Superior Fireplace Company | xdvr-43ten |  | No Fan | 38 | -99 |  |  |  | -99 | Dont Know |  | Not Applicable | Not Applicable | Not Applicable |  | Not Applicable | limited nameplate info | -99 | -99 |  |  | -99 | 0 | xdvr43ten |  | -99 |  | 3325 | Space | Both Central and Space | Dont Know | Gas 025-039.99 | Dont Know | Secondary
2447 | PP19585616 | 4 | Other | 1980 - 1989 | N | -99 | -99 | 13 - Fireplace |  | 01 - Natural Gas |  | <1 day/week | No |  | 1st Floor | 04 - Conditioned Space |  | 0.25 | No |  |  |  | No Fan | -99 | -99 |  |  |  | -99 | Dont Know |  | Not Applicable | Not Applicable | Not Applicable |  | Not Applicable | limited nameplate info | -99 | -99 |  |  | -99 | 0 |  |  | -99 |  | 3325 | Space | Both Central and Space | Dont Know | Gas Dont Know | Dont Know | Secondary
2448 | PP19625362 | 1 | Other | 1970 - 1979 | N | -99 | -99 | Other | infrared heater | 01 - Natural Gas | [5 empty] | Other | outdoor | 0 | Not Applicable | infrared dynamics |  |  | No Fan | -99 | -99 |  |  |  | -99 | Dont Know |  | Not Applicable | Not Applicable | Not Applicable |  | Not Applicable | no nameplate | -99 | -99 |  |  | -99 | 0 |  |  | -99 |  | 2800 | Other | Both Central and Space | Dont Know | Gas Dont Know | Dont Know | Secondary
2449 | PP19625362 | 2 | Other | 1970 - 1979 | N | -99 | -99 | Other | infrared heater | 01 - Natural Gas | [5 empty] | Other | outside | 0 | Not Applicable | infrared dynamics | a242 | 01/01/2007 | No Fan | 50 | -100 |  |  |  | -99 | Dont Know |  | Not Applicable | Not Applicable | Not Applicable |  | Not Applicable | not all info on plate | 1 | 2007 |  |  | 5 | 2007 | a242 | CEC_2009 | -99 |  | 2800 | Other | Both Central and Space | Age 2006 to 2009 | Gas 040-054.99 | Dont Know | Secondary
2450 | PP19625362 | 3 | Furnace | 1970 - 1979 | N | 80 | 0 | 01 - Split Forced Air Furnace |  | 01 - Natural Gas | [5 empty] | 05 - Mechanical Closet |  | 1 | No | trane | tud100r960h5 |  | 01 - Constant Speed | 100 | -100 |  |  |  | -100 | Other |  | Dont Know | Dont Know | No |  | Yes | no output | -99 | -100 |  | 1 | -99 | 0 | tud100r960h5 | CEC_fur | 80 | 2465.11 | 2800 | Central | Both Central and Space | Dont Know | Gas 100-114.99 | 78-84.99 AFUE | Primary | 1713.4487
2451 | PP19625362 | 4 | Other | 1970 - 1979 | N | -99 | -99 | 13 - Fireplace |  | 05 - Wood |  | 3-5 days/week | No |  | 1st Floor | 04 - Conditioned Space |  | 0 | No |  |  |  | No Fan | [5 empty] | -99 | Dont Know |  | Not Applicable | Not Applicable | Not Applicable | Dont | Not Applicable |  | -99 | -99 |  |  | -99 | 0 |  |  | -99 |  | 2800 | Space | Both Central and Space | Dont Know |  | Dont Know | Secondary
2452 | PP19635774 | 1 | Wall Furnace | Dont Know | Y | 65 | -99 | 03 - Wall Furnace |  | 01 - Natural Gas | [5 empty] | 04 - Conditioned Space |  | 1 | No | empire | gw-35-3 |  | No Fan | 35 | -99 |  |  |  | -99 | 01 - AFUE |  | Not Applicable | Not Applicable | Not Applicable |  | No | limited nameplate info | -99 | -99 |  |  | -99 | 0 | gw353 |  | -99 |  | 300 | Space | Space | Dont Know | Gas 025-039.99 | Dont Know | Primary
2453 | PP19638199 | 1 | Furnace | 1900 - 1969 | Y | 80 | -99 | 02 - Package Furnace/AC |  | 01 - Natural Gas | [5 empty] | 06 - Roof |  | 1 | No |  |  |  | 01 - Constant Speed | -99 | -99 |  |  |  | -99 | Dont Know |  | Not Applicable | Not Applicable | Not Applicable |  | Not Applicable | roof had warter damage seen in attic | -99 | -99 | 1 | 1 | -99 | 0 |  |  | -99 |  | 950 | Central | Central | Dont Know | Gas Dont Know | Dont Know | Primary
2454 | PP19670517 | 1 | Wall Furnace | 1990 - 1994 | Y | 65 | -0.092308 | 03 - Wall Furnace |  | 01 - Natural Gas | [5 empty] | 04 - Conditioned Space |  | 0.25 | Not Applicable | williams | 35gv-c-5t |  | No Fan | 35 | 24.5 |  |  |  | 0.71 | 01 - AFUE |  | Not Applicable | Not Applicable | Not Applicable |  | Not Applicable |  | -99 | -99 |  |  | -99 | 0 | 35gvc5t | Field Data Only | 71 | 4019.02 | 1296 | Space | Space | Dont Know | Gas 025-039.99 | 66-71.99 AFUE | Primary | 4732.6376
2455 | PP19687860 | 1 | Furnace | 1990 - 1994 | Y | 80 | 0 | 01 - Split Forced Air Furnace |  | 01 - Natural Gas | [5 empty] | 02 - Attic |  | 1 | No | carrier | 58rav090-lc |  | 01 - Constant Speed | 115 | -99 |  |  |  | 0.8 | 01 - AFUE |  | carrier | cd3axa060000aaaa | Dont Know |  | Yes | dk | -99 | -99 |  | 1 | -99 | 0 | 58rav090lc | Field Data Only | 80 | 2135.88 | 2200 | Central | Central | Dont Know | Gas 115-129.99 | 78-84.99 AFUE | Primary | 2515.127
2456 | PP19727458 | 1 | Furnace | 1970 - 1979 | Y | 80 | 0 | 01 - Split Forced Air Furnace |  | 01 - Natural Gas | [5 empty] | 05 - Mechanical Closet |  | 1 | No | trane | tdd080r9v3c1 |  | 01 - Constant Speed | 80 | 64 |  |  |  | 0.8 | 01 - AFUE |  | Dont Know | Dont Know | Dont Know |  | Yes |  | -99 | -99 |  | 1 | -99 | 0 | tdd080r9v3c1 | CEC_fur | 80 | 5242.8 | 1796 | Central | Central | Dont Know | Gas 070-084.99 | 78-84.99 AFUE | Primary | 5397.6509
2457 | PP19735336 | 1 | Furnace | Dont Know | Y | 80 | -0.016625 | 02 - Package Furnace/AC |  | 01 - Natural Gas | [5 empty] | Other | ground | 0.5 | No | carrier | 48gxn042060301-- |  | 01 - Constant Speed | 60 | 48.8 |  |  |  | 0.8 | 01 - AFUE |  | Not Applicable | Not Applicable | Not Applicable |  | Not Applicable |  | -99 | -99 | 1 | 2 | -99 | 0 | 48gxn042060301 | Field Data Only | 81.33 | 2135.88 | 2000 | Central | Central | Dont Know | Gas 055-069.99 | 78-84.99 AFUE | Primary | 2515.127
2458 | PP19735336 | 2 | Furnace | Dont Know | Y | 80 | -99 | 02 - Package Furnace/AC |  | 01 - Natural Gas | [5 empty] | Other | ground | 0.5 | No | carrier | 48kla136---300be |  | 01 - Constant Speed | 60 | -99 |  |  |  | -99 | Dont Know |  | Not Applicable | Not Applicable | Not Applicable |  | Not Applicable | not listed on nameplate | -99 | -99 | 2 |  | -99 | 0 | 48kla136300be |  | -99 |  | 2000 | Central | Central | Dont Know | Gas 055-069.99 | Dont Know | Secondary
2459 | PP19742828 | 1 | Wall Furnace | 1900 - 1969 | N | 65 | -99 | 03 - Wall Furnace |  | 01 - Natural Gas | [5 empty] | 04 - Conditioned Space |  | 0.5 | Not Applicable | williams |  |  | No Fan | -99 | -99 |  |  |  | -99 | Dont Know |  | Not Applicable | Not Applicable | Not Applicable |  | Not Applicable | no nameplate | -99 | -99 |  |  | -99 | 0 |  |  | -99 |  | -99 | Space | Space | Dont Know | Gas Dont Know | Dont Know | Primary
2460 | PP19765872 | 1 | Other | 1900 - 1969 | N | -99 | -99 | 13 - Fireplace |  | 05 - Wood |  | <1 day/week | No |  | 1st Floor | 04 - Conditioned Space |  | 0 | Not Applicable |  |  |  | No Fan | [5 empty] | -100 | Dont Know |  | Not Applicable | Not Applicable | Not Applicable | Not | Not Applicable |  | -99 | -99 |  |  | -99 | 0 |  |  | -99 |  | 2400 | Space | Both Central and Space | Dont Know |  | Dont Know | Secondary
2461 | PP19765872 | 2 | Furnace | 1900 - 1969 | N | 80 | 0 | 01 - Split Forced Air Furnace |  | 01 - Natural Gas | [5 empty] | 01 - Garage |  | 1 | No | bdp | 376cav060095 |  | 01 - Constant Speed | 115 | -99 |  |  |  | -99 | Dont Know |  | Not Applicable | Not Applicable | Not Applicable |  | Yes | no output | -99 | -99 |  | 1 | -99 | 0 | 376cav060095 | CEC_fur | 80 | 2772.78 | 2400 | Central | Both Central and Space | Dont Know | Gas 115-129.99 | 78-84.99 AFUE | Primary | 2353.5665
2462 | PP19786931 | 1 | Furnace | 1900 - 1969 | Y | 80 | -99 | 01 - Split Forced Air Furnace |  | 01 - Natural Gas | [5 empty] | 01 - Garage |  | 1 | No | day & night |  |  | 01 - Constant Speed | -99 | -99 |  |  |  | -99 | Dont Know |  | carrier | cb5axa060000aaaa | No |  | Yes | could not remove cover | -99 | -99 |  | 1 | -99 | 0 |  |  | -99 |  | 2471 | Central | Central | Dont Know | Gas Dont Know | Dont Know | Primary
2463 | PP19791988 | 1 | Wall Furnace | 1900 - 1969 | N | 65 | -99 | 03 - Wall Furnace |  | 01 - Natural Gas | [5 empty] | 04 - Conditioned Space |  | 0.5 | No | panelray |  |  | No Fan | -99 | -99 |  |  |  | -99 | Dont Know |  | Not Applicable | Not Applicable | Not Applicable |  | Not Applicable | no nameplate | -99 | -99 |  |  | -99 | 0 |  |  | -99 |  | 800 | Space | Space | Dont Know | Gas Dont Know | Dont Know | Primary
2464 | PP19791988 | 2 | Wall Furnace | 1900 - 1969 | N | 65 | -99 | 03 - Wall Furnace |  | 02 - Electric | [5 empty] | 04 - Conditioned Space |  | 0.25 | No | wesix |  |  | No Fan |  |  | -99 | Dont Know |  | -99 | Dont Know |  | Not Applicable | Not Applicable | Not Applicable |  | Not Applicable | no nameplate | -99 | -99 |  |  | -99 | 0 |  |  | -99 |  | 800 | Space | Space | Dont Know | Elec Dont Know | Dont Know | Secondary
2465 | PP19797452 | 1 | Furnace | 1900 - 1969 | Y | 80 | 0 | 15 - Forced Air furnace (No AC) |  | 01 - Natural Gas | [5 empty] | 05 - Mechanical Closet |  | 1 | No | ducane | mpga075b3a |  | 01 - Constant Speed | 75 | 60 |  |  |  | 0.8 | 01 - AFUE |  | Not Applicable | Not Applicable | Not Applicable |  | No |  | -99 | -99 |  |  | -99 | 0 | mpga075b3a | CEC_fur | 80 | 11404.97 | 1500 | Central | Both Central and Space | Dont Know | Gas 070-084.99 | 78-84.99 AFUE | Primary | 25264.3213
2466 | PP19797452 | 2 | Other | 1900 - 1969 | Y | -99 | -99 | 12 - Pellet Stove |  | Other | wood pellets |  |  |  |  | 04 - Conditioned Space |  | 0.5 | No | whitfield | wp-3 |  | No Fan | [5 empty] | -99 | Dont Know |  | Not Applicable | Not Applicable | Not Applicable | Not | Not Applicable | limited nameplate info | -99 | -99 |  |  | -99 | 0 | wp3 |  | -99 |  | 1500 | Space | Both Central and Space | Dont Know |  | Dont Know | Secondary
2467 | PP19807122 | 1 | Other | 1970 - 1979 | N | -99 | -99 | 17 - Wood Stove |  | 05 - Wood | [5 empty] | 04 - Conditioned Space |  | 0 | No | encore | encore 1450 |  | No Fan |  |  |  | Not Applicable |  | -100 | NA |  | Not Applicable | Not Applicable | Not Applicable | Not | Not Applicable |  | -99 | -99 |  |  | -99 | 0 | encore1450 |  | -99 |  | 1640 | Space | Both Central and Space | Dont Know |  | Dont Know | Secondary
2468 | PP19807122 | 2 | Furnace | 1970 - 1979 | N | 80 | -0.02275 | 15 - Forced Air furnace (No AC) |  | 01 - Natural Gas | [5 empty] | 05 - Mechanical Closet |  | 1 | No | bryant | 311JAV036070 | 11/01/2006 | 02 - Variable Speed | 66 | 54 |  |  |  | 0.82 | 01 - AFUE |  | Not Applicable | Not Applicable | Not Applicable |  | Not Applicable |  | 11 | 2006 |  |  | 6 | 2006 | 311JAV036070 | Field Data Only | 81.82 | 7263.5087 | 1640 | Central | Both Central and Space | Age 2006 to 2009 | Gas 055-069.99 | 78-84.99 AFUE | Primary | 6165.3471
2469 | PP19873508 | 1 | Furnace | 1900 - 1969 | Y | 80 | -99 | 15 - Forced Air furnace (No AC) |  | 01 - Natural Gas | [5 empty] | 02 - Attic |  | 1 | No |  |  |  | 01 - Constant Speed | -99 | -99 |  |  |  | -99 | Dont Know |  | Not Applicable | Not Applicable | Not Applicable |  | Not Applicable | in attic, couldn't access | -99 | -99 |  |  | -99 | 0 |  |  | -99 |  | 1000 | Central | Central | Dont Know | Gas Dont Know | Dont Know | Primary
2470 | PP19875164 | 1 | Furnace | 1900 - 1969 | N | 80 | 0 | 15 - Forced Air furnace (No AC) |  | 01 - Natural Gas | [5 empty] | 05 - Mechanical Closet |  | 1 | No | Montgomery ward | srm-54361a |  | 02 - Variable Speed | 100 | 80 |  |  |  | 0.8 | 01 - AFUE |  | Not Applicable | Not Applicable | Not Applicable |  | Not Applicable |  | -99 | -100 |  |  | -99 | 0 | srm54361a | Field Data Only | 80 | 11921.21 | 850 | Central | Central | Dont Know | Gas 100-114.99 | 78-84.99 AFUE | Primary | 11930.0792
2471 | PP19882359 | 1 | Boiler | 1900 - 1969 | N | 82 | 0.02439 | 04 - Hydronic System |  | 01 - Natural Gas | [5 empty] | 04 - Conditioned Space |  | 1 | Not Applicable | hydrotherm | hc-145d-pv |  | No Fan | 145 | 118 |  |  |  | 0.8 | 01 - AFUE |  | Not Applicable | Not Applicable | Not Applicable |  | Not Applicable |  | -99 | -99 |  |  | -99 | 0 | hc145dpv | Field Data Only | 80 | 4108.35 | 2126 | Central | Both Central and Space | Dont Know | Gas 130+ | 78-84.99 AFUE | Primary | 3208.9377
2472 | PP19882359 | 2 | Other | 1900 - 1969 | N | -99 | -99 | 13 - Fireplace |  | 05 - Wood |  | 1-2 days/week | No |  | 1st Floor | 04 - Conditioned Space |  | 0 | No |  |  |  | No Fan | [5 empty] | -100 | Dont Know |  | Not Applicable | Not Applicable | Not Applicable | Not | Not Applicable |  | -99 | -99 |  |  | -99 | 0 |  |  | -99 |  | 2126 | Space | Both Central and Space | Dont Know |  | Dont Know | Secondary
2473 | PP19886969 | 1 | Boiler | 1900 - 1969 | N | 82 | -99 | 04 - Hydronic System |  | 01 - Natural Gas | [5 empty] | 04 - Conditioned Space |  | 0.25 | Not Applicable |  |  |  | No Fan | -99 | -99 |  |  |  | -99 | Dont Know |  | Not Applicable | Not Applicable | Not Applicable |  | Not Applicable | no nameplate info | -99 | -99 |  |  | -99 | 0 |  |  | -99 |  | 600 | Central | Central | Dont Know | Gas Dont Know | Dont Know | Primary
2474 | PP19937861 | 1 | Furnace | 1980 - 1989 | Y | 80 | -99 | 01 - Split Forced Air Furnace |  | 01 - Natural Gas | [5 empty] | 01 - Garage |  | 0.75 | No | square d | GUC080EAAN | 09/01/1983 | 01 - Constant Speed | 80 | -99 |  |  |  | -99 | Dont Know |  | Not Applicable | Not Applicable | Not Applicable |  | Not Applicable | no output or efficiency | 9 | 1983 |  |  | 29 | 1983 | GUC080EAAN |  | -99 |  | 2105 | Central | Central | Age 1980 to 1984 | Gas 070-084.99 | Dont Know | Primary
2475 | PP19942983 | 1 | Other | 1970 - 1979 | N | -99 | -99 | 13 - Fireplace |  | 05 - Wood |  | <1 day/week | No |  | 1st Floor | 04 - Conditioned Space |  | 0 | Not Applicable |  |  |  | No Fan | [5 empty] | -100 | Dont Know |  | Not Applicable | Not Applicable | Not Applicable | Not | Not Applicable |  | -99 | -100 |  |  | -99 | 0 |  |  | -99 |  | 1575 | Space | Both Central and Space | Dont Know |  | Dont Know | Secondary
2476 | PP19942983 | 2 | Furnace | 1970 - 1979 | N | 80 | -0.02275 | 01 - Split Forced Air Furnace |  | 01 - Natural Gas | [5 empty] | 01 - Garage |  | 1 | No | bryant | 310JAV036070 | 10/01/2011 | 02 - Variable Speed | 66 | 54 |  |  |  | 0.8 | 01 - AFUE |  | goodman | capf3636b6db | Dont Know |  | Yes |  | 10 | 2011 |  | 1 | 1 | 2011 | 310JAV036070 | Field Data Only | 81.82 | 6162.525 | 1575 | Central | Both Central and Space | Age 2010 to 2012 | Gas 055-069.99 | 78-84.99 AFUE | Primary | 4813.4065
2477 | PP19976904 | 1 | Other | 1995 - 1999 | N | -99 | -99 | 13 - Fireplace |  | 01 - Natural Gas |  | <1 day/week | No |  | 1st Floor | 04 - Conditioned Space |  | 0 | Not Applicable |  |  |  | No Fan | -99 | -99 |  |  |  | -100 | Dont Know |  | Not Applicable | Not Applicable | Not Applicable |  | Not Applicable |  | -99 | -100 |  |  | -99 | 0 |  |  | -99 |  | 2850 | Space | Both Central and Space | Dont Know | Gas Dont Know | Dont Know | Secondary
2478 | PP19976904 | 2 | Furnace | 1995 - 1999 | N | 80 | -0.0085 | 01 - Split Forced Air Furnace |  | 01 - Natural Gas | [5 empty] | 01 - Garage |  | 0.5 | No | carrier | 58PAV09014 |  | 01 - Constant Speed | 88 | 71 |  |  |  | 0.8 | 01 - AFUE |  | bdp | ck5bxa04b000aaaa | Yes |  | Yes |  | -99 | -99 |  | 2 | -99 | 0 | 58PAV09014 | CEC_fur | 80.68 | 2465.11 | 2850 | Central | Both Central and Space | Dont Know | Gas 085-099.99 | 78-84.99 AFUE | Primary | 1713.4487
2479 | PP19976904 | 3 | Other | 1995 - 1999 | N | -99 | -99 | 09 - Gravity Furnace | gas heater | 01 - Natural Gas | [5 empty] | Other | greenhouse | 0 | Not Applicable | modine |  |  | 01 - Constant Speed | 30 | -99 |  |  |  | -99 | Dont Know |  | Not Applicable | Not Applicable | Not Applicable |  | Not Applicable | no nameplate | -99 | -99 |  |  | -99 | 0 |  |  | -99 |  | 2850 | Space | Both Central and Space | Dont Know | Gas 025-039.99 | Dont Know | Secondary
2480 | PP19976904 | 4 | Other | 1995 - 1999 | N | -99 | -99 | 13 - Fireplace |  | 01 - Natural Gas |  | <1 day/week | No |  | 2nd Floor | 04 - Conditioned Space |  | 0 | Not Applicable | Superior Fireplace Company |  |  | No Fan | -99 | -99 |  |  |  | -99 | Dont Know |  | Not Applicable | Not Applicable | Not Applicable |  | Not Applicable |  | -99 | -99 |  |  | -99 | 0 |  |  | -99 |  | 2850 | Space | Both Central and Space | Dont Know | Gas Dont Know | Dont Know | Secondary
2481 | PP19976904 | 5 | Furnace | 1995 - 1999 | N | 80 | -0.0145 | 01 - Split Forced Air Furnace |  | 01 - Natural Gas | [5 empty] | 02 - Attic |  | 0.5 | No | carrier | 58rav070-12 |  | 01 - Constant Speed | 69 | 56 |  |  |  | 0.81 | 01 - AFUE |  | bdp | ck3bxa036000aaa | Yes |  | Yes |  | -99 | -99 |  | 1 | -99 | 0 | 58rav07012 | CEC_fur | 81.16 |  | 2850 | Central | Both Central and Space | Dont Know | Gas 055-069.99 | 78-84.99 AFUE | Secondary
2482 | PP19976953 | 1 | Furnace | 1900 - 1969 | N | 80 | -99 | 15 - Forced Air furnace (No AC) |  | 01 - Natural Gas | [5 empty] | 03 - Basement |  | 0.5 | No | lennox |  |  | 01 - Constant Speed | -99 | -99 |  |  |  | -99 | Dont Know |  | Not Applicable | Not Applicable | Not Applicable |  | No | inaccessible | -99 | -99 |  |  | -99 | 0 |  |  | -99 |  | 3200 | Central | Both Central and Space | Dont Know | Gas Dont Know | Dont Know | Primary
2483 | PP19976953 | 2 | Other | 1900 - 1969 | N | -99 | -99 | 17 - Wood Stove |  | 01 - Natural Gas | [5 empty] | 03 - Basement |  | 0.25 | No |  |  |  | No Fan | -99 | -99 |  | Not Applicable |  | -100 | NA |  | Not Applicable | Not Applicable | Not Applicable | Not | Not Applicable | no access | -99 | -99 |  |  | -99 | 0 |  |  | -99 |  | 3200 | Space | Both Central and Space | Dont Know | Gas Dont Know | Dont Know | Secondary
2484 | PP19976953 | 3 | Other | 1900 - 1969 | N | -99 | -99 | 08 - Electronic Resistance Wall Unit |  | 02 - Electric | [5 empty] | 04 - Conditioned Space |  | 0.25 | No |  |  |  | No Fan |  |  | -99 | Dont Know |  | -99 | Dont Know |  | Not Applicable | Not Applicable | Not Applicable |  | Not Applicable | no access | -99 | -99 |  |  | -99 | 0 |  |  | -99 |  | 3200 | Space | Both Central and Space | Dont Know | Elec Dont Know | Dont Know | Secondary
2485 | PP19976953 | 4 | Other | 1900 - 1969 | N | -99 | -99 | 13 - Fireplace |  | 01 - Natural Gas |  | <1 day/week | No |  | 2nd Floor | 04 - Conditioned Space |  | 0 | No |  |  |  | No Fan | -99 | -99 |  |  |  | -99 | Dont Know |  | Not Applicable | Not Applicable | Not Applicable |  | Not Applicable |  | -99 | -99 |  |  | -99 | 0 |  |  | -99 |  | 3200 | Space | Both Central and Space | Dont Know | Gas Dont Know | Dont Know | Secondary
2486 | PP19977841 | 1 | Furnace | 1970 - 1979 | N | 80 | -0.00375 | 15 - Forced Air furnace (No AC) |  | 01 - Natural Gas | [5 empty] | 05 - Mechanical Closet |  | 1 | No | payne | PG8JAA024070 | 03/01/2009 | 02 - Variable Speed | 66 | 53 |  |  |  | 0.8 | 01 - AFUE |  | Not Applicable | Not Applicable | Not Applicable |  | No |  | 3 | 2009 |  |  | 3 | 2009 | PG8JAA024070 | Field Data Only | 80.3 | 15549.4043 | 900 | Central | Central | Age 2006 to 2009 | Gas 055-069.99 | 78-84.99 AFUE | Primary | 6607.3983
2487 | PP19995893 | 1 | Furnace | 1980 - 1989 | N | 80 | -99 | 01 - Split Forced Air Furnace |  | 01 - Natural Gas | [5 empty] | 01 - Garage |  | 1 | No | carrier |  |  | 01 - Constant Speed | -99 | -99 |  |  |  | -99 | Dont Know |  | Dont Know | Dont Know | Dont Know |  | Yes | blocked | -99 | -99 |  | 1 | -99 | 0 |  |  | -99 |  | 1643 | Central | Central | Dont Know | Gas Dont Know | Dont Know | Primary
2488 | PP20041361 | 1 | Furnace | 1900 - 1969 | N | 80 | 0 | 15 - Forced Air furnace (No AC) |  | 01 - Natural Gas | [5 empty] | 05 - Mechanical Closet |  | 1 | No | york | L8T08012UHA11 |  | 01 - Constant Speed | 80 | 64 |  |  |  | 0.8 | 01 - AFUE |  | Not Applicable | Not Applicable | Not Applicable |  | No |  | -99 | -99 |  |  | -99 | 0 | L8T08012UHA11 | Field Data Only | 80 | 5568.69 | 2000 | Central | Central | Dont Know | Gas 070-084.99 | 78-84.99 AFUE | Primary | 4726.7661
2489 | PP20071115 | 1 | Wall Furnace | 1900 - 1969 | N | 65 | -99 | 03 - Wall Furnace |  | 01 - Natural Gas | [5 empty] | 04 - Conditioned Space |  | 0.75 | No | williams | 2509622 |  | No Fan | 25 | -99 |  |  |  | -99 | 01 - AFUE |  | Not Applicable | Not Applicable | Not Applicable |  | No | limited nameplate info | -99 | -99 |  |  | -99 | 0 | 2509622 |  | -99 |  | 1100 | Space | Space | Dont Know | Gas 025-039.99 | Dont Know | Primary
2490 | PP20071115 | 2 | Wall Furnace | 1900 - 1969 | N | 65 | -0.076923 | 03 - Wall Furnace |  | 01 - Natural Gas | [5 empty] | 04 - Conditioned Space |  | 0.25 | No | williams |  |  | No Fan | 35 | 24.5 |  |  |  | 0.7 | 01 - AFUE |  | Not Applicable | Not Applicable | Not Applicable |  | No |  | -99 | -99 |  |  | -99 | 0 |  | Field Data Only | 70 |  | 1100 | Space | Space | Dont Know | Gas 025-039.99 | 66-71.99 AFUE | Secondary
2491 | PP20076928 | 1 | Furnace | 2000 - 2012 | N | 80 | 0 | 01 - Split Forced Air Furnace |  | 01 - Natural Gas | [5 empty] | 02 - Attic |  | 1 | No | york | p3hub16l06401d |  | 01 - Constant Speed | 80 | 64 |  |  |  | 0.8 | 01 - AFUE |  | Dont Know | Dont Know | Dont Know |  | Yes | limited nameplate info. no nameplate on evap coil. | -99 | -99 |  | 1 | -99 | 0 | p3hub16l06401d | CEC_fur | 80 | 2465.11 | 2600 | Central | Central | Dont Know | Gas 070-084.99 | 78-84.99 AFUE | Primary | 1713.4487
2492 | PP20083092 | 1 | Boiler | 1900 - 1969 | N | 82 | -0.012195 | 04 - Hydronic System |  | 01 - Natural Gas | [5 empty] | 03 - Basement |  | 0.5 | Not Applicable | teledyne laars | jvs-100 |  | No Fan | 100 | 83 |  |  |  | 0.83 | 01 - AFUE |  | Not Applicable | Not Applicable | Not Applicable |  | Not Applicable |  | -99 | -99 |  |  | -99 | 0 | jvs100 | Field Data Only | 83 | 2772.78 | 3800 | Central | Both Central and Space | Dont Know | Gas 100-114.99 | 78-84.99 AFUE | Primary | 2060.4183
2493 | PP20083092 | 2 | Other | 1900 - 1969 | N | -99 | -99 | 13 - Fireplace |  | 01 - Natural Gas |  | 3-5 days/week | No |  | 2nd Floor | 04 - Conditioned Space |  | 0 | No |  |  |  | No Fan | -99 | -99 |  |  |  | -99 | Dont Know |  | Not Applicable | Not Applicable | Not Applicable |  | Not Applicable | no plate | -99 | -99 |  |  | -99 | 0 |  |  | -99 |  | 3800 | Space | Both Central and Space | Dont Know | Gas Dont Know | Dont Know | Secondary
2494 | PP20091550 | 1 | Other | 1900 - 1969 | N | -99 | -99 | 13 - Fireplace |  | 01 - Natural Gas |  | <1 day/week | No |  | 1st Floor | 04 - Conditioned Space |  | 0 | No |  |  |  | No Fan | -99 | -99 |  |  |  | -99 | Dont Know |  | Not Applicable | Not Applicable | Not Applicable |  | Not Applicable |  | -99 | -99 |  |  | -99 | 0 |  |  | -99 |  | 2100 | Space | Both Central and Space | Dont Know | Gas Dont Know | Dont Know | Secondary
2495 | PP20091550 | 2 | Furnace | 1900 - 1969 | N | 80 | 0 | 01 - Split Forced Air Furnace |  | 01 - Natural Gas | [5 empty] | 03 - Basement |  | 1 | No | trane | xv80 |  | 01 - Constant Speed | -99 | -99 |  |  |  | 0.8 | 01 - AFUE |  | bdp | ck5bxa03617aaaa | No |  | Yes | couldn't access nameplate - fridge in way of panel | -99 | -99 |  | 1 | -99 | 0 | xv80 | Field Data Only | 80 | 2772.78 | 2100 | Central | Both Central and Space | Dont Know | Gas Dont Know | 78-84.99 AFUE | Primary | 2060.4183
2496 | PP20091673 | 1 | Furnace | 1900 - 1969 | N | 80 | -0.0085 | 01 - Split Forced Air Furnace |  | 01 - Natural Gas | [5 empty] | 05 - Mechanical Closet | outside | 1 | No | carrier | 58CTX090-16 | 11/01/2003 | 02 - Variable Speed | 88 | 71 |  |  |  | 0.8 | 01 - AFUE |  | adp | pt5448-c210ap | Yes |  | Yes |  | 11 | 2003 |  | 1 | 9 | 2003 | 58CTX09016 | Field Data Only | 80.68 | 6461.3808 | 2000 | Central | Both Central and Space | Age 2000 to 2005 | Gas 085-099.99 | 78-84.99 AFUE | Primary | 5484.492
2497 | PP20091673 | 2 | Other | 1900 - 1969 | N | -99 | -99 | 13 - Fireplace |  | 05 - Wood |  | <1 day/week | No |  | 1st Floor | 04 - Conditioned Space |  | 0 | No |  |  |  | No Fan | [5 empty] | -100 | Dont Know |  | Not Applicable | Not Applicable | Not Applicable | Not | Not Applicable |  | -99 | -99 |  |  | -99 | 0 |  |  | -99 |  | 2000 | Space | Both Central and Space | Dont Know |  | Dont Know | Secondary
2498 | PP20114064 | 1 | Furnace | 1980 - 1989 | Y | 80 | -99 | 15 - Forced Air furnace (No AC) |  | 01 - Natural Gas | [5 empty] | 01 - Garage |  | 0.5 | No | carrier |  |  | 01 - Constant Speed | -99 | -99 |  |  |  | -99 | Dont Know |  | Dont Know | Dont Know | Dont Know |  | Yes | behind fridge, no access to plate | -99 | -99 |  |  | -99 | 0 |  |  | -99 |  | 2000 | Central | Central | Dont Know | Gas Dont Know | Dont Know | Secondary
2499 | PP20114064 | 2 | Furnace | 1980 - 1989 | Y | 80 | -99 | 01 - Split Forced Air Furnace |  | 01 - Natural Gas | [5 empty] | 01 - Garage |  | 0.5 | No | sjc corp | 11 06008 fj |  | 01 - Constant Speed | 60 | -99 |  |  |  | -99 | Dont Know |  | frigiking | Dont Know | Dont Know |  | Yes |  | -99 | -99 |  |  | -99 | 0 | 1106008fj |  | -99 |  | 2000 | Central | Central | Dont Know | Gas 055-069.99 | Dont Know | Primary
2500 | PP20131634 | 1 | Furnace | Dont Know | Y | 80 | -99 | 01 - Split Forced Air Furnace |  | 01 - Natural Gas | [5 empty] | 05 - Mechanical Closet |  | 1 | No | day & night |  |  | 01 - Constant Speed | -99 | -99 |  |  |  | -99 | Dont Know |  | bdp | 518bxx018000maaa | Dont Know |  | Yes | nameplate too dirty to read | -99 | -99 |  | 1 | -99 | 0 |  |  | -99 |  | -99 | Central | Central | Dont Know | Gas Dont Know | Dont Know | Primary
2501 | PP20151887 | 1 | Furnace | 1900 - 1969 | N | 80 | -0.0375 | 01 - Split Forced Air Furnace |  | 01 - Natural Gas | [5 empty] | 05 - Mechanical Closet |  | 1 | No | carrier | 58SSB-060-CC |  | 01 - Constant Speed | 71 | -99 |  |  |  | -99 | Dont Know |  | Not Applicable | Not Applicable | Not Applicable |  | No |  | -99 | -99 |  | 1 | -99 | 0 | 58SSB060CC | Outside Source Manual Lookup | 83 | 8122.07 | 1100 | Central | Central | Dont Know | Gas 070-084.99 | 78-84.99 AFUE | Primary | 3645.5386
2502 | PP20155641 | 1 | Furnace | 1900 - 1969 | N | 80 | -0.15 | 01 - Split Forced Air Furnace |  | 01 - Natural Gas | [5 empty] | 05 - Mechanical Closet |  | 1 | No | ruud | UGRA-07(E/N)YBGS | 07/01/2005 | 02 - Variable Speed | 75 | 69 |  |  |  | 0.92 | 01 - AFUE |  | rheem | rcga-48a1gh21bi | No |  | Yes |  | 7 | 2005 |  | 1 | 7 | 2005 | UGRA07ENYBGS | CEC_fur | 92 | 3217.2715 | 2400 | Central | Central | Age 2000 to 2005 | Gas 070-084.99 | 90-96.99 AFUE | Primary | 2730.8558
2503 | PP20155676 | 1 | Furnace | 1900 - 1969 | N | 80 | -0.15125 | 01 - Split Forced Air Furnace |  | 01 - Natural Gas | [5 empty] | 02 - Attic |  | 1 | No | carrier | 58mec060-f-10112 |  | 02 - Variable Speed | 60 | 56 |  |  |  | 0.93 | 01 - AFUE |  | Not Applicable | Not Applicable | Not Applicable |  | Not Applicable |  | -99 | -99 |  |  | -99 | 0 | 58mec060f10112 | Outside Source Manual Lookup | 92.1 | 5568.69 | 1100 | Central | Central | Dont Know | Gas 055-069.99 | 90-96.99 AFUE | Primary | 4726.7661
2504 | PP20163920 | 1 | Furnace | 1900 - 1969 | Y | 80 | 0.13625 | 15 - Forced Air furnace (No AC) |  | 01 - Natural Gas | [5 empty] | 01 - Garage |  | 1 | No | lennox | g12rq3e-110-6 |  | 01 - Constant Speed | 110 | -99 |  |  |  | -99 | 01 - AFUE |  | Not Applicable | Not Applicable | Not Applicable |  | No | limited nameplate info | -99 | -99 |  |  | 26 | 1986 | g12rq3e1106 | bluebook | 69.1 | 6617.9607 | 2000 | Central | Both Central and Space | Age 1985 to 1989 | Gas 100-114.99 | 66-71.99 AFUE | Primary | 6813.4282
2505 | PP20163920 | 2 | Other | 1900 - 1969 | Y | -99 | -99 | 13 - Fireplace |  | 05 - Wood |  | <1 day/week | No |  | 1st Floor | 04 - Conditioned Space |  | 0 | No |  |  |  | No Fan | [5 empty] | -99 | Dont Know |  | Not Applicable | Not Applicable | Not Applicable | Dont | Not Applicable | no nameplate on fireplace. | -99 | -99 |  |  | -99 | 0 |  |  | -99 |  | 2000 | Space | Both Central and Space | Dont Know |  | Dont Know | Secondary
2506 | PP20186831 | 1 | Furnace | 1900 - 1969 | N | 80 | -99 | 02 - Package Furnace/AC |  | 01 - Natural Gas | [5 empty] | Other | side yard | 1 | No | rheem | RRRL-B048JK10E | 06/01/2008 | 01 - Constant Speed | 100 | -99 |  |  |  | -99 | Dont Know |  | Not Applicable | Not Applicable | Not Applicable |  | Not Applicable | no output listed on nameplate. | 6 | 2008 | 1 | 1 | 4 | 2008 | RRRLB048JK10E |  | -99 |  | 1500 | Central | Central | Age 2006 to 2009 | Gas 100-114.99 | Dont Know | Primary
2507 | PP20190689 | 1 | Furnace | 1900 - 1969 | N | 80 | -99 | 15 - Forced Air furnace (No AC) |  | 01 - Natural Gas | [5 empty] | 03 - Basement |  | 1 | No | lennox | 20q3e-75-1 |  | 01 - Constant Speed | 75 | -99 |  |  |  | -99 | Dont Know |  | Not Applicable | Not Applicable | Not Applicable |  | No | limited nameplate info. | -99 | -99 |  |  | -99 | 0 | 20q3e751 |  | -99 |  | 1200 | Central | Central | Dont Know | Gas 070-084.99 | Dont Know | Primary
2508 | PP20191131 | 1 | Furnace | 1980 - 1989 | N | 80 | -99 | 15 - Forced Air furnace (No AC) |  | 01 - Natural Gas | [5 empty] | 01 - Garage |  | 1 | No | carrier | 58GSG045-CB |  | 01 - Constant Speed | 60 | -99 |  |  |  | -99 | Dont Know |  | Dont Know | 28ac900-014 | No |  | Yes | faded name plate | -99 | -99 |  |  | -99 | 0 | 58GSG045CB |  | -99 |  | 1324 | Central | Central | Dont Know | Gas 055-069.99 | Dont Know | Primary
2509 | PP20201238 | 1 | Furnace | 1900 - 1969 | N | 80 | -0.005375 | 01 - Split Forced Air Furnace |  | 01 - Natural Gas | [5 empty] | 03 - Basement |  | 1 | No | amana | guis090cx50 |  | 02 - Variable Speed | 92 | 74 |  |  |  | 0.8 | 01 - AFUE |  | bdp | Dont Know | No |  | Yes |  | -99 | -99 |  | 1 | -99 | 0 | guis090cx50 | CEC_fur | 80.43 | 2772.78 | 1600 | Central | Both Central and Space | Dont Know | Gas 085-099.99 | 78-84.99 AFUE | Primary | 2353.5665
2510 | PP20201238 | 2 | Other | 1900 - 1969 | N | -99 | -99 | 13 - Fireplace |  | 05 - Wood |  | <1 day/week | No |  | 1st Floor | 04 - Conditioned Space |  | 0 | No |  |  |  | No Fan | [5 empty] | -100 | Dont Know |  | Not Applicable | Not Applicable | Not Applicable | Not | Not Applicable |  | -99 | -100 |  |  | -99 | 0 |  |  | -99 |  | 1600 | Space | Both Central and Space | Dont Know |  | Dont Know | Secondary
2511 | PP20201238 | 3 | Other | 1900 - 1969 | N | -99 | -99 | 13 - Fireplace |  | 01 - Natural Gas |  | 1-2 days/week | No |  | 1st Floor | 04 - Conditioned Space |  | 0 | No |  |  |  | No Fan | -99 | -99 |  |  |  | -99 | Dont Know |  | Not Applicable | Not Applicable | Not Applicable |  | Not Applicable | no nameplate | -99 | -100 |  |  | -99 | 0 |  |  | -99 |  | 1600 | Space | Both Central and Space | Dont Know | Gas Dont Know | Dont Know | Secondary
2512 | PP20205504 | 1 | Other | 2000 - 2012 | N | -99 | -99 | 13 - Fireplace |  | 01 - Natural Gas |  | <1 day/week | No |  | 1st Floor | 04 - Conditioned Space |  | 0 | No |  |  |  | No Fan | -100 | -100 |  |  |  | -100 | Dont Know |  | Not Applicable | Not Applicable | Not Applicable |  | Not Applicable |  | -99 | -100 |  |  | -99 | 0 |  |  | -99 |  | 1800 | Space | Both Central and Space | Dont Know | Gas Dont Know | Dont Know | Secondary
2513 | PP20205504 | 2 | Furnace | 2000 - 2012 | N | 80 | -0.0085 | 01 - Split Forced Air Furnace |  | 01 - Natural Gas | [5 empty] | 02 - Attic |  | 1 | No | bryant | 310JAV048090 | 05/01/2004 | 02 - Variable Speed | 88 | 71 |  |  |  | 0.81 | 01 - AFUE |  | allstyle | fmsp | Yes |  | Yes |  | 5 | 2004 |  | 1 | 8 | 2004 | 310JAV048090 | Field Data Only | 80.68 | 9424.0812 | 1800 | Central | Both Central and Space | Age 2000 to 2005 | Gas 085-099.99 | 78-84.99 AFUE | Primary | 8404.4066
2514 | PP20207325 | 1 | Furnace | 1970 - 1979 | Y | 80 | 0 | 01 - Split Forced Air Furnace |  | 01 - Natural Gas | [5 empty] | 01 - Garage |  | 1 | No | rheem | 3204-150hd |  | 02 - Variable Speed | 150 | 120 |  |  |  | 0.8 | 01 - AFUE |  | Dont Know | Dont Know | Yes |  | Yes | could not access evap coil nameplate. | -99 | -99 |  | 1 | -99 | 0 | 3204150hd | Field Data Only | 80 | 1884.83 | 2600 | Central | Both Central and Space | Dont Know | Gas 130+ | 78-84.99 AFUE | Primary | 1940.5002
2515 | PP20207325 | 2 | Other | 1970 - 1979 | Y | -99 | -99 | 13 - Fireplace |  | 01 - Natural Gas |  | 3-5 days/week | No |  | 1st Floor | 04 - Conditioned Space |  | 0.1 | No | regency |  |  | 02 - Variable Speed | -99 | -99 |  |  |  | -99 | Dont Know |  | Not Applicable | Not Applicable | Not Applicable |  | Not Applicable | no nameplate access | -99 | -99 |  |  | -99 | 0 |  |  | -99 |  | 2600 | Space | Both Central and Space | Dont Know | Gas Dont Know | Dont Know | Secondary
2516 | PP20212042 | 1 | Other | 2000 - 2012 | N | -99 | -99 | 13 - Fireplace |  | 02 - Electric |  | 1-2 days/week | Yes | -99 | 1st Floor | 04 - Conditioned Space |  | 1 | Yes | montigo |  |  | 01 - Constant Speed |  |  | -99 | Dont Know |  | -99 | Dont Know |  | Not Applicable | Not Applicable | Not Applicable |  | Not Applicable | no name plate | -99 | -99 |  |  | -99 | 0 |  |  | -99 |  | 1300 | Space | Space | Dont Know | Elec Dont Know | Dont Know | Secondary
2517 | PP20212042 | 2 | Other | 2000 - 2012 | N | -99 | -99 | 08 - Electronic Resistance Wall Unit |  | 02 - Electric | [5 empty] | 04 - Conditioned Space |  | 0 | Not Applicable |  |  |  | No Fan |  |  | -99 | Dont Know |  | -99 | Dont Know |  | Not Applicable | Not Applicable | Not Applicable |  | Not Applicable | no info | -99 | -99 |  |  | -99 | 0 |  |  | -99 |  | 1300 | Space | Space | Dont Know | Elec Dont Know | Dont Know | Primary
2518 | PP20236501 | 1 | Furnace | 1980 - 1989 | N | 80 | 0.13625 | 15 - Forced Air furnace (No AC) |  | 01 - Natural Gas | [5 empty] | 05 - Mechanical Closet |  | 1 | No | lennox | g12rq3e-82-6 |  | 02 - Variable Speed | 82 | -99 |  |  |  | -99 | Dont Know |  | Not Applicable | Not Applicable | Not Applicable |  | No | Information not on name plate. | -99 | -99 |  |  | 26 | 1986 | g12rq3e826 | bluebook | 69.1 | 7029.33 | 1643 | Central | Central | Age 1985 to 1989 | Gas 070-084.99 | 66-71.99 AFUE | Primary | 11048.9254
2519 | PP20239110 | 1 | Furnace | 1900 - 1969 | N | 80 | 0 | 15 - Forced Air furnace (No AC) |  | 01 - Natural Gas | [5 empty] | 05 - Mechanical Closet |  | 0.25 | No | day & night | 376cav036055 |  | 01 - Constant Speed | 69 | -99 |  |  |  | -99 | 01 - AFUE |  | Not Applicable | Not Applicable | Not Applicable |  | No | limited nameplate info. no output listed. | -99 | -99 |  |  | -99 | 0 | 376cav036055 | CEC_fur | 80 |  | 3100 | Central | Both Central and Space | Dont Know | Gas 055-069.99 | 78-84.99 AFUE | Secondary
2520 | PP20239110 | 2 | Furnace | 1900 - 1969 | N | 80 | -0.125 | 15 - Forced Air furnace (No AC) |  | 01 - Natural Gas | [5 empty] | 05 - Mechanical Closet |  | 0.75 | No | bryant | 345mav024060 | 07/01/2002 | 01 - Constant Speed | 60 | 55 |  |  |  | 0.91 | 01 - AFUE |  | Not Applicable | Not Applicable | Not Applicable |  | No |  | 7 | 2002 |  |  | 10 | 2002 | 345mav024060 | CEC_fur | 90 | 6461.3808 | 3100 | Central | Both Central and Space | Age 2000 to 2005 | Gas 055-069.99 | 90-96.99 AFUE | Primary | 5484.492
2521 | PP20239110 | 3 | Other | 1900 - 1969 | N | -99 | -99 | 13 - Fireplace |  | 01 - Natural Gas |  | 3-5 days/week | No |  | 1st Floor | 04 - Conditioned Space |  | 0.25 | No |  |  |  | 02 - Variable Speed | -99 | -99 |  |  |  | -99 | Dont Know |  | Not Applicable | Not Applicable | Not Applicable |  | Not Applicable | limited nameplate info | -99 | -99 |  |  | -99 | 0 |  |  | -99 |  | 3100 | Space | Both Central and Space | Dont Know | Gas Dont Know | Dont Know | Secondary
2522 | PP20239110 | 4 | Other | 1900 - 1969 | N | -99 | -99 | 13 - Fireplace |  | 01 - Natural Gas |  | 3-5 days/week | No |  | 1st Floor | 04 - Conditioned Space |  | 0.25 | No |  |  |  | No Fan | -99 | -99 |  |  |  | -99 | Dont Know |  | Not Applicable | Not Applicable | Not Applicable |  | Not Applicable | no nameplate access. | -99 | -99 |  |  | -99 | 0 |  |  | -99 |  | 3100 | Space | Both Central and Space | Dont Know | Gas Dont Know | Dont Know | Secondary
2523 | PP20239110 | 5 | Other | 1900 - 1969 | N | -99 | -99 | 17 - Wood Stove |  | 01 - Natural Gas | [5 empty] | 04 - Conditioned Space |  | 0.25 | No |  |  |  | 02 - Variable Speed | -99 | -99 |  | Not Applicable |  | -100 | NA |  | Not Applicable | Not Applicable | Not Applicable | Not | Not Applicable | no nameplate access. | -99 | -99 |  |  | -99 | 0 |  |  | -99 |  | 3100 | Space | Both Central and Space | Dont Know | Gas Dont Know | Dont Know | Secondary
2524 | PP20239110 | 6 | Other | 1900 - 1969 | N | -99 | -99 | 17 - Wood Stove |  | 05 - Wood | [5 empty] | Other | shed | 0.1 | No |  |  |  | No Fan |  |  |  | Not Applicable |  | -100 | NA |  | Not Applicable | Not Applicable | Not Applicable | Not | Not Applicable | no nameplate access. | -99 | -99 |  |  | -99 | 0 |  |  | -99 |  | 3100 | Space | Both Central and Space | Dont Know |  | Dont Know | Secondary
2525 | PP20284698 | 2 | Furnace | 1900 - 1969 | N | 80 | -0.1875 | 01 - Split Forced Air Furnace |  | 01 - Natural Gas | [5 empty] | 05 - Mechanical Closet |  | 0.5 | No | amana | gch950703bxac |  | 01 - Constant Speed | 69 | 66 |  |  |  | 0.95 | 01 - AFUE |  | Dont Know | Dont Know | Dont Know |  | Yes |  | -99 | -99 |  | 1 | -99 | 0 | gch950703bxac | Field Data Only | 95 | 2772.78 | 3500 | Central | Central | Dont Know | Gas 055-069.99 | 90-96.99 AFUE | Primary | 2060.4183
2526 | PP20284698 | 3 | Furnace | 1900 - 1969 | N | 80 | -0.15 | 01 - Split Forced Air Furnace |  | 01 - Natural Gas | [5 empty] | 05 - Mechanical Closet |  | 0.5 | No | lennox | elite |  | 01 - Constant Speed | -99 | -99 |  |  |  | 0.92 | 01 - AFUE |  | refrigerant evaporator | ace36d44191r064 | Yes |  | Yes | couldnt open cover | -99 | -99 |  | 2 | -99 | 0 | elite | Field Data Only | 92 |  | 3500 | Central | Central | Dont Know | Gas Dont Know | 90-96.99 AFUE | Secondary
2527 | PP20287700 | 1 | Furnace | 1980 - 1989 | N | 80 | -99 | 01 - Split Forced Air Furnace |  | 01 - Natural Gas | [5 empty] | 01 - Garage |  | 1 | No | american standard |  |  | 01 - Constant Speed | -99 | -99 |  |  |  | -99 | Dont Know |  | summit | ca036a862tmc | Yes |  | Yes | no | -99 | -99 |  | 1 | -99 | 0 |  |  | -99 |  | 1288 | Central | Central | Dont Know | Gas Dont Know | Dont Know | Primary
2528 | PP20293578 | 1 | Furnace | 1900 - 1969 | N | 80 | -99 | 15 - Forced Air furnace (No AC) |  | 01 - Natural Gas | [5 empty] | 01 - Garage |  | 1 | No | trane |  |  | 01 - Constant Speed | -99 | -99 |  |  |  | -99 | 01 - AFUE |  | Not Applicable | Not Applicable | Not Applicable |  | No | couldnt open cover | -99 | -99 |  |  | -99 | 0 |  |  | -99 |  | 1165 | Central | Both Central and Space | Dont Know | Gas Dont Know | Dont Know | Primary
2529 | PP20293578 | 2 | Other | 1900 - 1969 | N | -99 | -99 | 13 - Fireplace |  | 02 - Electric |  | <1 day/week | Yes | -99 | 1st Floor | 04 - Conditioned Space |  | 0 | No | dimplex | df203a-st |  | 01 - Constant Speed |  |  | 1.5 | 01 - kW |  | -99 | Dont Know |  | Not Applicable | Not Applicable | Not Applicable |  | Not Applicable | np | -99 | -99 |  |  | -99 | 0 | df203ast |  | -99 |  | 1165 | Space | Both Central and Space | Dont Know | Elec 0.1-0.99 | Dont Know | Secondary
2530 | PP20313906 | 1 | Other | Dont Know | Y | -99 | -99 | 13 - Fireplace |  | 05 - Wood |  | <1 day/week | No |  | 1st Floor | 04 - Conditioned Space |  | 0 | No |  |  |  | No Fan | [5 empty] | -100 | Dont Know |  | Not Applicable | Not Applicable | Not Applicable | Not | Not Applicable |  | -99 | -100 |  |  | -99 | 0 |  |  | -99 |  | 1316 | Space | Both Central and Space | Dont Know |  | Dont Know | Secondary
2531 | PP20313906 | 2 | Furnace | Dont Know | Y | 80 | 0 | 01 - Split Forced Air Furnace |  | 01 - Natural Gas | [5 empty] | 05 - Mechanical Closet |  | 1 | No | york | p1ckd12l04801a |  | 01 - Constant Speed | -99 | -99 |  |  |  | 0.8 | 01 - AFUE |  | resco | cd5bxa030000aaaa | Yes |  | Yes | no input/output | -99 | -99 |  | 2 | -99 | 0 | p1ckd12l04801a | Field Data Only | 80 | 2135.88 | 1316 | Central | Both Central and Space | Dont Know | Gas Dont Know | 78-84.99 AFUE | Primary | 1255.2071
2532 | PP20382174 | 1 | Wall Furnace | 1900 - 1969 | Y | 65 | -99 | 03 - Wall Furnace |  | 01 - Natural Gas | [5 empty] | 04 - Conditioned Space |  | 1 | No |  |  |  | 01 - Constant Speed | -99 | -99 |  |  |  | -99 | Dont Know |  | Not Applicable | Not Applicable | Not Applicable |  | Not Applicable | no plate | -99 | -99 |  |  | -99 | 0 |  |  | -99 |  | -99 | Space | Space | Dont Know | Gas Dont Know | Dont Know | Primary
2533 | PP20386180 | 1 | Furnace | Dont Know | Y | 80 | 0 | 02 - Package Furnace/AC |  | 01 - Natural Gas | [5 empty] | 06 - Roof |  | 1 | No | york | d1na024n03606c |  | 01 - Constant Speed | 45 | 36 |  |  |  | 0.8 | Dont Know |  | Dont Know | Dont Know | Dont Know |  | Yes | not listed | -99 | -99 | 1 | 1 | -99 | 0 | d1na024n03606c | Field Data Only | 80 | 7457.65 | 850 | Central | Central | Dont Know | Gas 040-054.99 | 78-84.99 AFUE | Primary | 16131.9466
2534 | PP20422744 | 1 | Other | 1980 - 1989 | N | -99 | -99 | 13 - Fireplace |  | 01 - Natural Gas |  | <1 day/week | No |  | 1st Floor | 04 - Conditioned Space |  | 0 | Not Applicable |  |  |  | No Fan | -100 | -100 |  |  |  | -100 | Dont Know |  | Not Applicable | Not Applicable | Not Applicable |  | Not Applicable |  | -99 | -100 |  |  | -99 | 0 |  |  | -99 |  | 3100 | Space | Both Central and Space | Dont Know | Gas Dont Know | Dont Know | Secondary
2535 | PP20422744 | 2 | Furnace | 1980 - 1989 | N | 80 | -0.15 | 01 - Split Forced Air Furnace |  | 01 - Natural Gas | [5 empty] | 05 - Mechanical Closet |  | 0.5 | No | American standard | ady060r9v3w6 | 10/01/2006 | 02 - Variable Speed | 60 | -100 |  |  |  | 0.9 | 01 - AFUE |  | summit | ca048a864xmc | Yes |  | Yes |  | 10 | 2006 |  | 2 | 6 | 2006 | ady060r9v3w6 | CEC_fur | 92 | 3215.3609 | 3100 | Central | Both Central and Space | Age 2006 to 2009 | Gas 055-069.99 | 90-96.99 AFUE | Primary | 2234.9331
2536 | PP20422744 | 3 | Other | 1980 - 1989 | N | -99 | -99 | 13 - Fireplace |  | 01 - Natural Gas |  | <1 day/week | No |  | 1st Floor | 04 - Conditioned Space |  | 0 | Not Applicable |  |  |  | No Fan | -100 | -100 |  |  |  | -100 | Dont Know |  | Not Applicable | Not Applicable | Not Applicable |  | Not Applicable |  | -99 | -100 |  |  | -99 | 0 |  |  | -99 |  | 3100 | Space | Both Central and Space | Dont Know | Gas Dont Know | Dont Know | Secondary
2537 | PP20422744 | 4 | Furnace | 1980 - 1989 | N | 80 | -0.15 | 01 - Split Forced Air Furnace |  | 01 - Natural Gas | [5 empty] | 05 - Mechanical Closet |  | 0.5 | No | American standard | ady060r9v3w6 | 01/01/2006 | 02 - Variable Speed | 60 | -100 |  |  |  | 0.9 | 01 - AFUE |  | American standard | 2txcb048ac3hcaa | Dont Know |  | Yes |  | -99 | 2006 |  | 1 | 6 | 2006 | ady060r9v3w6 | CEC_fur | 92 |  | 3100 | Central | Both Central and Space | Age 2006 to 2009 | Gas 055-069.99 | 90-96.99 AFUE | Secondary
2538 | PP20428224 | 1 | Other | 1900 - 1969 | Y | -99 | -99 | 13 - Fireplace |  | 01 - Natural Gas |  | 3-5 days/week | No |  | 2nd Floor | 04 - Conditioned Space |  | 0.2 | Not Applicable |  |  |  | No Fan | -99 | -99 |  |  |  | -99 | Dont Know |  | Not Applicable | Not Applicable | Not Applicable |  | Not Applicable | no name plate | -99 | -99 |  |  | -99 | 0 |  |  | -99 |  | -99 | Space | Space | Dont Know | Gas Dont Know | Dont Know | Secondary
2539 | PP20428224 | 2 | Other | 1900 - 1969 | Y | -99 | -99 | 14 - Electric Space Heater |  | 02 - Electric | [5 empty] | 04 - Conditioned Space |  | 0.2 | Not Applicable | pelonis | ho-0221 |  | No Fan |  |  | 1.5 | 01 - kW |  | -99 | Dont Know |  | Not Applicable | Not Applicable | Not Applicable |  | Not Applicable | np | -99 | -99 |  |  | -99 | 0 | ho0221 |  | -99 |  | -99 | Space | Space | Dont Know | Elec 0.1-0.99 | Dont Know | Secondary
2540 | PP20428224 | 3 | Other | 1900 - 1969 | Y | -99 | -99 | 14 - Electric Space Heater |  | 02 - Electric | [5 empty] | 04 - Conditioned Space |  | 0.15 | Not Applicable | delonghi | 9707t |  | No Fan |  |  | 1.5 | 01 - kW |  | -99 | Dont Know |  | Not Applicable | Not Applicable | Not Applicable |  | Not Applicable | np | -99 | -99 |  |  | -99 | 0 | 9707t |  | -99 |  | -99 | Space | Space | Dont Know | Elec 0.1-0.99 | Dont Know | Secondary
2541 | PP20428224 | 4 | Other | 1900 - 1969 | Y | -99 | -99 | 14 - Electric Space Heater |  | 02 - Electric | [5 empty] | 04 - Conditioned Space |  | 0.15 | Not Applicable | pelonis | ho-0221 |  | No Fan |  |  | 1.5 | 01 - kW |  | -99 | Dont Know |  | Not Applicable | Not Applicable | Not Applicable |  | Not Applicable | Information not on name plate. | -99 | -99 |  |  | -99 | 0 | ho0221 |  | -99 |  | -99 | Space | Space | Dont Know | Elec 0.1-0.99 | Dont Know | Secondary
2542 | PP20428224 | 5 | Other | 1900 - 1969 | Y | -99 | -99 | 14 - Electric Space Heater |  | 02 - Electric | [5 empty] | 04 - Conditioned Space |  | 0.15 | Not Applicable | lasko |  |  | 02 - Variable Speed |  |  | 1.5 | 01 - kW |  | -99 | Dont Know |  | Not Applicable | Not Applicable | Not Applicable |  | Not Applicable | Information not on name plate. | -99 | -99 |  |  | -99 | 0 |  |  | -99 |  | -99 | Space | Space | Dont Know | Elec 0.1-0.99 | Dont Know | Secondary
2543 | PP20428224 | 6 | Other | 1900 - 1969 | Y | -99 | -99 | 14 - Electric Space Heater |  | 02 - Electric | [5 empty] | 04 - Conditioned Space |  | 0.15 | Not Applicable | delonghi | 615 |  | No Fan |  |  | 1.5 | 01 - kW |  | -99 | Dont Know |  | Not Applicable | Not Applicable | Not Applicable |  | Not Applicable | np | -99 | -99 |  |  | -99 | 0 | 615 |  | -99 |  | -99 | Space | Space | Dont Know | Elec 0.1-0.99 | Dont Know | Secondary
2544 | PP20428224 | 7 | Wall Furnace | 1900 - 1969 | Y | 65 | -99 | 03 - Wall Furnace |  | 02 - Electric | [5 empty] | 04 - Conditioned Space |  | 0.1 | Not Applicable |  |  |  | 01 - Constant Speed |  |  | -99 | Dont Know |  | -99 | Dont Know |  | Not Applicable | Not Applicable | Not Applicable |  | Not Applicable | no nameplate | -99 | -99 |  |  | -99 | 0 |  |  | -99 |  | -99 | Space | Space | Dont Know | Elec Dont Know | Dont Know | Primary
2545 | PP20461603 | 1 | Wall Furnace | Dont Know | N | 65 | -0.14292 | 03 - Wall Furnace |  | 01 - Natural Gas | [5 empty] | 04 - Conditioned Space |  | 1 | No | williams | 3509622 |  | No Fan | 35 | 26 |  |  |  | 0.74 | 01 - AFUE |  | Not Applicable | Not Applicable | Not Applicable |  | Not Applicable |  | -99 | -99 |  |  | -99 | 0 | 3509622 | CEC_heat | 74.29 |  | 815 | Space | Space | Dont Know | Gas 025-039.99 | 72-77.99 AFUE | Secondary
2546 | PP20461603 | 2 | Other | Dont Know | N | -99 | -99 | 14 - Electric Space Heater |  | 02 - Electric | [5 empty] | 04 - Conditioned Space |  | 0.25 | No | warm fusion | hf-0020 |  | No Fan |  |  | 1.5 | 01 - kW |  | -99 | Dont Know |  | Not Applicable | Not Applicable | Not Applicable |  | Not Applicable |  | -99 | -99 |  |  | -99 | 0 | hf0020 |  | -99 |  | 815 | Space | Space | Dont Know | Elec 0.1-0.99 | Dont Know | Primary
2547 | PP20482064 | 1 | Furnace | 1900 - 1969 | N | 80 | 0 | 15 - Forced Air furnace (No AC) |  | 01 - Natural Gas | [5 empty] | 02 - Attic |  | 1 | No | montgomery ward | srm-54921a |  | 01 - Constant Speed | 80 | 64 |  |  |  | 0.8 | 01 - AFUE |  | Not Applicable | Not Applicable | Not Applicable |  | No |  | -99 | -99 |  |  | -99 | 0 | srm54921a | Field Data Only | 80 | 2772.78 | 1500 | Central | Both Central and Space | Dont Know | Gas 070-084.99 | 78-84.99 AFUE | Primary | 2060.4183
2548 | PP20482064 | 2 | Other | 1900 - 1969 | N | -99 | -99 | 13 - Fireplace |  | 05 - Wood |  | 1-2 days/week | No |  | 1st Floor | 04 - Conditioned Space |  | 0 | No |  |  |  | No Fan | [5 empty] | -99 | Dont Know |  | Not Applicable | Not Applicable | Not Applicable | Dont | Not Applicable | no plate | -99 | -99 |  |  | -99 | 0 |  |  | -99 |  | 1500 | Space | Both Central and Space | Dont Know |  | Dont Know | Secondary
2549 | PP20491811 | 1 | Furnace | 1900 - 1969 | N | 80 | 0.0625 | 15 - Forced Air furnace (No AC) |  | 01 - Natural Gas | [5 empty] | 03 - Basement |  | 1 | No | Rheem | rgdd-10ncajr |  | 01 - Constant Speed | 100 | -99 |  |  |  | -99 | Dont Know |  | Not Applicable | Not Applicable | Not Applicable |  | No | no output | -99 | -99 |  |  | 25 | 1987 | rgdd10ncajr | bluebook | 75 | 15048.0848 | 1400 | Central | Both Central and Space | Age 1985 to 1989 | Gas 100-114.99 | 72-77.99 AFUE | Primary | 15059.2803
2550 | PP20491811 | 2 | Other | 1900 - 1969 | N | -99 | -99 | 13 - Fireplace |  | 05 - Wood |  | <1 day/week | No |  | 1st Floor | 04 - Conditioned Space |  | 0 | No |  |  |  | No Fan | [5 empty] | -100 | Dont Know |  | Not Applicable | Not Applicable | Not Applicable | Not | Not Applicable |  | -99 | -100 |  |  | -99 | 0 |  |  | -99 |  | 1400 | Space | Both Central and Space | Dont Know |  | Dont Know | Secondary
2551 | PP20507068 | 1 | Furnace | 1980 - 1989 | N | 80 | 0.05 | 15 - Forced Air furnace (No AC) |  | 01 - Natural Gas | [5 empty] | 01 - Garage |  | 1 | No | day & night | 394jaw036065 | 01/01/1987 | 01 - Constant Speed | 80 | -99 |  |  |  | -99 | Dont Know |  | Not Applicable | Not Applicable | Not Applicable |  | No | Information not on name plate. | -99 | 1987 |  |  | 25 | 1987 | 394jaw036065 | bluebook | 76 | 3500.0666 | 2800 | Central | Both Central and Space | Age 1985 to 1989 | Gas 070-084.99 | 72-77.99 AFUE | Primary | 2970.8954
2552 | PP20507068 | 2 | Other | 1980 - 1989 | N | -99 | -99 | 13 - Fireplace |  | 01 - Natural Gas |  | <1 day/week | No |  | 1st Floor | 04 - Conditioned Space |  | 0 | Not Applicable |  |  |  | No Fan | -99 | -99 |  |  |  | -99 | Dont Know |  | Not Applicable | Not Applicable | Not Applicable |  | Not Applicable | no nameplate | -99 | -99 |  |  | -99 | 0 |  |  | -99 |  | 2800 | Space | Both Central and Space | Dont Know | Gas Dont Know | Dont Know | Secondary
2553 | PP20507068 | 3 | Other | 1980 - 1989 | N | -99 | -99 | 13 - Fireplace |  | 05 - Wood |  | <1 day/week | No |  | 1st Floor | 04 - Conditioned Space |  | 0 | No |  |  |  | No Fan | [5 empty] | -100 | Dont Know |  | Not Applicable | Not Applicable | Not Applicable | Dont | Not Applicable | wood | -99 | -99 |  |  | -99 | 0 |  |  | -99 |  | 2800 | Space | Both Central and Space | Dont Know |  | Dont Know | Secondary
2554 | PP20513782 | 1 | Furnace | 1970 - 1979 | N | 80 | -0.00125 | 01 - Split Forced Air Furnace |  | 01 - Natural Gas | [5 empty] | 05 - Mechanical Closet |  | 1 | No | trane | tud080r936k5 | 04/01/2005 | 02 - Variable Speed | 80 | -99 |  |  |  | -99 | Dont Know |  | trane | rxc036s3hpd0 | No |  | Yes | no output on nameplate | 4 | 2005 |  | 1 | 7 | 2005 | tud080r936k5 | CEC_fur | 80.1 | 3217.2715 | 1530 | Central | Central | Age 2000 to 2005 | Gas 070-084.99 | 78-84.99 AFUE | Primary | 2730.8558
2555 | PP20514809 | 1 | Furnace | 1980 - 1989 | Y | 80 | -99 | 15 - Forced Air furnace (No AC) |  | 01 - Natural Gas | [5 empty] | 01 - Garage |  | 1 | No |  |  |  | 01 - Constant Speed | -99 | -99 |  |  |  | -99 | Dont Know |  | Not Applicable | Not Applicable | Not Applicable |  | No | blocked | -99 | -99 |  |  | -99 | 0 |  |  | -99 |  | 2300 | Central | Central | Dont Know | Gas Dont Know | Dont Know | Primary
2556 | PP20519440 | 1 | Furnace | 2000 - 2012 | N | 80 | -0.02275 | 01 - Split Forced Air Furnace |  | 01 - Natural Gas | [5 empty] | 02 - Attic |  | 0.5 | No | bryant | 310JAV036045 | 07/01/2004 | 01 - Constant Speed | 44 | 36 |  |  |  | 0.81 | 01 - AFUE |  | allstyle | aslb364022t+v+s | Yes |  | Yes |  | 7 | 2004 |  | 1 | 8 | 2004 | 310JAV036045 | Field Data Only | 81.82 | 4766.9405 | 4370 | Central | Both Central and Space | Age 2000 to 2005 | Gas 040-054.99 | 78-84.99 AFUE | Primary | 3313.4051
2557 | PP20519440 | 2 | Other | 2000 - 2012 | N | -99 | -99 | 13 - Fireplace |  | 01 - Natural Gas |  | 1-2 days/week | No |  | 1st Floor | 04 - Conditioned Space |  | 0.25 | No | Superior Fireplace Company | dr-500cmn |  | No Fan | 23 | -99 |  |  |  | -99 | Dont Know |  | Not Applicable | Not Applicable | Not Applicable |  | Not Applicable | limited nameplate info | -99 | -99 |  |  | -99 | 0 | dr500cmn | CEC_2009 | 63.2 |  | 4370 | Space | Both Central and Space | Dont Know | Gas 010-024.99 | _Less than 66 AFUE | Secondary
2558 | PP20519440 | 3 | Furnace | 2000 - 2012 | N | 80 | -0.02275 | 01 - Split Forced Air Furnace |  | 01 - Natural Gas | [5 empty] | 02 - Attic |  | 0.5 | No | bryant | 310JAV036045 | 07/01/2004 | 01 - Constant Speed | 44 | 36 |  |  |  | 0.81 | 01 - AFUE |  | allstyle | aslb364022t+v+s | Yes |  | Yes |  | 7 | 2004 |  | 2 | 8 | 2004 | 310JAV036045 | Field Data Only | 81.82 |  | 4370 | Central | Both Central and Space | Age 2000 to 2005 | Gas 040-054.99 | 78-84.99 AFUE | Secondary
2559 | PP20519440 | 4 | Other | 2000 - 2012 | N | -99 | -99 | 13 - Fireplace |  | 01 - Natural Gas |  | 1-2 days/week | No |  | 1st Floor | 04 - Conditioned Space |  | 0.2 | No | Superior Fireplace Company | dr-500cmn |  | No Fan | 23 | -99 |  |  |  | -99 | Dont Know |  | Not Applicable | Not Applicable | Not Applicable |  | Not Applicable | limited nameplate info | -99 | -99 |  |  | -99 | 0 | dr500cmn | CEC_2009 | 63.2 |  | 4370 | Space | Both Central and Space | Dont Know | Gas 010-024.99 | _Less than 66 AFUE | Secondary
2560 | PP20519440 | 5 | Other | 2000 - 2012 | N | -99 | -99 | 13 - Fireplace |  | 01 - Natural Gas |  | 1-2 days/week | No |  | 2nd Floor | 04 - Conditioned Space |  | 0.25 | No | Superior Fireplace Company | dr-500cmn |  | No Fan | 23 | -99 |  |  |  | -99 | Dont Know |  | Not Applicable | Not Applicable | Not Applicable |  | Not Applicable | limited nameplate info | -99 | -99 |  |  | -99 | 0 | dr500cmn | CEC_2009 | 63.2 |  | 4370 | Space | Both Central and Space | Dont Know | Gas 010-024.99 | _Less than 66 AFUE | Secondary
2561 | PP20521689 | 1 | Furnace | 1970 - 1979 | N | 80 | -99 | 01 - Split Forced Air Furnace |  | 01 - Natural Gas | [5 empty] | 01 - Garage |  | 1 | No | heil |  |  | 01 - Constant Speed | -99 | -99 |  |  |  | -99 | Dont Know |  | Not Applicable | Not Applicable | Not Applicable |  | No | not enough clearance to remove cover | -99 | -99 |  | 1 | -99 | 0 |  |  | -99 |  | 2400 | Central | Central | Dont Know | Gas Dont Know | Dont Know | Primary
2562 | PP20561654 | 1 | Furnace | 1900 - 1969 | Y | 80 | -99 | 01 - Split Forced Air Furnace |  | 01 - Natural Gas | [5 empty] | 01 - Garage |  | 1 | No | american standard |  |  | No Fan | -99 | -99 |  |  |  | -99 | Dont Know |  | Dont Know | cazc36-ma | Dont Know |  | Yes | no plate | -99 | -99 |  | 1 | -99 | 0 |  |  | -99 |  | 1200 | Central | Central | Dont Know | Gas Dont Know | Dont Know | Primary
2563 | PP20587904 | 1 | Furnace | 1980 - 1989 | N | 80 | 0.0625 | 01 - Split Forced Air Furnace |  | 01 - Natural Gas | [5 empty] | 01 - Garage |  | 1 | No | trane | tdd080b942a0 |  | 01 - Constant Speed | 80 | 60 |  |  |  | 0.8 | 01 - AFUE |  | Not Applicable | Not Applicable | Not Applicable |  | No |  | -99 | -99 |  | 1 | -99 | 0 | tdd080b942a0 | Field Data Only | 75 | 8122.07 | 1900 | Central | Both Central and Space | Dont Know | Gas 070-084.99 | 72-77.99 AFUE | Primary | 6343.9622
2564 | PP20587904 | 2 | Other | 1980 - 1989 | N | -99 | -99 | 13 - Fireplace |  | 01 - Natural Gas |  | 3-5 days/week | No |  | 1st Floor | 04 - Conditioned Space |  | 0 | No | avalon | rosario |  | No Fan | -99 | -99 |  |  |  | -99 | Dont Know |  | Not Applicable | Not Applicable | Not Applicable |  | Not Applicable |  | -99 | -99 |  |  | -99 | 0 | rosario |  | -99 |  | 1900 | Space | Both Central and Space | Dont Know | Gas Dont Know | Dont Know | Secondary
2565 | PP20592180 | 1 | Other | 2000 - 2012 | Y | -99 | -99 | 13 - Fireplace |  | 01 - Natural Gas |  | <1 day/week | No |  | 1st Floor | 04 - Conditioned Space |  | 0 | No | heat & glo |  |  | No Fan | -99 | -99 |  |  |  | -99 | Dont Know |  | Not Applicable | Not Applicable | Not Applicable |  | Not Applicable | no nameplate | -99 | -99 |  |  | -99 | 0 |  |  | -99 |  | 2504 | Space | Both Central and Space | Dont Know | Gas Dont Know | Dont Know | Secondary
2566 | PP20592180 | 2 | Furnace | 2000 - 2012 | Y | 80 | 0 | 01 - Split Forced Air Furnace |  | 01 - Natural Gas | [5 empty] | 02 - Attic |  | 1 | No | york | ly8s080b16uh11a |  | 01 - Constant Speed | 80 | 64 |  |  |  | 0.8 | 01 - AFUE |  | beutler | BBh 63+x1 n/fc | Yes |  | Yes |  | -99 | -99 |  | 1 | -99 | 0 | ly8s080b16uh11a | Field Data Only | 80 | 7457.65 | 2504 | Central | Both Central and Space | Dont Know | Gas 070-084.99 | 78-84.99 AFUE | Primary | 9386.2557
2567 | PP20594252 | 1 | Furnace | 1995 - 1999 | N | 80 | -99 | 01 - Split Forced Air Furnace |  | 01 - Natural Gas | [5 empty] | 02 - Attic |  | 1 | No | york | p3hvc20l08001a | 06/01/1997 | 01 - Constant Speed | -99 | -99 |  |  |  | -99 | 01 - AFUE |  | resco | ce3axa060000abaa | Not Applicable |  | Yes | limited nameplate info | 6 | 1997 |  | 1 | 15 | 1997 | p3hvc20l08001a |  | -99 |  | 3200 | Central | Both Central and Space | Age 1995 to 1999 | Gas Dont Know | Dont Know | Primary
2568 | PP20594252 | 2 | Other | 1995 - 1999 | N | -99 | -99 | 13 - Fireplace |  | 01 - Natural Gas |  | Daily | No |  | 1st Floor | 04 - Conditioned Space |  | 0.25 | No | regency | u31-ng2 |  | 01 - Constant Speed | 30 | 22 |  |  |  | 0.73 | 01 - AFUE |  | Not Applicable | Not Applicable | Not Applicable |  | Not Applicable |  | -99 | -99 |  |  | -99 | 0 | u31ng2 | Field Data Only | 73 |  | 3200 | Space | Both Central and Space | Dont Know | Gas 025-039.99 | 72-77.99 AFUE | Secondary
2569 | PP20594252 | 3 | Other | 1995 - 1999 | N | -99 | -99 | 13 - Fireplace |  | 01 - Natural Gas |  | <1 day/week | No |  | 2nd Floor | 04 - Conditioned Space |  | 0.25 | No | marco | 794058 |  | No Fan | 31 | -99 |  |  |  | -99 | Dont Know |  | Not Applicable | Not Applicable | Not Applicable |  | Not Applicable | limited nameplate info | -99 | -99 |  |  | -99 | 0 | 794058 |  | -99 |  | 3200 | Space | Both Central and Space | Dont Know | Gas 025-039.99 | Dont Know | Secondary
2570 | PP20603692 | 1 | Furnace | 1970 - 1979 | N | 80 | -99 | 01 - Split Forced Air Furnace |  | 01 - Natural Gas | [5 empty] | 05 - Mechanical Closet |  | 1 | No | payne | 30c08 |  | 01 - Constant Speed | -99 | -99 |  |  |  | -99 | Dont Know |  | Not Applicable | Not Applicable | Not Applicable |  | No |  | -99 | -99 |  | 1 | -99 | 0 | 30c08 |  | -99 |  | 1200 | Central | Both Central and Space | Dont Know | Gas Dont Know | Dont Know | Primary
2571 | PP20603692 | 2 | Other | 1970 - 1979 | N | -99 | -99 | 13 - Fireplace |  | 02 - Electric |  | 1-2 days/week | No |  | 1st Floor | 04 - Conditioned Space |  | 0 | No |  |  |  | 01 - Constant Speed |  |  | -99 | Dont Know |  | -99 | Dont Know |  | Not Applicable | Not Applicable | Not Applicable |  | Not Applicable |  | -99 | -99 |  |  | -99 | 0 |  |  | -99 |  | 1200 | Space | Both Central and Space | Dont Know | Elec Dont Know | Dont Know | Secondary
2572 | PP20665795 | 1 | Furnace | 1970 - 1979 | Y | 80 | 0 | 15 - Forced Air furnace (No AC) |  | 01 - Natural Gas | [5 empty] | 05 - Mechanical Closet |  | 1 | No | tuck aire | ufd14-80 |  | 01 - Constant Speed | 80 | 64 |  |  |  | 0.8 | 01 - AFUE |  | Not Applicable | Not Applicable | Not Applicable |  | No |  | -99 | -99 |  |  | -99 | 0 | ufd1480 | Field Data Only | 80 | 5242.8 | 1500 | Central | Central | Dont Know | Gas 070-084.99 | 78-84.99 AFUE | Primary | 4466.5359
2573 | PP20666237 | 1 | Wall Furnace | Dont Know | N | 65 | -99 | 03 - Wall Furnace |  | 01 - Natural Gas | [5 empty] | 04 - Conditioned Space |  | 0.5 | Not Applicable |  |  |  | No Fan | -99 | -99 |  |  |  | -99 | Dont Know |  | Not Applicable | Not Applicable | Not Applicable |  | Not Applicable | no nameplate | -99 | -99 |  |  | -99 | 0 |  |  | -99 |  | 750 | Space | Space | Dont Know | Gas Dont Know | Dont Know | Primary
2574 | PP20681913 | 1 | Wall Furnace | Dont Know | N | 65 | -99 | 03 - Wall Furnace |  | 01 - Natural Gas | [5 empty] | 04 - Conditioned Space |  | 0.5 | Not Applicable |  |  |  | No Fan | -99 | -99 |  |  |  | -99 | Dont Know |  | Not Applicable | Not Applicable | Not Applicable |  | Not Applicable | Information not on name plate. | -99 | -99 |  |  | -99 | 0 |  |  | -99 |  | -99 | Space | Space | Dont Know | Gas Dont Know | Dont Know | Secondary
2575 | PP20681913 | 2 | Wall Furnace | Dont Know | N | 65 | -99 | 03 - Wall Furnace |  | 02 - Electric | [5 empty] | 04 - Conditioned Space |  | 0.2 | Not Applicable | markel |  |  | 01 - Constant Speed |  |  | 12.5 | 01 - kW |  | -99 | Dont Know |  | Not Applicable | Not Applicable | Not Applicable |  | Not Applicable | Information not on name plate. | -99 | -99 |  |  | -99 | 0 |  |  | -99 |  | -99 | Space | Space | Dont Know | Elec 9+ | Dont Know | Secondary
2576 | PP20681913 | 3 | Other | Dont Know | N | -99 | -99 | 14 - Electric Space Heater |  | 02 - Electric | [5 empty] | 04 - Conditioned Space |  | 0.2 | Not Applicable | sunbeam | sqh310 |  | 02 - Variable Speed |  |  | 1.5 | 01 - kW |  | -99 | Dont Know |  | Not Applicable | Not Applicable | Not Applicable |  | Not Applicable | Information not on name plate. | -99 | -99 |  |  | -99 | 0 | sqh310 |  | -99 |  | -99 | Space | Space | Dont Know | Elec 0.1-0.99 | Dont Know | Primary
2577 | PP20685780 | 1 | Furnace | 2000 - 2012 | N | 80 | -99 | 01 - Split Forced Air Furnace |  | 01 - Natural Gas | [5 empty] | 02 - Attic |  | 1 | No | carrier |  |  | 01 - Constant Speed | -99 | -99 |  |  |  | -99 | Dont Know |  | Dont Know | Dont Know | Yes |  | Yes | couldnt enter attic | -99 | -99 |  | 1 | -99 | 0 |  |  | -99 |  | 3487 | Central | Both Central and Space | Dont Know | Gas Dont Know | Dont Know | Primary
2578 | PP20685780 | 2 | Other | 2000 - 2012 | N | -99 | -99 | 13 - Fireplace |  | 01 - Natural Gas |  | 3-5 days/week | No |  | 1st Floor | 04 - Conditioned Space |  | 0 | Not Applicable |  |  |  | No Fan | -99 | -99 |  |  |  | -99 | Dont Know |  | Not Applicable | Not Applicable | Not Applicable |  | Not Applicable | no plate | -99 | -99 |  |  | -99 | 0 |  |  | -99 |  | 3487 | Space | Both Central and Space | Dont Know | Gas Dont Know | Dont Know | Secondary
2579 | PP20685780 | 3 | Other | 2000 - 2012 | N | -99 | -99 | 13 - Fireplace |  | 01 - Natural Gas |  | <1 day/week | No |  | 1st Floor | 04 - Conditioned Space |  | 0 | No |  |  |  | No Fan | -99 | -99 |  |  |  | -99 | Dont Know |  | Not Applicable | Not Applicable | Not Applicable |  | Not Applicable | no plate | -99 | -99 |  |  | -99 | 0 |  |  | -99 |  | 3487 | Space | Both Central and Space | Dont Know | Gas Dont Know | Dont Know | Secondary
2580 | PP20693874 | 1 | Other | 1995 - 1999 | N | -99 | -99 | 13 - Fireplace |  | 01 - Natural Gas |  | <1 day/week | No |  | 1st Floor | 04 - Conditioned Space |  | 0 | No |  |  |  | No Fan | -99 | -99 |  |  |  | -99 | Dont Know |  | Not Applicable | Not Applicable | Not Applicable |  | Not Applicable | no nameplate | -99 | -99 |  |  | -99 | 0 |  |  | -99 |  | 3200 | Space | Both Central and Space | Dont Know | Gas Dont Know | Dont Know | Secondary
2581 | PP20693874 | 2 | Furnace | 1995 - 1999 | N | 80 | -0.00375 | 15 - Forced Air furnace (No AC) |  | 01 - Natural Gas | [5 empty] | 01 - Garage |  | 0.5 | No | carrier |  |  | 01 - Constant Speed | 66 | 53 |  |  |  | 0.8 | 01 - AFUE |  | Not Applicable | Not Applicable | Not Applicable |  | No |  | -99 | -99 |  |  | -99 | 0 |  | Field Data Only | 80.3 | 2772.78 | 3200 | Central | Both Central and Space | Dont Know | Gas 055-069.99 | 78-84.99 AFUE | Primary | 2060.4183
2582 | PP20693874 | 3 | Other | 1995 - 1999 | N | -99 | -99 | 14 - Electric Space Heater |  | 02 - Electric | [5 empty] | 04 - Conditioned Space |  | 0 | No | holmes |  |  | 01 - Constant Speed |  |  | -99 | Dont Know |  | -99 | Dont Know |  | Not Applicable | Not Applicable | Not Applicable |  | Not Applicable | no nameplate | -99 | -99 |  |  | -99 | 0 |  |  | -99 |  | 3200 | Space | Both Central and Space | Dont Know | Elec Dont Know | Dont Know | Secondary
2583 | PP20693874 | 4 | Other | 1995 - 1999 | N | -99 | -99 | 14 - Electric Space Heater |  | 02 - Electric | [5 empty] | 04 - Conditioned Space |  | 0 | No | honeywell | hz-0360-wmt |  | No Fan |  |  | 1.5 | 01 - kW |  | -99 | Dont Know |  | Not Applicable | Not Applicable | Not Applicable |  | Not Applicable |  | -99 | -99 |  |  | -99 | 0 | hz0360wmt |  | -99 |  | 3200 | Space | Both Central and Space | Dont Know | Elec 0.1-0.99 | Dont Know | Secondary
2584 | PP20693874 | 5 | Furnace | 1995 - 1999 | N | 80 | -0.00375 | 15 - Forced Air furnace (No AC) |  | 01 - Natural Gas | [5 empty] | 05 - Mechanical Closet |  | 0.5 | No | carrier |  |  | 01 - Constant Speed | 66 | 53 |  |  |  | 0.8 | 01 - AFUE |  | Not Applicable | Not Applicable | Not Applicable |  | No |  | -99 | -99 |  |  | -99 | 0 |  | Field Data Only | 80.3 |  | 3200 | Central | Both Central and Space | Dont Know | Gas 055-069.99 | 78-84.99 AFUE | Secondary
2585 | PP20693874 | 6 | Other | 1995 - 1999 | N | -99 | -99 | 13 - Fireplace |  | 01 - Natural Gas |  | <1 day/week | No |  | 1st Floor | 04 - Conditioned Space |  | 0 | No | heat & glo |  |  | No Fan | -99 | -99 |  |  |  | -99 | Dont Know |  | Not Applicable | Not Applicable | Not Applicable |  | Not Applicable | no nameplate | -99 | -99 |  |  | -99 | 0 |  |  | -99 |  | 3200 | Space | Both Central and Space | Dont Know | Gas Dont Know | Dont Know | Secondary
2586 | PP20711302 | 1 | Other | 2000 - 2012 | Y | -99 | -99 | 13 - Fireplace |  | 01 - Natural Gas |  | <1 day/week | No |  | 1st Floor | 04 - Conditioned Space |  | 0 | Not Applicable | heatilator |  |  | No Fan | -99 | -99 |  |  |  | -99 | Dont Know |  | Not Applicable | Not Applicable | Not Applicable |  | Not Applicable | no nameplate | -99 | -99 |  |  | -99 | 0 |  |  | -99 |  | 2286 | Space | Both Central and Space | Dont Know | Gas Dont Know | Dont Know | Secondary
2587 | PP20711302 | 2 | Furnace | 2000 - 2012 | Y | 80 | -99 | 01 - Split Forced Air Furnace |  | 01 - Natural Gas | [5 empty] | 02 - Attic |  | 1 | No |  |  |  | 01 - Constant Speed | -99 | -99 |  |  |  | -99 | Dont Know |  | Dont Know | Dont Know | Dont Know |  | Yes | refused to let me in attic, got very stressed when I brought it up. said it was too messy up there | -99 | -99 |  | 1 | -99 | 0 |  |  | -99 |  | 2286 | Central | Both Central and Space | Dont Know | Gas Dont Know | Dont Know | Primary
2588 | PP20720351 | 1 | Furnace | 1900 - 1969 | N | 80 | -0.17125 | 15 - Forced Air furnace (No AC) |  | 01 - Natural Gas | [5 empty] | 01 - Garage |  | 1 | No | carrier | 58MVB100-20 | 09/01/2007 | 02 - Variable Speed | 100 | 93 |  |  |  | 0.93 | 01 - AFUE |  | Not Applicable | Not Applicable | Not Applicable |  | No |  | 9 | 2007 |  |  | 5 | 2007 | 58MVB10020 | Outside Source Manual Lookup | 93.7 | 3616.6696 | 2150 | Central | Both Central and Space | Age 2006 to 2009 | Gas 100-114.99 | 90-96.99 AFUE | Primary | 3069.8693
2589 | PP20720351 | 2 | Other | 1900 - 1969 | N | -99 | -99 | 13 - Fireplace |  | 01 - Natural Gas |  | Daily | No |  | 1st Floor | 04 - Conditioned Space |  | 0 | Not Applicable | regency |  |  | No Fan | -99 | -99 |  |  |  | -99 | Dont Know |  | Not Applicable | Not Applicable | Not Applicable |  | Not Applicable |  | -99 | -99 |  |  | -99 | 0 |  |  | -99 |  | 2150 | Space | Both Central and Space | Dont Know | Gas Dont Know | Dont Know | Secondary
2590 | PP20720351 | 3 | Other | 1900 - 1969 | N | -99 | -99 | 13 - Fireplace |  | 05 - Wood |  | 3-5 days/week | No |  | 1st Floor | 04 - Conditioned Space |  | 0 | No |  |  |  | No Fan | [5 empty] | -99 | Dont Know |  | Not Applicable | Not Applicable | Not Applicable | Not | Not Applicable |  | -99 | -99 |  |  | -99 | 0 |  |  | -99 |  | 2150 | Space | Both Central and Space | Dont Know |  | Dont Know | Secondary
2591 | PP20720351 | 4 | Other | 1900 - 1969 | N | -99 | -99 | 14 - Electric Space Heater |  | 02 - Electric | [5 empty] | 04 - Conditioned Space |  | 0 | No | softheat |  |  | No Fan |  |  | -99 | Dont Know |  | -99 | Dont Know |  | Not Applicable | Not Applicable | Not Applicable |  | Not Applicable | no nameplate | -99 | -99 |  |  | -99 | 0 |  |  | -99 |  | 2150 | Space | Both Central and Space | Dont Know | Elec Dont Know | Dont Know | Secondary
2592 | PP20739140 | 1 | Wall Furnace | 1980 - 1989 | Y | 65 | -99 | 03 - Wall Furnace |  | 01 - Natural Gas | [5 empty] | 04 - Conditioned Space |  | 1 | Not Applicable | monterey |  |  | No Fan | -99 | -99 |  |  |  | -99 | Dont Know |  | Not Applicable | Not Applicable | Not Applicable |  | No | no nameplate | -99 | -99 |  |  | -99 | 0 |  |  | -99 |  | 700 | Space | Space | Dont Know | Gas Dont Know | Dont Know | Primary
2593 | PP20739660 | 1 | Furnace | 1980 - 1989 | Y | 80 | 0.05 | 01 - Split Forced Air Furnace |  | 01 - Natural Gas | [5 empty] | 05 - Mechanical Closet |  | 1 | No | carrier | 394jaw048065 |  | 01 - Constant Speed | 80 | -99 |  |  |  | 0.7 | 01 - AFUE |  | carrier | 518cxx042000maca | Dont Know |  | Yes | not listed on nameplate | -99 | -99 |  | 1 | -99 | 0 | 394jaw048065 | Field Data Only | 76 | 2135.88 | 1720 | Central | Central | Dont Know | Gas 070-084.99 | 72-77.99 AFUE | Primary | 2515.127
2594 | PP20767517 | 1 | Furnace | 2000 - 2012 | N | 80 | -99 | 01 - Split Forced Air Furnace |  | 01 - Natural Gas | [5 empty] | 02 - Attic |  | 1 | No |  |  |  | 01 - Constant Speed | -99 | -99 |  |  |  | -99 | Dont Know |  | Dont Know | Dont Know | Dont Know |  | Yes | access limited | -99 | -99 |  | 1 | -99 | 0 |  |  | -99 |  | 3125 | Central | Central | Dont Know | Gas Dont Know | Dont Know | Primary
2595 | PP20780820 | 1 | Wall Furnace | 1900 - 1969 | N | 65 | -99 | 03 - Wall Furnace |  | 01 - Natural Gas | [5 empty] | 04 - Conditioned Space |  | 0.5 | No | empire | gwt-50-2 |  | No Fan | 50 | -99 |  |  |  | -99 | 01 - AFUE |  | Not Applicable | Not Applicable | Not Applicable |  | No | no output listed, limited nameplate info. | -99 | -99 |  |  | -99 | 0 | gwt502 |  | -99 |  | 1000 | Space | Space | Dont Know | Gas 040-054.99 | Dont Know | Secondary
2596 | PP20780820 | 2 | Other | 1900 - 1969 | N | -99 | -99 | 14 - Electric Space Heater |  | 02 - Electric | [5 empty] | 04 - Conditioned Space |  | 0.25 | No | heat surge | adl-2000m-x | 01/01/2011 | No Fan |  |  | 2 | 01 - kW |  | -99 | Dont Know |  | Not Applicable | Not Applicable | Not Applicable |  | Not Applicable | limited nameplate info. input from model #, may need to be qced. | 1 | 2011 |  |  | 1 | 2011 | adl2000mx |  | -99 |  | 1000 | Space | Space | Age 2010 to 2012 | Elec 0.1-0.99 | Dont Know | Primary
2597 | PP20823727 | 1 | Furnace | 2000 - 2012 | N | 80 | -0.011875 | 01 - Split Forced Air Furnace |  | 01 - Natural Gas | [5 empty] | 02 - Attic |  | 1 | No | carrier | 58STX070-12 | 07/01/2004 | 01 - Constant Speed | 63 | 51 |  |  |  | 0.8 | 01 - AFUE |  | adp | hd03336d145b260300 | Dont Know |  | Yes |  | 7 | 2004 |  | 1 | 8 | 2004 | 58STX07012 | Field Data Only | 80.95 | 4766.9405 | 2000 | Central | Central | Age 2000 to 2005 | Gas 055-069.99 | 78-84.99 AFUE | Primary | 3723.3476
2598 | PP20849401 | 1 | Furnace | 1900 - 1969 | N | 80 | 0.125 | 15 - Forced Air furnace (No AC) |  | 01 - Natural Gas | [5 empty] | 05 - Mechanical Closet |  | 1 | No | trane | tdno60a936a1 |  | 01 - Constant Speed | 60 | 42 |  |  |  | 0.7 | 01 - AFUE |  | Not Applicable | Not Applicable | Not Applicable |  | No |  | -99 | -99 |  |  | -99 | 0 | tdno60a936a1 | Field Data Only | 70 | 5568.69 | 1200 | Central | Both Central and Space | Dont Know | Gas 055-069.99 | 66-71.99 AFUE | Primary | 4726.7661
2599 | PP20849401 | 2 | Other | 1900 - 1969 | N | -99 | -99 | 13 - Fireplace |  | 05 - Wood |  | <1 day/week | No |  | 1st Floor | 04 - Conditioned Space |  | 0 | No |  |  |  | No Fan | [5 empty] | -99 | Dont Know |  | Not Applicable | Not Applicable | Not Applicable | Dont | Not Applicable |  | -99 | -99 |  |  | -99 | 0 |  |  | -99 |  | 1200 | Space | Both Central and Space | Dont Know |  | Dont Know | Secondary
2600 | PP20882859 | 1 | Furnace | 1900 - 1969 | Y | 80 | -99 | 15 - Forced Air furnace (No AC) |  | 01 - Natural Gas | [5 empty] | 01 - Garage |  | 1 | No | carrier |  |  | 01 - Constant Speed | -99 | -99 |  |  |  | -99 | Dont Know |  | Not Applicable | Not Applicable | Not Applicable |  | No | couldnt open | -99 | -99 |  |  | -99 | 0 |  |  | -99 |  | 1250 | Central | Both Central and Space | Dont Know | Gas Dont Know | Dont Know | Primary
2601 | PP20882859 | 2 | Other | 1900 - 1969 | Y | -99 | -99 | 13 - Fireplace |  | 05 - Wood |  | <1 day/week | No |  | 1st Floor | 04 - Conditioned Space |  | 0 | Not Applicable |  |  |  | No Fan | [5 empty] | -100 | Dont Know |  | Not Applicable | Not Applicable | Not Applicable | Not | Not Applicable |  | -99 | -99 |  |  | -99 | 0 |  |  | -99 |  | 1250 | Space | Both Central and Space | Dont Know |  | Dont Know | Secondary
2602 | PP20887608 | 1 | Furnace | 2000 - 2012 | N | 80 | -99 | 01 - Split Forced Air Furnace |  | 01 - Natural Gas | [5 empty] | 02 - Attic |  | 1 | No |  |  |  | 01 - Constant Speed | -99 | -99 |  |  |  | -99 | Dont Know |  | Not Applicable | Not Applicable | Not Applicable |  | No |  | -99 | -99 |  | 1 | -99 | 0 |  |  | -99 |  | 632 | Central | Central | Dont Know | Gas Dont Know | Dont Know | Primary
2603 | PP20890219 | 1 | Wall Furnace | 1900 - 1969 | N | 65 | -0.076923 | 03 - Wall Furnace |  | 01 - Natural Gas | [5 empty] | 04 - Conditioned Space |  | 1 | No | louisville tin and stove | cdv255 | 11/01/1994 | No Fan | 25 | -99 |  |  |  | -99 | 01 - AFUE |  | Not Applicable | Not Applicable | Not Applicable |  | No | limited nameplate info | 11 | 1994 |  |  | 18 | 1994 | cdv255 | CEC_heat | 70 | 14239.2231 | 700 | Space | Space | Age 1990 to 1994 | Gas 025-039.99 | 66-71.99 AFUE | Primary | 12874.7981
2604 | PP20899520 | 1 | Furnace | 1970 - 1979 | N | 80 | -99 | 15 - Forced Air furnace (No AC) |  | 01 - Natural Gas | [5 empty] | 02 - Attic |  | 1 | No |  |  |  | 01 - Constant Speed | -99 | -99 |  |  |  | -99 | Dont Know |  | Not Applicable | Not Applicable | Not Applicable |  | No | out of reach | -99 | -99 |  |  | -99 | 0 |  |  | -99 |  | 2000 | Central | Central | Dont Know | Gas Dont Know | Dont Know | Primary
2605 | PP20950831 | 1 | Furnace | Dont Know | N | 80 | 0 | 15 - Forced Air furnace (No AC) |  | 01 - Natural Gas | [5 empty] | 05 - Mechanical Closet |  | 1 | No | payne | 8dfau-12 |  | 01 - Constant Speed | 80 | 64 |  |  |  | 0.8 | 01 - AFUE |  | Not Applicable | Not Applicable | Not Applicable |  | No |  | -99 | -99 |  |  | -99 | 0 | 8dfau12 | Field Data Only | 80 | 11921.21 | -99 | Central | Central | Dont Know | Gas 070-084.99 | 78-84.99 AFUE | Primary | 10778.9007
2606 | PP20951676 | 1 | Furnace | 1970 - 1979 | Y | 80 | 0 | 15 - Forced Air furnace (No AC) |  | 01 - Natural Gas | [5 empty] | 05 - Mechanical Closet |  | 1 | No | rheem | 3204-80 jd |  | 01 - Constant Speed | 80 | 64 |  |  |  | 0.8 | 01 - AFUE |  | Not Applicable | Not Applicable | Not Applicable |  | No |  | -99 | -99 |  |  | 37 | 1975 | 320480jd | bluebook | 80 | 6225.825 | 1220 | Central | Central | Age 1979 and older | Gas 070-084.99 | 78-84.99 AFUE | Primary | 5388.4764
2607 | PP20999792 | 1 | Furnace | 2000 - 2012 | N | 80 | -0.15125 | 01 - Split Forced Air Furnace |  | 01 - Natural Gas | [5 empty] | 02 - Attic |  | 1 | No | carrier | 58MCB100-20 | 01/01/2009 | 01 - Constant Speed | 100 | 93 |  |  |  | 0.93 | 01 - AFUE |  | adp | hd16660d210b2603ap | Yes |  | Yes |  | 1 | 2009 |  | 1 | 3 | 2009 | 58MCB10020 | Outside Source Manual Lookup | 92.1 | 7263.5087 | 2750 | Central | Both Central and Space | Age 2006 to 2009 | Gas 100-114.99 | 90-96.99 AFUE | Primary | 6165.3471
2608 | PP20999792 | 2 | Other | 2000 - 2012 | N | -99 | -99 | 13 - Fireplace |  | 01 - Natural Gas |  | <1 day/week | No |  | 1st Floor | 04 - Conditioned Space |  | 0.15 | No |  |  |  | No Fan | -99 | -99 |  |  |  | -99 | Dont Know |  | Not Applicable | Not Applicable | Not Applicable |  | Not Applicable | no nameplate access. | -99 | -99 |  |  | -99 | 0 |  |  | -99 |  | 2750 | Space | Both Central and Space | Dont Know | Gas Dont Know | Dont Know | Secondary
2609 | PP21001782 | 1 | Furnace | 2000 - 2012 | Y | 80 | -0.15 | 01 - Split Forced Air Furnace |  | 01 - Natural Gas | [5 empty] | 02 - Attic |  | 0.5 | No | aire-flo | AF92MPE100U4 |  | 02 - Variable Speed | 100 | 92 |  |  |  | 0.92 | 01 - AFUE |  | Dont Know | Dont Know | Dont Know |  | Yes | not listed on nameplate | -99 | -99 |  | 1 | -99 | 0 | AF92MPE100U4 | Field Data Only | 92 | 7457.65 | 2700 | Central | Central | Dont Know | Gas 100-114.99 | 90-96.99 AFUE | Primary | 8595.7958
2610 | PP21001782 | 2 | Furnace | 2000 - 2012 | Y | 80 | -0.15 | 01 - Split Forced Air Furnace |  | 01 - Natural Gas | [5 empty] | 02 - Attic |  | 0.5 | No | aire-flo | AF92MPE075U3 |  | 02 - Variable Speed | 75 | 70 |  |  |  | 0.92 | 01 - AFUE |  | Dont Know | Dont Know | Dont Know |  | Yes | not listed on nameplate | -99 | -99 |  | 2 | -99 | 0 | AF92MPE075U3 | Field Data Only | 92 |  | 2700 | Central | Central | Dont Know | Gas 070-084.99 | 90-96.99 AFUE | Secondary
2611 | PP21024688 | 1 | Furnace | 1900 - 1969 | Y | 80 | -99 | 15 - Forced Air furnace (No AC) |  | 01 - Natural Gas | [5 empty] | 01 - Garage |  | 1 | No | day & night | N8MPL075B12 | 10/01/2009 | 01 - Constant Speed | 75 | -99 |  |  |  | -99 | 01 - AFUE |  | Not Applicable | Not Applicable | Not Applicable |  | No | limited nameplate info | 10 | 2009 |  |  | 3 | 2009 | N8MPL075B12 |  | -99 |  | 1800 | Central | Central | Age 2006 to 2009 | Gas 070-084.99 | Dont Know | Primary
2612 | PP21114058 | 2 | Furnace | 2000 - 2012 | N | 80 | -99 | 02 - Package Furnace/AC |  | 01 - Natural Gas | [5 empty] | 06 - Roof |  | 1 | No | york | D1NH036N05606 |  | 01 - Constant Speed | 70 | -99 |  |  |  | -99 | Dont Know |  | Not Applicable | Not Applicable | Not Applicable |  | Not Applicable | info not on nameplate | -99 | -99 | 1 | 1 | -99 | 0 | D1NH036N05606 |  | -99 |  | 1300 | Central | Central | Dont Know | Gas 070-084.99 | Dont Know | Primary
2613 | PP21114061 | 1 | Furnace | 1900 - 1969 | N | 80 | 0 | 02 - Package Furnace/AC |  | 01 - Natural Gas | [5 empty] | Other | front yard | 1 | No | payne | 588anw024040abad |  | 01 - Constant Speed | 40 | 32 |  |  |  | 0.8 | 01 - AFUE |  | Not Applicable | Not Applicable | Not Applicable |  | Not Applicable |  | -99 | -99 | 1 | 1 | -99 | 0 | 588anw024040abad | Field Data Only | 80 | 8122.07 | 1400 | Central | Central | Dont Know | Gas 040-054.99 | 78-84.99 AFUE | Primary | 7243.2715
2614 | PP21123650 | 1 | Furnace | 2000 - 2012 | N | 80 | -0.011375 | 01 - Split Forced Air Furnace |  | 01 - Natural Gas | [5 empty] | 01 - Garage |  | 0.5 | No | adp | 310JAV036070 |  | 02 - Variable Speed | 110 | 89 |  |  |  | -99 | Dont Know |  | adp | pt5436-m145ap | Yes |  | Yes | will revise later | -99 | 2004 |  |  | 8 | 2004 | 310JAV036070 | Field Data Only | 80.91 | 6461.3808 | 3750 | Central | Central | Age 2000 to 2005 | Gas 100-114.99 | 78-84.99 AFUE | Primary | 5484.492
2615 | PP21123650 | 2 | Furnace | 2000 - 2012 | N | 80 | -0.00375 | 01 - Split Forced Air Furnace |  | 01 - Natural Gas | [5 empty] | 02 - Attic |  | 0.5 | No | adp | 310JAV036070 | 07/01/2004 | 02 - Variable Speed | 66 | 53 |  |  |  | 0.8 | 01 - AFUE |  | adp | pt5448-c210ap | Yes |  | Yes |  | 7 | 2004 |  |  | 8 | 2004 | 310JAV036070 | Field Data Only | 80.3 |  | 3750 | Central | Central | Age 2000 to 2005 | Gas 055-069.99 | 78-84.99 AFUE | Secondary
2616 | PP21124142 | 1 | Other | 1900 - 1969 | N | -99 | -99 | 13 - Fireplace |  | 01 - Natural Gas |  | Daily | Yes | -99 | 1st Floor | 04 - Conditioned Space |  | 0 | No |  |  |  | No Fan | -99 | -99 |  |  |  | -99 | Dont Know |  | Not Applicable | Not Applicable | Not Applicable |  | Not Applicable |  | -99 | -99 |  |  | -99 | 0 |  |  | -99 |  | 2800 | Space | Both Central and Space | Dont Know | Gas Dont Know | Dont Know | Secondary
2617 | PP21124142 | 2 | Other | 1900 - 1969 | N | -99 | -99 | 13 - Fireplace |  | 01 - Natural Gas |  | <1 day/week | No |  | 1st Floor | 04 - Conditioned Space |  | 0 | No |  |  |  | No Fan | -99 | -99 |  |  |  | -99 | Dont Know |  | Not Applicable | Not Applicable | Not Applicable |  | Not Applicable |  | -99 | -99 |  |  | -99 | 0 |  |  | -99 |  | 2800 | Space | Both Central and Space | Dont Know | Gas Dont Know | Dont Know | Secondary
2618 | PP21124142 | 3 | Furnace | 1900 - 1969 | N | 80 | -0.019 | 01 - Split Forced Air Furnace |  | 01 - Natural Gas | [5 empty] | 05 - Mechanical Closet |  | 1 | No | bryant | 376cav048096 | 05/01/2002 | 01 - Constant Speed | 92 | 75 |  |  |  | 0.82 | 01 - AFUE |  | allstyle | as48m180t | No |  | Yes |  | 5 | 2002 |  | 1 | 10 | 2002 | 376cav048096 | CEC_fur | 81.52 | 3217.2715 | 2800 | Central | Both Central and Space | Age 2000 to 2005 | Gas 085-099.99 | 78-84.99 AFUE | Primary | 2390.7144
2619 | PP21126847 | 1 | Furnace | 1990 - 1994 | N | 80 | 0 | 15 - Forced Air furnace (No AC) |  | 01 - Natural Gas | [5 empty] | 01 - Garage |  | 1 | No | bdp | 373lav04s075abja |  | 01 - Constant Speed | 92 | -99 |  |  |  | -100 | Dont Know |  | Not Applicable | Not Applicable | Not Applicable |  | No | no output | -99 | -99 |  |  | 14 | 1998 | 373lav04s075abja | bluebook | 80 | 3024.8509 | 2600 | Central | Both Central and Space | Age 1995 to 1999 | Gas 085-099.99 | 78-84.99 AFUE | Primary | 2247.7291
2620 | PP21126847 | 2 | Other | 1990 - 1994 | N | -99 | -99 | 13 - Fireplace |  | 05 - Wood |  | Daily | No |  | 1st Floor | 04 - Conditioned Space |  | 0 | No |  |  |  | No Fan | [5 empty] | -100 | Dont Know |  | Not Applicable | Not Applicable | Not Applicable | Not | Not Applicable |  | -99 | -99 |  |  | -99 | 0 |  |  | -99 |  | 2600 | Space | Both Central and Space | Dont Know |  | Dont Know | Secondary
2625 | PP21163662 | 2 | Furnace | Dont Know | N | 80 | 0.0625 | 15 - Forced Air furnace (No AC) |  | 01 - Natural Gas | [5 empty] | 01 - Garage |  | 1 | No | pacific gas and heating | gr-80 |  | 01 - Constant Speed | 80 | 60 |  |  |  | 0.75 | 01 - AFUE |  | Not Applicable | Not Applicable | Not Applicable |  | No |  | -99 | -99 |  |  | -99 | 0 | gr80 | Field Data Only | 75 | 11921.21 | 1200 | Central | Both Central and Space | Dont Know | Gas 070-084.99 | 72-77.99 AFUE | Primary | 16714.1239
2621 | PP21137927 | 1 | Furnace | 1900 - 1969 | N | 80 | -99 | 15 - Forced Air furnace (No AC) |  | 01 - Natural Gas | [5 empty] | 04 - Conditioned Space |  | 1 | No | day & night | sx345nsx-12 |  | 01 - Constant Speed | -99 | -99 |  |  |  | -99 | 01 - AFUE |  | Not Applicable | Not Applicable | Not Applicable |  | No | no input info available from nameplate. | -99 | -99 |  |  | -99 | 0 | sx345nsx12 |  | -99 |  | 1800 | Central | Central | Dont Know | Gas Dont Know | Dont Know | Primary
2622 | PP21151855 | 1 | Furnace | 1995 - 1999 | N | 80 | -0.15 | 01 - Split Forced Air Furnace |  | 01 - Natural Gas | [5 empty] | 01 - Garage |  | 0.6 | No | ruud |  |  | 01 - Constant Speed | -99 | -99 |  |  |  | 0.92 | 01 - AFUE |  | Dont Know | rcba-488266218 | No |  | Yes | blocked | -99 | -99 |  | 1 | -99 | 0 |  | Field Data Only | 92 | 2465.11 | 4050 | Central | Both Central and Space | Dont Know | Gas Dont Know | 90-96.99 AFUE | Primary | 1713.4487
2623 | PP21151855 | 3 | Other | 1995 - 1999 | N | -99 | -99 | 13 - Fireplace |  | 01 - Natural Gas |  | <1 day/week | No |  | 1st Floor | 04 - Conditioned Space |  | 0 | No |  |  |  | No Fan | -99 | -99 |  |  |  | -99 | Dont Know |  | Not Applicable | Not Applicable | Not Applicable |  | Not Applicable |  | -99 | -99 |  |  | -99 | 0 |  |  | -99 |  | 4050 | Space | Both Central and Space | Dont Know | Gas Dont Know | Dont Know | Secondary
2624 | PP21163662 | 1 | Other | Dont Know | N | -99 | -99 | 13 - Fireplace |  | 05 - Wood |  | <1 day/week | No |  | 2nd Floor | 04 - Conditioned Space |  | 0 | Not Applicable |  |  |  | No Fan | [5 empty] | -100 | Dont Know |  | Not Applicable | Not Applicable | Not Applicable | Dont | Not Applicable | n | -99 | -99 |  |  | -99 | 0 |  |  | -99 |  | 1200 | Space | Both Central and Space | Dont Know |  | Dont Know | Secondary
2626 | PP21204731 | 1 | Boiler | 2000 - 2012 | N | 82 | -99 | 04 - Hydronic System |  | 01 - Natural Gas | [5 empty] | 01 - Garage |  | 1 | No | burnham |  |  | No Fan | -99 | -99 |  |  |  | -99 | Dont Know |  | Not Applicable | Not Applicable | Not Applicable |  | Not Applicable | no plate | -99 | -99 |  |  | -99 | 0 |  |  | -99 |  | 3800 | Central | Both Central and Space | Dont Know | Gas Dont Know | Dont Know | Primary
2627 | PP21204731 | 2 | Other | 2000 - 2012 | N | -99 | -99 | 13 - Fireplace |  | 05 - Wood |  | 1-2 days/week | No |  | 1st Floor | 04 - Conditioned Space |  | 0 | No |  |  |  | No Fan | [5 empty] | -100 | Dont Know |  | Not Applicable | Not Applicable | Not Applicable | Not | Not Applicable |  | -99 | -99 |  |  | -99 | 0 |  |  | -99 |  | 3800 | Space | Both Central and Space | Dont Know |  | Dont Know | Secondary
2628 | PP21209369 | 1 | Furnace | 1900 - 1969 | N | 80 | -0.0065 | 15 - Forced Air furnace (No AC) |  | 01 - Natural Gas | [5 empty] | 03 - Basement |  | 1 | No | bryant | 395cav060155 | 04/01/2001 | 01 - Constant Speed | 154 | 124 |  |  |  | 0.8 | 01 - AFUE |  | Not Applicable | Not Applicable | Not Applicable |  | No |  | 4 | 2001 |  |  | 11 | 2001 | 395cav060155 | CEC_fur | 80.52 | 3217.2715 | 2500 | Central | Central | Age 2000 to 2005 | Gas 130+ | 78-84.99 AFUE | Primary | 2730.8558
2629 | PP21228066 | 1 | Furnace | 2000 - 2012 | N | 80 | -0.011875 | 01 - Split Forced Air Furnace |  | 01 - Natural Gas | [5 empty] | 02 - Attic |  | 1 | No | carrier | 58STX110-12* | 09/01/2004 | 01 - Constant Speed | 105 | 85 |  |  |  | 0.81 | 01 - AFUE |  | Dont Know | Dont Know | Dont Know |  | Yes | evap coil info unknown. see photo of coil nameplate | 9 | 2004 |  | 1 | 8 | 2004 | 58STX11012 | Field Data Only | 80.95 | 3217.2715 | 2850 | Central | Both Central and Space | Age 2000 to 2005 | Gas 100-114.99 | 78-84.99 AFUE | Primary | 2390.7144
2630 | PP21228066 | 2 | Other | 2000 - 2012 | N | -99 | -99 | 13 - Fireplace |  | 01 - Natural Gas |  | <1 day/week | No |  | 1st Floor | 04 - Conditioned Space |  | 0.25 | No |  |  |  | No Fan | -100 | -100 |  |  |  | -100 | Dont Know |  | Not Applicable | Not Applicable | Not Applicable |  | Not Applicable | no nameplate | -99 | -100 |  |  | -99 | 0 |  |  | -99 |  | 2850 | Space | Both Central and Space | Dont Know | Gas Dont Know | Dont Know | Secondary
2631 | PP21285368 | 1 | Furnace | 2000 - 2012 | N | 80 | 0 | 01 - Split Forced Air Furnace |  | 01 - Natural Gas | [5 empty] | 02 - Attic |  | 1 | No | westinghouse | L1RA072*16B |  | 01 - Constant Speed | 72 | 58 |  |  |  | 0.8 | 01 - AFUE |  | nordyne | c3bh-060c-ca | No |  | Yes |  | -99 | -99 |  | 1 | -99 | 0 | L1RA07216B | Field Data Only | 80 | 4108.35 | 1719 | Central | Central | Dont Know | Gas 070-084.99 | 78-84.99 AFUE | Primary | 3208.9377
2632 | PP21333353 | 1 | Other | 1970 - 1979 | N | -99 | -99 | 17 - Wood Stove |  | 05 - Wood | [5 empty] | 04 - Conditioned Space |  | 0 | Not Applicable | tempwood | tempwood |  | No Fan |  |  |  | Not Applicable |  | -100 | NA |  | Not Applicable | Not Applicable | Not Applicable | Not | Not Applicable |  | -99 | -99 |  |  | -99 | 0 | tempwood |  | -99 |  | 1900 | Space | Both Central and Space | Dont Know |  | Dont Know | Secondary
2633 | PP21333353 | 2 | Furnace | 1970 - 1979 | N | 80 | -99 | 01 - Split Forced Air Furnace |  | 01 - Natural Gas | [5 empty] | 05 - Mechanical Closet |  | 1 | No | international comfort products | c9mpx060f12a2 | 09/01/2010 | 01 - Constant Speed | 60 | -99 |  |  |  | -99 | Dont Know |  | allstyle | as36a244t | No |  | Yes | no output | 9 | 2010 |  | 1 | 2 | 2010 | c9mpx060f12a2 |  | -99 |  | 1900 | Central | Both Central and Space | Age 2010 to 2012 | Gas 055-069.99 | Dont Know | Primary
2634 | PP21391164 | 1 | Furnace | 1900 - 1969 | N | 80 | -0.0125 | 02 - Package Furnace/AC |  | 01 - Natural Gas | [5 empty] | 06 - Roof |  | 1 | No | carrier | 48sx-042080321aa |  | 01 - Constant Speed | 80 | 64.8 |  |  |  | -99 | Dont Know |  | Not Applicable | Not Applicable | Not Applicable |  | Not Applicable | not listed on nameplate | -99 | -99 | 1 | 1 | -99 | 0 | 48sx042080321aa | Field Data Only | 81 | 8122.07 | 1700 | Central | Central | Dont Know | Gas 070-084.99 | 78-84.99 AFUE | Primary | 7243.2715
2635 | PP21395204 | 1 | Other | 1970 - 1979 | N | -99 | -99 | 13 - Fireplace |  | 01 - Natural Gas |  | <1 day/week | No |  | 1st Floor | 04 - Conditioned Space |  | 0 | No | artisan |  |  | No Fan | -99 | -99 |  |  |  | -99 | Dont Know |  | Not Applicable | Not Applicable | Not Applicable |  | Not Applicable |  | -99 | -99 |  |  | -99 | 0 |  |  | -99 |  | 2680 | Space | Both Central and Space | Dont Know | Gas Dont Know | Dont Know | Secondary
2636 | PP21395204 | 2 | Furnace | 1970 - 1979 | N | 80 | 0 | 01 - Split Forced Air Furnace |  | 01 - Natural Gas | [5 empty] | 01 - Garage |  | 1 | No | bdp | 376cav060095acja |  | 01 - Constant Speed | 115 | -99 |  |  |  | -99 | Dont Know |  | bdp | cd5axa060000aaaa | No |  | Yes | no output | -99 | -99 |  | 1 | -99 | 0 | 376cav060095acja | CEC_fur | 80 | 2465.11 | 2680 | Central | Both Central and Space | Dont Know | Gas 115-129.99 | 78-84.99 AFUE | Primary | 1713.4487
2637 | PP21477174 | 1 | Furnace | 1970 - 1979 | N | 80 | -99 | 15 - Forced Air furnace (No AC) |  | 01 - Natural Gas | [5 empty] | 01 - Garage |  | 1 | No | carrier |  |  | 01 - Constant Speed | -99 | -99 |  |  |  | -99 | Dont Know |  | Not Applicable | Not Applicable | Not Applicable |  | No | blocked | -99 | -99 |  |  | -99 | 0 |  |  | -99 |  | 2600 | Central | Central | Dont Know | Gas Dont Know | Dont Know | Primary
2638 | PP21488848 | 1 | Furnace | 1900 - 1969 | N | 80 | -0.15625 | 15 - Forced Air furnace (No AC) |  | 01 - Natural Gas | [5 empty] | 04 - Conditioned Space |  | 1 | No | trane | tdy080r9v3v3 |  | 01 - Constant Speed | 80 | 72 |  |  |  | -99 | Dont Know |  | Not Applicable | Not Applicable | Not Applicable |  | No |  | -99 | -99 |  |  | -99 | 0 | tdy080r9v3v3 | CEC_fur | 92.5 | 5568.69 | 2000 | Central | Both Central and Space | Dont Know | Gas 070-084.99 | 90-96.99 AFUE | Primary | 4726.7661
2639 | PP21488848 | 2 | Other | 1900 - 1969 | N | -99 | -99 | 17 - Wood Stove |  | 05 - Wood | [5 empty] | 04 - Conditioned Space |  | 0 | No |  |  |  | No Fan |  |  |  | Not Applicable |  | -100 | NA |  | Not Applicable | Not Applicable | Not Applicable | Not | Not Applicable |  | -99 | -99 |  |  | -99 | 0 |  |  | -99 |  | 2000 | Space | Both Central and Space | Dont Know |  | Dont Know | Secondary
2640 | PP21521099 | 1 | Furnace | 1995 - 1999 | N | 80 | 0 | 01 - Split Forced Air Furnace |  | 01 - Natural Gas | [5 empty] | 01 - Garage |  | 1 | No | bdp | 376cav060095 |  | 01 - Constant Speed | 115 | -99 |  |  |  | -99 | 01 - AFUE |  | carrier | cb5axa060000aaaa | No |  | Yes | limited nameplate info | -99 | -99 |  | 1 | -99 | 0 | 376cav060095 | CEC_fur | 80 | 4108.35 | 2100 | Central | Both Central and Space | Dont Know | Gas 115-129.99 | 78-84.99 AFUE | Primary | 3208.9377
2641 | PP21521099 | 2 | Other | 1995 - 1999 | N | -99 | -99 | 14 - Electric Space Heater |  | 02 - Electric | [5 empty] | 04 - Conditioned Space |  | 0.25 | No |  |  |  | No Fan |  |  | -99 | Dont Know |  | -99 | Dont Know |  | Not Applicable | Not Applicable | Not Applicable |  | Not Applicable | could not access nameplate | -99 | -99 |  |  | -99 | 0 |  |  | -99 |  | 2100 | Space | Both Central and Space | Dont Know | Elec Dont Know | Dont Know | Secondary
2642 | PP21521099 | 3 | Other | 1995 - 1999 | N | -99 | -99 | 13 - Fireplace |  | 01 - Natural Gas |  | <1 day/week | No |  | 1st Floor | 04 - Conditioned Space |  | 0.25 | No |  |  |  | No Fan | -99 | -99 |  |  |  | -99 | Dont Know |  | Not Applicable | Not Applicable | Not Applicable |  | Not Applicable | no nameplate access | -99 | -99 |  |  | -99 | 0 |  |  | -99 |  | 2100 | Space | Both Central and Space | Dont Know | Gas Dont Know | Dont Know | Secondary
2643 | PP21529851 | 1 | Furnace | 1900 - 1969 | Y | 80 | 0.0625 | 01 - Split Forced Air Furnace |  | 01 - Natural Gas | [5 empty] | 02 - Attic |  | 1 | No | rheem | rgdd-06nc-er |  | 01 - Constant Speed | 60 | -99 |  |  |  | -99 | Dont Know |  | Dont Know | Dont Know | Dont Know |  | Yes |  | -99 | -99 |  | 1 | 25 | 1987 | rgdd06ncer | bluebook | 75 | 2696.1108 | 1250 | Central | Central | Age 1985 to 1989 | Gas 055-069.99 | 72-77.99 AFUE | Primary | 3174.8324
2644 | PP21551241 | 1 | Other | 1900 - 1969 | N | -99 | -99 | 13 - Fireplace |  | 01 - Natural Gas |  | <1 day/week | No |  | 1st Floor | 04 - Conditioned Space |  | 0 | Not Applicable | regency |  |  | No Fan | -99 | -99 |  |  |  | -99 | Dont Know |  | Not Applicable | Not Applicable | Not Applicable |  | Not Applicable |  | -99 | -99 |  |  | -99 | 0 |  |  | -99 |  | 1900 | Space | Both Central and Space | Dont Know | Gas Dont Know | Dont Know | Secondary
2645 | PP21551241 | 2 | Furnace | 1900 - 1969 | N | 80 | -99 | 01 - Split Forced Air Furnace |  | 01 - Natural Gas | [5 empty] | 02 - Attic |  | 1 | No | bdp |  |  | 01 - Constant Speed | -99 | -99 |  |  |  | -100 | Dont Know |  | Dont Know | Dont Know | Yes |  | Yes | in attic, made judgement call, too hot | -99 | -99 |  | 1 | -99 | 0 |  |  | -99 |  | 1900 | Central | Both Central and Space | Dont Know | Gas Dont Know | Dont Know | Primary
2646 | PP21564555 | 1 | Furnace | 1900 - 1969 | N | 80 | -99 | 01 - Split Forced Air Furnace |  | 01 - Natural Gas | [5 empty] | 05 - Mechanical Closet |  | 1 | No | carrier |  |  | 01 - Constant Speed | -99 | 71 |  |  |  | -99 | Dont Know |  | resco | cd5bxc048000aaaa | No |  | Yes | nameplate is blocked | -99 | -99 |  | 1 | -99 | 0 |  |  | -99 |  | 1800 | Central | Central | Dont Know | Gas Dont Know | Dont Know | Primary
2647 | PP21595081 | 1 | Furnace | 1970 - 1979 | N | 80 | -0.2 | 01 - Split Forced Air Furnace |  | 01 - Natural Gas | [5 empty] | 05 - Mechanical Closet |  | 0.5 | No | carrier | 58mbv080-20 | 04/01/2007 | 02 - Variable Speed | 80 | 75 |  |  |  | 0.96 | 01 - AFUE |  | Dont Know | Dont Know | Yes |  | Yes | Information not on name plate. | 4 | 2007 |  | 1 | 5 | 2007 | 58mbv08020 | Outside Source Manual Lookup | 96 | 3215.3609 | 4000 | Central | Both Central and Space | Age 2006 to 2009 | Gas 070-084.99 | 90-96.99 AFUE | Primary | 2234.9331
2648 | PP21595081 | 2 | Furnace | 1970 - 1979 | N | 80 | -0.02275 | 01 - Split Forced Air Furnace |  | 01 - Natural Gas | [5 empty] | 02 - Attic |  | 0.5 | No | carrier | 58CVX070-12 | 12/01/2004 | 02 - Variable Speed | 66 | 54 |  |  |  | 0.8 | 01 - AFUE |  | Dont Know | Dont Know | Yes |  | Yes | Information not on name plate. | 12 | 2004 |  | 2 | 8 | 2004 | 58CVX07012 | Field Data Only | 81.82 |  | 4000 | Central | Both Central and Space | Age 2000 to 2005 | Gas 055-069.99 | 78-84.99 AFUE | Secondary
2649 | PP21595081 | 3 | Other | 1970 - 1979 | N | -99 | -99 | 13 - Fireplace |  | 05 - Wood |  | 1-2 days/week | No |  | 1st Floor | 04 - Conditioned Space |  | 0 | No |  |  |  | 01 - Constant Speed | [5 empty] | -99 | Dont Know |  | Not Applicable | Not Applicable | Not Applicable | Dont | Not Applicable | no plate | -99 | -99 |  |  | -99 | 0 |  |  | -99 |  | 4000 | Space | Both Central and Space | Dont Know |  | Dont Know | Secondary
2650 | PP21595081 | 4 | Other | 1970 - 1979 | N | -99 | -99 | 13 - Fireplace |  | 05 - Wood |  | <1 day/week | No |  | 1st Floor | 04 - Conditioned Space |  | 0 | No |  |  |  | No Fan | [5 empty] | -99 | Dont Know |  | Not Applicable | Not Applicable | Not Applicable | Dont | Not Applicable | wood | -99 | -99 |  |  | -99 | 0 |  |  | -99 |  | 4000 | Space | Both Central and Space | Dont Know |  | Dont Know | Secondary
2651 | PP21595081 | 5 | Other | 1970 - 1979 | N | -99 | -99 | 13 - Fireplace |  | 05 - Wood |  | <1 day/week | No |  | 2nd Floor | 04 - Conditioned Space |  | 0 | No |  |  |  | No Fan | [5 empty] | -100 | Dont Know |  | Not Applicable | Not Applicable | Not Applicable | Not | Not Applicable |  | -99 | -99 |  |  | -99 | 0 |  |  | -99 |  | 4000 | Space | Both Central and Space | Dont Know |  | Dont Know | Secondary
2652 | PP21595499 | 1 | Other | 1900 - 1969 | N | -99 | -99 | 17 - Wood Stove |  | 05 - Wood | [5 empty] | 04 - Conditioned Space |  | 0 | Not Applicable | resolute |  |  | No Fan |  |  |  | Not Applicable |  | -100 | NA |  | Not Applicable | Not Applicable | Not Applicable | Not | Not Applicable |  | -99 | -99 |  |  | -99 | 0 |  |  | -99 |  | 2000 | Space | Both Central and Space | Dont Know |  | Dont Know | Secondary
2653 | PP21595499 | 2 | Furnace | 1900 - 1969 | N | 80 | 0 | 02 - Package Furnace/AC |  | 01 - Natural Gas | [5 empty] | Other | outside | 1 | No | lennox | gcs20r-511-125-2p |  | 01 - Constant Speed | 125 | 100 |  |  |  | 0.8 | 01 - AFUE |  | Not Applicable | Not Applicable | Not Applicable |  | Not Applicable |  | -99 | -99 | 1 | 1 | -99 | 0 | gcs20r5111252p | Field Data Only | 80 | 8122.07 | 2000 | Central | Both Central and Space | Dont Know | Gas 115-129.99 | 78-84.99 AFUE | Primary | 6343.9622
2654 | PP21615881 | 1 | Wall Furnace | 2000 - 2012 | Y | 65 | -0.23077 | 03 - Wall Furnace |  | 01 - Natural Gas | [5 empty] | 04 - Conditioned Space |  | 1 | No | williams | 3508332 |  | 01 - Constant Speed | 35 | -99 |  |  |  | -99 | Dont Know |  | Not Applicable | Not Applicable | Not Applicable |  | No | no info on nameplate | -99 | -99 |  |  | -99 | 0 | 3508332 | CEC_heat | 80 | 11404.97 | 1400 | Space | Space | Dont Know | Gas 025-039.99 | 78-84.99 AFUE | Primary | 8971.7606
2655 | PP21642915 | 1 | Other | 2000 - 2012 | N | -99 | -99 | 13 - Fireplace |  | 01 - Natural Gas |  | <1 day/week | Not Applicable |  | 1st Floor | 04 - Conditioned Space |  | 0.15 | Not Applicable |  |  | 01/01/2000 | No Fan | -100 | -100 |  |  |  | -100 | Dont Know |  | Not Applicable | Not Applicable | Not Applicable |  | Not Applicable |  | 1 | 2000 |  |  | 12 | 2000 |  |  | -99 |  | 4000 | Space | Both Central and Space | Age 2000 to 2005 | Gas Dont Know | Dont Know | Secondary
2656 | PP21642915 | 2 | Furnace | 2000 - 2012 | N | 80 | -0.0145 | 01 - Split Forced Air Furnace |  | 01 - Natural Gas | [5 empty] | 02 - Attic |  | 1 | No | carrier | 58rav070-12 |  | 01 - Constant Speed | 69 | 56 |  |  |  | 0.8 | 01 - AFUE |  | allstyle | aslb305010t+v | Dont Know |  | Yes |  | -99 | -99 |  | 1 | -99 | 0 | 58rav07012 | CEC_fur | 81.16 | 8122.07 | 4000 | Central | Both Central and Space | Dont Know | Gas 055-069.99 | 78-84.99 AFUE | Primary | 7243.2715
2657 | PP21689758 | 1 | Wall Furnace | 1900 - 1969 | Y | 65 | -99 | 03 - Wall Furnace |  | 01 - Natural Gas | [5 empty] | 04 - Conditioned Space |  | 1 | No | coleman | 68 |  | No Fan | 35 | -99 |  |  |  | -99 | Dont Know |  | Not Applicable | Not Applicable | Not Applicable |  | No | not listed on nameplate | -99 | -99 |  |  | -99 | 0 | 68 |  | -99 |  | 1027 | Space | Space | Dont Know | Gas 025-039.99 | Dont Know | Primary
2658 | PP21701127 | 1 | Furnace | 1995 - 1999 | Y | 80 | -99 | 01 - Split Forced Air Furnace |  | 01 - Natural Gas | water fed to heating coil from water heater |  |  |  |  | 01 - Garage |  | 1 | No | state | m 4636 1gs |  | 01 - Constant Speed | -99 | 42 |  |  |  | -99 | Dont Know |  | Not Applicable | Not Applicable | Not Applicable |  | Not Applicable | not listed on nameplate | -99 | -99 |  | 1 | -99 | 0 | m46361gs |  | -99 |  | 1591 | Central | Central | Dont Know | Gas Dont Know | Dont Know | Primary
2659 | PP21821815 | 1 | Furnace | 2000 - 2012 | Y | 80 | -99 | 01 - Split Forced Air Furnace |  | 01 - Natural Gas | [5 empty] | 02 - Attic |  | 1 | No | goodman |  |  | 01 - Constant Speed | -99 | -99 |  |  |  | -99 | 01 - AFUE |  | Dont Know | Dont Know | Dont Know |  | Yes | don't know | -99 | -99 |  | 1 | -99 | 0 |  |  | -99 |  | 1300 | Central | Central | Dont Know | Gas Dont Know | Dont Know | Primary
2660 | PP21830322 | 1 | Other | 1900 - 1969 | N | -99 | -99 | 13 - Fireplace |  | 05 - Wood |  | 3-5 days/week | Yes | -99 | 1st Floor | 04 - Conditioned Space |  | 0 | No |  |  |  | No Fan | [5 empty] | -100 | Dont Know |  | Not Applicable | Not Applicable | Not Applicable | Not | Not Applicable | no nameplate | -99 | -99 |  |  | -99 | 0 |  |  | -99 |  | 1450 | Space | Both Central and Space | Dont Know |  | Dont Know | Secondary
2661 | PP21830322 | 2 | Furnace | 1900 - 1969 | N | 80 | -0.16 | 01 - Split Forced Air Furnace |  | 01 - Natural Gas | [5 empty] | 01 - Garage |  | 1 | No | ruud | UGRA-07(E/N)MAES |  | 01 - Constant Speed | 75 | -99 |  |  |  | -99 | Dont Know |  | Dont Know | Dont Know | Dont Know |  | Yes | tape covering evap plate. 90 plus efficiency | -99 | -99 |  | 1 | -99 | 0 | UGRA07ENMAES | CEC_fur | 92.8 | 2465.11 | 1450 | Central | Both Central and Space | Dont Know | Gas 070-084.99 | 90-96.99 AFUE | Primary | 1713.4487
2662 | PP21830322 | 3 | Other | 1900 - 1969 | N | -99 | -99 | 13 - Fireplace |  | 05 - Wood |  | <1 day/week | No |  | 1st Floor | 04 - Conditioned Space |  | 0 | No |  |  |  | No Fan | [5 empty] | -100 | Dont Know |  | Not Applicable | Not Applicable | Not Applicable | Not | Not Applicable |  | -99 | -100 |  |  | -99 | 0 |  |  | -99 |  | 1450 | Space | Both Central and Space | Dont Know |  | Dont Know | Secondary
2663 | PP21834467 | 1 | Furnace | 2000 - 2012 | N | 80 | -99 | 01 - Split Forced Air Furnace |  | 01 - Natural Gas | [5 empty] | 05 - Mechanical Closet |  | 1 | No |  |  |  | 01 - Constant Speed | -99 | -99 |  |  |  | -99 | Dont Know |  | Not Applicable | Not Applicable | Not Applicable |  | No | couldnt access | -99 | -99 |  | 1 | -99 | 0 |  |  | -99 |  | 2100 | Central | Central | Dont Know | Gas Dont Know | Dont Know | Primary
2664 | PP21838399 | 1 | Furnace | 2000 - 2012 | N | 80 | -0.15 | 01 - Split Forced Air Furnace |  | 01 - Natural Gas | [5 empty] | 02 - Attic |  | 0.5 | No | rheem |  |  | 02 - Variable Speed | -99 | -99 |  |  |  | 0.92 | 01 - AFUE |  | allstyle | askm605424txv | Yes |  | Yes | couldnt open | -99 | -99 |  | 1 | -99 | 0 |  | Field Data Only | 92 | 4108.35 | 4700 | Central | Both Central and Space | Dont Know | Gas Dont Know | 90-96.99 AFUE | Primary | 2855.632
2665 | PP21838399 | 2 | Furnace | 2000 - 2012 | N | 80 | 0 | 01 - Split Forced Air Furnace |  | 01 - Natural Gas | [5 empty] | 02 - Attic |  | 0.25 | No | rheem | criterion |  | 01 - Constant Speed | -99 | -99 |  |  |  | 0.8 | 01 - AFUE |  | allstyle | a9lb243022txv | Yes |  | Yes | couldnt open | -99 | -99 |  | 2 | -99 | 0 | criterion | Field Data Only | 80 |  | 4700 | Central | Both Central and Space | Dont Know | Gas Dont Know | 78-84.99 AFUE | Secondary
2666 | PP21838399 | 3 | Furnace | 2000 - 2012 | N | 80 | -99 | 01 - Split Forced Air Furnace |  | 01 - Natural Gas | [5 empty] | 02 - Attic |  | 0.25 | No | rheem |  |  | 01 - Constant Speed | -99 | -99 |  |  |  | -99 | 01 - AFUE |  | allstyle | Dont Know | Yes |  | Yes | far end of attic | -99 | -99 |  | 3 | -99 | 0 |  |  | -99 |  | 4700 | Central | Both Central and Space | Dont Know | Gas Dont Know | Dont Know | Secondary
2667 | PP21838399 | 4 | Other | 2000 - 2012 | N | -99 | -99 | 13 - Fireplace |  | 01 - Natural Gas |  | Daily | No |  | 1st Floor | 04 - Conditioned Space |  | 0 | No | lennox |  |  | No Fan | -99 | -99 |  |  |  | -99 | Dont Know |  | Not Applicable | Not Applicable | Not Applicable |  | Not Applicable |  | -99 | -99 |  |  | -99 | 0 |  |  | -99 |  | 4700 | Space | Both Central and Space | Dont Know | Gas Dont Know | Dont Know | Secondary
2668 | PP21838399 | 5 | Other | 2000 - 2012 | N | -99 | -99 | 13 - Fireplace |  | 01 - Natural Gas |  | <1 day/week | No |  | 1st Floor | 04 - Conditioned Space |  | 0 | No | heat & glo |  |  | No Fan | -99 | -99 |  |  |  | -99 | Dont Know |  | Not Applicable | Not Applicable | Not Applicable |  | Not Applicable |  | -99 | -99 |  |  | -99 | 0 |  |  | -99 |  | 4700 | Space | Both Central and Space | Dont Know | Gas Dont Know | Dont Know | Secondary
2669 | PP21849724 | 1 | Furnace | 2000 - 2012 | N | 80 | -0.019 | 01 - Split Forced Air Furnace |  | 01 - Natural Gas | [5 empty] | 02 - Attic |  | 1 | No | bryant | 373lav048095 | 04/01/2002 | 01 - Constant Speed | 92 | 75 |  |  |  | 0.81 | 01 - AFUE |  | allstyle | aslb424422t+v | No |  | Yes |  | 4 | 2002 |  | 1 | 10 | 2002 | 373lav048095 | bluebook | 81.52 | 4766.9405 | 1830 | Central | Both Central and Space | Age 2000 to 2005 | Gas 085-099.99 | 78-84.99 AFUE | Primary | 3313.4051
2670 | PP21849724 | 2 | Other | 2000 - 2012 | N | -99 | -99 | 13 - Fireplace |  | 01 - Natural Gas |  | <1 day/week | No |  | 1st Floor | 04 - Conditioned Space |  | 0.25 | No |  |  |  | No Fan | -99 | -99 |  |  |  | -99 | Dont Know |  | Not Applicable | Not Applicable | Not Applicable |  | Not Applicable | no nameplate access | -99 | -99 |  |  | -99 | 0 |  |  | -99 |  | 1830 | Space | Both Central and Space | Dont Know | Gas Dont Know | Dont Know | Secondary
2671 | PP21857808 | 1 | Furnace | 1980 - 1989 | Y | 80 | -99 | 02 - Package Furnace/AC |  | 01 - Natural Gas | [5 empty] | 06 - Roof |  | 1 | No |  |  |  | 01 - Constant Speed | -99 | -99 |  |  |  | -99 | Dont Know |  | Not Applicable | Not Applicable | Not Applicable |  | Not Applicable | no access to 2nd story roof | -99 | -99 | 1 | 1 | -99 | 0 |  |  | -99 |  | 925 | Central | Central | Dont Know | Gas Dont Know | Dont Know | Primary
2672 | PP21882526 | 1 | Furnace | 1900 - 1969 | N | 80 | -99 | 15 - Forced Air furnace (No AC) |  | 01 - Natural Gas | [5 empty] | 02 - Attic |  | 1 | No | westinghouse | L1RA090*12B | 01/01/2005 | 01 - Constant Speed | -99 | -99 |  |  |  | -99 | Dont Know |  | Not Applicable | Not Applicable | Not Applicable |  | No | unit was in a part of attic i couldnt step on | 1 | 2005 |  |  | 7 | 2005 | L1RA09012B |  | -99 |  | 1060 | Central | Both Central and Space | Age 2000 to 2005 | Gas Dont Know | Dont Know | Primary
2673 | PP21882526 | 2 | Other | 1900 - 1969 | N | -99 | -99 | 17 - Wood Stove |  | 05 - Wood | [5 empty] | 04 - Conditioned Space |  | 0.75 | Not Applicable |  |  |  | No Fan |  |  |  | Not Applicable |  | -100 | NA |  | Not Applicable | Not Applicable | Not Applicable | Not | Not Applicable |  | -99 | -99 |  |  | -99 | 0 |  |  | -99 |  | 1060 | Space | Both Central and Space | Dont Know |  | Dont Know | Secondary
2674 | PP21905821 | 1 | Other | 1990 - 1994 | N | -99 | -99 | 13 - Fireplace |  | 05 - Wood |  | <1 day/week | No |  | 1st Floor | 04 - Conditioned Space |  | 0 | Not Applicable |  |  |  | No Fan | [5 empty] | -99 | Dont Know |  | Not Applicable | Not Applicable | Not Applicable | Dont | Not Applicable |  | -99 | -99 |  |  | -99 | 0 |  |  | -99 |  | 2050 | Space | Both Central and Space | Dont Know |  | Dont Know | Secondary
2675 | PP21905821 | 2 | Furnace | 1990 - 1994 | N | 80 | 0 | 01 - Split Forced Air Furnace |  | 01 - Natural Gas | [5 empty] | 02 - Attic |  | 1 | No | rheem | rgpr-07namkr | 05/01/2010 | 01 - Constant Speed | 70 | 52.5 |  |  |  | 0.8 | 01 - AFUE |  | Dont Know | Dont Know | Dont Know |  | Yes | couldn't access evap coil | 5 | 2010 |  | 1 | 2 | 2010 | rgpr07namkr | Field Data Only | 80 | 6162.525 | 2050 | Central | Both Central and Space | Age 2010 to 2012 | Gas 070-084.99 | 78-84.99 AFUE | Primary | 4283.448
2676 | PP21950849 | 1 | Furnace | 1980 - 1989 | N | 80 | -0.01 | 01 - Split Forced Air Furnace |  | 01 - Natural Gas | [5 empty] | 01 - Garage |  | 1 | No | day & night | 376baw048075 |  | 01 - Constant Speed | 90 | -99 |  |  |  | -99 | 01 - AFUE |  | bdp | 518a048 | No |  | Yes | limited nameplate info | -99 | -99 |  | 1 | 23 | 1989 | 376baw048075 | bluebook | 80.8 | 5185.95 | 1864 | Central | Both Central and Space | Age 1985 to 1989 | Gas 085-099.99 | 78-84.99 AFUE | Primary | 4050.6263
2677 | PP21950849 | 2 | Other | 1980 - 1989 | N | -99 | -99 | 13 - Fireplace |  | 05 - Wood |  | <1 day/week | No |  | 1st Floor | 04 - Conditioned Space |  | 0.25 | No | temtex |  |  | No Fan | [5 empty] | -99 | Dont Know |  | Not Applicable | Not Applicable | Not Applicable | Not | Not Applicable | limited nameplate info | -99 | -99 |  |  | -99 | 0 |  |  | -99 |  | 1864 | Space | Both Central and Space | Dont Know |  | Dont Know | Secondary
2678 | PP22048696 | 1 | Wall Furnace | 1900 - 1969 | N | 65 | -0.18462 | 03 - Wall Furnace |  | 01 - Natural Gas | [5 empty] | 04 - Conditioned Space |  | 0.5 | No | williams | 2509622 | 07/01/2009 | 01 - Constant Speed | 25 | 19.35 |  |  |  | 0.77 | 01 - AFUE |  | Not Applicable | Not Applicable | Not Applicable |  | Not Applicable |  | 7 | 2009 |  |  | 3 | 2009 | 2509622 | Field Data Only | 77 | 15549.4043 | 550 | Space | Space | Age 2006 to 2009 | Gas 025-039.99 | 72-77.99 AFUE | Primary | 14059.4357
2679 | PP22136575 | 1 | Wall Furnace | Dont Know | Y | 65 | -0.092308 | 03 - Wall Furnace |  | 01 - Natural Gas | [5 empty] | 04 - Conditioned Space |  | 0.5 | Not Applicable | williams | 35 gv c 5t nat |  | No Fan | 35 | 24.5 |  |  |  | 0.71 | 01 - AFUE |  | Not Applicable | Not Applicable | Not Applicable |  | Not Applicable |  | -99 | -99 |  |  | -99 | 0 | 35gvc5tnat | Field Data Only | 71 | 11404.97 | -99 | Space | Space | Dont Know | Gas 025-039.99 | 66-71.99 AFUE | Primary | 8513.3771
2680 | PP22136575 | 2 | Other | Dont Know | Y | -99 | -99 | 13 - Fireplace |  | 01 - Natural Gas |  | Daily | No |  | 1st Floor | 04 - Conditioned Space |  | 0.25 | No | cfm |  |  | No Fan | -99 | -99 |  |  |  | -99 | Dont Know |  | Not Applicable | Not Applicable | Not Applicable |  | Not Applicable |  | -99 | -99 |  |  | -99 | 0 |  |  | -99 |  | -99 | Space | Space | Dont Know | Gas Dont Know | Dont Know | Secondary
2681 | PP22136575 | 3 | Wall Furnace | Dont Know | Y | 65 | -0.092308 | 03 - Wall Furnace |  | 01 - Natural Gas | [5 empty] | 04 - Conditioned Space |  | 0.25 | Not Applicable | climate mfg | 355 |  | No Fan | 35 | 24.5 |  |  |  | 0.71 | 01 - AFUE |  | Not Applicable | Not Applicable | Not Applicable |  | Not Applicable |  | -99 | -99 |  |  | -99 | 0 | 355 | Field Data Only | 71 |  | -99 | Space | Space | Dont Know | Gas 025-039.99 | 66-71.99 AFUE | Secondary
2682 | PP22139373 | 1 | Furnace | 1900 - 1969 | N | 80 | -99 | 01 - Split Forced Air Furnace |  | 01 - Natural Gas | [5 empty] | 02 - Attic |  | 1 | Dont Know | international comfort products | T8MPL125J20 | 02/01/2004 | 01 - Constant Speed | 125 | -99 |  |  |  | -99 | Dont Know |  | international comfort products | epm60j22c2 | Dont Know |  | Yes | no output, manufacturer smudged | 2 | 2004 |  | 1 | 8 | 2004 | T8MPL125J20 |  | -99 |  | 2485 | Central | Both Central and Space | Age 2000 to 2005 | Gas 115-129.99 | Dont Know | Primary
2683 | PP22139373 | 2 | Other | 1900 - 1969 | N | -99 | -99 | 13 - Fireplace |  | 01 - Natural Gas |  | <1 day/week | No |  | 1st Floor | 04 - Conditioned Space |  | 0 | Not Applicable |  |  |  | No Fan | -100 | -100 |  |  |  | -100 | Dont Know |  | Not Applicable | Not Applicable | Not Applicable |  | Not Applicable |  | -99 | -100 |  |  | -99 | 0 |  |  | -99 |  | 2485 | Space | Both Central and Space | Dont Know | Gas Dont Know | Dont Know | Secondary
2684 | PP22200242 | 1 | Furnace | 1900 - 1969 | Y | 80 | -99 | 15 - Forced Air furnace (No AC) |  | 01 - Natural Gas | [5 empty] | 01 - Garage |  | 1 | No |  |  |  | 02 - Variable Speed | -99 | -99 |  |  |  | -99 | Dont Know |  | Not Applicable | Not Applicable | Not Applicable |  | No | couldnt access unit | -99 | -99 |  |  | -99 | 0 |  |  | -99 |  | 1500 | Central | Central | Dont Know | Gas Dont Know | Dont Know | Primary
2685 | PP22206369 | 1 | Furnace | 1900 - 1969 | N | 80 | 0 | 15 - Forced Air furnace (No AC) |  | 01 - Natural Gas | [5 empty] | 05 - Mechanical Closet |  | 1 | No | payne | 80faus-12 |  | 01 - Constant Speed | 80 | 64 |  |  |  | 0.8 | 01 - AFUE |  | Not Applicable | Not Applicable | Not Applicable |  | Not Applicable |  | -99 | -99 |  |  | 45 | 1967 | 80faus12 | bluebook | 80 | 14156.4369 | 550 | Central | Central | Age 1979 and older | Gas 070-084.99 | 78-84.99 AFUE | Primary | 12799.9446
2686 | PP22211348 | 1 | Other | 1900 - 1969 | N | -99 | -99 | 14 - Electric Space Heater |  | 02 - Electric | [5 empty] | 04 - Conditioned Space |  | 0 | Not Applicable | delonghi | 3107 t |  | No Fan |  |  | 1.5 | 01 - kW |  | -99 | Dont Know |  | Not Applicable | Not Applicable | Not Applicable |  | Not Applicable |  | -99 | -99 |  |  | -99 | 0 | 3107t |  | -99 |  | 1800 | Space | Both Central and Space | Dont Know | Elec 0.1-0.99 | Dont Know | Secondary
2687 | PP22211348 | 2 | Other | 1900 - 1969 | N | -99 | -99 | 13 - Fireplace |  | 05 - Wood |  | <1 day/week | No |  | 1st Floor | 04 - Conditioned Space |  | 0 | Not Applicable |  |  |  | No Fan | [5 empty] | -100 | Dont Know |  | Not Applicable | Not Applicable | Not Applicable | Not | Not Applicable |  | -99 | -100 |  |  | -99 | 0 |  |  | -99 |  | 1800 | Space | Both Central and Space | Dont Know |  | Dont Know | Secondary
2688 | PP22211348 | 3 | Furnace | 1900 - 1969 | N | 80 | -99 | 15 - Forced Air furnace (No AC) |  | 01 - Natural Gas | [5 empty] | 03 - Basement |  | 1 | No | trane |  |  | 01 - Constant Speed | -99 | -99 |  |  |  | -99 | 01 - AFUE |  | Not Applicable | Not Applicable | Not Applicable |  | No | furnace in flooded basement/crawl space. couldn't access | -99 | -99 |  |  | -99 | 0 |  |  | -99 |  | 1800 | Central | Both Central and Space | Dont Know | Gas Dont Know | Dont Know | Primary
2689 | PP22217637 | 1 | Other | 1980 - 1989 | N | -99 | -99 | 13 - Fireplace |  | 05 - Wood |  | <1 day/week | No |  | 1st Floor | 04 - Conditioned Space |  | 0.25 | No |  |  |  | No Fan | [5 empty] | -100 | Dont Know |  | Not Applicable | Not Applicable | Not Applicable | Dont | Not Applicable | no nameplate access. | -99 | -99 |  |  | -99 | 0 |  |  | -99 |  | 2160 | Space | Both Central and Space | Dont Know |  | Dont Know | Secondary
2690 | PP22217637 | 2 | Furnace | 1980 - 1989 | N | 80 | 0 | 15 - Forced Air furnace (No AC) |  | 01 - Natural Gas | [5 empty] | 01 - Garage |  | 1 | No | trane | tdd100c948f3 | 09/01/2003 | 01 - Constant Speed | 100 | -99 |  |  |  | -99 | 01 - AFUE |  | Not Applicable | Not Applicable | Not Applicable |  | No | no output listed on nameplate. not 100% certain for fan speed. | 9 | 2003 |  |  | 9 | 2003 | tdd100c948f3 | CEC_fur | 80 | 6461.3808 | 2160 | Central | Both Central and Space | Age 2000 to 2005 | Gas 100-114.99 | 78-84.99 AFUE | Primary | 5484.492
2691 | PP22222583 | 1 | Furnace | 1900 - 1969 | N | 80 | 0 | 01 - Split Forced Air Furnace |  | 01 - Natural Gas | [5 empty] | 01 - Garage |  | 1 | No | trane | tud080r9v3a1 | 01/01/1994 | 01 - Constant Speed | 80 | -99 |  |  |  | -99 | Dont Know |  | Dont Know | v1036-ntxv | Yes |  | Yes | dk | 1 | 1994 |  | 1 | 18 | 1994 | tud080r9v3a1 | CEC_fur | 80 | 9701.3614 | 1200 | Central | Both Central and Space | Age 1990 to 1994 | Gas 070-084.99 | 78-84.99 AFUE | Primary | 8651.6854
2692 | PP22222583 | 2 | Other | 1900 - 1969 | N | -99 | -99 | 13 - Fireplace |  | 05 - Wood |  | <1 day/week | No |  | 1st Floor | 04 - Conditioned Space |  | 0.5 | Yes |  |  |  | No Fan | [5 empty] | -100 | Dont Know |  | Not Applicable | Not Applicable | Not Applicable | Not | Not Applicable |  | -99 | -99 |  |  | -99 | 0 |  |  | -99 |  | 1200 | Space | Both Central and Space | Dont Know |  | Dont Know | Secondary
2693 | PP22227635 | 1 | Furnace | 1970 - 1979 | Y | 80 | -99 | 02 - Package Furnace/AC |  | 01 - Natural Gas | [5 empty] | 06 - Roof |  | 1 | No | rheem |  |  | 01 - Constant Speed | -99 | -99 |  |  |  | -99 | Dont Know |  | Not Applicable | Not Applicable | Not Applicable |  | Not Applicable | nameplate very weathered, not readable | -99 | -99 | 2 | 2 | -99 | 0 |  |  | -99 |  | 800 | Central | Central | Dont Know | Gas Dont Know | Dont Know | Primary
2694 | PP22234169 | 1 | Furnace | Dont Know | Y | 80 | -99 | 02 - Package Furnace/AC |  | 01 - Natural Gas | [5 empty] | 06 - Roof |  | 1 | No | ruud |  |  | 01 - Constant Speed | -99 | -99 |  |  |  | -99 | Dont Know |  | Not Applicable | Not Applicable | Not Applicable |  | Not Applicable | unit on roof | -99 | -99 | 1 | 1 | -99 | 0 |  |  | -99 |  | 1500 | Central | Central | Dont Know | Gas Dont Know | Dont Know | Primary
2695 | PP22267307 | 1 | Wall Furnace | 1980 - 1989 | Y | 65 | -99 | 03 - Wall Furnace |  | 01 - Natural Gas | [5 empty] | 04 - Conditioned Space |  | 1 | No |  |  |  | No Fan | -99 | -99 |  |  |  | -99 | Dont Know |  | Not Applicable | Not Applicable | Not Applicable |  | Not Applicable | bookcase blocking unit | -99 | -99 |  |  | -99 | 0 |  |  | -99 |  | -99 | Space | Space | Dont Know | Gas Dont Know | Dont Know | Primary
2696 | PP22267342 | 1 | Furnace | 1900 - 1969 | N | 80 | -99 | 15 - Forced Air furnace (No AC) |  | 01 - Natural Gas | [5 empty] | 07 - Crawlspace |  | 1 | No |  |  |  | 01 - Constant Speed | -99 | -99 |  |  |  | -99 | Dont Know |  | Not Applicable | Not Applicable | Not Applicable |  | No | went under house but couldn't find name plate | -99 | -99 |  |  | -99 | 0 |  |  | -99 |  | 1500 | Central | Both Central and Space | Dont Know | Gas Dont Know | Dont Know | Primary
2697 | PP22267342 | 2 | Other | 1900 - 1969 | N | -99 | -99 | 13 - Fireplace |  | 05 - Wood |  | <1 day/week | No |  | 1st Floor | 04 - Conditioned Space |  | 0.2 | Not Applicable |  |  |  | No Fan | [5 empty] | -100 | Dont Know | na | Not Applicable | Not Applicable | Not Applicable | Not | Not Applicable |  | -99 | -99 |  |  | -99 | 0 |  |  | -99 |  | 1500 | Space | Both Central and Space | Dont Know |  | Dont Know | Secondary
2698 | PP22272999 | 1 | Furnace | 1900 - 1969 | N | 80 | -99 | 15 - Forced Air furnace (No AC) |  | 01 - Natural Gas | [5 empty] | 01 - Garage |  | 1 | No | fraser-johnston |  |  | 02 - Variable Speed | -99 | -99 |  |  |  | -99 | Dont Know |  | Not Applicable | Not Applicable | Not Applicable |  | No | name plate faded | -99 | -99 |  |  | -99 | 0 |  |  | -99 |  | 1090 | Central | Both Central and Space | Dont Know | Gas Dont Know | Dont Know | Primary
2699 | PP22272999 | 2 | Other | 1900 - 1969 | N | -99 | -99 | 14 - Electric Space Heater |  | 02 - Electric | [5 empty] | 04 - Conditioned Space |  | 0.5 | Not Applicable | holmes | hoh3000 |  | No Fan |  |  | 1.5 | 01 - kW |  | -99 | Dont Know |  | Not Applicable | Not Applicable | Not Applicable |  | Not Applicable | Information not on name plate. | -99 | -99 |  |  | -99 | 0 | hoh3000 |  | -99 |  | 1090 | Space | Both Central and Space | Dont Know | Elec 0.1-0.99 | Dont Know | Secondary
2700 | PP22272999 | 3 | Other | 1900 - 1969 | N | -99 | -99 | 14 - Electric Space Heater |  | 02 - Electric | [5 empty] | 04 - Conditioned Space |  | 0.15 | Not Applicable | holmes | hoh3000 |  | No Fan |  |  | 1.5 | 01 - kW |  | -99 | Dont Know |  | Not Applicable | Not Applicable | Not Applicable |  | Not Applicable | Information not on name plate. | -99 | -99 |  |  | -99 | 0 | hoh3000 |  | -99 |  | 1090 | Space | Both Central and Space | Dont Know | Elec 0.1-0.99 | Dont Know | Secondary
2701 | PP22272999 | 4 | Other | 1900 - 1969 | N | -99 | -99 | 13 - Fireplace |  | 05 - Wood |  | <1 day/week | No |  | 2nd Floor | 04 - Conditioned Space |  | 0.25 | Not Applicable |  |  |  | No Fan | [5 empty] | -100 | Dont Know | na | Not Applicable | Not Applicable | Not Applicable | Not | Not Applicable |  | -99 | -99 |  |  | -99 | 0 |  |  | -99 |  | 1090 | Space | Both Central and Space | Dont Know |  | Dont Know | Secondary
2702 | PP22272999 | 5 | Other | 1900 - 1969 | N | -99 | -99 | 14 - Electric Space Heater |  | 02 - Electric | [5 empty] | 04 - Conditioned Space |  | 0.1 | Not Applicable | honeywell | hz-860-tgt |  | 02 - Variable Speed |  |  | 1.5 | 01 - kW |  | -99 | Dont Know |  | Not Applicable | Not Applicable | Not Applicable |  | Not Applicable | Information not on name plate. | -99 | -99 |  |  | -99 | 0 | hz860tgt |  | -99 |  | 1090 | Space | Both Central and Space | Dont Know | Elec 0.1-0.99 | Dont Know | Secondary
2703 | PP22306519 | 1 | Furnace | 2000 - 2012 | N | 80 | -0.019 | 01 - Split Forced Air Furnace |  | 01 - Natural Gas | [5 empty] | 02 - Attic |  | 1 | No | bryant | q373lav048095 | 09/01/1998 | 01 - Constant Speed | 92 | 75 |  |  |  | 0.81 | 01 - AFUE |  | Dont Know | ck3bxa048000aaaa | No |  | Yes |  | 9 | 1998 |  | 1 | 14 | 1998 | q373lav048095 | Field Data Only | 81.52 | 6074.9345 | 2450 | Central | Both Central and Space | Age 1995 to 1999 | Gas 085-099.99 | 78-84.99 AFUE | Primary | 5156.4721
2704 | PP22306519 | 2 | Other | 2000 - 2012 | N | -99 | -99 | 13 - Fireplace |  | 05 - Wood |  | <1 day/week | No |  | 1st Floor | 04 - Conditioned Space |  | 0.15 | No |  |  |  | No Fan | [5 empty] | -99 | Dont Know |  | Not Applicable | Not Applicable | Not Applicable | Not | No | no nameplate access | -99 | -99 |  |  | -99 | 0 |  |  | -99 |  | 2450 | Space | Both Central and Space | Dont Know |  | Dont Know | Secondary
2705 | PP22308430 | 1 | Furnace | 1900 - 1969 | Y | 80 | -0.2 | 01 - Split Forced Air Furnace |  | 01 - Natural Gas | [5 empty] | 02 - Attic |  | 1 | No | york | TG9S060B12MP11 |  | 01 - Constant Speed | 60 | 57.3 |  |  |  | 0.96 | 01 - AFUE |  | Not Applicable | Not Applicable | Not Applicable |  | No |  | -99 | -99 |  |  | -99 | 0 | TG9S060B12MP11 | Field Data Only | 96 | 11404.97 | 1200 | Central | Both Central and Space | Dont Know | Gas 055-069.99 | 90-96.99 AFUE | Primary | 8513.3771
2706 | PP22308430 | 2 | Other | 1900 - 1969 | Y | -99 | -99 | 14 - Electric Space Heater |  | 02 - Electric | [5 empty] | 04 - Conditioned Space |  | 0.25 | No | presto | 790805 |  | No Fan |  |  | 1 | 01 - kW |  | -99 | 01 - AFUE | default electric | Not Applicable | Not Applicable | Not Applicable |  | Not Applicable |  | -99 | -99 |  |  | -99 | 0 | 790805 |  | -99 |  | 1200 | Space | Both Central and Space | Dont Know | Elec 0.1-0.99 | Dont Know | Secondary
2707 | PP22370770 | 1 | Furnace | 1995 - 1999 | N | 80 | 0 | 01 - Split Forced Air Furnace |  | 01 - Natural Gas | [5 empty] | 02 - Attic |  | 0.5 | No | zephyr | egpj-07eamgr |  | 01 - Constant Speed | -99 | -99 |  |  |  | 0.8 | 01 - AFUE |  | Dont Know | rcga-36a2gh17b | Dont Know |  | Yes | not listed on nameplate | -99 | -99 |  | 1 | -99 | 0 | egpj07eamgr | CEC_fur | 80 | 2465.11 | 3600 | Central | Central | Dont Know | Gas Dont Know | 78-84.99 AFUE | Primary | 1713.4487
2708 | PP22370770 | 2 | Furnace | 1995 - 1999 | N | 80 | -99 | 01 - Split Forced Air Furnace |  | 01 - Natural Gas | [5 empty] | 02 - Attic |  | 0.5 | No | zephyr |  |  | 01 - Constant Speed | -99 | -99 |  |  |  | -99 | 01 - AFUE |  | Dont Know | Dont Know | Dont Know |  | Yes | no access to info | -99 | -99 |  | 2 | -99 | 0 |  |  | -99 |  | 3600 | Central | Central | Dont Know | Gas Dont Know | Dont Know | Secondary
2709 | PP22380938 | 1 | Wall Furnace | Dont Know | Y | 65 | -99 | 03 - Wall Furnace |  | 01 - Natural Gas | [5 empty] | 04 - Conditioned Space |  | 0.5 | Not Applicable | cozy |  |  | No Fan | -99 | -99 |  |  |  | -99 | Dont Know |  | Not Applicable | Not Applicable | Not Applicable |  | No | no platevisible | -99 | -99 |  |  | -99 | 0 |  |  | -99 |  | 1297 | Space | Space | Dont Know | Gas Dont Know | Dont Know | Primary
2710 | PP22385193 | 1 | Furnace | 1900 - 1969 | N | 80 | -99 | 15 - Forced Air furnace (No AC) |  | 01 - Natural Gas | [5 empty] | 07 - Crawlspace |  | 1 | No |  |  |  | 01 - Constant Speed | -99 | -99 |  |  |  | -99 | Dont Know |  | Not Applicable | Not Applicable | Not Applicable |  | No | no access to furnace. | -99 | -99 |  |  | -99 | 0 |  |  | -99 |  | 1500 | Central | Both Central and Space | Dont Know | Gas Dont Know | Dont Know | Primary
2711 | PP22385193 | 2 | Other | 1900 - 1969 | N | -99 | -99 | 13 - Fireplace |  | 01 - Natural Gas |  | <1 day/week | No |  | 1st Floor | 04 - Conditioned Space |  | 0.5 | No |  |  |  | No Fan | -99 | -99 |  |  |  | -99 | Dont Know |  | Not Applicable | Not Applicable | Not Applicable |  | Not Applicable | no nameplate access. | -99 | -99 |  |  | -99 | 0 |  |  | -99 |  | 1500 | Space | Both Central and Space | Dont Know | Gas Dont Know | Dont Know | Secondary
2712 | PP22416318 | 1 | Furnace | 1900 - 1969 | Y | 80 | 0.0625 | 02 - Package Furnace/AC |  | 01 - Natural Gas | [5 empty] | Other | side yard | 1 | No | heil | nrgf24dkb03 | 03/01/1988 | 01 - Constant Speed | 80 | 60 |  |  |  | 0.75 | 01 - AFUE |  | Not Applicable | Not Applicable | Not Applicable |  | Not Applicable |  | 3 | 1988 | 1 | 1 | 24 | 1988 | nrgf24dkb03 | Field Data Only | 75 | 2379.2116 | 1200 | Central | Both Central and Space | Age 1985 to 1989 | Gas 070-084.99 | 72-77.99 AFUE | Primary | 984.0084
2713 | PP22416318 | 2 | Other | 1900 - 1969 | Y | -99 | -99 | 13 - Fireplace |  | 01 - Natural Gas |  | 1-2 days/week | No |  | 1st Floor | 04 - Conditioned Space |  | 0.25 | No | napoleon |  |  | 01 - Constant Speed | -99 | -99 |  |  |  | -99 | Dont Know |  | Not Applicable | Not Applicable | Not Applicable |  | Not Applicable | no nameplate access | -99 | -99 |  |  | -99 | 0 |  |  | -99 |  | 1200 | Space | Both Central and Space | Dont Know | Gas Dont Know | Dont Know | Secondary
2714 | PP22416318 | 3 | Other | 1900 - 1969 | Y | -99 | -99 | 14 - Electric Space Heater |  | 02 - Electric | [5 empty] | 04 - Conditioned Space |  | 0.2 | No | kenwood | ew7307k |  | No Fan |  |  | 1.5 | 01 - kW |  | -99 | Dont Know |  | Not Applicable | Not Applicable | Not Applicable |  | Not Applicable | limited nameplate info | -99 | -99 |  |  | -99 | 0 | ew7307k |  | -99 |  | 1200 | Space | Both Central and Space | Dont Know | Elec 0.1-0.99 | Dont Know | Secondary
2715 | PP22416318 | 4 | Other | 1900 - 1969 | Y | -99 | -99 | 14 - Electric Space Heater |  | 02 - Electric | [5 empty] | 04 - Conditioned Space |  | 0.2 | No | honeywell | he-709 |  | No Fan |  |  | 1.5 | 01 - kW |  | -99 | Dont Know |  | Not Applicable | Not Applicable | Not Applicable |  | Not Applicable | limited nameplate info. | -99 | -99 |  |  | -99 | 0 | he709 |  | -99 |  | 1200 | Space | Both Central and Space | Dont Know | Elec 0.1-0.99 | Dont Know | Secondary
2716 | PP22429466 | 1 | Furnace | 1900 - 1969 | N | 80 | 0 | 01 - Split Forced Air Furnace |  | 01 - Natural Gas | [5 empty] | 01 - Garage |  | 1 | No | lennox | g10rq3-110 |  | 01 - Constant Speed | 110 | 88 |  |  |  | 0.8 | 01 - AFUE |  | lennox | cr4-41-1ff | No |  | Yes |  | -99 | -99 |  | 1 | 40 | 1972 | g10rq3110 | bluebook | 80 | 2927.3181 | 1500 | Central | Central | Age 1979 and older | Gas 100-114.99 | 78-84.99 AFUE | Primary | 2034.7203
2717 | PP22447083 | 1 | Wall Furnace | 1900 - 1969 | N | 65 | -0.18462 | 03 - Wall Furnace |  | 01 - Natural Gas | [5 empty] | 04 - Conditioned Space |  | 1 | No | williams | 2509622 |  | No Fan | 25 | 19.35 |  |  |  | 0.77 | 01 - AFUE |  | Not Applicable | Not Applicable | Not Applicable |  | No |  | -99 | -99 |  |  | -99 | 0 | 2509622 | Field Data Only | 77 | 8122.07 | 987 | Space | Space | Dont Know | Gas 025-039.99 | 72-77.99 AFUE | Primary | 7243.2715
2718 | PP22472366 | 1 | Other | 1980 - 1989 | N | -99 | -99 | 13 - Fireplace |  | 01 - Natural Gas |  | <1 day/week | No |  | 1st Floor | 04 - Conditioned Space |  | 0 | No |  |  |  | No Fan | -100 | -100 |  |  |  | -99 | Dont Know |  | Not Applicable | Not Applicable | Not Applicable |  | Not Applicable |  | -99 | -99 |  |  | -99 | 0 |  |  | -99 |  | 1200 | Space | Both Central and Space | Dont Know | Gas Dont Know | Dont Know | Secondary
2719 | PP22472366 | 2 | Furnace | 1980 - 1989 | N | 80 | -0.0145 | 15 - Forced Air furnace (No AC) |  | 01 - Natural Gas | [5 empty] | 02 - Attic |  | 1 | No | carrier | 58rav070-08 | 12/01/1999 | 01 - Constant Speed | 69 | 56 |  |  |  | 0.81 | 01 - AFUE |  | Not Applicable | Not Applicable | Not Applicable |  | Not Applicable |  | 12 | 1999 |  |  | 13 | 1999 | 58rav07008 | CEC_fur | 81.16 | 3024.8509 | 1200 | Central | Both Central and Space | Age 1995 to 1999 | Gas 055-069.99 | 78-84.99 AFUE | Primary | 2247.7291
2720 | PP22510525 | 1 | Boiler | 2000 - 2012 | Y | 82 | -99 | 04 - Hydronic System |  | 01 - Natural Gas | [5 empty] | 05 - Mechanical Closet |  | 1 | No | first co | xvaq50-3 |  | 02 - Variable Speed | -99 | -99 |  |  |  | -99 | Dont Know |  | Not Applicable | Not Applicable | Not Applicable |  | Not Applicable | unfamiliar sys no name plate | -99 | -99 |  |  | -99 | 0 | xvaq503 |  | -99 |  | 1040 | Central | Central | Dont Know | Gas Dont Know | Dont Know | Primary
2721 | PP22527618 | 1 | Furnace | 1980 - 1989 | Y | 80 | -99 | 01 - Split Forced Air Furnace |  | 01 - Natural Gas | [5 empty] | 05 - Mechanical Closet |  | 1 | No | first co | 3ouaq3 |  | 01 - Constant Speed | -99 | -99 |  |  |  | -99 | Dont Know |  | Dont Know | Dont Know | Dont Know |  | Yes | not listed on nameplate | -99 | -99 |  | 1 | -99 | 0 | 3ouaq3 |  | -99 |  | 1180 | Central | Central | Dont Know | Gas Dont Know | Dont Know | Primary
2722 | PP22547102 | 1 | Wall Furnace | 1900 - 1969 | N | 65 | -99 | 03 - Wall Furnace |  | 01 - Natural Gas | [5 empty] | 04 - Conditioned Space |  | 0.5 | No | williams | c35sd |  | No Fan | 35 | -99 |  |  |  | -99 | 01 - AFUE |  | Not Applicable | Not Applicable | Not Applicable |  | No | limited nameplate info | -99 | -99 |  |  | -99 | 0 | c35sd |  | -99 |  | -99 | Space | Space | Dont Know | Gas 025-039.99 | Dont Know | Secondary
2723 | PP22547102 | 2 | Wall Furnace | 1900 - 1969 | N | 65 | -0.23077 | 03 - Wall Furnace | vented hearth heater with fireplace exhaust. | 01 - Natural Gas | [5 empty] | 04 - Conditioned Space |  | 0.5 | No | williams | 2001612 |  | No Fan | 20 | 16 |  |  |  | 0.8 | 01 - AFUE |  | Not Applicable | Not Applicable | Not Applicable |  | No |  | -99 | -99 |  |  | -99 | 0 | 2001612 | CEC_heat | 80 |  | -99 | Space | Space | Dont Know | Gas 010-024.99 | 78-84.99 AFUE | Secondary
2724 | PP22547102 | 3 | Other | 1900 - 1969 | N | -99 | -99 | 14 - Electric Space Heater |  | 02 - Electric | [5 empty] | 04 - Conditioned Space |  | 0 | No | patton | hf-93 |  | No Fan |  |  | 1.5 | 01 - kW |  | -99 | Dont Know |  | Not Applicable | Not Applicable | Not Applicable |  | Not Applicable | limited nameplate info | -99 | -99 |  |  | -99 | 0 | hf93 |  | -99 |  | -99 | Space | Space | Dont Know | Elec 0.1-0.99 | Dont Know | Primary
2725 | PP22547102 | 4 | Other | 1900 - 1969 | N | -99 | -99 | 14 - Electric Space Heater |  | 02 - Electric | [5 empty] | 04 - Conditioned Space |  | 0 | No | delonghi | r030715 |  | No Fan |  |  | 1.5 | 01 - kW |  | -99 | Dont Know |  | Not Applicable | Not Applicable | Not Applicable |  | Not Applicable | limited nameplate info | -99 | -99 |  |  | -99 | 0 | r030715 |  | -99 |  | -99 | Space | Space | Dont Know | Elec 0.1-0.99 | Dont Know | Secondary
2726 | PP22551930 | 1 | Furnace | 1970 - 1979 | N | 80 | 0 | 01 - Split Forced Air Furnace |  | 01 - Natural Gas | [5 empty] | 01 - Garage |  | 1 | No | bdp | 394gaw000075 | 08/01/1975 | 01 - Constant Speed | 75 | 60 |  |  |  | 0.8 | 01 - AFUE |  | Not Applicable | Not Applicable | Not Applicable |  | No |  | 8 | 1975 |  |  | 37 | 1975 | 394gaw000075 | bluebook | 80 | 3292.6762 | 2100 | Central | Central | Age 1979 and older | Gas 070-084.99 | 78-84.99 AFUE | Primary | 2446.7467
2727 | PP22557716 | 1 | Furnace | 2000 - 2012 | N | 80 | -0.02275 | 01 - Split Forced Air Furnace |  | 01 - Natural Gas | [5 empty] | Other | outside closet | 1 | No | carrier | 58STX045-12 | 07/01/2003 | 01 - Constant Speed | 44 | 36 |  |  |  | 0.82 | 01 - AFUE |  | cac | ck5bxa030014aaaa | Yes |  | Yes |  | 7 | 2003 |  | 1 | 9 | 2003 | 58STX04512 | Field Data Only | 81.82 | 9424.0812 | 1100 | Central | Central | Age 2000 to 2005 | Gas 040-054.99 | 78-84.99 AFUE | Primary | 15247.1345
2728 | PP22571027 | 1 | Wall Furnace | 1900 - 1969 | Y | 65 | -99 | 03 - Wall Furnace |  | 01 - Natural Gas | [5 empty] | 04 - Conditioned Space |  | 0 | No | cozy |  |  | No Fan | -99 | -99 |  |  |  | -99 | Dont Know |  | Not Applicable | Not Applicable | Not Applicable |  | Not Applicable | no nameplate could be found | -99 | -99 |  |  | -99 | 0 |  |  | -99 |  | 932 | Space | Space | Dont Know | Gas Dont Know | Dont Know | Primary
2729 | PP22584517 | 1 | Furnace | 1995 - 1999 | N | 80 | 0 | 01 - Split Forced Air Furnace |  | 01 - Natural Gas | [5 empty] | 01 - Garage |  | 1 | No | diamond | p2mpd12n04801e |  | 01 - Constant Speed | 60 | 48 |  |  |  | 0.8 | 01 - AFUE |  | etl | bv524 36 by9 | No |  | Yes |  | -99 | -99 |  | 1 | 16 | 1996 | p2mpd12n04801e | bluebook | 80 | 6074.9345 | 1600 | Central | Both Central and Space | Age 1995 to 1999 | Gas 055-069.99 | 78-84.99 AFUE | Primary | 5156.4721
2730 | PP22584517 | 2 | Other | 1995 - 1999 | N | -99 | -99 | 13 - Fireplace |  | 05 - Wood |  | <1 day/week | No |  | 1st Floor | 04 - Conditioned Space |  | 0.15 | No | marco | 792774d |  | No Fan | [5 empty] | -99 | Dont Know |  | Not Applicable | Not Applicable | Not Applicable | Not | Not Applicable | limited nameplate info | -99 | -99 |  |  | -99 | 0 | 792774d |  | -99 |  | 1600 | Space | Both Central and Space | Dont Know |  | Dont Know | Secondary
2731 | PP22584517 | 3 | Other | 1995 - 1999 | N | -99 | -99 | 14 - Electric Space Heater |  | 02 - Electric | [5 empty] | 04 - Conditioned Space |  | 0.1 | No | delonghi | trh0715 |  | No Fan |  |  | 1.5 | 01 - kW |  | -99 | Dont Know |  | Not Applicable | Not Applicable | Not Applicable |  | Not Applicable | limited nameplate info | -99 | -99 |  |  | -99 | 0 | trh0715 |  | -99 |  | 1600 | Space | Both Central and Space | Dont Know | Elec 0.1-0.99 | Dont Know | Secondary
2732 | PP22584517 | 4 | Other | 1995 - 1999 | N | -99 | -99 | 14 - Electric Space Heater |  | 02 - Electric | [5 empty] | 04 - Conditioned Space |  | 0.1 | No | kenwood | ew0507k |  | No Fan |  |  | 1.5 | 01 - kW |  | -99 | Dont Know |  | Not Applicable | Not Applicable | Not Applicable |  | Not Applicable | limited nameplate info | -99 | -99 |  |  | -99 | 0 | ew0507k |  | -99 |  | 1600 | Space | Both Central and Space | Dont Know | Elec 0.1-0.99 | Dont Know | Secondary
2733 | PP22584517 | 5 | Other | 1995 - 1999 | N | -99 | -99 | 14 - Electric Space Heater |  | 02 - Electric | [5 empty] | 04 - Conditioned Space |  | 0.1 | No | patton | pqh307 |  | No Fan |  |  | 1.5 | 01 - kW |  | -99 | Dont Know |  | Not Applicable | Not Applicable | Not Applicable |  | Not Applicable | limited nameplate info. | -99 | -99 |  |  | -99 | 0 | pqh307 |  | -99 |  | 1600 | Space | Both Central and Space | Dont Know | Elec 0.1-0.99 | Dont Know | Secondary
2734 | PP22584517 | 6 | Other | 1995 - 1999 | N | -99 | -99 | 14 - Electric Space Heater |  | 02 - Electric | [5 empty] | 04 - Conditioned Space |  | 0.1 | No | patton | pqh307 |  | No Fan |  |  | 1.5 | 01 - kW |  | -99 | Dont Know |  | Not Applicable | Not Applicable | Not Applicable |  | Not Applicable | limited nameplate info. | -99 | -99 |  |  | -99 | 0 | pqh307 |  | -99 |  | 1600 | Space | Both Central and Space | Dont Know | Elec 0.1-0.99 | Dont Know | Secondary
2735 | PP22594984 | 1 | Other | 1900 - 1969 | N | -99 | -99 | 17 - Wood Stove |  | 05 - Wood | [5 empty] | 04 - Conditioned Space |  | 0 | No |  |  |  | No Fan |  |  |  | Not Applicable |  | -100 | NA |  | Not Applicable | Not Applicable | Not Applicable | Not | Not Applicable | no nameplate | -99 | -99 |  |  | -99 | 0 |  |  | -99 |  | 1275 | Space | Both Central and Space | Dont Know |  | Dont Know | Secondary
2736 | PP22594984 | 2 | Furnace | 1900 - 1969 | N | 80 | -99 | 15 - Forced Air furnace (No AC) |  | 01 - Natural Gas | [5 empty] | 05 - Mechanical Closet |  | 1 | No | rheem | rgdd-0 4nc-cr |  | 01 - Constant Speed | 40 | -99 |  |  |  | -99 | Dont Know |  | Not Applicable | Not Applicable | Not Applicable |  | Not Applicable | nameplate very hard to see | -99 | -99 |  |  | -99 | 0 | rgdd04nccr |  | -99 |  | 1275 | Central | Both Central and Space | Dont Know | Gas 040-054.99 | Dont Know | Primary
2737 | PP22599141 | 1 | Furnace | 1995 - 1999 | N | 80 | 0 | 01 - Split Forced Air Furnace |  | 01 - Natural Gas | [5 empty] | 05 - Mechanical Closet |  | 0.5 | No | day & night | 383kav036055 |  | 01 - Constant Speed | 66 | -99 |  |  |  | -99 | Dont Know |  | resco | cb5axa036000aaaa | No |  | Yes |  | -99 | -99 |  | 1 | -99 | 0 | 383kav036055 | CEC_fur | 80 | 4108.35 | 3000 | Central | Central | Dont Know | Gas 055-069.99 | 78-84.99 AFUE | Primary | 3208.9377
2738 | PP22599141 | 2 | Furnace | 1995 - 1999 | N | 80 | 0 | 01 - Split Forced Air Furnace |  | 01 - Natural Gas | [5 empty] | 05 - Mechanical Closet |  | 0.5 | No | day & night | 383kav036055 |  | 01 - Constant Speed | 66 | -99 |  |  |  | -99 | Dont Know |  | resco | cb5axa036000aaaa | No |  | Yes |  | -99 | -99 |  | 2 | -99 | 0 | 383kav036055 | CEC_fur | 80 |  | 3000 | Central | Central | Dont Know | Gas 055-069.99 | 78-84.99 AFUE | Secondary
2739 | PP22623129 | 1 | Furnace | Dont Know | N | 80 | 0 | 15 - Forced Air furnace (No AC) |  | 01 - Natural Gas | [5 empty] | 05 - Mechanical Closet |  | 1 | No | mars | nh-80a |  | 01 - Constant Speed | 80 | 64 |  |  |  | 0.8 | 01 - AFUE |  | Not Applicable | Not Applicable | Not Applicable |  | No |  | -99 | -99 |  |  | -99 | 0 | nh80a | Field Data Only | 80 | 11921.21 | -99 | Central | Central | Dont Know | Gas 070-084.99 | 78-84.99 AFUE | Primary | 8324.1137
2740 | PP22662562 | 1 | Furnace | 1980 - 1989 | N | 80 | 0.05125 | 01 - Split Forced Air Furnace |  | 01 - Natural Gas | [5 empty] | 02 - Attic |  | 1 | No | premier furnace company | hcc050nd3r |  | 01 - Constant Speed | 50 | -99 |  |  |  | -99 | Dont Know |  | first co. | h36c-hc6-d | No |  | Yes | np | -99 | -99 |  | 1 | 20 | 1992 | hcc050nd3r | bluebook | 75.9 | 9701.3614 | 2000 | Central | Central | Age 1990 to 1994 | Gas 040-054.99 | 72-77.99 AFUE | Primary | 8651.6854
2741 | PP22671774 | 1 | Furnace | 1900 - 1969 | Y | 80 | 0 | 02 - Package Furnace/AC |  | 01 - Natural Gas | [5 empty] | 06 - Roof |  | 1 | No | American standard | ycp036f1m0aa | 06/01/1999 | 01 - Constant Speed | 60 | 48 |  |  |  | 0.8 | 01 - AFUE |  | Not Applicable | Not Applicable | Not Applicable |  | Not Applicable |  | 6 | 1999 | 1 | 1 | 13 | 1999 | ycp036f1m0aa | CEC_cen | 80 | 4384.3855 | 1600 | Central | Central | Age 1995 to 1999 | Gas 055-069.99 | 78-84.99 AFUE | Primary | 5162.8774
2742 | PP22687770 | 1 | Furnace | Dont Know | N | 80 | -0.01375 | 01 - Split Forced Air Furnace |  | 01 - Natural Gas | [5 empty] | 05 - Mechanical Closet |  | 1 | No | ruud | uglh-07nauer | 06/01/2004 | 01 - Constant Speed | 75 | 64 |  |  |  | 0.8 | 01 - AFUE |  | bdp | 518a036cc | No |  | Yes |  | 6 | 2004 |  | 1 | 8 | 2004 | uglh07nauer | CEC_fur | 81.1 | 4766.9405 | 1430 | Central | Both Central and Space | Age 2000 to 2005 | Gas 070-084.99 | 78-84.99 AFUE | Primary | 3723.3476
2743 | PP22687770 | 2 | Other | Dont Know | N | -99 | -99 | 13 - Fireplace |  | 05 - Wood |  | <1 day/week | Yes | -99 | 1st Floor | 04 - Conditioned Space |  | 0.25 | No |  |  |  | No Fan | [5 empty] | -99 | Dont Know |  | Not Applicable | Not Applicable | Not Applicable | Not | Not Applicable | no nameplate access. | -99 | -99 |  |  | -99 | 0 |  |  | -99 |  | 1430 | Space | Both Central and Space | Dont Know |  | Dont Know | Secondary
2744 | PP22691217 | 1 | Furnace | 1900 - 1969 | N | 80 | -0.001375 | 02 - Package Furnace/AC |  | 01 - Natural Gas | [5 empty] | Other | porch | 1 | No | carrier | 48XP-0480903 |  | 01 - Constant Speed | 90 | 72.1 |  |  |  | 0.8 | 01 - AFUE |  | Not Applicable | Not Applicable | Not Applicable |  | Not Applicable |  | -99 | -99 | 1 | 1 | -99 | 0 | 48XP0480903 | CEC_2009 | 80.11 | 4108.35 | 2300 | Central | Both Central and Space | Dont Know | Gas 085-099.99 | 78-84.99 AFUE | Primary | 3208.9377
2745 | PP22691217 | 2 | Other | 1900 - 1969 | N | -99 | -99 | 17 - Wood Stove |  | 05 - Wood | [5 empty] | 04 - Conditioned Space |  | 0.3 | No | country comfort | cc150 | 10/01/1989 | No Fan |  |  |  | Not Applicable |  | -100 | NA |  | Not Applicable | Not Applicable | Not Applicable | Not | Not Applicable |  | 10 | 1989 |  |  | 23 | 1989 | cc150 |  | -99 |  | 2300 | Space | Both Central and Space | Age 1985 to 1989 |  | Dont Know | Secondary
2746 | PP22691217 | 3 | Other | 1900 - 1969 | N | -99 | -99 | 13 - Fireplace |  | 01 - Natural Gas |  | <1 day/week | No |  | 1st Floor | 04 - Conditioned Space |  | 0.3 | No |  |  |  | No Fan | -99 | -99 |  |  |  | -99 | Dont Know |  | Not Applicable | Not Applicable | Not Applicable |  | Not Applicable | no nameplate access. | -99 | -99 |  |  | -99 | 0 |  |  | -99 |  | 2300 | Space | Both Central and Space | Dont Know | Gas Dont Know | Dont Know | Secondary
2747 | PP22691217 | 4 | Other | 1900 - 1969 | N | -99 | -99 | 14 - Electric Space Heater |  | 02 - Electric | [5 empty] | 04 - Conditioned Space |  | 0.15 | No | honeywell | hz-709 |  | No Fan |  |  | 1.5 | 01 - kW |  | -99 | Dont Know |  | Not Applicable | Not Applicable | Not Applicable |  | Not Applicable | limited nameplate info. | -99 | -99 |  |  | -99 | 0 | hz709 |  | -99 |  | 2300 | Space | Both Central and Space | Dont Know | Elec 0.1-0.99 | Dont Know | Secondary
2748 | PP22742098 | 1 | Other | Dont Know | N | -99 | -99 | 09 - Gravity Furnace |  | 01 - Natural Gas | [5 empty] | 07 - Crawlspace |  | 0.25 | Not Applicable |  |  |  | No Fan | -99 | -99 |  |  |  | -99 | Dont Know |  | Not Applicable | Not Applicable | Not Applicable |  | Not Applicable | no visible nameplate | -99 | -100 |  |  | -99 | 0 |  |  | -99 |  | 1126 | Space | Space | Dont Know | Gas Dont Know | Dont Know | Primary
2749 | PP22755003 | 1 | Wall Furnace | 1900 - 1969 | Y | 65 | -99 | 03 - Wall Furnace |  | 01 - Natural Gas | [5 empty] | 04 - Conditioned Space | outside | 0.5 | No |  |  |  | No Fan | -99 | -99 |  |  |  | -99 | Dont Know |  | Not Applicable | Not Applicable | Not Applicable |  | No | in a room | -99 | -99 |  |  | -99 | 0 |  |  | -99 |  | 1276 | Space | Space | Dont Know | Gas Dont Know | Dont Know | Primary
2750 | PP22765481 | 1 | Other | 1900 - 1969 | Y | -99 | -99 | 09 - Gravity Furnace |  | 01 - Natural Gas | [5 empty] | 07 - Crawlspace |  | 1 | No | biltwell | 25677 |  | No Fan | 35 | 24.5 |  |  |  | 0.7 | 01 - AFUE |  | Not Applicable | Not Applicable | Not Applicable |  | Not Applicable |  | -99 | -100 |  |  | -99 | 0 | 25677 | Field Data Only | 70 | 1884.83 | 2000 | Space | Space | Dont Know | Gas 025-039.99 | 66-71.99 AFUE | Primary | 1866.9168
2751 | PP22799271 | 1 | Wall Furnace | Dont Know | Y | 65 | -99 | 03 - Wall Furnace |  | 01 - Natural Gas | [5 empty] | 04 - Conditioned Space |  | 0.5 | No |  |  |  | No Fan | -99 | -99 |  |  |  | -99 | Dont Know |  | Not Applicable | Not Applicable | Not Applicable |  | No | too much stuff in way of panel to get to nameplate | -99 | -99 |  |  | -99 | 0 |  |  | -99 |  | -99 | Space | Space | Dont Know | Gas Dont Know | Dont Know | Primary
2752 | PP22820973 | 1 | Furnace | 1970 - 1979 | Y | 80 | 0 | 01 - Split Forced Air Furnace |  | 01 - Natural Gas | [5 empty] | 05 - Mechanical Closet |  | 1 | No | amana | guis070cx35 |  | 01 - Constant Speed | 48 | 38.4 |  |  |  | 0.8 | 01 - AFUE |  | amana | cha30tcc | No |  | Yes |  | -99 | -99 |  | 1 | -99 | 0 | guis070cx35 | CEC_fur | 80 | 7457.65 | 1500 | Central | Central | Dont Know | Gas 040-054.99 | 78-84.99 AFUE | Primary | 9386.2557
2753 | PP22822776 | 1 | Other | Dont Know | N | -99 | -99 | 13 - Fireplace |  | 05 - Wood |  | <1 day/week | No |  | 1st Floor | 04 - Conditioned Space |  | 0 | No |  |  |  | No Fan | [5 empty] | -100 | Dont Know |  | Not Applicable | Not Applicable | Not Applicable | Not | Not Applicable |  | -99 | -100 |  |  | -99 | 0 |  |  | -99 |  | 1330 | Space | Both Central and Space | Dont Know |  | Dont Know | Secondary
2754 | PP22822776 | 2 | Furnace | Dont Know | N | 80 | 0.11663 | 15 - Forced Air furnace (No AC) |  | 01 - Natural Gas | [5 empty] | 05 - Mechanical Closet |  | 1 | No | international comfort products | ndp6075bg1 |  | 01 - Constant Speed | 75 | 53 |  |  |  | 0.7 | 01 - AFUE |  | Not Applicable | Not Applicable | Not Applicable |  | No |  | -99 | -99 |  |  | -99 | 0 | ndp6075bg1 | Field Data Only | 70.67 | 5568.69 | 1330 | Central | Both Central and Space | Dont Know | Gas 070-084.99 | 66-71.99 AFUE | Primary | 7807.5778
2755 | PP22838971 | 1 | Furnace | 1970 - 1979 | N | 80 | -0.0185 | 01 - Split Forced Air Furnace |  | 01 - Natural Gas | [5 empty] | 01 - Garage |  | 1 | No | bryant | 376cav060135 | 05/01/2000 | 01 - Constant Speed | 135 | 110 |  |  |  | 0.8 | 01 - AFUE |  | Dont Know | cksbxa060024aaaa | No |  | Yes |  | 5 | 2000 |  | 1 | 12 | 2000 | 376cav060135 | CEC_fur | 81.48 | 3217.2715 | 2000 | Central | Central | Age 2000 to 2005 | Gas 130+ | 78-84.99 AFUE | Primary | 2730.8558
2756 | PP22856094 | 1 | Other | 1970 - 1979 | Y | -99 | -99 | 13 - Fireplace |  | 01 - Natural Gas |  | 1-2 days/week | No |  | 1st Floor | 04 - Conditioned Space |  | 0 | Not Applicable |  |  |  | No Fan | -100 | -100 |  |  |  | -100 | Dont Know |  | Not Applicable | Not Applicable | Not Applicable |  | Not Applicable |  | -99 | -99 |  |  | -99 | 0 |  |  | -99 |  | 2300 | Space | Both Central and Space | Dont Know | Gas Dont Know | Dont Know | Secondary
2757 | PP22856094 | 2 | Heat Pump | 1970 - 1979 | Y | 8.2 | -99 | 06 - Split Heat pump w/o electronic supplement |  | 02 - Electric | [5 empty] | Other | outside | 1 | No | mitsubishi | mxz-8b48na |  | 01 - Constant Speed |  |  | 52 | 02 - Amps |  | -99 | Dont Know |  | Not Applicable | Not Applicable | Not Applicable |  | No | not sure about some of this info. he claimed heating and cooling was contained in one package, but said split unit on the outside unit. from all I could find there was the outdoor heat pump and two inverter units high in the walls in two large common area | -99 | -99 | 1 | 1 | -99 | 0 | mxz8b48na |  | -99 |  | 2300 | Central | Both Central and Space | Dont Know | Elec 9+ | Dont Know | Primary
2758 | PP22862501 | 1 | Other | 1980 - 1989 | N | -99 | -99 | 13 - Fireplace |  | 05 - Wood |  | <1 day/week | No |  | 1st Floor | 04 - Conditioned Space |  | 0 | Not Applicable |  |  |  | No Fan | [5 empty] | -99 | Dont Know |  | Not Applicable | Not Applicable | Not Applicable | Not | Not Applicable |  | -99 | -99 |  |  | -99 | 0 |  |  | -99 |  | 1400 | Space | Both Central and Space | Dont Know |  | Dont Know | Secondary
2759 | PP22862501 | 2 | Furnace | 1980 - 1989 | N | 80 | -0.155 | 01 - Split Forced Air Furnace |  | 01 - Natural Gas | [5 empty] | 05 - Mechanical Closet |  | 1 | No | rheem | RGTA-06(E/N)MAES | 04/01/2010 | 02 - Variable Speed | 60 | 57 |  |  |  | 0.95 | 01 - AFUE |  | adp | re47636e175b2922 | Yes |  | Yes |  | 4 | 2010 |  | 1 | 2 | 2010 | RGTA06ENMAES | CEC_fur | 92.4 | 12183.105 | 1400 | Central | Both Central and Space | Age 2010 to 2012 | Gas 055-069.99 | 90-96.99 AFUE | Primary | 4734.3936
2760 | PP22868234 | 1 | Furnace | 1980 - 1989 | N | 80 | 0.05875 | 15 - Forced Air furnace (No AC) |  | 01 - Natural Gas | [5 empty] | 01 - Garage |  | 1 | No | day & night | 396jaw060095 |  | 01 - Constant Speed | 120 | -99 |  |  |  | -99 | 01 - AFUE |  | Not Applicable | Not Applicable | Not Applicable |  | No | limited nameplate info | -99 | -99 |  |  | 24 | 1988 | 396jaw060095 | bluebook | 75.3 | 7029.33 | 2500 | Central | Both Central and Space | Age 1985 to 1989 | Gas 115-129.99 | 72-77.99 AFUE | Primary | 5966.5736
2761 | PP22868234 | 2 | Other | 1980 - 1989 | N | -99 | -99 | 13 - Fireplace |  | 05 - Wood |  | <1 day/week | No |  | 1st Floor | 04 - Conditioned Space |  | 0.2 | No |  |  |  | No Fan | [5 empty] | -99 | Dont Know |  | Not Applicable | Not Applicable | Not Applicable | Dont | Not Applicable | no nameplate on fireplace | -99 | -99 |  |  | -99 | 0 |  |  | -99 |  | 2500 | Space | Both Central and Space | Dont Know |  | Dont Know | Secondary
2762 | PP22891031 | 1 | Furnace | 1900 - 1969 | N | 80 | 0 | 15 - Forced Air furnace (No AC) |  | 01 - Natural Gas | [5 empty] | 02 - Attic |  | 1 | No | bdp | 376cav048095 |  | 02 - Variable Speed | -99 | -99 |  |  |  | -99 | Dont Know |  | Not Applicable | Not Applicable | Not Applicable |  | Not Applicable | nameplate gave no input/output but had supply pressure? | -99 | -99 |  |  | -99 | 0 | 376cav048095 | CEC_fur | 80 | 2772.78 | 2100 | Central | Both Central and Space | Dont Know | Gas Dont Know | 78-84.99 AFUE | Primary | 2353.5665
2763 | PP22891031 | 2 | Other | 1900 - 1969 | N | -99 | -99 | 13 - Fireplace |  | 05 - Wood |  | <1 day/week | No |  | 1st Floor | 04 - Conditioned Space |  | 0 | No |  |  |  | No Fan | [5 empty] | -100 | Dont Know |  | Not Applicable | Not Applicable | Not Applicable | Not | Not Applicable |  | -99 | -100 |  |  | -99 | 0 |  |  | -99 |  | 2100 | Space | Both Central and Space | Dont Know |  | Dont Know | Secondary
2764 | PP22906278 | 1 | Furnace | 1900 - 1969 | N | 80 | -99 | 01 - Split Forced Air Furnace |  | 01 - Natural Gas | [5 empty] | 02 - Attic |  | 1 | No |  |  |  | 01 - Constant Speed | -99 | -99 |  |  |  | -99 | Dont Know |  | Dont Know | Dont Know | Dont Know |  | Yes | no access | -99 | -99 |  | 1 | -99 | 0 |  |  | -99 |  | 1100 | Central | Central | Dont Know | Gas Dont Know | Dont Know | Primary
2765 | PP22924061 | 1 | Furnace | 1970 - 1979 | N | 80 | 0 | 01 - Split Forced Air Furnace |  | 01 - Natural Gas | [5 empty] | 05 - Mechanical Closet |  | 1 | No | carrier | 58DLX090-16 | 05/01/2004 | 01 - Constant Speed | 88 | 7.1 |  |  |  | 0.8 | 01 - AFUE |  | adp | pt6448-m210ap | Dont Know |  | Yes |  | 5 | 2004 |  | 1 | 8 | 2004 | 58DLX09016 | Field Data Only | 80 | 2860.2803 | 2250 | Central | Central | Age 2000 to 2005 | Gas 085-099.99 | 78-84.99 AFUE | Primary | 1988.1237
2766 | PP22927444 | 1 | Furnace | 1900 - 1969 | N | 80 | 0 | 02 - Package Furnace/AC |  | 01 - Natural Gas | [5 empty] | 06 - Roof |  | 1 | No | kenmore | PGX448100K*1 |  | 01 - Constant Speed | 100 | 8 |  |  |  | 0.8 | 01 - AFUE |  | Not Applicable | Not Applicable | Not Applicable |  | Not Applicable |  | -99 | -99 | 1 | 1 | -99 | 0 | PGX448100K1 | Field Data Only | 80 | 8122.07 | 1600 | Central | Central | Dont Know | Gas 100-114.99 | 78-84.99 AFUE | Primary | 14041.0022
2767 | PP22932660 | 1 | Furnace | 1990 - 1994 | Y | 80 | -99 | 01 - Split Forced Air Furnace |  | 01 - Natural Gas | [5 empty] | 01 - Garage |  | 1 | No |  |  |  | 01 - Constant Speed | -99 | -99 |  |  |  | -99 | Dont Know |  | Dont Know | Dont Know | Dont Know |  | Yes | blocked | -99 | -99 |  | 1 | -99 | 0 |  |  | -99 |  | 1700 | Central | Both Central and Space | Dont Know | Gas Dont Know | Dont Know | Primary
2768 | PP22932660 | 2 | Other | 1990 - 1994 | Y | -99 | -99 | 13 - Fireplace |  | 01 - Natural Gas |  | 3-5 days/week | No |  | 1st Floor | 04 - Conditioned Space |  | 0 | No |  |  |  | No Fan | -99 | -99 |  |  |  | -99 | Dont Know |  | Not Applicable | Not Applicable | Not Applicable |  | Not Applicable |  | -99 | -99 |  |  | -99 | 0 |  |  | -99 |  | 1700 | Space | Both Central and Space | Dont Know | Gas Dont Know | Dont Know | Secondary
2769 | PP22969900 | 1 | Furnace | 1970 - 1979 | N | 80 | -0.0025 | 01 - Split Forced Air Furnace |  | 01 - Natural Gas | [5 empty] | 01 - Garage |  | 1 | No | ruud | uglh-12narjr |  | 01 - Constant Speed | 125 | 105 |  |  |  | 0.8 | 01 - AFUE |  | Not Applicable | Not Applicable | Not Applicable |  | No |  | -99 | -99 |  | 1 | -99 | 0 | uglh12narjr | CEC_fur | 80.2 | 2772.78 | 3500 | Central | Central | Dont Know | Gas 115-129.99 | 78-84.99 AFUE | Primary | 2060.4183
2770 | PP22996264 | 1 | Other | 1980 - 1989 | N | -99 | -99 | 13 - Fireplace |  | 01 - Natural Gas |  | Daily | Yes | -99 | 1st Floor | 04 - Conditioned Space |  | 0 | No | archguard |  |  | 02 - Variable Speed | -99 | -99 |  |  |  | -99 | Dont Know |  | Not Applicable | Not Applicable | Not Applicable |  | Not Applicable | no nameplate | -99 | -99 |  |  | -99 | 0 |  |  | -99 |  | 1333 | Space | Both Central and Space | Dont Know | Gas Dont Know | Dont Know | Secondary
2771 | PP22996264 | 2 | Furnace | 1980 - 1989 | N | 80 | -99 | 15 - Forced Air furnace (No AC) |  | 01 - Natural Gas | [5 empty] | 02 - Attic |  | 1 | No | carrier | 58cta/ctx |  | 01 - Constant Speed | -99 | -99 |  |  |  | -99 | Dont Know |  | Not Applicable | Not Applicable | Not Applicable |  | No | couldn't access attic, based off of manual | -99 | -99 |  |  | -99 | 0 | 58ctactx |  | -99 |  | 1333 | Central | Both Central and Space | Dont Know | Gas Dont Know | Dont Know | Primary
2772 | PP23008034 | 1 | Furnace | 1970 - 1979 | N | 80 | 0 | 01 - Split Forced Air Furnace |  | 01 - Natural Gas | [5 empty] | 01 - Garage |  | 1 | No | frigidaire | FG7SA 108*-35C |  | 01 - Constant Speed | 108 | 86.4 |  |  |  | 0.8 | 01 - AFUE |  | nordyne | c6ba-t60c-c | No |  | Yes |  | -99 | -99 |  | 1 | -99 | 0 | FG7SA10835C | Field Data Only | 80 | 2772.78 | 1500 | Central | Central | Dont Know | Gas 100-114.99 | 78-84.99 AFUE | Primary | 1925.2954
2773 | PP23032315 | 1 | Furnace | 1900 - 1969 | Y | 80 | 0 | 15 - Forced Air furnace (No AC) |  | 01 - Natural Gas | [5 empty] | 04 - Conditioned Space |  | 1 | No | york | ly8s080a12uh11b |  | 01 - Constant Speed | 80 | 64 |  |  |  | 0.8 | 01 - AFUE |  | Not Applicable | Not Applicable | Not Applicable |  | No |  | -99 | -99 |  |  | -99 | 0 | ly8s080a12uh11b | Field Data Only | 80 | 11404.97 | 1350 | Central | Central | Dont Know | Gas 070-084.99 | 78-84.99 AFUE | Primary | 4716.935
2774 | PP23071289 | 1 | Furnace | 1970 - 1979 | N | 80 | -0.2 | 15 - Forced Air furnace (No AC) |  | 01 - Natural Gas | [5 empty] | 01 - Garage |  | 1 | No | coleman | TG9S060B12MP11 |  | 01 - Constant Speed | 60 | 57 |  |  |  | 0.96 | 01 - AFUE |  | Not Applicable | Not Applicable | Not Applicable |  | No |  | -99 | -99 |  |  | -99 | 0 | TG9S060B12MP11 | Field Data Only | 96 | 5568.69 | 1537 | Central | Central | Dont Know | Gas 055-069.99 | 90-96.99 AFUE | Primary | 4726.7661
2775 | PP23099461 | 1 | Furnace | 1970 - 1979 | N | 80 | 0 | 02 - Package Furnace/AC |  | 01 - Natural Gas | [5 empty] | 06 - Roof |  | 1 | No | ruud | urka-a036jk08e | 10/01/1998 | 01 - Constant Speed | 80 | -99 |  |  |  | 0.8 | 01 - AFUE |  | Not Applicable | Not Applicable | Not Applicable |  | Not Applicable |  | 10 | 1998 | 1 | 2 | 14 | 1998 | urkaa036jk08e | Field Data Only | 80 | 2689.2109 | 1700 | Central | Central | Age 1995 to 1999 | Gas 070-084.99 | 78-84.99 AFUE | Primary | 1869.2168
2776 | PP23107136 | 1 | Furnace | 1970 - 1979 | Y | 80 | -99 | 02 - Package Furnace/AC |  | 01 - Natural Gas | [5 empty] | 06 - Roof |  | 1 | No |  |  |  | 01 - Constant Speed | -99 | -99 |  |  |  | -99 | Dont Know |  | Not Applicable | Not Applicable | Not Applicable |  | Not Applicable | no safe access | -99 | -99 | 1 | 1 | -99 | 0 |  |  | -99 |  | 1645 | Central | Central | Dont Know | Gas Dont Know | Dont Know | Primary
2777 | PP23131823 | 1 | Furnace | 1900 - 1969 | N | 80 | -99 | 01 - Split Forced Air Furnace |  | 01 - Natural Gas | [5 empty] | 05 - Mechanical Closet |  | 1 | No | goodman | gme8 |  | 01 - Constant Speed | -99 | -99 |  |  |  | -99 | Dont Know |  | Not Applicable | Not Applicable | Not Applicable |  | No |  | -99 | -99 |  |  | -99 | 0 | gme8 |  | -99 |  | 1270 | Central | Central | Dont Know | Gas Dont Know | Dont Know | Primary
2778 | PP23147888 | 1 | Wall Furnace | Dont Know | Y | 65 | -99 | 03 - Wall Furnace |  | 01 - Natural Gas | [5 empty] | 04 - Conditioned Space |  | 0.5 | No |  |  |  | 01 - Constant Speed | -99 | -99 |  |  |  | -99 | Dont Know |  | Not Applicable | Not Applicable | Not Applicable |  | Not Applicable | behind speakers, couldn't access nameplate | -99 | -99 |  |  | -99 | 0 |  |  | -99 |  | -99 | Space | Space | Dont Know | Gas Dont Know | Dont Know | Primary
2779 | PP23167885 | 1 | Other | 1900 - 1969 | N | -99 | -99 | 13 - Fireplace |  | 01 - Natural Gas |  | 3-5 days/week | No |  | 1st Floor | 04 - Conditioned Space |  | 0 | No |  |  |  | No Fan | -99 | -99 |  |  |  | -99 | Dont Know |  | Not Applicable | Not Applicable | Not Applicable |  | Not Applicable |  | -99 | -99 |  |  | -99 | 0 |  |  | -99 |  | 1650 | Space | Both Central and Space | Dont Know | Gas Dont Know | Dont Know | Secondary
2780 | PP23167885 | 2 | Other | 1900 - 1969 | N | -99 | -99 | Other | electric radiant heating under floors | 02 - Electric | [5 empty] | Other | under floor | 0.1 | No |  |  |  | No Fan |  |  | -99 | Dont Know |  | -99 | Dont Know |  | Not Applicable | Not Applicable | Not Applicable |  | Not Applicable | no nameplate | -99 | -99 |  |  | -99 | 0 |  |  | -99 |  | 1650 | Other | Both Central and Space | Dont Know | Elec Dont Know | Dont Know | Secondary
2781 | PP23167885 | 3 | Other | 1900 - 1969 | N | -99 | -99 | Other | electric radiant heating under floors | 02 - Electric | [5 empty] | Other | under floor | 0.1 | Not Applicable | nuheat |  |  | No Fan |  |  | -99 | Dont Know |  | -99 | Dont Know |  | Not Applicable | Not Applicable | Not Applicable |  | Not Applicable | no nameplate | -99 | -99 |  |  | -99 | 0 |  |  | -99 |  | 1650 | Other | Both Central and Space | Dont Know | Elec Dont Know | Dont Know | Secondary
2782 | PP23167885 | 4 | Boiler | 1900 - 1969 | N | 82 | -99 | 04 - Hydronic System |  | 01 - Natural Gas | [5 empty] | 02 - Attic |  | 0.8 | Not Applicable | munchkin | t80m r2 | 09/01/2007 | No Fan | 80 | -99 |  |  |  | -99 | Dont Know |  | Not Applicable | Not Applicable | Not Applicable |  | Not Applicable | no output | 9 | 2007 |  |  | 5 | 2007 | t80mr2 |  | -99 |  | 1650 | Central | Both Central and Space | Age 2006 to 2009 | Gas 070-084.99 | Dont Know | Primary
2783 | PP23169637 | 1 | Furnace | 1980 - 1989 | N | 80 | -0.1875 | 01 - Split Forced Air Furnace |  | 01 - Natural Gas | [5 empty] | 01 - Garage |  | 1 | No | international comfort products | c9mvx080j20a | 08/01/2009 | 02 - Variable Speed | 80 | -99 |  |  |  | 0.95 | 01 - AFUE |  | ari | acc48a3x227r090 | Yes |  | Yes |  | 8 | 2009 |  | 1 | 3 | 2009 | c9mvx080j20a | CEC_2009 | 95 | 5358.7174 | 1495 | Central | Both Central and Space | Age 2006 to 2009 | Gas 070-084.99 | 90-96.99 AFUE | Primary | 4185.5709
2784 | PP23169637 | 2 | Other | 1980 - 1989 | N | -99 | -99 | 13 - Fireplace |  | 01 - Natural Gas |  | 1-2 days/week | No |  | 1st Floor | 04 - Conditioned Space |  | 0 | Not Applicable |  |  |  | No Fan | -99 | -99 |  |  |  | -100 | Dont Know |  | Not Applicable | Not Applicable | Not Applicable |  | Not Applicable |  | -99 | -99 |  |  | -99 | 0 |  |  | -99 |  | 1495 | Space | Both Central and Space | Dont Know | Gas Dont Know | Dont Know | Secondary
2785 | PP23198180 | 1 | Furnace | 1970 - 1979 | N | 80 | -99 | 01 - Split Forced Air Furnace |  | 01 - Natural Gas | [5 empty] | 02 - Attic |  | 1 | No | rheem |  |  | 01 - Constant Speed | -99 | -99 |  |  |  | -99 | 01 - AFUE |  | Dont Know | Dont Know | No |  | Yes | no access | -99 | -99 |  | 1 | -99 | 0 |  |  | -99 |  | 1365 | Central | Both Central and Space | Dont Know | Gas Dont Know | Dont Know | Primary
2786 | PP23198180 | 2 | Other | 1970 - 1979 | N | -99 | -99 | 13 - Fireplace |  | 01 - Natural Gas |  | Daily | Yes | -99 | 1st Floor | 04 - Conditioned Space |  | 0.2 | Not Applicable | pacific energy |  |  | 02 - Variable Speed | 40 | -99 |  |  |  | -99 | Dont Know |  | Not Applicable | Not Applicable | Not Applicable |  | Not Applicable | Information not on name plate. | -99 | -99 |  |  | -99 | 0 |  |  | -99 |  | 1365 | Space | Both Central and Space | Dont Know | Gas 040-054.99 | Dont Know | Secondary
2787 | PP23198180 | 3 | Other | 1970 - 1979 | N | -99 | -99 | 09 - Gravity Furnace | gas stove | 01 - Natural Gas | [5 empty] | Other | outdoor room | 0.2 | Not Applicable |  |  |  | 01 - Constant Speed | 40 | -99 |  |  |  | -99 | Dont Know |  | Not Applicable | Not Applicable | Not Applicable |  | Not Applicable | Information not on name plate. | -99 | -99 |  |  | -99 | 0 |  |  | -99 |  | 1365 | Space | Both Central and Space | Dont Know | Gas 040-054.99 | Dont Know | Secondary
2788 | PP23207810 | 1 | Other | 1900 - 1969 | N | -99 | -99 | 16 - Common Building | common steam boiler for apartment complex | 01 - Natural Gas | don't know, probably Natural Gas |  |  |  |  | Other | Common to building | 1 | No |  |  |  | No Fan | -99 | -99 |  |  |  | -99 | Dont Know |  | Not Applicable | Not Applicable | Not Applicable |  | Not Applicable |  | -99 | -99 |  |  | -99 | 0 |  |  | -99 |  | -99 | Central | Central | Dont Know | Gas Dont Know | Dont Know | Primary
2789 | PP23229368 | 1 | Furnace | 1990 - 1994 | N | 80 | 0.05 | 01 - Split Forced Air Furnace |  | 01 - Natural Gas | [5 empty] | 02 - Attic |  | 1 | No | goodman | hcc100nd5r |  | 01 - Constant Speed | 100 | -99 |  |  |  | -99 | 01 - AFUE |  | goodman | h-60f | No |  | Yes | limited nameplate info | -99 | -99 |  | 1 | 22 | 1990 | hcc100nd5r | bluebook | 76 | 9701.3614 | 2600 | Central | Both Central and Space | Age 1990 to 1994 | Gas 100-114.99 | 72-77.99 AFUE | Primary | 7577.5104
2790 | PP23229368 | 2 | Other | 1990 - 1994 | N | -99 | -99 | 13 - Fireplace |  | 01 - Natural Gas |  | <1 day/week | No |  | 1st Floor | 04 - Conditioned Space |  | 0.25 | No | Sierra Products | s018an |  | No Fan | 46 | -99 |  |  |  | -99 | Dont Know |  | Not Applicable | Not Applicable | Not Applicable |  | Not Applicable | limited nameplate info | -99 | -99 |  |  | -99 | 0 | s018an |  | -99 |  | 2600 | Space | Both Central and Space | Dont Know | Gas 040-054.99 | Dont Know | Secondary
2791 | PP23229368 | 3 | Other | 1990 - 1994 | N | -99 | -99 | 13 - Fireplace |  | 01 - Natural Gas |  | <1 day/week | No |  | 1st Floor | 04 - Conditioned Space |  | 0.25 | No |  |  |  | No Fan | -99 | -99 |  |  |  | -99 | Dont Know |  | Not Applicable | Not Applicable | Not Applicable | Not | Not Applicable | no nameplate on fireplace | -99 | -99 |  |  | -99 | 0 |  |  | -99 |  | 2600 | Space | Both Central and Space | Dont Know | Gas Dont Know | Dont Know | Secondary
2792 | PP23232859 | 1 | Wall Furnace | 1900 - 1969 | N | 65 | -99 | 03 - Wall Furnace |  | 01 - Natural Gas | [5 empty] | 04 - Conditioned Space |  | 1 | No | empire | gwt-50-2 |  | 01 - Constant Speed | 50 | -99 |  |  |  | -99 | Dont Know |  | Not Applicable | Not Applicable | Not Applicable |  | Not Applicable | no output | -99 | -99 |  |  | -99 | 0 | gwt502 |  | -99 |  | -99 | Space | Space | Dont Know | Gas 040-054.99 | Dont Know | Primary
2793 | PP23274964 | 1 | Furnace | 1970 - 1979 | N | 80 | -0.15625 | 15 - Forced Air furnace (No AC) |  | 01 - Natural Gas | [5 empty] | 05 - Mechanical Closet |  | 1 | No | trane | tdx080r942v2 |  | 01 - Constant Speed | 80 | 72 |  |  |  | 0.9 | 01 - AFUE |  | Not Applicable | Not Applicable | Not Applicable |  | No |  | -99 | -99 |  |  | -99 | 0 | tdx080r942v2 | CEC_fur | 92.5 | 5568.69 | 1680 | Central | Both Central and Space | Dont Know | Gas 070-084.99 | 90-96.99 AFUE | Primary | 4726.7661
2794 | PP23274964 | 2 | Other | 1970 - 1979 | N | -99 | -99 | 17 - Wood Stove |  | 01 - Natural Gas | [5 empty] | 04 - Conditioned Space |  | 0 | No | jotul | 100 |  | No Fan | 25 | 18 |  | Not Applicable |  | 0.72 | NA |  | Not Applicable | Not Applicable | Not Applicable | Not | Not Applicable |  | -99 | -99 |  |  | -99 | 0 | 100 | CEC_heat | 72 |  | 1680 | Space | Both Central and Space | Dont Know | Gas 025-039.99 | 72-77.99 AFUE | Secondary
2795 | PP23296240 | 1 | Furnace | 1970 - 1979 | Y | 80 | 0 | 02 - Package Furnace/AC |  | 01 - Natural Gas | [5 empty] | 06 - Roof |  | 1 | No | american standard | ycc030f1m0bc |  | 01 - Constant Speed | 60 | 48 |  |  |  | 0.8 | 01 - AFUE |  | Not Applicable | Not Applicable | Not Applicable |  | Not Applicable |  | -99 | -99 | 1 | 1 | -99 | 0 | ycc030f1m0bc | CEC_cen | 80 | 7457.65 | 900 | Central | Central | Dont Know | Gas 055-069.99 | 78-84.99 AFUE | Primary | 16131.9466
2796 | PP23304268 | 1 | Furnace | 2000 - 2012 | N | 80 | 0 | 01 - Split Forced Air Furnace |  | 01 - Natural Gas | [5 empty] | 02 - Attic |  | 1 | Yes | lennox | G40UH-60C-110- |  | 01 - Constant Speed | 110 | 88 |  |  |  | 0.8 | 01 - AFUE |  | Dont Know | Dont Know | Dont Know |  | Yes | not listed on nameplate | -99 | -99 |  | 1 | -99 | 0 | G40UH60C110 | CEC_2009 | 80 | 4108.35 | 2400 | Central | Central | Dont Know | Gas 100-114.99 | 78-84.99 AFUE | Primary | 3208.9377
2797 | PP23314381 | 1 | Wall Furnace | 1900 - 1969 | Y | 65 | -0.13985 | 03 - Wall Furnace |  | 01 - Natural Gas | [5 empty] | 04 - Conditioned Space |  | 0.75 | No | williams | 3509622 |  | No Fan | 35 | 25.93 |  |  |  | 0.74 | 01 - AFUE |  | Not Applicable | Not Applicable | Not Applicable |  | No |  | -99 | -99 |  |  | -99 | 0 | 3509622 | CEC_heat | 74.09 |  | 1000 | Space | Space | Dont Know | Gas 025-039.99 | 72-77.99 AFUE | Secondary
2798 | PP23314381 | 2 | Other | 1900 - 1969 | Y | -99 | -99 | 14 - Electric Space Heater |  | 02 - Electric | [5 empty] | 04 - Conditioned Space |  | 0.25 | No | electralog | 6901050700 |  | No Fan |  |  | 1.5 | 01 - kW |  | -99 | Dont Know |  | Not Applicable | Not Applicable | Not Applicable |  | Not Applicable | limited nameplate info | -99 | -99 |  |  | -99 | 0 | 6901050700 |  | -99 |  | 1000 | Space | Space | Dont Know | Elec 0.1-0.99 | Dont Know | Primary
2799 | PP23320960 | 1 | Furnace | 1900 - 1969 | Y | 80 | -99 | 15 - Forced Air furnace (No AC) |  | 01 - Natural Gas | [5 empty] | 01 - Garage |  | 1 | No |  |  |  | 01 - Constant Speed | -99 | -99 |  |  |  | -99 | Dont Know |  | Not Applicable | Not Applicable | Not Applicable |  | No | very old | -99 | -99 |  |  | -99 | 0 |  |  | -99 |  | 850 | Central | Central | Dont Know | Gas Dont Know | Dont Know | Primary
2800 | PX08939154 | 1 | Other | 1900 - 1969 | N | -99 | -99 | 14 - Electric Space Heater |  | 02 - Electric | [5 empty] | 04 - Conditioned Space |  | 0.25 | No | warmwave | hpq15-m | 07/01/2011 | No Fan |  |  | 1.5 | 01 - kW |  | -100 | Dont Know |  | Not Applicable | Not Applicable | Not Applicable |  | Not Applicable |  | 7 | 2011 |  |  | 1 | 2011 | hpq15m |  | -99 |  | 1700 | Space | Space | Age 2010 to 2012 | Elec 0.1-0.99 | Dont Know | Primary
2801 | PX08939154 | 2 | Other | 1900 - 1969 | N | -99 | -99 | 12 - Pellet Stove |  | Other | pellets |  |  |  |  | 04 - Conditioned Space |  | 0 | No | whitfield | 60020040 |  | No Fan |  |  | -100 | Dont Know |  | -100 | Dont Know |  | Not Applicable | Not Applicable | Not Applicable |  | Not Applicable | don't know the efficiencies for pellet stoves | -99 | -100 |  |  | -99 | 0 | 60020040 |  | -99 |  | 1700 | Space | Space | Dont Know |  | Dont Know | Secondary
2802 | PX08939154 | 3 | Other | 1900 - 1969 | N | -99 | -99 | 10 - Ceiling Cable | radiant heat in ceiling | 02 - Electric | electric |  |  |  |  | 02 - Attic |  | 1 | No |  |  |  | No Fan |  |  | -100 | Dont Know |  | -99 | Dont Know |  | Not Applicable | Not Applicable | Not Applicable |  | Not Applicable | t. it wasn't accessible at all. | -99 | -99 |  |  | -99 | 0 |  |  | -99 |  | 1700 | Space | Space | Dont Know | Elec Dont Know | Dont Know | Secondary
2803 | PX12938727 | 1 | Other | 1970 - 1979 | Y | -99 | -99 | Other | kerosene, floor mounted furnace with electric fan | Other | kerosene |  |  |  |  | 04 - Conditioned Space |  | 0.6 | No | monitor | m-441 |  | 01 - Constant Speed | [5 empty] | -99 | Dont Know |  | Not Applicable | Not Applicable | Not Applicable | 16.2 | No | limited nameplate info | -99 | -99 |  |  | -99 | 0 | m441 |  | -99 |  | 1950 | Other | Space | Dont Know |  | Dont Know | Secondary
2804 | PX12938727 | 2 | Wall Furnace | 1970 - 1979 | Y | 65 | -99 | 03 - Wall Furnace |  | 02 - Electric | [5 empty] | 04 - Conditioned Space |  | 0.1 | No | intertherm | wa-100 |  | 01 - Constant Speed |  |  | -99 | Dont Know | volts | -99 | Dont Know |  | Not Applicable | Not Applicable | Not Applicable |  | No | limited nameplate info | -99 | -99 |  |  | -99 | 0 | wa100 |  | -99 |  | 1950 | Space | Space | Dont Know | Elec Dont Know | Dont Know | Primary
2805 | PX12938727 | 3 | Wall Furnace | 1970 - 1979 | Y | 65 | -99 | 03 - Wall Furnace |  | 02 - Electric | [5 empty] | 04 - Conditioned Space |  | 0.1 | No | intertherm | wa-1000 |  | 01 - Constant Speed |  |  | -99 | Dont Know | volts | -99 | Dont Know |  | Not Applicable | Not Applicable | Not Applicable |  | No | limited nameplate info. | -99 | -99 |  |  | -99 | 0 | wa1000 |  | -99 |  | 1950 | Space | Space | Dont Know | Elec Dont Know | Dont Know | Secondary
2806 | PX12938727 | 4 | Wall Furnace | 1970 - 1979 | Y | 65 | -99 | 03 - Wall Furnace |  | 02 - Electric | [5 empty] | 04 - Conditioned Space |  | 0.1 | No | intertherm | we-1000 |  | 01 - Constant Speed |  |  | -99 | Dont Know | volts | -99 | Dont Know |  | Not Applicable | Not Applicable | Not Applicable |  | No | limited nameplate info. | -99 | -99 |  |  | -99 | 0 | we1000 |  | -99 |  | 1950 | Space | Space | Dont Know | Elec Dont Know | Dont Know | Secondary
2807 | PX12938727 | 5 | Other | 1970 - 1979 | Y | -99 | -99 | 13 - Fireplace |  | 05 - Wood |  | 1-2 days/week | No |  | 1st Floor | 04 - Conditioned Space |  | 0.1 | No |  |  |  | No Fan | [5 empty] | -99 | Dont Know |  | Not Applicable | Not Applicable | Not Applicable | Not | Not Applicable | no nameplate access | -99 | -99 |  |  | -99 | 0 |  |  | -99 |  | 1950 | Space | Space | Dont Know |  | Dont Know | Secondary
2808 | PX12953938 | 1 | Other | 1970 - 1979 | N | -99 | -99 | 17 - Wood Stove |  | 05 - Wood | [5 empty] | 04 - Conditioned Space |  | 0 | No | earth stove |  |  | No Fan |  |  |  | Not Applicable |  | -100 | NA |  | Not Applicable | Not Applicable | Not Applicable | Not | Not Applicable |  | -99 | -100 |  |  | -99 | 0 |  |  | -99 |  | 2000 | Space | Both Central and Space | Dont Know |  | Dont Know | Secondary
2809 | PX12953938 | 2 | Heat Pump | 1970 - 1979 | N | 8 | -99 | 07 - Package Heat Pump |  | 02 - Electric | [5 empty] | 06 - Roof |  | 1 | No | lennox | chp15-411-3p | 10/01/1988 | 01 - Constant Speed |  |  | -99 | Dont Know |  | -99 | Dont Know |  | Not Applicable | Not Applicable | Not Applicable |  | Not Applicable | no input given | 10 | 1988 | 1 | 1 | 24 | 1988 | chp154113p |  | -99 |  | 2000 | Central | Both Central and Space | Age 1985 to 1989 | Elec Dont Know | Dont Know | Primary
2810 | PX13031970 | 1 | Furnace | 1995 - 1999 | N | 80 | -0.0045 | 01 - Split Forced Air Furnace |  | 03 - Propane | [5 empty] | 05 - Mechanical Closet |  | 1 | No | intertherm | mgha-056abfc-05 |  | 01 - Constant Speed | 56 | 45 |  |  |  | 0.8 | 01 - AFUE |  | Dont Know | Dont Know | No |  | Yes | limited nameplate info/no nameplate on evap coil | -99 | -99 |  | 1 | -99 | 0 | mgha056abfc05 | CEC_fur | 80.36 | 2465.11 | 1404 | Central | Central | Dont Know | Gas 055-069.99 | 78-84.99 AFUE | Primary | 1713.4487
2811 | PX13134116 | 1 | Other | 1900 - 1969 | N | -99 | -99 | 17 - Wood Stove |  | 05 - Wood | [5 empty] | 04 - Conditioned Space |  | 1 | No | superseries |  |  | No Fan |  |  |  | Not Applicable |  | -100 | NA |  | Not Applicable | Not Applicable | Not Applicable | Not | Not Applicable |  | -99 | -99 |  |  | -99 | 0 |  |  | -99 |  | 1800 | Space | Space | Dont Know |  | Dont Know | Primary
2812 | PX13134116 | 2 | Wall Furnace | 1900 - 1969 | N | 65 | -99 | 03 - Wall Furnace |  | 03 - Propane | [5 empty] | 04 - Conditioned Space |  | 0.25 | Not Applicable | rinnai | Rhfe-226wta-9 |  | No Fan | 20.7 | -99 |  |  |  | -99 | Dont Know |  | Not Applicable | Not Applicable | Not Applicable |  | No | na | -99 | -99 |  |  | -99 | 0 | Rhfe226wta9 |  | -99 |  | 1800 | Space | Space | Dont Know | Gas 010-024.99 | Dont Know | Secondary
2813 | PX13176243 | 1 | Other | 1970 - 1979 | N | -99 | -99 | 11 - Electronic Baseboards |  | 02 - Electric | [5 empty] | 04 - Conditioned Space |  | 1 | No | nelco |  |  | No Fan |  |  | -99 | Dont Know |  | -99 | Dont Know |  | Not Applicable | Not Applicable | Not Applicable |  | Not Applicable | could not locate nameplate | -99 | -99 |  |  | -99 | 0 |  |  | -99 |  | 597 | Space | Space | Dont Know | Elec Dont Know | Dont Know | Primary
2814 | PX13358019 | 1 | Furnace | 1980 - 1989 | N | 80 | 0 | 01 - Split Forced Air Furnace |  | 01 - Natural Gas | [5 empty] | 01 - Garage |  | 0.75 | No | york | p4huc20l08001a |  | 01 - Constant Speed | 80 | -99 |  |  |  | -99 | Dont Know |  | Dont Know | rt-60-acu | No |  | Yes | info not on nameplate | -99 | -99 |  | 1 | -99 | 0 | p4huc20l08001a | CEC_2009 | 80 | 5568.69 | 2400 | Central | Both Central and Space | Dont Know | Gas 070-084.99 | 78-84.99 AFUE | Primary | 4726.7661
2815 | PX13358019 | 2 | Other | 1980 - 1989 | N | -99 | -99 | 13 - Fireplace |  | 05 - Wood |  | Daily | No |  | 1st Floor | 04 - Conditioned Space |  | 0.25 | No |  |  |  | No Fan | [5 empty] | -100 | Dont Know |  | Not Applicable | Not Applicable | Not Applicable | Not | Not Applicable |  | -99 | -99 |  |  | -99 | 0 |  |  | -99 |  | 2400 | Space | Both Central and Space | Dont Know |  | Dont Know | Secondary
2816 | PX13361975 | 1 | Other | 1900 - 1969 | Y | -99 | -99 | 14 - Electric Space Heater |  | 02 - Electric | [5 empty] | 04 - Conditioned Space |  | 0 | Not Applicable | presto | 7903 |  | No Fan |  |  | 1.5 | 01 - kW |  | -100 | Dont Know |  | Not Applicable | Not Applicable | Not Applicable |  | Not Applicable |  | -99 | -99 |  |  | -99 | 0 | 7903 |  | -99 |  | 1900 | Space | Both Central and Space | Dont Know | Elec 0.1-0.99 | Dont Know | Secondary
2817 | PX13361975 | 2 | Heat Pump | 1900 - 1969 | Y | 8.2 | -99 | 05 - Split Heat pump w/ electronic supplement |  | 02 - Electric | [5 empty] | 07 - Crawlspace |  | 1 | No |  |  |  | 01 - Constant Speed |  |  | -99 | Dont Know |  | -99 | Dont Know |  | Dont Know | Dont Know | Dont Know |  | Yes | tried to access in crawl space but couldn't fit | -99 | -99 |  | 1 | -99 | 0 |  |  | -99 |  | 1900 | Central | Both Central and Space | Dont Know | Elec Dont Know | Dont Know | Primary
2818 | PX13407296 | 1 | Furnace | 1900 - 1969 | N | 80 | 0 | 01 - Split Forced Air Furnace |  | 01 - Natural Gas | [5 empty] | 03 - Basement |  | 1 | No | payne | 383kav042091 |  | 01 - Constant Speed | 88 | -99 |  |  |  | -99 | Dont Know |  | Dont Know | v1042 | Dont Know |  | Yes | don't know | -99 | -99 |  | 1 | -99 | 0 | 383kav042091 | CEC_fur | 80 | 2465.11 | 1650 | Central | Both Central and Space | Dont Know | Gas 085-099.99 | 78-84.99 AFUE | Primary | 1713.4487
2819 | PX13407296 | 2 | Other | 1900 - 1969 | N | -99 | -99 | 09 - Gravity Furnace |  | 01 - Natural Gas | [5 empty] | 04 - Conditioned Space |  | 0.25 | No |  |  |  | No Fan | -99 | -99 |  |  |  | -99 | Dont Know |  | Not Applicable | Not Applicable | Not Applicable |  | No | no nameplate | -99 | -99 |  |  | -99 | 0 |  |  | -99 |  | 1650 | Space | Both Central and Space | Dont Know | Gas Dont Know | Dont Know | Secondary
2820 | PX13416521 | 1 | Furnace | 2000 - 2012 | N | 80 | 0.004625 | 01 - Split Forced Air Furnace |  | 03 - Propane | [5 empty] | 01 - Garage |  | 1 | No | gibson | GL1RA108*20C |  | 01 - Constant Speed | 108 | 86 |  |  |  | 0.79 | 01 - AFUE |  | nordyne | Dont Know | Dont Know |  | Yes | limited nameplate info. no model number on evap coil. | -99 | -99 |  | 1 | -99 | 0 | GL1RA10820C | Field Data Only | 79.63 | 4108.35 | 2200 | Central | Both Central and Space | Dont Know | Gas 100-114.99 | 78-84.99 AFUE | Primary | 3208.9377
2821 | PX13416521 | 2 | Other | 2000 - 2012 | N | -99 | -99 | 17 - Wood Stove |  | 03 - Propane | [5 empty] | 04 - Conditioned Space |  | 0.25 | No | hampton | h35-ng | 10/01/2001 | No Fan | 36 | -99 |  | Not Applicable |  | -100 | NA |  | Not Applicable | Not Applicable | Not Applicable | Not | Not Applicable |  | 10 | 2001 |  |  | 11 | 2001 | h35ng |  | -99 |  | 2200 | Space | Both Central and Space | Age 2000 to 2005 | Gas 025-039.99 | Dont Know | Secondary
2822 | PX13460530 | 1 | Furnace | 2000 - 2012 | N | 80 | 0 | 01 - Split Forced Air Furnace |  | 03 - Propane | [5 empty] | 02 - Attic |  | 1 | No | Armstrong Air | G1N80BT075D12A |  | 01 - Constant Speed | 75 | 60 |  |  |  | 0.8 | 01 - AFUE |  | allstyle | aslb3621a35e+v | No |  | Yes |  | -99 | -99 |  | 1 | -99 | 0 | G1N80BT075D12A | Field Data Only | 80 | 4108.35 | 1167 | Central | Central | Dont Know | Gas 070-084.99 | 78-84.99 AFUE | Primary | 2855.632
2823 | PX13558415 | 1 | Furnace | 1970 - 1979 | N | 80 | -99 | 02 - Package Furnace/AC |  | 03 - Propane | [5 empty] | 06 - Roof |  | 1 | No | rheem |  |  | 01 - Constant Speed | -99 | -99 |  |  |  | -99 | Dont Know |  | Dont Know | Dont Know | Dont Know |  | Yes | name plate faded due to sun | -99 | -99 | 1 | 1 | -99 | 0 |  |  | -99 |  | 1300 | Central | Central | Dont Know | Gas Dont Know | Dont Know | Primary
2824 | PX13679591 | 1 | Furnace | Dont Know | Y | 80 | -99 | 02 - Package Furnace/AC |  | 01 - Natural Gas | [5 empty] | 06 - Roof |  | 1 | No | rheem |  |  | 01 - Constant Speed | -99 | -99 |  |  |  | -99 | Dont Know |  | Not Applicable | Not Applicable | Not Applicable |  | Not Applicable | info warn off by sun | -99 | -99 | 1 | 1 | -99 | 0 |  |  | -99 |  | 1900 | Central | Central | Dont Know | Gas Dont Know | Dont Know | Primary
2825 | PX13685955 | 1 | Furnace | 1995 - 1999 | Y | 80 | -0.0065 | 01 - Split Forced Air Furnace |  | 03 - Propane | [5 empty] | 05 - Mechanical Closet |  | 1 | No | intertherm | mmhb-077abhr-06 |  | 01 - Constant Speed | 77 | 62 | 77 | 01 - kW |  | 0.8 | 01 - AFUE |  | Dont Know | Dont Know | No |  | Yes | limited nameplate info | -99 | -99 |  | 1 | -99 | 0 | mmhb077abhr06 | CEC_fur | 80.52 | 2135.88 | 1740 | Central | Both Central and Space | Dont Know | Gas 070-084.99 | 78-84.99 AFUE | Primary | 2515.127
2826 | PX13685955 | 2 | Other | 1995 - 1999 | Y | -99 | -99 | 14 - Electric Space Heater |  | 02 - Electric | [5 empty] | 04 - Conditioned Space |  | 0.25 | No | iheater | 1h1500 |  | No Fan |  |  | -99 | Dont Know |  | -99 | Dont Know |  | Not Applicable | Not Applicable | Not Applicable |  | Not Applicable | limited nameplate info | -99 | -99 |  |  | -99 | 0 | 1h1500 |  | -99 |  | 1740 | Space | Both Central and Space | Dont Know | Elec Dont Know | Dont Know | Secondary
2827 | PX13688905 | 1 | Furnace | 2000 - 2012 | Y | 80 | -0.1375 | 01 - Split Forced Air Furnace |  | 03 - Propane | [5 empty] | 02 - Attic |  | 1 | No | nordyne | l1rc 080d-16b |  | 01 - Constant Speed | 80 | 73 |  |  |  | 0.91 | 01 - AFUE |  | Dont Know | Dont Know | No |  | Yes | no info on evap coil | -99 | -99 |  | 1 | -99 | 0 | l1rc080d16b | Field Data Only | 91 | 2135.88 | 1700 | Central | Both Central and Space | Dont Know | Gas 070-084.99 | 90-96.99 AFUE | Primary | 2515.127
2828 | PX13688905 | 2 | Other | 2000 - 2012 | Y | -99 | -99 | 17 - Wood Stove |  | 05 - Wood | [5 empty] | 04 - Conditioned Space |  | 0 | No | dutchwest | dw1500p02 |  | No Fan |  |  |  | Not Applicable |  | -100 | NA |  | Not Applicable | Not Applicable | Not Applicable | Not | Not Applicable |  | -99 | -99 |  |  | -99 | 0 | dw1500p02 |  | -99 |  | 1700 | Space | Both Central and Space | Dont Know |  | Dont Know | Secondary
2829 | PX13777825 | 1 | Other | 1980 - 1989 | N | -99 | -99 | 13 - Fireplace |  | 05 - Wood |  | Daily | No |  | 1st Floor | 04 - Conditioned Space |  | 0.75 | No | regency | ft100m | 07/01/2000 | No Fan | [5 empty] | -100 | Dont Know |  | Not Applicable | Not Applicable | Not Applicable | Not | Not Applicable |  | 7 | 2000 |  |  | 12 | 2000 | ft100m |  | -99 |  | 2200 | Space | Space | Age 2000 to 2005 |  | Dont Know | Secondary
2830 | PX13777825 | 2 | Other | 1980 - 1989 | N | -99 | -99 | 13 - Fireplace |  | 05 - Wood |  | Daily | No |  | 1st Floor | 04 - Conditioned Space |  | 0.25 | No | jotul |  |  | No Fan | [5 empty] | -100 | Dont Know |  | Not Applicable | Not Applicable | Not Applicable | Not | Not Applicable | no nameplate. formerly the property of Santa. | -99 | -99 |  |  | -99 | 0 |  |  | -99 |  | 2200 | Space | Space | Dont Know |  | Dont Know | Secondary
2831 | PX13777825 | 3 | Other | 1980 - 1989 | N | -99 | -99 | 14 - Electric Space Heater |  | 02 - Electric | [5 empty] | 03 - Basement |  | 0.1 | No | megaheat | hf-3670t |  | 02 - Variable Speed |  |  | 1.5 | 01 - kW |  | -99 | Dont Know |  | Not Applicable | Not Applicable | Not Applicable |  | Not Applicable | limited nameplate info. | -99 | -99 |  |  | -99 | 0 | hf3670t |  | -99 |  | 2200 | Space | Space | Dont Know | Elec 0.1-0.99 | Dont Know | Primary
2832 | PX13795971 | 1 | Other | 1900 - 1969 | N | -99 | -99 | 14 - Electric Space Heater |  | 02 - Electric | [5 empty] | 04 - Conditioned Space |  | 0.25 | Not Applicable | black and decker |  |  | No Fan |  |  | 1.5 | 01 - kW |  | -100 | Dont Know |  | Not Applicable | Not Applicable | Not Applicable |  | Not Applicable |  | -99 | -100 |  |  | -99 | 0 |  |  | -99 |  | 1500 | Space | Space | Dont Know | Elec 0.1-0.99 | Dont Know | Primary
2833 | PX13795971 | 2 | Other | 1900 - 1969 | N | -99 | -99 | 13 - Fireplace |  | 05 - Wood |  | <1 day/week | No |  | 1st Floor | 04 - Conditioned Space |  | 0 | No |  |  |  | No Fan | [5 empty] | -100 | Dont Know |  | Not Applicable | Not Applicable | Not Applicable | Not | Not Applicable |  | -99 | -100 |  |  | -99 | 0 |  |  | -99 |  | 1500 | Space | Space | Dont Know |  | Dont Know | Secondary
2834 | PX13846968 | 1 | Other | 1970 - 1979 | N | -99 | -99 | 13 - Fireplace |  | 03 - Propane |  | Daily | Yes | -99 | 1st Floor | 04 - Conditioned Space |  | 0 | No | fireplace xtrordinair |  |  | No Fan | -99 | -99 |  |  |  | -99 | Dont Know |  | Not Applicable | Not Applicable | Not Applicable |  | Not Applicable |  | -99 | -99 |  |  | -99 | 0 |  |  | -99 |  | 2200 | Space | Both Central and Space | Dont Know | Gas Dont Know | Dont Know | Secondary
2835 | PX13846968 | 3 | Furnace | 1970 - 1979 | N | 80 | 0.0055 | 02 - Package Furnace/AC |  | 03 - Propane | [5 empty] | Other | outdoor | 1 | No | payne | py2pnb042090aaaa |  | 01 - Constant Speed | 90 | 71.6 |  |  |  | 0.8 | 01 - AFUE |  | Not Applicable | Not Applicable | Not Applicable |  | Not Applicable |  | -99 | -99 | 2 |  | -99 | 0 | py2pnb042090aaaa | CEC_cen | 79.56 | 2465.11 | 2200 | Central | Both Central and Space | Dont Know | Gas 085-099.99 | 78-84.99 AFUE | Primary | 1713.4487
2836 | PX13881716 | 1 | Furnace | 2000 - 2012 | Y | 80 | -0.0085 | 01 - Split Forced Air Furnace |  | 03 - Propane | [5 empty] | 02 - Attic |  | 1 | No | payne | PG8JAA048090 | 07/01/2004 | 01 - Constant Speed | 88 | 71 |  |  |  | 0.8 | 01 - AFUE |  | carrier | ck3bxa042021aaaa | No |  | Yes |  | 7 | 2004 |  | 1 | 8 | 2004 | PG8JAA048090 | Field Data Only | 80.68 | 4663.2904 | 1500 | Central | Central | Age 2000 to 2005 | Gas 085-099.99 | 78-84.99 AFUE | Primary | 2740.5074
2837 | PX13969616 | 1 | Other | 1990 - 1994 | N | -99 | -99 | 17 - Wood Stove |  | 05 - Wood | [5 empty] | 04 - Conditioned Space |  | 0.25 | No | Brass Flame | ks-1005 |  | No Fan |  |  |  | Not Applicable |  | -100 | NA |  | Not Applicable | Not Applicable | Not Applicable | Not | Not Applicable |  | -99 | -99 |  |  | -99 | 0 | ks1005 |  | -99 |  | 1766 | Space | Both Central and Space | Dont Know |  | Dont Know | Secondary
2838 | PX13969616 | 2 | Furnace | 1990 - 1994 | N | 80 | 0.0625 | 01 - Split Forced Air Furnace |  | 01 - Natural Gas | [5 empty] | 01 - Garage |  | 0.75 | No | rheem | rgdd-06nc-er |  | 01 - Constant Speed | 60 | -99 |  |  |  | -99 | Dont Know |  | Dont Know | Dont Know | No |  | Yes | evap coil nameplate not readable | -99 | -99 |  | 1 | 25 | 1987 | rgdd06ncer | bluebook | 75 | 3500.0666 | 1766 | Central | Both Central and Space | Age 1985 to 1989 | Gas 055-069.99 | 72-77.99 AFUE | Primary | 2600.8559
2839 | PX13970907 | 1 | Furnace | 1900 - 1969 | Y | 80 | -0.175 | 15 - Forced Air furnace (No AC) |  | 03 - Propane | [5 empty] | 03 - Basement |  | 1 | No | ruud | ugfd-12nrcms | 02/01/2006 | 01 - Constant Speed | 120 | 111.96 |  |  |  | 0.93 | 01 - AFUE |  | Not Applicable | Not Applicable | Not Applicable |  | No |  | 2 | 2006 |  |  | 6 | 2006 | ugfd12nrcms | CEC_fur | 94 | 2785.9304 | 4800 | Central | Both Central and Space | Age 2006 to 2009 | Gas 115-129.99 | 90-96.99 AFUE | Primary | 3280.6004
2840 | PX13970907 | 2 | Other | 1900 - 1969 | Y | -99 | -99 | 13 - Fireplace |  | 05 - Wood |  | 3-5 days/week | No |  | 1st Floor | 04 - Conditioned Space |  | 0.25 | No |  |  |  | No Fan | [5 empty] | -99 | Dont Know |  | Not Applicable | Not Applicable | Not Applicable | Not | Not Applicable | no nameplate access | -99 | -99 |  |  | -99 | 0 |  |  | -99 |  | 4800 | Space | Both Central and Space | Dont Know |  | Dont Know | Secondary
2841 | PX13970907 | 3 | Other | 1900 - 1969 | Y | -99 | -99 | 13 - Fireplace |  | 05 - Wood |  | <1 day/week | No |  | 1st Floor | 04 - Conditioned Space |  | 0.25 | No |  |  |  | No Fan | [5 empty] | -99 | Dont Know |  | Not Applicable | Not Applicable | Not Applicable | Not | Not Applicable | no nameplate access. | -99 | -99 |  |  | -99 | 0 |  |  | -99 |  | 4800 | Space | Both Central and Space | Dont Know |  | Dont Know | Secondary
2842 | PX13970907 | 4 | Other | 1900 - 1969 | Y | -99 | -99 | 14 - Electric Space Heater |  | 02 - Electric | [5 empty] | 04 - Conditioned Space |  | 0.1 | No | avanti | rh 1500 s |  | No Fan |  |  | 1.5 | 01 - kW |  | -99 | Dont Know |  | Not Applicable | Not Applicable | Not Applicable |  | Not Applicable | limited nameplate info | -99 | -99 |  |  | -99 | 0 | rh1500s |  | -99 |  | 4800 | Space | Both Central and Space | Dont Know | Elec 0.1-0.99 | Dont Know | Secondary
2843 | PX13970907 | 5 | Other | 1900 - 1969 | Y | -99 | -99 | 14 - Electric Space Heater |  | 02 - Electric | [5 empty] | 04 - Conditioned Space |  | 0.1 | No | optimus | hd907 |  | No Fan |  |  | 1.5 | 01 - kW |  | -99 | Dont Know |  | Not Applicable | Not Applicable | Not Applicable |  | Not Applicable | limited nameplate info | -99 | -99 |  |  | -99 | 0 | hd907 |  | -99 |  | 4800 | Space | Both Central and Space | Dont Know | Elec 0.1-0.99 | Dont Know | Secondary
2844 | PX14195015 | 1 | Furnace | 1980 - 1989 | N | 80 | -99 | 02 - Package Furnace/AC |  | 03 - Propane | [5 empty] | 06 - Roof |  | 1 | No |  |  |  | 01 - Constant Speed | -99 | -99 |  |  |  | -99 | Dont Know |  | Not Applicable | Not Applicable | Not Applicable |  | Not Applicable | hot roof | -99 | -99 | 1 | 1 | -99 | 0 |  |  | -99 |  | 2900 | Central | Central | Dont Know | Gas Dont Know | Dont Know | Primary
2845 | PX14225470 | 1 | Other | Dont Know | N | -99 | -99 | 09 - Gravity Furnace |  | 03 - Propane | [5 empty] | 04 - Conditioned Space |  | 1 | No | williams |  |  | No Fan | -99 | -99 |  |  |  | -99 | Dont Know |  | Not Applicable | Not Applicable | Not Applicable |  | Not Applicable | no nameplate | -99 | -99 |  |  | -99 | 0 |  |  | -99 |  | 800 | Space | Space | Dont Know | Gas Dont Know | Dont Know | Primary
2846 | PX14249858 | 1 | Wall Furnace | 1900 - 1969 | N | 65 | -99 | 03 - Wall Furnace |  | 03 - Propane | [5 empty] | 04 - Conditioned Space |  | 0.5 | No | empire | dv-235-4sg |  | 01 - Constant Speed | 35 | -99 |  |  |  | -99 | Dont Know |  | Not Applicable | Not Applicable | Not Applicable |  | No |  | -99 | -99 |  |  | -99 | 0 | dv2354sg |  | -99 |  | 1050 | Space | Space | Dont Know | Gas 025-039.99 | Dont Know | Secondary
2847 | PX14249858 | 2 | Other | 1900 - 1969 | N | -99 | -99 | 14 - Electric Space Heater |  | 02 - Electric | [5 empty] | 04 - Conditioned Space |  | 0.5 | No |  |  |  | 01 - Constant Speed |  |  | -99 | Dont Know |  | -99 | Dont Know |  | Not Applicable | Not Applicable | Not Applicable |  | Not Applicable | no accessible nameplate | -99 | -99 |  |  | -99 | 0 |  |  | -99 |  | 1050 | Space | Space | Dont Know | Elec Dont Know | Dont Know | Primary
2848 | PX14273793 | 1 | Furnace | 1980 - 1989 | N | 80 | 0 | 01 - Split Forced Air Furnace |  | 03 - Propane | [5 empty] | 02 - Attic |  | 1 | No | kenmore | gkj075m16cj |  | 01 - Constant Speed | 75 | -99 |  |  |  | 0.8 | 01 - AFUE |  | Dont Know | Dont Know | Dont Know |  | Yes | not listed on nameplate | -99 | -99 |  | 1 | -99 | 0 | gkj075m16cj | Field Data Only | 80 | 2465.11 | 2200 | Central | Central | Dont Know | Gas 070-084.99 | 78-84.99 AFUE | Primary | 1713.4487
2849 | PX14274496 | 1 | Wall Furnace | 1900 - 1969 | Y | 65 | -99 | 03 - Wall Furnace |  | 02 - Electric | [5 empty] | 04 - Conditioned Space |  | 0.2 | No | cadet | cs202 |  | 01 - Constant Speed |  |  | 2 | 01 - kW |  | -99 | Dont Know |  | Not Applicable | Not Applicable | Not Applicable |  | No | limited nameplate info | -99 | -99 |  |  | -99 | 0 | cs202 |  | -99 |  | 2200 | Space | Space | Dont Know | Elec 0.1-0.99 | Dont Know | Secondary
2850 | PX14274496 | 2 | Other | 1900 - 1969 | Y | -99 | -99 | 14 - Electric Space Heater |  | 02 - Electric | [5 empty] | 04 - Conditioned Space |  | 0.2 | No | honeywell | hz-515 |  | No Fan |  |  | 1.5 | 01 - kW |  | -99 | Dont Know |  | Not Applicable | Not Applicable | Not Applicable |  | Not Applicable | limited nameplate info. | -99 | -99 |  |  | -99 | 0 | hz515 |  | -99 |  | 2200 | Space | Space | Dont Know | Elec 0.1-0.99 | Dont Know | Secondary
2851 | PX14274496 | 3 | Other | 1900 - 1969 | Y | -99 | -99 | 14 - Electric Space Heater |  | 02 - Electric | [5 empty] | 04 - Conditioned Space |  | 0.2 | No | delonghi | 5108 |  | No Fan |  |  | 1.5 | 01 - kW |  | -99 | Dont Know |  | Not Applicable | Not Applicable | Not Applicable |  | Not Applicable | limited nameplate info | -99 | -99 |  |  | -99 | 0 | 5108 |  | -99 |  | 2200 | Space | Space | Dont Know | Elec 0.1-0.99 | Dont Know | Secondary
2852 | PX14274496 | 5 | Other | 1900 - 1969 | Y | -99 | -99 | 17 - Wood Stove |  | 05 - Wood | [5 empty] | 04 - Conditioned Space |  | 0.5 | No | earth stove | 901/905 |  | No Fan |  |  |  | Not Applicable |  | -100 | NA |  | Not Applicable | Not Applicable | Not Applicable | Not | Not Applicable |  | -99 | -99 |  |  | -99 | 0 | 901905 |  | -99 |  | 2200 | Space | Space | Dont Know |  | Dont Know | Primary
2853 | PX14337066 | 1 | Other | 1900 - 1969 | Y | -99 | -99 | 12 - Pellet Stove |  | 02 - Electric | [5 empty] | 04 - Conditioned Space |  | 0.5 | Not Applicable | warnock hersey | pioneer ps | 05/01/1997 | No Fan |  |  | -99 | Dont Know |  | -100 | NA |  | Not Applicable | Not Applicable | Not Applicable | Not | Not Applicable | nameplate had limited info | 5 | 1997 |  |  | 15 | 1997 | pioneerps |  | -99 |  | 1040 | Space | Space | Age 1995 to 1999 | Elec Dont Know | Dont Know | Primary
2854 | PX14384819 | 1 | Other | 1900 - 1969 | N | -99 | -99 | 17 - Wood Stove |  | 05 - Wood | [5 empty] | 04 - Conditioned Space |  | 0.75 | No | lopi |  |  | 01 - Constant Speed |  |  |  | Not Applicable |  | -100 | NA |  | Not Applicable | Not Applicable | Not Applicable | Not | Not Applicable |  | -99 | -99 |  |  | -99 | 0 |  |  | -99 |  | 2000 | Space | Space | Dont Know |  | Dont Know | Primary
2855 | PX14456817 | 1 | Other | Dont Know | Y | -99 | -99 | 13 - Fireplace |  | 05 - Wood |  | 3-5 days/week | No |  | 1st Floor | 04 - Conditioned Space |  | 0.75 | Not Applicable |  |  |  | No Fan | [5 empty] | -99 | Dont Know |  | Not Applicable | Not Applicable | Not Applicable | Not | Not Applicable | no plate | -99 | -99 |  |  | -99 | 0 |  |  | -99 |  | 1036 | Space | Space | Dont Know |  | Dont Know | Primary
2856 | PX14477018 | 1 | Other | 1970 - 1979 | Y | -99 | -99 | 13 - Fireplace |  | 05 - Wood |  | <1 day/week | No |  | 1st Floor | 04 - Conditioned Space |  | 0 | Not Applicable |  |  |  | No Fan | [5 empty] | -100 | Dont Know |  | Not Applicable | Not Applicable | Not Applicable | Not | Not Applicable |  | -99 | -100 |  |  | -99 | 0 |  |  | -99 |  | 1861 | Space | Space | Dont Know |  | Dont Know | Primary
2857 | PX14477018 | 2 | Other | 1970 - 1979 | Y | -99 | -99 | 17 - Wood Stove |  | 05 - Wood | [5 empty] | 04 - Conditioned Space |  | 0 | Not Applicable | comfort stove |  |  | No Fan |  |  |  | Not Applicable |  | -100 | NA |  | Not Applicable | Not Applicable | Not Applicable | Not | Not Applicable |  | -99 | -100 |  |  | -99 | 0 |  |  | -99 |  | 1861 | Space | Space | Dont Know |  | Dont Know | Secondary
2858 | PX14547657 | 1 | Other | Dont Know | Y | -99 | -99 | 11 - Electronic Baseboards |  | 02 - Electric | [5 empty] | 04 - Conditioned Space |  | 0.5 | No | underwriter's laboratories | tf1750 |  | No Fan |  |  | 1.75 | 01 - kW |  | -99 | Dont Know |  | Not Applicable | Not Applicable | Not Applicable |  | Not Applicable | limited nameplate info | -99 | -99 |  |  | -99 | 0 | tf1750 |  | -99 |  | 500 | Space | Space | Dont Know | Elec 0.1-0.99 | Dont Know | Primary
2859 | PX14547657 | 2 | Other | Dont Know | Y | -99 | -99 | 11 - Electronic Baseboards |  | 02 - Electric | [5 empty] | 04 - Conditioned Space |  | 0.5 | No | underwriter's laboratories | 5f 1250 |  | No Fan |  |  | 1.25 | 01 - kW |  | -99 | Dont Know |  | Not Applicable | Not Applicable | Not Applicable |  | Not Applicable | limited nameplate info. | -99 | -99 |  |  | -99 | 0 | 5f1250 |  | -99 |  | 500 | Space | Space | Dont Know | Elec 0.1-0.99 | Dont Know | Secondary
2860 | PX14642391 | 1 | Other | 1970 - 1979 | Y | -99 | -99 | 17 - Wood Stove |  | 05 - Wood | [5 empty] | 04 - Conditioned Space |  | 1 | No |  |  |  | No Fan |  |  |  | Not Applicable |  | -100 | NA |  | Not Applicable | Not Applicable | Not Applicable | Not | Not Applicable |  | -99 | -99 |  |  | -99 | 0 |  |  | -99 |  | 2000 | Space | Space | Dont Know |  | Dont Know | Primary
2861 | PX14671036 | 1 | Furnace | 1980 - 1989 | N | 80 | -0.1625 | 15 - Forced Air furnace (No AC) |  | 03 - Propane | [5 empty] | 03 - Basement |  | 1 | No | bryant | 350AAV048100 | 09/01/2009 | 01 - Constant Speed | 100 | 93 |  |  |  | 0.93 | 01 - AFUE |  | Not Applicable | Not Applicable | Not Applicable |  | No |  | 9 | 2009 |  |  | 3 | 2009 | 350AAV048100 | Field Data Only | 93 | 7263.5087 | 2100 | Central | Both Central and Space | Age 2006 to 2009 | Gas 100-114.99 | 90-96.99 AFUE | Primary | 6165.3471
2862 | PX14671036 | 2 | Other | 1980 - 1989 | N | -99 | -99 | 17 - Wood Stove |  | 05 - Wood | [5 empty] | 04 - Conditioned Space |  | 0 | No | fireking |  |  | No Fan |  |  |  | Not Applicable |  | -100 | NA |  | Not Applicable | Not Applicable | Not Applicable | Not | Not Applicable |  | -99 | -99 |  |  | -99 | 0 |  |  | -99 |  | 2100 | Space | Both Central and Space | Dont Know |  | Dont Know | Secondary
2863 | PX14752564 | 1 | Other | 1980 - 1989 | N | -99 | -99 | 13 - Fireplace |  | 05 - Wood |  | Daily | No |  | 1st Floor | 04 - Conditioned Space |  | 0.6 | No | olympic |  |  | 01 - Constant Speed | [5 empty] | -100 | Dont Know |  | Not Applicable | Not Applicable | Not Applicable | Not | Not Applicable |  | -99 | -99 |  |  | -99 | 0 |  |  | -99 |  | 3258 | Space | Space | Dont Know |  | Dont Know | Primary
2864 | PX14799028 | 1 | Other | 1980 - 1989 | Y | -99 | -99 | 17 - Wood Stove |  | 03 - Propane | [5 empty] | 04 - Conditioned Space |  | 0.5 | No | Locke stove | vr-50e-mab |  | No Fan | 50 | -99 |  | Not Applicable |  | -100 | NA |  | Not Applicable | Not Applicable | Not Applicable | Not | Not Applicable |  | -99 | -99 |  |  | -99 | 0 | vr50emab |  | -99 |  | 2300 | Space | Space | Dont Know | Gas 040-054.99 | Dont Know | Primary
2865 | PX14799028 | 2 | Other | 1980 - 1989 | Y | -99 | -99 | 14 - Electric Space Heater |  | 02 - Electric | [5 empty] | 04 - Conditioned Space |  | 0.25 | No | westpointe |  |  | No Fan |  |  | 0.8 | 01 - kW |  | -99 | Dont Know |  | Not Applicable | Not Applicable | Not Applicable |  | Not Applicable | no plate | -99 | -99 |  |  | -99 | 0 |  |  | -99 |  | 2300 | Space | Space | Dont Know | Elec 0.1-0.99 | Dont Know | Secondary
2866 | PX14799028 | 3 | Other | 1980 - 1989 | Y | -99 | -99 | 14 - Electric Space Heater |  | 02 - Electric | [5 empty] | 04 - Conditioned Space |  | 0.25 | No | westpointe | ny15ah 0905 |  | No Fan |  |  | 1.5 | 01 - kW |  | -99 | Dont Know |  | Not Applicable | Not Applicable | Not Applicable |  | Not Applicable |  | -99 | -99 |  |  | -99 | 0 | ny15ah0905 |  | -99 |  | 2300 | Space | Space | Dont Know | Elec 0.1-0.99 | Dont Know | Secondary
2867 | PX14930330 | 1 | Furnace | 1980 - 1989 | Y | 80 | -99 | 01 - Split Forced Air Furnace |  | 02 - Electric | [5 empty] | 03 - Basement | outside, under deck | 1 | No | day & night | 517en048010 |  | 02 - Variable Speed |  |  | 52 | 02 - Amps |  | -99 | Dont Know |  | Not Applicable | Not Applicable | Not Applicable |  | No | limited nameplate info | -99 | -99 |  | 1 | -99 | 0 | 517en048010 |  | -99 |  | 2600 | Central | Central | Dont Know | Elec 9+ | Dont Know | Primary
2868 | PX14930330 | 2 | Other | 1980 - 1989 | Y | -99 | -99 | Other | kerosene furnace w/ electric fan | Other | kerosene |  |  |  |  | 04 - Conditioned Space |  | 0.5 | No | mpi | m-2400 |  | 01 - Constant Speed | [5 empty] | -99 | Dont Know |  | Not Applicable | Not Applicable | Not Applicable | Dont | No | limited nameplate info | -99 | -99 |  |  | -99 | 0 | m2400 |  | -99 |  | 2600 | Other | Central | Dont Know |  | Dont Know | Secondary
2869 | PX14936480 | 1 | Furnace | 1990 - 1994 | Y | 80 | -99 | 02 - Package Furnace/AC |  | 03 - Propane | [5 empty] | 06 - Roof |  | 1 | No | day & night |  |  | 01 - Constant Speed | -99 | -99 |  |  |  | -99 | Dont Know |  | Not Applicable | Not Applicable | Not Applicable |  | Not Applicable | nameplate washed out | -99 | -99 | 1 | 1 | -99 | 0 |  |  | -99 |  | 3500 | Central | Central | Dont Know | Gas Dont Know | Dont Know | Primary
2870 | PX15180454 | 1 | Other | 1900 - 1969 | N | -99 | -99 | 17 - Wood Stove |  | 03 - Propane | [5 empty] | 04 - Conditioned Space |  | 0.5 | No | heat & glo |  |  | No Fan | -99 | -99 |  | Not Applicable |  | -100 | NA |  | Not Applicable | Not Applicable | Not Applicable | Not | Not Applicable | no nameplate | -99 | -99 |  |  | -99 | 0 |  |  | -99 |  | 1200 | Space | Space | Dont Know | Gas Dont Know | Dont Know | Primary
2871 | PX15180454 | 2 | Other | 1900 - 1969 | N | -99 | -99 | 14 - Electric Space Heater |  | 02 - Electric | [5 empty] | 04 - Conditioned Space |  | 0.15 | Not Applicable | lakewood | 750 |  | No Fan |  |  | 1.5 | 01 - kW |  | -99 | Dont Know |  | Not Applicable | Not Applicable | Not Applicable |  | Not Applicable | limited info | -99 | -99 |  |  | -99 | 0 | 750 |  | -99 |  | 1200 | Space | Space | Dont Know | Elec 0.1-0.99 | Dont Know | Secondary
2872 | PX15180454 | 3 | Other | 1900 - 1969 | N | -99 | -99 | 14 - Electric Space Heater |  | 02 - Electric | [5 empty] | 04 - Conditioned Space |  | 0.15 | Not Applicable | lakewood | 7101 |  | No Fan |  |  | 1.5 | 01 - kW |  | -100 | Dont Know |  | Not Applicable | Not Applicable | Not Applicable |  | Not Applicable |  | -99 | -99 |  |  | -99 | 0 | 7101 |  | -99 |  | 1200 | Space | Space | Dont Know | Elec 0.1-0.99 | Dont Know | Secondary
2873 | PX15188153 | 1 | Other | 1980 - 1989 | N | -99 | -99 | 17 - Wood Stove |  | 05 - Wood | [5 empty] | 04 - Conditioned Space |  | 0 | No | Lennox |  |  | No Fan |  |  |  | Not Applicable |  | -100 | NA |  | Not Applicable | Not Applicable | Not Applicable | Not | Not Applicable |  | -99 | -99 |  |  | -99 | 0 |  |  | -99 |  | 1800 | Space | Both Central and Space | Dont Know |  | Dont Know | Secondary
2874 | PX15188153 | 2 | Furnace | 1980 - 1989 | N | 80 | -99 | 01 - Split Forced Air Furnace |  | 03 - Propane | [5 empty] | 02 - Attic |  | 1 | No |  |  |  | No Fan | -99 | -99 |  |  |  | -99 | Dont Know |  | Dont Know | Dont Know | No |  | Yes | too much stuff in attic, couldn't access | -99 | -99 |  | 1 | -99 | 0 |  |  | -99 |  | 1800 | Central | Both Central and Space | Dont Know | Gas Dont Know | Dont Know | Primary
2875 | PX15278251 | 1 | Furnace | 1970 - 1979 | Y | 80 | 0 | 01 - Split Forced Air Furnace |  | 03 - Propane | [5 empty] | 05 - Mechanical Closet |  | 1 | No | ge | bglu080c2c01 |  | 01 - Constant Speed | 80 | 64 |  |  |  | 0.8 | 01 - AFUE |  | Dont Know | Dont Know | No |  | Yes | no evap coil nameplate but it had to be there right? | -99 | -100 |  | 1 | -99 | 0 | bglu080c2c01 | Field Data Only | 80 | 4019.02 | 1272 | Central | Both Central and Space | Dont Know | Gas 070-084.99 | 78-84.99 AFUE | Primary | 7032.5876
2876 | PX15278251 | 2 | Other | 1970 - 1979 | Y | -99 | -99 | 13 - Fireplace |  | 05 - Wood |  | 3-5 days/week | No |  | 1st Floor | 04 - Conditioned Space |  | 0 | Not Applicable |  |  |  | No Fan | [5 empty] | -100 | Dont Know |  | Not Applicable | Not Applicable | Not Applicable | Not | Not Applicable |  | -99 | -100 |  |  | -99 | 0 |  |  | -99 |  | 1272 | Space | Both Central and Space | Dont Know |  | Dont Know | Secondary
2877 | PX15393887 | 2 | Boiler | 2000 - 2012 | N | 82 | -99 | 04 - Hydronic System |  | 01 - Natural Gas | [5 empty] | 01 - Garage |  | 1 | Not Applicable | ao smith | gdv 40-100 |  | No Fan | 38 | -99 |  |  |  | -100 | Dont Know |  | Not Applicable | Not Applicable | Not Applicable |  | Not Applicable | just water heater for hydronic system | -99 | -100 |  |  | -99 | 0 | gdv40100 |  | -99 |  | 1800 | Central | Central | Dont Know | Gas 025-039.99 | Dont Know | Primary
2878 | PX15641539 | 1 | Furnace | 1970 - 1979 | N | 80 | -0.15 | 01 - Split Forced Air Furnace |  | 03 - Propane | [5 empty] | 07 - Crawlspace |  | 1 | No | trane | tux100c948d3 | 04/01/2005 | 01 - Constant Speed | 100 | 92 |  |  |  | 0.92 | 01 - AFUE |  | Dont Know | Dont Know | Dont Know |  | Yes | couldn't access evap coil nameplate | 4 | 2005 |  | 2 | 7 | 2005 | tux100c948d3 | CEC_fur | 92 | 2860.2803 | 2200 | Central | Central | Age 2000 to 2005 | Gas 100-114.99 | 90-96.99 AFUE | Primary | 1988.1237
2879 | PX15641546 | 1 | Wall Furnace | 1970 - 1979 | N | 65 | -99 | 03 - Wall Furnace |  | 02 - Electric | [5 empty] | 04 - Conditioned Space |  | 0.25 | No | dayton | #NUM! |  | 01 - Constant Speed |  |  | 1.5 | 01 - kW |  | -99 | Dont Know |  | Not Applicable | Not Applicable | Not Applicable |  | Not Applicable |  | -99 | -99 |  |  | -99 | 0 | NUM! |  | -99 |  | 1250 | Space | Space | Dont Know | Elec 0.1-0.99 | Dont Know | Secondary
2880 | PX15641546 | 2 | Other | 1970 - 1979 | N | -99 | -99 | 17 - Wood Stove |  | 05 - Wood | [5 empty] | 04 - Conditioned Space |  | 0.5 | No | weso | Hsk 125 |  | No Fan |  |  | 7 | 01 - kW |  | -100 | NA |  | Not Applicable | Not Applicable | Not Applicable | Not | Not Applicable |  | -99 | -99 |  |  | -99 | 0 | Hsk125 |  | -99 |  | 1250 | Space | Space | Dont Know |  | Dont Know | Primary
2881 | PX15641546 | 3 | Wall Furnace | 1970 - 1979 | N | 65 | -99 | 03 - Wall Furnace |  | 02 - Electric | [5 empty] | 04 - Conditioned Space |  | 0.25 | No | dayton | #NUM! |  | 01 - Constant Speed |  |  | 1.5 | 01 - kW |  | -99 | Dont Know |  | Not Applicable | Not Applicable | Not Applicable |  | Not Applicable |  | -99 | -99 |  |  | -99 | 0 | NUM! |  | -99 |  | 1250 | Space | Space | Dont Know | Elec 0.1-0.99 | Dont Know | Secondary
2882 | PX15700204 | 1 | Heat Pump | 1900 - 1969 | Y | 8.2 | -99 | 05 - Split Heat pump w/ electronic supplement |  | 02 - Electric | [5 empty] | Other | backyard | 0.4 | No | fujitsu | AOU24R |  | 01 - Constant Speed |  |  | 14 | 02 - Amps |  | -99 | Dont Know |  | fujitsu | aou24rml1 | No |  | Yes | limited nameplate info | -99 | -99 |  | 1 | -99 | 0 | AOU24R | CEC_cen | -99 |  | 1600 | Central | Both Central and Space | Dont Know | Elec 9+ | Dont Know | Primary
2883 | PX15700204 | 2 | Heat Pump | 1900 - 1969 | Y | 8.2 | -99 | 05 - Split Heat pump w/ electronic supplement |  | 02 - Electric | [5 empty] | Other | yard | 0.4 | No | fujitsu | AOU24R |  | 01 - Constant Speed |  |  | 9.6 | 02 - Amps |  | -99 | Dont Know |  | fujitsu | a0u24rlxq | No |  | Yes | limited nameplate info | -99 | -99 |  | 2 | -99 | 0 | AOU24R | CEC_cen | -99 |  | 1600 | Central | Both Central and Space | Dont Know | Elec 0.1-0.99 | Dont Know | Secondary
2884 | PX15700204 | 3 | Heat Pump | 1900 - 1969 | Y | 8.2 | -99 | 05 - Split Heat pump w/ electronic supplement |  | 02 - Electric | [5 empty] | Other | yard | 0.2 | No | fujitsu | AOU9 |  | 01 - Constant Speed |  |  | 2.6 | 02 - Amps |  | -99 | Dont Know |  | fujitsu | aOu9rls | No |  | Yes | limited nameplate info | -99 | -99 |  | 3 | -99 | 0 | AOU9 | CEC_cen | -99 |  | 1600 | Central | Both Central and Space | Dont Know | Elec 0.1-0.99 | Dont Know | Secondary
2885 | PX15700204 | 4 | Other | 1900 - 1969 | Y | -99 | -99 | 17 - Wood Stove |  | 05 - Wood | [5 empty] | 04 - Conditioned Space |  | 0.75 | No | wernock hersey | 3600 |  | No Fan |  |  |  | Not Applicable |  | -100 | NA |  | Not Applicable | Not Applicable | Not Applicable | Not | Not Applicable |  | -99 | -99 |  |  | -99 | 0 | 3600 |  | -99 |  | 1600 | Space | Both Central and Space | Dont Know |  | Dont Know | Secondary
2886 | PX15741777 | 1 | Furnace | 1970 - 1979 | N | 80 | 0 | 01 - Split Forced Air Furnace |  | 03 - Propane | [5 empty] | 05 - Mechanical Closet |  | 1 | No | international oil burner company | Mac 1378 |  | 01 - Constant Speed | 80 | 64 |  |  |  | 0.8 | 01 - AFUE |  | underwriters laboratories | d 23342 | Not Applicable |  | Yes |  | -99 | -99 |  |  | -99 | 0 | Mac1378 | Field Data Only | 80 | 2772.78 | -99 | Central | Both Central and Space | Dont Know | Gas 070-084.99 | 78-84.99 AFUE | Primary | 2384.0861
2887 | PX15741777 | 2 | Other | 1970 - 1979 | N | -99 | -99 | 17 - Wood Stove |  | 05 - Wood | [5 empty] | 04 - Conditioned Space |  | 0.25 | No |  |  |  | No Fan |  |  |  | Not Applicable |  | -100 | NA |  | Not Applicable | Not Applicable | Not Applicable | Not | Not Applicable | no nameplate on wood stove. | -99 | -99 |  |  | -99 | 0 |  |  | -99 |  | -99 | Space | Both Central and Space | Dont Know |  | Dont Know | Secondary
2888 | PX15741777 | 3 | Other | 1970 - 1979 | N | -99 | -99 | 17 - Wood Stove |  | 05 - Wood | [5 empty] | 04 - Conditioned Space |  | 0.25 | No | the earth stove company | 101 105 |  | No Fan |  |  |  | Not Applicable |  | -100 | NA |  | Not Applicable | Not Applicable | Not Applicable | Not | Not Applicable |  | -99 | -99 |  |  | -99 | 0 | 101105 |  | -99 |  | -99 | Space | Both Central and Space | Dont Know |  | Dont Know | Secondary
2889 | PX15741777 | 4 | Other | 1970 - 1979 | N | -99 | -99 | 14 - Electric Space Heater |  | 02 - Electric | [5 empty] | 04 - Conditioned Space |  | 0.25 | No | comfort zone | cz7007 |  | No Fan |  |  | 1.5 | 01 - kW |  | -99 | Dont Know |  | Not Applicable | Not Applicable | Not Applicable |  | Not Applicable | limited nameplate info | -99 | -99 |  |  | -99 | 0 | cz7007 |  | -99 |  | -99 | Space | Both Central and Space | Dont Know | Elec 0.1-0.99 | Dont Know | Secondary
2890 | PX15741777 | 5 | Other | 1970 - 1979 | N | -99 | -99 | 17 - Wood Stove |  | 05 - Wood | [5 empty] | 01 - Garage |  | 0.25 | No | fire-view | 270 |  | No Fan |  |  |  | Not Applicable |  | -100 | NA |  | Not Applicable | Not Applicable | Not Applicable | Not | Not Applicable |  | -99 | -99 |  |  | -99 | 0 | 270 |  | -99 |  | -99 | Space | Both Central and Space | Dont Know |  | Dont Know | Secondary
2891 | PX15776903 | 1 | Other | 1970 - 1979 | Y | -99 | -99 | 17 - Wood Stove |  | 05 - Wood | [5 empty] | 04 - Conditioned Space |  | 0 | No | lopi |  |  | No Fan |  |  |  | Not Applicable |  | -100 | NA |  | Not Applicable | Not Applicable | Not Applicable | Not | Not Applicable |  | -99 | -99 |  |  | -99 | 0 |  |  | -99 |  | 1400 | Space | Both Central and Space | Dont Know |  | Dont Know | Secondary
2892 | PX15776903 | 2 | Furnace | 1970 - 1979 | Y | 80 | -0.0065 | 01 - Split Forced Air Furnace |  | 03 - Propane | [5 empty] | 05 - Mechanical Closet |  | 1 | No | evcon | DGAA077BDT |  | 01 - Constant Speed | 77 | 62 |  |  |  | 0.8 | 01 - AFUE |  | Not Applicable | Not Applicable | Not Applicable |  | No |  | -99 | -99 |  | 1 | -99 | 0 | DGAA077BDT | Field Data Only | 80.52 | 4019.02 | 1400 | Central | Both Central and Space | Dont Know | Gas 070-084.99 | 78-84.99 AFUE | Primary | 4692.4507
2896 | PX15794226 | 1 | Other | 1980 - 1989 | N | -99 | -99 | 13 - Fireplace |  | 03 - Propane |  | <1 day/week | Yes | -99 | 1st Floor | 04 - Conditioned Space |  | 0 | No |  |  |  | 01 - Constant Speed | -99 | -99 |  |  |  | -99 | Dont Know |  | Not Applicable | Not Applicable | Not Applicable |  | Not Applicable |  | -99 | -99 |  |  | -99 | 0 |  |  | -99 |  | 970 | Space | Both Central and Space | Dont Know | Gas Dont Know | Dont Know | Secondary
2897 | PX15794226 | 2 | Furnace | 1980 - 1989 | N | 80 | -99 | 02 - Package Furnace/AC |  | 03 - Propane | [5 empty] | 06 - Roof |  | 1 | No | payne | 580an024040 |  | 01 - Constant Speed | -99 | -99 |  |  |  | -99 | Dont Know |  | Not Applicable | Not Applicable | Not Applicable |  | Not Applicable | plate too faded to read | -99 | -99 | 1 | 1 | -99 | 0 | 580an024040 |  | -99 |  | 970 | Central | Both Central and Space | Dont Know | Gas Dont Know | Dont Know | Primary
2898 | PX15808421 | 1 | Wall Furnace | 1900 - 1969 | N | 65 | -0.23077 | 03 - Wall Furnace |  | 03 - Propane | [5 empty] | 04 - Conditioned Space |  | 0.25 | No | williams | 4007732 |  | 01 - Constant Speed | 40 | 32 |  |  |  | 0.8 | 01 - AFUE |  | Not Applicable | Not Applicable | Not Applicable |  | No |  | -99 | -99 |  |  | -99 | 0 | 4007732 | Field Data Only | 80 |  | 1650 | Space | Space | Dont Know | Gas 040-054.99 | 78-84.99 AFUE | Secondary
2899 | PX15808421 | 2 | Other | 1900 - 1969 | N | -99 | -99 | 17 - Wood Stove |  | 01 - Natural Gas | [5 empty] | 04 - Conditioned Space |  | 0.5 | No | avalon | 945/990 | 05/01/1994 | No Fan | -99 | -99 |  | Not Applicable |  | -100 | NA |  | Not Applicable | Not Applicable | Not Applicable | Not | Not Applicable |  | 5 | 1994 |  |  | 18 | 1994 | 945990 |  | -99 |  | 1650 | Space | Space | Age 1990 to 1994 | Gas Dont Know | Dont Know | Primary
2893 | PX15778561 | 1 | Heat Pump | 1970 - 1979 | N | 8 | -99 | 07 - Package Heat Pump |  | 02 - Electric | [5 empty] | Other | side yard | 1 | No | carrier | 50jx04831 |  | 01 - Constant Speed |  |  | -99 | Dont Know |  | -99 | Dont Know |  | Not Applicable | Not Applicable | Not Applicable |  | Not Applicable | limited nameplate info | -99 | -99 | 1 | 1 | -99 | 0 | 50jx04831 |  | -99 |  | 3200 | Central | Both Central and Space | Dont Know | Elec Dont Know | Dont Know | Primary
2894 | PX15778561 | 2 | Other | 1970 - 1979 | N | -99 | -99 | 17 - Wood Stove |  | 05 - Wood | [5 empty] | 04 - Conditioned Space |  | 1 | No | warnock hersey | quadra-fire 4300 | 10/01/1994 | No Fan |  |  |  | Not Applicable |  | -100 | NA |  | Not Applicable | Not Applicable | Not Applicable | Not | Not Applicable |  | 10 | 1994 |  |  | 18 | 1994 | quadrafire4300 |  | -99 |  | 3200 | Space | Both Central and Space | Age 1990 to 1994 |  | Dont Know | Secondary
2895 | PX15778561 | 3 | Other | 1970 - 1979 | N | -99 | -99 | 13 - Fireplace |  | 05 - Wood |  | <1 day/week | No |  | 1st Floor | 04 - Conditioned Space |  | 0.25 | No |  |  |  | No Fan | [5 empty] | -99 | Dont Know |  | Not Applicable | Not Applicable | Not Applicable | Dont | Not Applicable | no nameplate on fireplace. | -99 | -99 |  |  | -99 | 0 |  |  | -99 |  | 3200 | Space | Both Central and Space | Dont Know |  | Dont Know | Secondary
2900 | PX15879450 | 1 | Furnace | 1970 - 1979 | N | 80 | -99 | 02 - Package Furnace/AC |  | 03 - Propane | [5 empty] | Other | outside | 1 | No | day & night | ddyz-f060n110a |  | 01 - Constant Speed | 108 | -99 |  |  |  | -99 | Dont Know |  | Not Applicable | Not Applicable | Not Applicable |  | Not Applicable | not listed on nameplate | -99 | -99 | 1 | 2 | -99 | 0 | ddyzf060n110a |  | -99 |  | 1500 | Central | Central | Dont Know | Gas 100-114.99 | Dont Know | Primary
2901 | PX16056058 | 1 | Other | 1900 - 1969 | N | -99 | -99 | 08 - Electronic Resistance Wall Unit |  | 02 - Electric | [5 empty] | 04 - Conditioned Space |  | 0 | No |  |  |  | No Fan |  |  | -99 | Dont Know |  | -99 | Dont Know |  | Not Applicable | Not Applicable | Not Applicable |  | Not Applicable | no name plate | -99 | -99 |  |  | -99 | 0 |  |  | -99 |  | -99 | Space | Space | Dont Know | Elec Dont Know | Dont Know | Primary
2902 | PX16062245 | 1 | Other | 1900 - 1969 | Y | -99 | -99 | 17 - Wood Stove |  | 05 - Wood | [5 empty] | 04 - Conditioned Space |  | 0.75 | No | warnock hersey | whi-179732 |  | No Fan |  |  |  | Not Applicable |  | -100 | NA |  | Not Applicable | Not Applicable | Not Applicable | Not | Not Applicable |  | -99 | -99 |  |  | -99 | 0 | whi179732 |  | -99 |  | 1672 | Space | Space | Dont Know |  | Dont Know | Primary
2903 | PX16062245 | 2 | Other | 1900 - 1969 | Y | -99 | -99 | Other | monitor stove | Other | #2 heating oil |  |  |  |  | 04 - Conditioned Space |  | 0.25 | No | toyostove | laser 56 |  | No Fan | [5 empty] | -99 | Dont Know |  | Not Applicable | Not Applicable | Not Applicable | Othe | No | limited nameplate info | -99 | -99 |  |  | -99 | 0 | laser56 |  | -99 |  | 1672 | Other | Space | Dont Know |  | Dont Know | Secondary
2904 | PX16062825 | 1 | Other | 1900 - 1969 | N | -99 | -99 | 17 - Wood Stove |  | 05 - Wood | [5 empty] | 01 - Garage |  | 0.25 | No |  |  |  | No Fan |  |  |  | Not Applicable |  | -100 | NA |  | Not Applicable | Not Applicable | Not Applicable | Not | Not Applicable | no nameplate | -99 | -99 |  |  | -99 | 0 |  |  | -99 |  | 1700 | Space | Space | Dont Know |  | Dont Know | Secondary
2905 | PX16062825 | 2 | Wall Furnace | 1900 - 1969 | N | 65 | -99 | 03 - Wall Furnace |  | 02 - Electric | [5 empty] | 04 - Conditioned Space |  | 0.25 | No | thermador |  |  | No Fan |  |  | -99 | Dont Know |  | -99 | Dont Know |  | Not Applicable | Not Applicable | Not Applicable |  | Not Applicable | no nameplate | -99 | -99 |  |  | -99 | 0 |  |  | -99 |  | 1700 | Space | Space | Dont Know | Elec Dont Know | Dont Know | Primary
2906 | PX16062825 | 4 | Wall Furnace | 1900 - 1969 | N | 65 | -99 | 03 - Wall Furnace |  | 02 - Electric | [5 empty] | 04 - Conditioned Space |  | 0.25 | No | thermador |  |  | No Fan |  |  | -99 | Dont Know |  | -99 | Dont Know |  | Not Applicable | Not Applicable | Not Applicable |  | Not Applicable | info not on nameplate | -99 | -99 |  |  | -99 | 0 |  |  | -99 |  | 1700 | Space | Space | Dont Know | Elec Dont Know | Dont Know | Secondary
2907 | PX16062825 | 5 | Other | 1900 - 1969 | N | -99 | -99 | 14 - Electric Space Heater |  | 02 - Electric | [5 empty] | 04 - Conditioned Space |  | 0.25 | No | edenpure | 1000 | 11/01/2006 | No Fan |  |  | 1.5 | 01 - kW |  | -99 | Dont Know |  | Not Applicable | Not Applicable | Not Applicable |  | Not Applicable | info not on nameplate | 11 | 2006 |  |  | 6 | 2006 | 1000 |  | -99 |  | 1700 | Space | Space | Age 2006 to 2009 | Elec 0.1-0.99 | Dont Know | Secondary
2908 | PX16132145 | 1 | Other | 1980 - 1989 | N | -99 | -99 | 17 - Wood Stove |  | 05 - Wood | [5 empty] | 04 - Conditioned Space |  | 0.25 | No | osburn |  |  | No Fan |  |  |  | Not Applicable |  | -100 | NA |  | Not Applicable | Not Applicable | Not Applicable | Not | Not Applicable |  | -99 | -100 |  |  | -99 | 0 |  |  | -99 |  | 812 | Space | Space | Dont Know |  | Dont Know | Secondary
2909 | PX16132145 | 2 | Wall Furnace | 1980 - 1989 | N | 65 | -99 | 03 - Wall Furnace |  | 03 - Propane | [5 empty] | 04 - Conditioned Space |  | 0.5 | Not Applicable | cozy |  |  | No Fan | -99 | -99 |  |  |  | -99 | Dont Know |  | Not Applicable | Not Applicable | Not Applicable |  | Not Applicable | no nameplate | -99 | -100 |  |  | -99 | 0 |  |  | -99 |  | 812 | Space | Space | Dont Know | Gas Dont Know | Dont Know | Primary
2910 | PX16175640 | 1 | Heat Pump | 1980 - 1989 | Y | 8.2 | -99 | 06 - Split Heat pump w/o electronic supplement |  | 02 - Electric | [5 empty] | 05 - Mechanical Closet |  | 1 | No | goodman | aspf313716da |  | 01 - Constant Speed |  |  | -99 | Dont Know |  | -99 | 01 - AFUE |  | Not Applicable | Not Applicable | Not Applicable |  | Not Applicable | incomplete nameplate info on front of unit. | -99 | -100 |  | 1 | -99 | 0 | aspf313716da |  | -99 |  | 2195 | Central | Both Central and Space | Dont Know | Elec Dont Know | Dont Know | Primary
2911 | PX16175640 | 2 | Other | 1980 - 1989 | Y | -99 | -99 | 13 - Fireplace |  | 05 - Wood |  | <1 day/week | No |  | 1st Floor | 04 - Conditioned Space |  | 0 | Not Applicable |  |  |  | No Fan | [5 empty] | -100 | Dont Know |  | Not Applicable | Not Applicable | Not Applicable | Not | Not Applicable |  | -99 | -100 |  |  | -99 | 0 |  |  | -99 |  | 2195 | Space | Both Central and Space | Dont Know |  | Dont Know | Secondary
2912 | PX16417965 | 1 | Other | 1980 - 1989 | N | -99 | -99 | 11 - Electronic Baseboards |  | 02 - Electric | [5 empty] | Other | conditioned space | 0 | Not Applicable |  |  |  | No Fan |  |  | -99 | Dont Know |  | -99 | Dont Know |  | Not Applicable | Not Applicable | Not Applicable |  | Not Applicable | no nameplate on electronic baseboards | -99 | -100 |  |  | -99 | 0 |  |  | -99 |  | 1162 | Space | Space | Dont Know | Elec Dont Know | Dont Know | Primary
2913 | PX16460361 | 1 | Wall Furnace | 1980 - 1989 | Y | 65 | -0.38462 | 03 - Wall Furnace | propane heater | 03 - Propane | [5 empty] | 04 - Conditioned Space |  | 0.5 | Not Applicable | louisville tin and stove | vc502a-r |  | 02 - Variable Speed | 50 | 45 |  |  |  | 0.9 | 01 - AFUE |  | Not Applicable | Not Applicable | Not Applicable |  | Not Applicable |  | -99 | -99 |  |  | -99 | 0 | vc502ar | CEC_heat | 90 | 2135.88 | 850 | Space | Space | Dont Know | Gas 040-054.99 | 90-96.99 AFUE | Primary | 1255.2071
2914 | PX16486562 | 1 | Furnace | 2000 - 2012 | Y | 80 | -99 | 01 - Split Forced Air Furnace |  | 01 - Natural Gas | [5 empty] | 05 - Mechanical Closet |  | 1 | No | York | f2rp024h06b |  | No Fan | -99 | -99 |  |  |  | -99 | Dont Know |  | Not Applicable | Not Applicable | Not Applicable |  | No | no output or input, not sure if this was a normal spilt forced air system | -99 | -99 |  | 1 | -99 | 0 | f2rp024h06b |  | -99 |  | -99 | Central | Central | Dont Know | Gas Dont Know | Dont Know | Primary
2915 | PX16646320 | 1 | Furnace | 1900 - 1969 | Y | 80 | -0.0245 | 02 - Package Furnace/AC |  | 01 - Natural Gas | [5 empty] | 06 - Roof |  | 1 | No | day & night | 588anw042060adag |  | 01 - Constant Speed | 56 | 45.9 |  |  |  | -99 | Dont Know |  | Not Applicable | Not Applicable | Not Applicable |  | Not Applicable | dk | -99 | -99 | 1 | 1 | -99 | 0 | 588anw042060adag | Field Data Only | 81.96 | 2135.88 | 1800 | Central | Central | Dont Know | Gas 055-069.99 | 78-84.99 AFUE | Primary | 2515.127
2916 | PX16707566 | 1 | Other | 1900 - 1969 | Y | -99 | -99 | 11 - Electronic Baseboards |  | 02 - Electric | [5 empty] | 04 - Conditioned Space |  | 0.33 | No |  |  |  | No Fan |  |  | -99 | Dont Know |  | -99 | Dont Know |  | Not Applicable | Not Applicable | Not Applicable |  | Not Applicable | no nameplate access. | -99 | -99 |  |  | -99 | 0 |  |  | -99 |  | 700 | Space | Space | Dont Know | Elec Dont Know | Dont Know | Primary
2917 | PX16707566 | 2 | Other | 1900 - 1969 | Y | -99 | -99 | 11 - Electronic Baseboards |  | 02 - Electric | [5 empty] | 04 - Conditioned Space |  | 0.33 | No |  |  |  | No Fan |  |  | -99 | Dont Know |  | -99 | Dont Know |  | Not Applicable | Not Applicable | Not Applicable |  | Not Applicable | no nameplate access. | -99 | -99 |  |  | -99 | 0 |  |  | -99 |  | 700 | Space | Space | Dont Know | Elec Dont Know | Dont Know | Secondary
2918 | PX16783132 | 1 | Furnace | 1900 - 1969 | N | 80 | 0 | 02 - Package Furnace/AC |  | 01 - Natural Gas | [5 empty] | Other | outside | 1 | No | lennox | 15GCSXAV-48-110X-230- |  | 02 - Variable Speed | 110 | 88 |  |  |  | 0.78 | 01 - AFUE |  | Not Applicable | Not Applicable | Not Applicable |  | Not Applicable |  | -99 | -99 | 1 | 1 | -99 | 0 | 15GCSXAV48110X230 | Field Data Only | 80 | 8122.07 | 1600 | Central | Both Central and Space | Dont Know | Gas 100-114.99 | 78-84.99 AFUE | Primary | 7243.2715
2919 | PX16783132 | 2 | Other | 1900 - 1969 | N | -99 | -99 | 17 - Wood Stove |  | 05 - Wood | [5 empty] | 04 - Conditioned Space |  | 0 | No |  |  |  | 01 - Constant Speed |  |  |  | Not Applicable |  | -100 | NA |  | Not Applicable | Not Applicable | Not Applicable | Not | Not Applicable | limited access | -99 | -99 |  |  | -99 | 0 |  |  | -99 |  | 1600 | Space | Both Central and Space | Dont Know |  | Dont Know | Secondary
2920 | PX16887144 | 1 | Wall Furnace | 1900 - 1969 | N | 65 | -99 | 03 - Wall Furnace |  | 02 - Electric | [5 empty] | Other | within wall | 1 | No |  |  |  | No Fan |  |  | -99 | Dont Know |  | -99 | Dont Know |  | Not Applicable | Not Applicable | Not Applicable |  | Not Applicable | in wall couldn't access | -99 | -99 |  |  | -99 | 0 |  |  | -99 |  | 950 | Space | Space | Dont Know | Elec Dont Know | Dont Know | Primary
2921 | PX16897377 | 1 | Other | 1970 - 1979 | N | -99 | -99 | 13 - Fireplace |  | 01 - Natural Gas |  | 3-5 days/week | Yes | -99 | 1st Floor | 04 - Conditioned Space |  | 0 | No |  |  |  | No Fan | -99 | -99 |  |  |  | -99 | Dont Know |  | Not Applicable | Not Applicable | Not Applicable |  | Not Applicable |  | -99 | -99 |  |  | -99 | 0 |  |  | -99 |  | 2100 | Space | Both Central and Space | Dont Know | Gas Dont Know | Dont Know | Secondary
2922 | PX16897377 | 2 | Other | 1970 - 1979 | N | -99 | -99 | 13 - Fireplace |  | 01 - Natural Gas |  | 1-2 days/week | Yes | -99 | 2nd Floor | 04 - Conditioned Space |  | 0 | No |  |  |  | No Fan | -99 | -99 |  |  |  | -99 | Dont Know |  | Not Applicable | Not Applicable | Not Applicable |  | Not Applicable |  | -99 | -99 |  |  | -99 | 0 |  |  | -99 |  | 2100 | Space | Both Central and Space | Dont Know | Gas Dont Know | Dont Know | Secondary
2923 | PX16897377 | 3 | Furnace | 1970 - 1979 | N | 80 | -0.15125 | 01 - Split Forced Air Furnace |  | 03 - Propane | [5 empty] | 03 - Basement |  | 1 | No | lennox | G51MP-36B-070- | 07/01/2005 | 01 - Constant Speed | -99 | -99 |  |  |  | -99 | Dont Know |  | Dont Know | Dont Know | Dont Know |  | Yes | wasn't able to access furnace but got model# from manual | 7 | 2005 |  | 1 | 7 | 2005 | G51MP36B070 | CEC_2009 | 92.1 | 2860.2803 | 2100 | Central | Both Central and Space | Age 2000 to 2005 | Gas Dont Know | 90-96.99 AFUE | Primary | 1988.1237
2924 | PX17145561 | 1 | Furnace | 2000 - 2012 | N | 80 | 0 | 01 - Split Forced Air Furnace |  | 03 - Propane | [5 empty] | 01 - Garage |  | 1 | No | Rheem | rgpj-10nbrjr |  | 01 - Constant Speed | 100 | 80 |  |  |  | 0.8 | 01 - AFUE |  | Dont Know | Dont Know | Dont Know |  | Yes | no nameplate on evap coil | -99 | -99 |  | 1 | -99 | 0 | rgpj10nbrjr | CEC_fur | 80 | 8122.07 | 2100 | Central | Both Central and Space | Dont Know | Gas 100-114.99 | 78-84.99 AFUE | Primary | 6343.9622
2925 | PX17145561 | 2 | Other | 2000 - 2012 | N | -99 | -99 | 17 - Wood Stove |  | 05 - Wood | [5 empty] | 04 - Conditioned Space |  | 0.5 | No | warnock hersey | endeavor (380-nt) | 07/01/1993 | No Fan |  |  |  | Not Applicable |  | -100 | NA |  | Not Applicable | Not Applicable | Not Applicable | Not | Not Applicable |  | 7 | 1993 |  |  | 19 | 1993 | endeavor380nt |  | -99 |  | 2100 | Space | Both Central and Space | Age 1990 to 1994 |  | Dont Know | Secondary
2926 | PX17205394 | 1 | Other | 1980 - 1989 | N | -99 | -99 | 11 - Electronic Baseboards |  | 02 - Electric | [5 empty] | 04 - Conditioned Space |  | 1 | No |  |  |  | No Fan |  |  | 1.5 | 01 - kW |  | -99 | Dont Know |  | Not Applicable | Not Applicable | Not Applicable |  | Not Applicable | no plate | -99 | -99 |  |  | -99 | 0 |  |  | -99 |  | 485 | Space | Space | Dont Know | Elec 0.1-0.99 | Dont Know | Primary
2927 | PX17333831 | 1 | Boiler | 1995 - 1999 | N | 82 | -99 | 04 - Hydronic System |  | 03 - Propane | [5 empty] | Other | unconditioned mechanical closet | 1 | No | crown boilers | cxe5lp |  | No Fan | 150 | -99 |  |  |  | -99 | Dont Know |  | Not Applicable | Not Applicable | Not Applicable |  | Not Applicable | limited nameplate info | -99 | -99 |  |  | -99 | 0 | cxe5lp |  | -99 |  | 3865 | Central | Both Central and Space | Dont Know | Gas 130+ | Dont Know | Primary
2928 | PX17333831 | 2 | Other | 1995 - 1999 | N | -99 | -99 | 13 - Fireplace |  | 05 - Wood |  | <1 day/week | No |  | 1st Floor | 04 - Conditioned Space |  | 0.1 | No | Superior Fireplace Company |  |  | No Fan | [5 empty] | -99 | Dont Know |  | Not Applicable | Not Applicable | Not Applicable | Dont | Not Applicable | no nameplate access | -99 | -99 |  |  | -99 | 0 |  |  | -99 |  | 3865 | Space | Both Central and Space | Dont Know |  | Dont Know | Secondary
2929 | PX17333831 | 3 | Other | 1995 - 1999 | N | -99 | -99 | 14 - Electric Space Heater |  | 02 - Electric | [5 empty] | 04 - Conditioned Space |  | 0.1 | No | king electrical | kp1210 |  | No Fan |  |  | 1 | 01 - kW |  | -99 | Dont Know |  | Not Applicable | Not Applicable | Not Applicable |  | Not Applicable | limited nameplate info | -99 | -99 |  |  | -99 | 0 | kp1210 |  | -99 |  | 3865 | Space | Both Central and Space | Dont Know | Elec 0.1-0.99 | Dont Know | Secondary
2930 | PX17333831 | 4 | Other | 1995 - 1999 | N | -99 | -99 | 13 - Fireplace |  | 05 - Wood |  | <1 day/week | No |  | 2nd Floor | 04 - Conditioned Space |  | 0.1 | No | Superior Fireplace Company |  |  | No Fan | [5 empty] | -99 | Dont Know |  | Not Applicable | Not Applicable | Not Applicable | Dont | Not Applicable | limited nameplate info | -99 | -99 |  |  | -99 | 0 |  |  | -99 |  | 3865 | Space | Both Central and Space | Dont Know |  | Dont Know | Secondary
2931 | PX17333831 | 5 | Other | 1995 - 1999 | N | -99 | -99 | 13 - Fireplace |  | 03 - Propane |  | <1 day/week | No |  | 3rd Floor | 04 - Conditioned Space |  | 0.1 | No | heat & glo | 6000fls |  | 01 - Constant Speed | 27 | -99 |  |  |  | 0.73 | 01 - AFUE |  | Not Applicable | Not Applicable | Not Applicable |  | Not Applicable |  | -99 | -99 |  |  | -99 | 0 | 6000fls | Field Data Only | 73 |  | 3865 | Space | Both Central and Space | Dont Know | Gas 025-039.99 | 72-77.99 AFUE | Secondary
2932 | PX17379954 | 1 | Other | Dont Know | Y | -99 | -99 | 17 - Wood Stove |  | 05 - Wood | [5 empty] | 04 - Conditioned Space |  | 0.5 | Not Applicable |  |  |  | No Fan |  |  |  | Not Applicable |  | -100 | NA |  | Not Applicable | Not Applicable | Not Applicable | Not | Not Applicable | no plate | -99 | -99 |  |  | -99 | 0 |  |  | -99 |  | -99 | Space | Space | Dont Know |  | Dont Know | Primary
2933 | PX17433196 | 1 | Other | 1970 - 1979 | N | -99 | -99 | 13 - Fireplace |  | 01 - Natural Gas |  | Daily | No |  | 1st Floor | 04 - Conditioned Space |  | 0 | Not Applicable |  |  |  | No Fan | -99 | -99 |  |  |  | -100 | Dont Know |  | Not Applicable | Not Applicable | Not Applicable |  | Not Applicable |  | -99 | -99 |  |  | -99 | 0 |  |  | -99 |  | 1000 | Space | Space | Dont Know | Gas Dont Know | Dont Know | Secondary
2934 | PX17433196 | 2 | Other | 1970 - 1979 | N | -99 | -99 | 11 - Electronic Baseboards |  | 02 - Electric | [5 empty] | 04 - Conditioned Space |  | 0.5 | Not Applicable | king electrical |  |  | No Fan |  |  | -99 | Dont Know |  | -99 | Dont Know |  | Not Applicable | Not Applicable | Not Applicable |  | Not Applicable | no nameplate | -99 | -99 |  |  | -99 | 0 |  |  | -99 |  | 1000 | Space | Space | Dont Know | Elec Dont Know | Dont Know | Primary
2935 | PX17437874 | 1 | Other | 1970 - 1979 | N | -99 | -99 | 14 - Electric Space Heater |  | 02 - Electric | [5 empty] | 04 - Conditioned Space |  | 0 | Not Applicable | delonghi | ew6507w |  | No Fan |  |  | 1.5 | 01 - kW |  | -99 | Dont Know |  | Not Applicable | Not Applicable | Not Applicable |  | Not Applicable | inc nameplate | -99 | -99 |  |  | -99 | 0 | ew6507w |  | -99 |  | 1150 | Space | Space | Dont Know | Elec 0.1-0.99 | Dont Know | Secondary
2936 | PX17437874 | 2 | Other | 1970 - 1979 | N | -99 | -99 | 14 - Electric Space Heater |  | 02 - Electric | [5 empty] | 04 - Conditioned Space |  | 0 | Not Applicable | patton | puh680 |  | No Fan |  |  | 1.5 | 01 - kW |  | -99 | Dont Know |  | Not Applicable | Not Applicable | Not Applicable |  | Not Applicable | inc nameplate | -99 | -99 |  |  | -99 | 0 | puh680 |  | -99 |  | 1150 | Space | Space | Dont Know | Elec 0.1-0.99 | Dont Know | Secondary
2937 | PX17437874 | 3 | Other | 1970 - 1979 | N | -99 | -99 | 14 - Electric Space Heater |  | 02 - Electric | [5 empty] | 04 - Conditioned Space |  | 0.25 | Not Applicable | honeywell |  |  | No Fan |  |  | 1.5 | 01 - kW |  | -99 | Dont Know |  | Not Applicable | Not Applicable | Not Applicable |  | Not Applicable | inc nameplate | -99 | -99 |  |  | -99 | 0 |  |  | -99 |  | 1150 | Space | Space | Dont Know | Elec 0.1-0.99 | Dont Know | Primary
2938 | PX17450946 | 1 | Other | 1900 - 1969 | N | -99 | -99 | 14 - Electric Space Heater |  | 02 - Electric | [5 empty] | 04 - Conditioned Space |  | 0 | Not Applicable | presto |  |  | No Fan |  |  | -100 | Dont Know |  | -100 | Dont Know |  | Not Applicable | Not Applicable | Not Applicable |  | Not Applicable | no nameplate | -99 | -100 |  |  | -99 | 0 |  |  | -99 |  | -99 | Space | Space | Dont Know | Elec Dont Know | Dont Know | Primary
2939 | PX17462388 | 1 | Other | 1980 - 1989 | Y | -99 | -99 | 17 - Wood Stove |  | 05 - Wood | [5 empty] | 04 - Conditioned Space |  | 1 | No | Brass Flame |  |  | No Fan |  |  |  | Not Applicable |  | -100 | NA |  | Not Applicable | Not Applicable | Not Applicable | Not | Not Applicable |  | -99 | -99 |  |  | -99 | 0 |  |  | -99 |  | 1440 | Space | Both Central and Space | Dont Know |  | Dont Know | Secondary
2940 | PX17462388 | 2 | Furnace | 1980 - 1989 | Y | 80 | -99 | 15 - Forced Air furnace (No AC) |  | 02 - Electric | [5 empty] | 05 - Mechanical Closet |  | 1 | No | Armstrong Electric | MCE48 F2OD2F |  | 02 - Variable Speed |  |  | 8.75 | 01 - kW |  | -99 | 01 - AFUE | electric 100 | Not Applicable | Not Applicable | Not Applicable |  | No |  | -99 | -99 |  |  | -99 | 0 | MCE48F2OD2F |  | -99 |  | 1440 | Central | Both Central and Space | Dont Know | Elec 0.1-0.99 | Dont Know | Primary
2941 | PX17534938 | 1 | Heat Pump | 1970 - 1979 | Y | 8 | -99 | 07 - Package Heat Pump | package system electric heat pump | 02 - Electric | [5 empty] | 06 - Roof |  | 1 | No | whirlpool | p55600a11c |  | 01 - Constant Speed | -99 | -99 | 25 | 02 - Amps |  | -99 | Dont Know |  | Not Applicable | Not Applicable | Not Applicable |  | Not Applicable | limited nameplate info | -99 | -99 | 1 | 2 | -99 | 0 | p55600a11c |  | -99 |  | 1400 | Central | Central | Dont Know | Elec 9+ | Dont Know | Primary
2942 | PX17598369 | 1 | Furnace | 2000 - 2012 | Y | 80 | -0.0045 | 01 - Split Forced Air Furnace |  | 03 - Propane | [5 empty] | 04 - Conditioned Space |  | 1 | No | intertherm | m1mc 056a bw |  | 01 - Constant Speed | 56 | 45 |  |  |  | 0.8 | 01 - AFUE |  | Dont Know | Dont Know | No |  | Yes | no nameplate access on evap coil | -99 | -99 |  | 1 | -99 | 0 | m1mc056abw | CEC_fur | 80.36 | 4019.02 | 1500 | Central | Central | Dont Know | Gas 055-069.99 | 78-84.99 AFUE | Primary | 4581.5537
2943 | PX17821436 | 1 | Furnace | 1980 - 1989 | N | 80 | -0.0085 | 02 - Package Furnace/AC |  | 03 - Propane | [5 empty] | Other | outside | 1 | No | bryant | 583anw036090naaf |  | 01 - Constant Speed | 88 | 71 |  |  |  | 0.8 | 01 - AFUE |  | Not Applicable | Not Applicable | Not Applicable |  | Not Applicable |  | -99 | -99 | 1 | 2 | -99 | 0 | 583anw036090naaf | CEC_cen | 80.68 | 8122.07 | 1500 | Central | Both Central and Space | Dont Know | Gas 085-099.99 | 78-84.99 AFUE | Primary | 7243.2715
2944 | PX17821436 | 2 | Other | 1980 - 1989 | N | -99 | -99 | 17 - Wood Stove |  | 05 - Wood | [5 empty] | 04 - Conditioned Space |  | 0 | No |  |  |  | No Fan |  |  |  | Not Applicable |  | -100 | NA |  | Not Applicable | Not Applicable | Not Applicable | Not | Not Applicable |  | -99 | -99 |  |  | -99 | 0 |  |  | -99 |  | 1500 | Space | Both Central and Space | Dont Know |  | Dont Know | Secondary
2945 | PX17821436 | 3 | Other | 1980 - 1989 | N | -99 | -99 | 12 - Pellet Stove |  | 05 - Wood | [5 empty] | 04 - Conditioned Space |  | 0 | No | whitfield | 3392 |  | No Fan | [5 empty] | -99 | Dont Know |  | Not Applicable | Not Applicable | Not Applicable | Not | Not Applicable |  | -99 | -99 |  |  | -99 | 0 | 3392 |  | -99 |  | 1500 | Space | Both Central and Space | Dont Know |  | Dont Know | Secondary
2946 | PX18129418 | 1 | Furnace | 1970 - 1979 | Y | 80 | -99 | 01 - Split Forced Air Furnace |  | 03 - Propane | [5 empty] | 02 - Attic |  | 1 | No | carrier |  |  | 01 - Constant Speed | -99 | -99 |  |  |  | -100 | Dont Know |  | payne | Not Applicable | Dont Know |  | Yes | no nameplate inside carrier weather maker 9200. see pic of manual | -99 | -100 |  | 1 | -99 | 0 |  |  | -99 |  | 2185 | Central | Both Central and Space | Dont Know | Gas Dont Know | Dont Know | Primary
2947 | PX18129418 | 2 | Other | 1970 - 1979 | Y | -99 | -99 | 13 - Fireplace |  | 05 - Wood |  | 3-5 days/week | No |  | 1st Floor | 04 - Conditioned Space |  | 0 | Not Applicable |  |  |  | No Fan | [5 empty] | -100 | Dont Know |  | Not Applicable | Not Applicable | Not Applicable | Not | Not Applicable |  | -99 | -100 |  |  | -99 | 0 |  |  | -99 |  | 2185 | Space | Both Central and Space | Dont Know |  | Dont Know | Secondary
2948 | PX18135075 | 1 | Furnace | 1995 - 1999 | Y | 80 | 0 | 15 - Forced Air furnace (No AC) |  | 03 - Propane | [5 empty] | 04 - Conditioned Space |  | 1 | No | international | c46735 |  | 01 - Constant Speed | 65 | 52 |  |  |  | 0.8 | 01 - AFUE |  | Not Applicable | Not Applicable | Not Applicable |  | No |  | -99 | -99 |  |  | -99 | 0 | c46735 | Field Data Only | 80 | 4019.02 | -99 | Central | Central | Dont Know | Gas 055-069.99 | 78-84.99 AFUE | Primary | 2361.8847
2949 | PX18199186 | 1 | Furnace | 1900 - 1969 | N | 80 | 0.0055 | 02 - Package Furnace/AC |  | 03 - Propane | [5 empty] | 06 - Roof |  | 1 | No | carrier | 48gx-042090301ad |  | 01 - Constant Speed | 90 | 71.6 |  |  |  | 0.8 | 01 - AFUE |  | Not Applicable | Not Applicable | Not Applicable |  | Not Applicable |  | -99 | -99 | 1 | 1 | -99 | 0 | 48gx042090301ad | CEC_cen | 79.56 | 8122.07 | 2067 | Central | Both Central and Space | Dont Know | Gas 085-099.99 | 78-84.99 AFUE | Primary | 7243.2715
2950 | PX18219221 | 1 | Furnace | 1970 - 1979 | N | 80 | 0 | 01 - Split Forced Air Furnace |  | 03 - Propane | [5 empty] | 05 - Mechanical Closet |  | 1 | No | Coleman | dgaa090bdta |  | 01 - Constant Speed | 90 | 72 |  |  |  | 0.8 | 01 - AFUE |  | Dont Know | Dont Know | No |  | Yes | no info on evap coil | -99 | -99 |  | 1 | -99 | 0 | dgaa090bdta | CEC_2009 | 80 | 8122.07 | 1000 | Central | Central | Dont Know | Gas 085-099.99 | 78-84.99 AFUE | Primary | 7243.2715
2951 | PX18352215 | 1 | Other | 1900 - 1969 | N | -99 | -99 | 13 - Fireplace |  | 03 - Propane |  | <1 day/week | No |  | 1st Floor | 04 - Conditioned Space |  | 0 | No |  |  |  | No Fan | -99 | -99 |  |  |  | -100 | Dont Know |  | Not Applicable | Not Applicable | Not Applicable |  | Not Applicable |  | -99 | -99 |  |  | -99 | 0 |  |  | -99 |  | 2400 | Space | Both Central and Space | Dont Know | Gas Dont Know | Dont Know | Secondary
2952 | PX18352215 | 2 | Other | 1900 - 1969 | N | -99 | -99 | 17 - Wood Stove |  | 05 - Wood | [5 empty] | 04 - Conditioned Space |  | 0 | No | regency | f3100l | 03/01/2007 | No Fan |  |  |  | Not Applicable |  | -100 | NA |  | Not Applicable | Not Applicable | Not Applicable | Not | Not Applicable |  | 3 | 2007 |  |  | 5 | 2007 | f3100l |  | -99 |  | 2400 | Space | Both Central and Space | Age 2006 to 2009 |  | Dont Know | Secondary
2953 | PX18352215 | 3 | Other | 1900 - 1969 | N | -99 | -99 | 13 - Fireplace |  | 03 - Propane |  | 1-2 days/week | Yes | -99 | 1st Floor | 04 - Conditioned Space |  | 0 | No | xtrordinair |  |  | No Fan | -99 | -99 |  |  |  | -99 | Dont Know |  | Not Applicable | Not Applicable | Not Applicable |  | Not Applicable | no plate | -99 | -99 |  |  | -99 | 0 |  |  | -99 |  | 2400 | Space | Both Central and Space | Dont Know | Gas Dont Know | Dont Know | Secondary
2954 | PX18352215 | 4 | Furnace | 1900 - 1969 | N | 80 | -99 | 15 - Forced Air furnace (No AC) |  | 03 - Propane | [5 empty] | 06 - Roof |  | 0.75 | No |  |  |  | 01 - Constant Speed | -99 | -99 |  |  |  | -99 | 01 - AFUE |  | Not Applicable | Not Applicable | Not Applicable |  | No | in crawlspace. entrance was teeming with daddy long legs, did NOT even think about it. info based on homeowner input | -99 | -99 |  |  | -99 | 0 |  |  | -99 |  | 2400 | Central | Both Central and Space | Dont Know | Gas Dont Know | Dont Know | Primary
2955 | PX18352215 | 5 | Wall Furnace | 1900 - 1969 | N | 65 | -99 | 03 - Wall Furnace |  | 03 - Propane | [5 empty] | 04 - Conditioned Space |  | 0 | No | williams |  |  | No Fan | -99 | -99 |  |  |  | -100 | Dont Know |  | Not Applicable | Not Applicable | Not Applicable |  | Not Applicable | couldn't read nameplate | -99 | -99 |  |  | -99 | 0 |  |  | -99 |  | 2400 | Space | Both Central and Space | Dont Know | Gas Dont Know | Dont Know | Secondary
2956 | PX18390762 | 1 | Wall Furnace | Dont Know | Y | 65 | -0.15385 | 03 - Wall Furnace |  | 03 - Propane | [5 empty] | 04 - Conditioned Space |  | 0.25 | Not Applicable | williams | 2509621 |  | No Fan | 25 | 19.35 |  |  |  | 0.75 | 01 - AFUE |  | Not Applicable | Not Applicable | Not Applicable |  | Not Applicable |  | -99 | -100 |  |  | -99 | 0 | 2509621 | Field Data Only | 75 |  | 1700 | Space | Space | Dont Know | Gas 025-039.99 | 72-77.99 AFUE | Secondary
2957 | PX18390762 | 2 | Other | Dont Know | Y | -99 | -99 | 14 - Electric Space Heater |  | 02 - Electric | [5 empty] | 04 - Conditioned Space |  | 0.25 | Not Applicable | delonghi | ew6507w |  | No Fan |  |  | 1.5 | 01 - kW |  | -100 | Dont Know |  | Not Applicable | Not Applicable | Not Applicable |  | Not Applicable |  | -99 | -99 |  |  | -99 | 0 | ew6507w |  | -99 |  | 1700 | Space | Space | Dont Know | Elec 0.1-0.99 | Dont Know | Primary
2958 | PX18394986 | 1 | Furnace | 1900 - 1969 | N | 80 | -0.00525 | 02 - Package Furnace/AC |  | 03 - Propane | [5 empty] | Other | outside next to house | 1 | No | trane | 4YCY4060A1120 | 02/01/2012 | 01 - Constant Speed | 120 | 96.5 |  |  |  | 0.8 | 01 - AFUE |  | Not Applicable | Not Applicable | Not Applicable |  | Not Applicable |  | 2 | 2012 | 1 | 1 | 0 | 2012 | 4YCY4060A1120 | Field Data Only | 80.42 | 4159.17 | 2550 | Central | Central | Age 2010 to 2012 | Gas 115-129.99 | 78-84.99 AFUE | Primary | 3090.6274
2959 | PX18400142 | 1 | Other | 1900 - 1969 | Y | -99 | -99 | 14 - Electric Space Heater |  | 02 - Electric | [5 empty] | 04 - Conditioned Space |  | 0.5 | No | warm fusion | HO-0201 | 07/01/2011 | No Fan |  |  | 1.5 | 01 - kW |  | -100 | Dont Know |  | Not Applicable | Not Applicable | Not Applicable |  | Not Applicable |  | 7 | 2011 |  |  | 1 | 2011 | HO0201 |  | -99 |  | 1100 | Space | Space | Age 2010 to 2012 | Elec 0.1-0.99 | Dont Know | Primary
2960 | PX18400142 | 2 | Other | 1900 - 1969 | Y | -99 | -99 | 14 - Electric Space Heater |  | 02 - Electric | [5 empty] | 04 - Conditioned Space |  | 0.5 | No | warm fusion |  |  | No Fan |  |  | 1.5 | 01 - kW |  | -100 | Dont Know | na | Not Applicable | Not Applicable | Not Applicable |  | Not Applicable |  | -99 | -99 |  |  | -99 | 0 |  |  | -99 |  | 1100 | Space | Space | Dont Know | Elec 0.1-0.99 | Dont Know | Secondary
2961 | PX18450978 | 1 | Other | 1970 - 1979 | N | -99 | -99 | 13 - Fireplace |  | 05 - Wood |  | Daily | No |  | 1st Floor | 04 - Conditioned Space |  | 0 | No |  |  |  | No Fan | [5 empty] | -99 | Dont Know |  | Not Applicable | Not Applicable | Not Applicable | Dont | Not Applicable |  | -99 | -99 |  |  | -99 | 0 |  |  | -99 |  | 2400 | Space | Both Central and Space | Dont Know |  | Dont Know | Secondary
2962 | PX18450978 | 2 | Wall Furnace | 1970 - 1979 | N | 65 | -99 | 03 - Wall Furnace |  | 02 - Electric | [5 empty] | 04 - Conditioned Space |  | 0 | No | conservetech |  |  | No Fan |  |  | -99 | Dont Know |  | -99 | Dont Know |  | Not Applicable | Not Applicable | Not Applicable |  | Not Applicable | no nameplate | -99 | -99 |  |  | -99 | 0 |  |  | -99 |  | 2400 | Space | Both Central and Space | Dont Know | Elec Dont Know | Dont Know | Secondary
2963 | PX18450978 | 3 | Heat Pump | 1970 - 1979 | N | 8 | -99 | 07 - Package Heat Pump |  | 02 - Electric | [5 empty] | 03 - Basement |  | 1 | No | newton | atv045d110clt |  | 02 - Variable Speed |  |  | -99 | Dont Know |  | -99 | Dont Know |  | Not Applicable | Not Applicable | Not Applicable |  | Not Applicable | wasn't sure how to read nameplate for input | -99 | -99 | 1 | 2 | -99 | 0 | atv045d110clt |  | -99 |  | 2400 | Central | Both Central and Space | Dont Know | Elec Dont Know | Dont Know | Primary
2964 | PX18775884 | 1 | Furnace | 2000 - 2012 | Y | 80 | -99 | 01 - Split Forced Air Furnace |  | 02 - Electric | [5 empty] | 05 - Mechanical Closet |  | 1 | No | intertherm | e3eb-015h |  | 01 - Constant Speed |  |  | 45.5 | 02 - Amps |  | -99 | Dont Know |  | mortex | 96-894x-0p | No |  | Yes | limited nameplate info | -99 | -99 |  | 1 | -99 | 0 | e3eb015h |  | -99 |  | 1836 | Central | Both Central and Space | Dont Know | Elec 9+ | Dont Know | Primary
2970 | PX18927142 | 1 | Other | 1900 - 1969 | N | -99 | -99 | 13 - Fireplace |  | 05 - Wood |  | <1 day/week | No |  | 2nd Floor | 04 - Conditioned Space |  | 0.25 | No |  |  |  | No Fan | [5 empty] | -100 | Dont Know |  | Not Applicable | Not Applicable | Not Applicable | Not | Not Applicable |  | -99 | -99 |  |  | -99 | 0 |  |  | -99 |  | 2000 | Space | Space | Dont Know |  | Dont Know | Secondary
2971 | PX18927142 | 2 | Other | 1900 - 1969 | N | -99 | -99 | 11 - Electronic Baseboards |  | 02 - Electric | [5 empty] | 04 - Conditioned Space |  | 0.1 | Not Applicable |  |  |  | No Fan |  |  | -99 | Dont Know |  | -99 | Dont Know |  | Not Applicable | Not Applicable | Not Applicable |  | Not Applicable | no nameplate | -99 | -99 |  |  | -99 | 0 |  |  | -99 |  | 2000 | Space | Space | Dont Know | Elec Dont Know | Dont Know | Primary
2965 | PX18775884 | 2 | Other | 2000 - 2012 | Y | -99 | -99 | 13 - Fireplace |  | 05 - Wood |  | Daily | No |  | 1st Floor | 04 - Conditioned Space |  | 0.75 | No | intertherm | bm36hc |  | No Fan | [5 empty] | -99 | Dont Know |  | Not Applicable | Not Applicable | Not Applicable | Not | Not Applicable | limited nameplate info | -99 | -99 |  |  | -99 | 0 | bm36hc |  | -99 |  | 1836 | Space | Both Central and Space | Dont Know |  | Dont Know | Secondary
2966 | PX18817061 | 1 | Other | 1980 - 1989 | N | -99 | -99 | 13 - Fireplace |  | 05 - Wood |  | 1-2 days/week | No |  | 1st Floor | 04 - Conditioned Space |  | 0 | Not Applicable |  |  |  | No Fan | [5 empty] | -100 | Dont Know |  | Not Applicable | Not Applicable | Not Applicable | Not | Not Applicable |  | -99 | -99 |  |  | -99 | 0 |  |  | -99 |  | 3464 | Space | Both Central and Space | Dont Know |  | Dont Know | Secondary
2967 | PX18817061 | 2 | Other | 1980 - 1989 | N | -99 | -99 | 13 - Fireplace |  | 05 - Wood |  | <1 day/week | No |  | 1st Floor | 04 - Conditioned Space |  | 0 | Not Applicable |  |  |  | No Fan | [5 empty] | -100 | Dont Know |  | Not Applicable | Not Applicable | Not Applicable | Not | Not Applicable |  | -99 | -99 |  |  | -99 | 0 |  |  | -99 |  | 3464 | Space | Both Central and Space | Dont Know |  | Dont Know | Secondary
2968 | PX18817061 | 3 | Furnace | 1980 - 1989 | N | 80 | -0.1875 | 01 - Split Forced Air Furnace |  | 03 - Propane | [5 empty] | 03 - Basement |  | 0.5 | No | trane |  |  | 01 - Constant Speed | -99 | -99 |  |  |  | 0.95 | 01 - AFUE |  | ari | acb60e3x210t000 | Yes |  | Yes | no nameplate! xr95 is model name | -99 | -99 |  | 2 | -99 | 0 |  | Field Data Only | 95 |  | 3464 | Central | Both Central and Space | Dont Know | Gas Dont Know | 90-96.99 AFUE | Secondary
2969 | PX18817061 | 4 | Furnace | 1980 - 1989 | N | 80 | -0.1875 | 01 - Split Forced Air Furnace |  | 03 - Propane | [5 empty] | 05 - Mechanical Closet |  | 0.5 | No | trane | tuh1b080a9421aa | 11/01/2009 | 01 - Constant Speed | 80 | 76 |  |  |  | 0.95 | 01 - AFUE |  | trane | 4txcb042bc3hcaa | Yes |  | Yes |  | 11 | 2009 |  | 1 | 3 | 2009 | tuh1b080a9421aa | Field Data Only | 95 | 3616.6696 | 3464 | Central | Both Central and Space | Age 2006 to 2009 | Gas 070-084.99 | 90-96.99 AFUE | Primary | 2687.5021
2972 | PX18927142 | 3 | Other | 1900 - 1969 | N | -99 | -99 | 17 - Wood Stove |  | 05 - Wood | [5 empty] | 04 - Conditioned Space |  | 0.25 | Not Applicable | lopi |  |  | No Fan |  |  |  | Not Applicable |  | -100 | NA |  | Not Applicable | Not Applicable | Not Applicable | Not | Not Applicable |  | -99 | -99 |  |  | -99 | 0 |  |  | -99 |  | 2000 | Space | Space | Dont Know |  | Dont Know | Secondary
2973 | PX18927142 | 4 | Other | 1900 - 1969 | N | -99 | -99 | 11 - Electronic Baseboards |  | 02 - Electric | [5 empty] | 04 - Conditioned Space |  | 0.1 | Not Applicable |  |  |  | No Fan |  |  | -99 | Dont Know |  | -99 | Dont Know |  | Not Applicable | Not Applicable | Not Applicable |  | Not Applicable | no nameplate | -99 | -99 |  |  | -99 | 0 |  |  | -99 |  | 2000 | Space | Space | Dont Know | Elec Dont Know | Dont Know | Secondary
2974 | PX18927142 | 5 | Wall Furnace | 1900 - 1969 | N | 65 | -99 | 03 - Wall Furnace |  | 02 - Electric | [5 empty] | 04 - Conditioned Space |  | 0.1 | No | tpi | bf2-15 |  | No Fan |  |  | 1.5 | 01 - kW |  | -99 | Dont Know |  | Not Applicable | Not Applicable | Not Applicable |  | Not Applicable | no efficiency | -99 | -99 |  |  | -99 | 0 | bf215 |  | -99 |  | 2000 | Space | Space | Dont Know | Elec 0.1-0.99 | Dont Know | Secondary
2975 | PX18927142 | 6 | Other | 1900 - 1969 | N | -99 | -99 | 13 - Fireplace |  | 05 - Wood |  | <1 day/week | No |  | 2nd Floor | 04 - Conditioned Space |  | 0.15 | No |  |  |  | No Fan | [5 empty] | -100 | Dont Know |  | Not Applicable | Not Applicable | Not Applicable | Not | Not Applicable |  | -99 | -100 |  |  | -99 | 0 |  |  | -99 |  | 2000 | Space | Space | Dont Know |  | Dont Know | Secondary
2976 | PX18927142 | 7 | Other | 1900 - 1969 | N | -99 | -99 | 13 - Fireplace |  | 05 - Wood |  | <1 day/week | No |  | 1st Floor | 04 - Conditioned Space |  | 0.1 | No |  |  |  | No Fan | [5 empty] | -100 | Dont Know |  | Not Applicable | Not Applicable | Not Applicable | Not | Not Applicable |  | -99 | -99 |  |  | -99 | 0 |  |  | -99 |  | 2000 | Space | Space | Dont Know |  | Dont Know | Secondary
2977 | PX18927142 | 8 | Other | 1900 - 1969 | N | -99 | -99 | 14 - Electric Space Heater |  | 02 - Electric | [5 empty] | 04 - Conditioned Space |  | 0 | No | delonghi | 9707t |  | No Fan |  |  | 1.5 | 01 - kW |  | -99 | Dont Know |  | Not Applicable | Not Applicable | Not Applicable |  | Not Applicable |  | -99 | -99 |  |  | -99 | 0 | 9707t |  | -99 |  | 2000 | Space | Space | Dont Know | Elec 0.1-0.99 | Dont Know | Secondary
2978 | PX18927142 | 9 | Other | 1900 - 1969 | N | -99 | -99 | 14 - Electric Space Heater |  | 02 - Electric | [5 empty] | 04 - Conditioned Space |  | 0 | No | lasko | 5435 |  | No Fan |  |  | 1.5 | 01 - kW |  | -99 | Dont Know |  | Not Applicable | Not Applicable | Not Applicable |  | Not Applicable |  | -99 | -99 |  |  | -99 | 0 | 5435 |  | -99 |  | 2000 | Space | Space | Dont Know | Elec 0.1-0.99 | Dont Know | Secondary
2979 | PX18927142 | 10 | Other | 1900 - 1969 | N | -99 | -99 | 14 - Electric Space Heater |  | 02 - Electric | [5 empty] | 04 - Conditioned Space |  | 0 | No | marvin | 1200 |  | No Fan |  |  | 1.5 | 01 - kW |  | -99 | Dont Know |  | Not Applicable | Not Applicable | Not Applicable |  | Not Applicable |  | -99 | -99 |  |  | -99 | 0 | 1200 |  | -99 |  | 2000 | Space | Space | Dont Know | Elec 0.1-0.99 | Dont Know | Secondary
2980 | PX18940427 | 1 | Other | 1900 - 1969 | Y | -99 | -99 | 16 - Common Building | hydronic system | Dont Know | dk |  |  |  |  | Other | floor | 1 | Not Applicable |  |  |  | No Fan | [5 empty] | -100 | Dont Know |  | Not Applicable | Not Applicable | Not Applicable | Not | Not Applicable |  | -99 | -99 |  |  | -99 | 0 |  |  | -99 |  | 400 | Central | Central | Dont Know |  | Dont Know | Primary
2981 | PX19211797 | 1 | Other | 1900 - 1969 | N | -99 | -99 | 13 - Fireplace |  | 03 - Propane |  | Daily | No |  | 1st Floor | 04 - Conditioned Space |  | 1 | No |  |  |  | No Fan | -99 | -99 |  | Not Applicable |  | -100 | NA |  | Not Applicable | Not Applicable | Not Applicable | Not | Not Applicable | no nameplate | -99 | -99 |  |  | -99 | 0 |  |  | -99 |  | 1500 | Space | Space | Dont Know | Gas Dont Know | Dont Know | Primary
2982 | PX19342095 | 1 | Other | 1970 - 1979 | N | -99 | -99 | Other | monitor stove | Other | kerosine |  |  |  |  | 04 - Conditioned Space |  | 0.5 | No | monitor | m 41 |  | No Fan |  |  |  | Not Applicable |  | -100 | NA |  | Not Applicable | Not Applicable | Not Applicable | Not | Not Applicable |  | -99 | -99 |  |  | -99 | 0 | m41 |  | -99 |  | 2000 | Other | Space | Dont Know |  | Dont Know | Secondary
2983 | PX19342095 | 2 | Other | 1970 - 1979 | N | -99 | -99 | 17 - Wood Stove |  | 05 - Wood | [5 empty] | 04 - Conditioned Space |  | 0.5 | No |  |  |  | No Fan |  |  |  | Not Applicable |  | -100 | NA |  | Not Applicable | Not Applicable | Not Applicable | Not | Not Applicable | no nameplate on wood stove. | -99 | -99 |  |  | -99 | 0 |  |  | -99 |  | 2000 | Space | Space | Dont Know |  | Dont Know | Primary
2984 | PX19342095 | 3 | Other | 1970 - 1979 | N | -99 | -99 | 14 - Electric Space Heater |  | 02 - Electric | [5 empty] | 04 - Conditioned Space |  | 0.1 | No | iheater | ih1500 |  | No Fan |  |  | 1.5 | 01 - kW |  | -99 | Dont Know |  | Not Applicable | Not Applicable | Not Applicable |  | Not Applicable | limited nameplate info | -99 | -99 |  |  | -99 | 0 | ih1500 |  | -99 |  | 2000 | Space | Space | Dont Know | Elec 0.1-0.99 | Dont Know | Secondary
2985 | PX19411609 | 1 | Other | 1900 - 1969 | N | -99 | -99 | 17 - Wood Stove |  | 05 - Wood | [5 empty] | 04 - Conditioned Space |  | 0 | Not Applicable |  |  |  | No Fan |  |  |  | Not Applicable |  | -100 | NA |  | Not Applicable | Not Applicable | Not Applicable | Not | Not Applicable |  | -99 | -100 |  |  | -99 | 0 |  |  | -99 |  | 3200 | Space | Both Central and Space | Dont Know |  | Dont Know | Secondary
2986 | PX19411609 | 2 | Other | 1900 - 1969 | N | -99 | -99 | 12 - Pellet Stove |  | 02 - Electric | [5 empty] | 04 - Conditioned Space |  | 0 | Not Applicable | whitfield |  |  | No Fan |  |  | -99 | Dont Know |  | -99 | Dont Know |  | Not Applicable | Not Applicable | Not Applicable |  | Not Applicable | no nameplate | -99 | -100 |  |  | -99 | 0 |  |  | -99 |  | 3200 | Space | Both Central and Space | Dont Know | Elec Dont Know | Dont Know | Secondary
2987 | PX19411609 | 3 | Furnace | 1900 - 1969 | N | 80 | 0 | 02 - Package Furnace/AC |  | 03 - Propane | [5 empty] | 06 - Roof |  | 0.5 | No | york | d1gh036n06406c | 04/01/1993 | 01 - Constant Speed | 80 | 64 |  |  |  | 0.8 | 01 - AFUE |  | Not Applicable | Not Applicable | Not Applicable |  | Not Applicable |  | 4 | 1993 | 1 | 2 | 19 | 1993 | d1gh036n06406c | Field Data Only | 80 | 4907.1958 | 3200 | Central | Both Central and Space | Age 1990 to 1994 | Gas 070-084.99 | 78-84.99 AFUE | Primary | 3832.8978
2988 | PX19411609 | 4 | Furnace | 1900 - 1969 | N | 80 | -99 | 02 - Package Furnace/AC |  | 03 - Propane | [5 empty] | 06 - Roof |  | 0.5 | No | rheem | rRma-a048jk08x | 01/01/2000 | 01 - Constant Speed | 80 | -99 |  |  |  | -99 | Dont Know |  | Not Applicable | Not Applicable | Not Applicable |  | Not Applicable | no output | 1 | 2000 | 2 |  | 12 | 2000 | rRmaa048jk08x | CEC_cen | -99 |  | 3200 | Central | Both Central and Space | Age 2000 to 2005 | Gas 070-084.99 | Dont Know | Secondary
2989 | PX19442074 | 1 | Furnace | 2000 - 2012 | Y | 80 | -0.0045 | 15 - Forced Air furnace (No AC) |  | 01 - Natural Gas | [5 empty] | 05 - Mechanical Closet |  | 1 | No | intertherm | m1mb 056a bw |  | 01 - Constant Speed | 56 | 45 |  |  |  | 0.8 | 01 - AFUE |  | Not Applicable | Not Applicable | Not Applicable |  | No |  | -99 | -99 |  |  | 14 | 1998 | m1mb056abw | bluebook | 80.36 | 2330.0509 | 1620 | Central | Central | Age 1995 to 1999 | Gas 055-069.99 | 78-84.99 AFUE | Primary | 2743.7749
2990 | PX19514934 | 1 | Other | 1995 - 1999 | Y | -99 | -99 | 17 - Wood Stove |  | 05 - Wood | [5 empty] | 04 - Conditioned Space |  | 0 | Not Applicable | warnock hersey | endeavor (380-nt) |  | No Fan |  |  |  | Not Applicable |  | -100 | NA |  | Not Applicable | Not Applicable | Not Applicable | Not | Not Applicable |  | -99 | -99 |  |  | -99 | 0 | endeavor380nt |  | -99 |  | 3200 | Space | Both Central and Space | Dont Know |  | Dont Know | Secondary
2991 | PX19514934 | 2 | Furnace | 1995 - 1999 | Y | 80 | 0 | 15 - Forced Air furnace (No AC) |  | 03 - Propane | [5 empty] | 03 - Basement |  | 1 | No | goodman | gmp075-3 |  | 02 - Variable Speed | 75 | 60 |  |  |  | 0.8 | 01 - AFUE |  | Not Applicable | Not Applicable | Not Applicable |  | Not Applicable |  | -99 | -99 |  |  | -99 | 0 | gmp0753 | CEC_fur | 80 | 1884.83 | 3200 | Central | Both Central and Space | Dont Know | Gas 070-084.99 | 78-84.99 AFUE | Primary | 1940.5002
2992 | PX19631272 | 1 | Other | 1900 - 1969 | N | -99 | -99 | 13 - Fireplace |  | 05 - Wood |  | Daily | No |  | 1st Floor | 04 - Conditioned Space |  | 0.5 | No |  |  |  | No Fan | [5 empty] | -100 | Dont Know |  | Not Applicable | Not Applicable | Not Applicable | Dont | Not Applicable | no plate | -99 | -99 |  |  | -99 | 0 |  |  | -99 |  | 2400 | Space | Space | Dont Know |  | Dont Know | Primary
2993 | PX19631272 | 2 | Other | 1900 - 1969 | N | -99 | -99 | 17 - Wood Stove |  | 03 - Propane | [5 empty] | 04 - Conditioned Space |  | 0 | No | magic |  |  | No Fan | -99 | -99 |  | Not Applicable |  | -100 | NA |  | Not Applicable | Not Applicable | Not Applicable | Not | Not Applicable | no plate | -99 | -99 |  |  | -99 | 0 |  |  | -99 |  | 2400 | Space | Space | Dont Know | Gas Dont Know | Dont Know | Secondary
2994 | PX19665150 | 1 | Furnace | 1970 - 1979 | Y | 80 | -99 | 02 - Package Furnace/AC |  | Dont Know | dk |  |  |  |  | 06 - Roof |  | 1 | No |  |  |  | 01 - Constant Speed | [5 empty] | -99 | Dont Know |  | Not Applicable | Not Applicable | Not Applicable | Dont | Not Applicable | ladder not tall enough to get on roof | -99 | -99 | 1 | 2 | -99 | 0 |  |  | -99 |  | 750 | Central | Central | Dont Know |  | Dont Know | Primary
2995 | PX19703154 | 1 | Furnace | 2000 - 2012 | N | 80 | -0.1625 | 15 - Forced Air furnace (No AC) |  | 03 - Propane | [5 empty] | 01 - Garage |  | 1 | No | trane | tdx100r948w3 | 11/01/2004 | 02 - Variable Speed | 100 | 90 |  |  |  | 0.9 | 01 - AFUE |  | Not Applicable | Not Applicable | Not Applicable |  | Not Applicable |  | 11 | 2004 |  |  | 8 | 2004 | tdx100r948w3 | CEC_fur | 93 | 13832.2437 | 2400 | Central | Both Central and Space | Age 2000 to 2005 | Gas 100-114.99 | 90-96.99 AFUE | Primary | 13842.5346
2996 | PX19703154 | 2 | Other | 2000 - 2012 | N | -99 | -99 | 17 - Wood Stove |  | 05 - Wood | [5 empty] | 04 - Conditioned Space |  | 0 | Not Applicable | liberty | liberty 520-nt |  | No Fan |  |  |  | Not Applicable |  | -100 | NA |  | Not Applicable | Not Applicable | Not Applicable | Not | Not Applicable |  | -99 | -99 |  |  | -99 | 0 | liberty520nt |  | -99 |  | 2400 | Space | Both Central and Space | Dont Know |  | Dont Know | Secondary
2997 | PX19731489 | 1 | Other | 1970 - 1979 | Y | -99 | -99 | 11 - Electronic Baseboards |  | 02 - Electric | [5 empty] | 04 - Conditioned Space |  | 1 | No |  |  |  | No Fan |  |  | -99 | Dont Know |  | -99 | Dont Know |  | Not Applicable | Not Applicable | Not Applicable |  | Not Applicable | no nameplate | -99 | -99 |  |  | -99 | 0 |  |  | -99 |  | 600 | Space | Space | Dont Know | Elec Dont Know | Dont Know | Primary
2998 | PX19743857 | 1 | Other | 1995 - 1999 | N | -99 | -99 | 16 - Common Building | there is a common furnace, which serves the whole building. | 01 - Natural Gas | [5 empty] | 03 - Basement |  | 1 | Dont Know |  |  |  | 01 - Constant Speed | -99 | -99 |  |  |  | -99 | Dont Know |  | Not Applicable | Not Applicable | Not Applicable |  | No |  | -99 | -99 |  |  | -99 | 0 |  |  | -99 |  | 1100 | Central | Both Central and Space | Dont Know | Gas Dont Know | Dont Know | Primary
2999 | PX19743857 | 2 | Other | 1995 - 1999 | N | -99 | -99 | 14 - Electric Space Heater |  | 02 - Electric | [5 empty] | 04 - Conditioned Space |  | 0 | No | warm fusion | ho-0201 0710 |  | No Fan |  |  | 1.5 | 01 - kW |  | -99 | Dont Know |  | Not Applicable | Not Applicable | Not Applicable |  | Not Applicable | limited nameplate info. | -99 | -99 |  |  | -99 | 0 | ho02010710 |  | -99 |  | 1100 | Space | Both Central and Space | Dont Know | Elec 0.1-0.99 | Dont Know | Secondary
3000 | PX19743857 | 3 | Other | 1995 - 1999 | N | -99 | -99 | 14 - Electric Space Heater |  | 02 - Electric | [5 empty] | 04 - Conditioned Space |  | 0 | No | warm fusion | ho-0201 0710 |  | No Fan |  |  | 1.5 | 01 - kW |  | -99 | Dont Know |  | Not Applicable | Not Applicable | Not Applicable |  | Not Applicable | limited nameplate info. | -99 | -99 |  |  | -99 | 0 | ho02010710 |  | -99 |  | 1100 | Space | Both Central and Space | Dont Know | Elec 0.1-0.99 | Dont Know | Secondary
3001 | PX19743857 | 4 | Other | 1995 - 1999 | N | -99 | -99 | 11 - Electronic Baseboards |  | 02 - Electric | [5 empty] | 04 - Conditioned Space |  | 0 | No | cadet | 6f1500 |  | No Fan |  |  | 1.5 | 01 - kW |  | -99 | Dont Know |  | Not Applicable | Not Applicable | Not Applicable |  | Not Applicable | limited nameplate info | -99 | -99 |  |  | -99 | 0 | 6f1500 |  | -99 |  | 1100 | Space | Both Central and Space | Dont Know | Elec 0.1-0.99 | Dont Know | Secondary
3002 | PX19743857 | 5 | Other | 1995 - 1999 | N | -99 | -99 | 11 - Electronic Baseboards |  | 02 - Electric | [5 empty] | 04 - Conditioned Space |  | 0 | No | cadet | 6f1500 |  | No Fan |  |  | 1.5 | 01 - kW |  | -99 | Dont Know |  | Not Applicable | Not Applicable | Not Applicable |  | Not Applicable | limited nameplate info. | -99 | -99 |  |  | -99 | 0 | 6f1500 |  | -99 |  | 1100 | Space | Both Central and Space | Dont Know | Elec 0.1-0.99 | Dont Know | Secondary
3003 | PX19765341 | 1 | Furnace | 1970 - 1979 | N | 80 | -99 | 15 - Forced Air furnace (No AC) |  | Other | oil |  |  |  |  | 05 - Mechanical Closet |  | 1 | No | beckett | 369aan036105adbe |  | 02 - Variable Speed | [5 empty] | -99 | Dont Know |  | Not Applicable | Not Applicable | Not Applicable | 0.75 | No | not on nameplat | -99 | -100 |  |  | -99 | 0 | 369aan036105adbe |  | -99 |  | 2600 | Central | Both Central and Space | Dont Know |  | Dont Know | Primary
3004 | PX19765341 | 2 | Other | 1970 - 1979 | N | -99 | -99 | 13 - Fireplace |  | 05 - Wood |  | <1 day/week | No |  | 1st Floor | 04 - Conditioned Space |  | 0.25 | No |  |  |  | No Fan | [5 empty] | -100 | Dont Know |  | Not Applicable | Not Applicable | Not Applicable | Not | Not Applicable | Fireplace has no nameplate | -99 | -99 |  |  | -99 | 0 |  |  | -99 |  | 2600 | Space | Both Central and Space | Dont Know |  | Dont Know | Secondary
3005 | PX20163372 | 1 | Wall Furnace | 1900 - 1969 | Y | 65 | -0.076923 | 03 - Wall Furnace |  | 01 - Natural Gas | [5 empty] | 04 - Conditioned Space |  | 1 | No | williams | c35sd |  | No Fan | 35 | 24.5 |  |  |  | 0.7 | 01 - AFUE |  | Not Applicable | Not Applicable | Not Applicable |  | Not Applicable |  | -99 | -99 |  |  | -99 | 0 | c35sd | Field Data Only | 70 | 5242.8 | 1100 | Space | Space | Dont Know | Gas 025-039.99 | 66-71.99 AFUE | Primary | 7777.6285
3006 | PX20169351 | 1 | Wall Furnace | 1900 - 1969 | Y | 65 | -99 | 03 - Wall Furnace |  | Other | kerosene |  |  |  |  | 04 - Conditioned Space |  | 0.5 | No | mpi | monitor 2200 |  | No Fan | [5 empty] | -100 | Dont Know |  | Not Applicable | Not Applicable | Not Applicable | Not | Not Applicable |  | -99 | -99 |  |  | -99 | 0 | monitor2200 |  | -99 |  | 1250 | Space | Space | Dont Know |  | Dont Know | Primary
3007 | PX20264787 | 1 | Other | 2000 - 2012 | N | -99 | -99 | 13 - Fireplace |  | 05 - Wood |  | 3-5 days/week | No |  | 1st Floor | 04 - Conditioned Space |  | 0 | Not Applicable |  |  |  | No Fan | [5 empty] | -100 | Dont Know |  | Not Applicable | Not Applicable | Not Applicable | Not | Not Applicable |  | -99 | -100 |  |  | -99 | 0 |  |  | -99 |  | 1800 | Space | Space | Dont Know |  | Dont Know | Primary
3008 | PX20524609 | 1 | Other | 1970 - 1979 | N | -99 | -99 | 12 - Pellet Stove |  | 05 - Wood | [5 empty] | 04 - Conditioned Space |  | 0.5 | No |  |  |  | 01 - Constant Speed | [5 empty] | -100 | Dont Know |  | Not Applicable | Not Applicable | Not Applicable | Not | Not Applicable |  | -99 | -99 |  |  | -99 | 0 |  |  | -99 |  | 1440 | Space | Space | Dont Know |  | Dont Know | Primary
3009 | PX20524609 | 2 | Other | 1970 - 1979 | N | -99 | -99 | 08 - Electronic Resistance Wall Unit |  | 02 - Electric | [5 empty] | 04 - Conditioned Space |  | 0.25 | No | broan | 174 |  | 01 - Constant Speed |  |  | 1.5 | 01 - kW |  | -99 | Dont Know |  | Not Applicable | Not Applicable | Not Applicable |  | Not Applicable | no access | -99 | -99 |  |  | -99 | 0 | 174 |  | -99 |  | 1440 | Space | Space | Dont Know | Elec 0.1-0.99 | Dont Know | Secondary
3010 | PX20562773 | 1 | Heat Pump | 2000 - 2012 | N | 8 | -99 | 07 - Package Heat Pump |  | 02 - Electric | [5 empty] | Other | outside, unconditioned space. | 1 | No | York | e1ra018so6d |  | 02 - Variable Speed |  |  | 11.75 | 02 - Amps |  | -99 | Dont Know |  | Not Applicable | Not Applicable | Not Applicable |  | No | see name plate | -99 | -99 | 1 | 1 | -99 | 0 | e1ra018so6d | CEC_cen | -99 |  | 725 | Central | Central | Dont Know | Elec 9+ | Dont Know | Primary
3011 | PX20695600 | 1 | Other | 1970 - 1979 | N | -99 | -99 | 13 - Fireplace |  | 05 - Wood |  | <1 day/week | No |  | 1st Floor | 04 - Conditioned Space |  | 0 | No |  |  |  | No Fan | [5 empty] | -100 | Dont Know |  | Not Applicable | Not Applicable | Not Applicable | Not | Not Applicable |  | -99 | -99 |  |  | -99 | 0 |  |  | -99 |  | 2500 | Space | Both Central and Space | Dont Know |  | Dont Know | Secondary
3012 | PX20695600 | 2 | Other | 1970 - 1979 | N | -99 | -99 | 13 - Fireplace |  | 05 - Wood |  | <1 day/week | No |  | 2nd Floor | 04 - Conditioned Space |  | 0 | No |  |  |  | No Fan | [5 empty] | -100 | Dont Know |  | Not Applicable | Not Applicable | Not Applicable | Not | Not Applicable |  | -99 | -99 |  |  | -99 | 0 |  |  | -99 |  | 2500 | Space | Both Central and Space | Dont Know |  | Dont Know | Secondary
3013 | PX20695600 | 3 | Furnace | 1970 - 1979 | N | 80 | -99 | 01 - Split Forced Air Furnace |  | 01 - Natural Gas | [5 empty] | 03 - Basement |  | 1 | No |  |  |  | 01 - Constant Speed | -99 | -99 |  |  |  | -99 | Dont Know |  | Not Applicable | Not Applicable | Not Applicable |  | No | door blocked | -99 | -99 |  | 1 | -99 | 0 |  |  | -99 |  | 2500 | Central | Both Central and Space | Dont Know | Gas Dont Know | Dont Know | Primary
3014 | PX20760995 | 1 | Other | 1900 - 1969 | N | -99 | -99 | 13 - Fireplace |  | 05 - Wood |  | 3-5 days/week | No |  | 1st Floor | 04 - Conditioned Space |  | 0 | No |  |  |  | No Fan | [5 empty] | -100 | Dont Know |  | Not Applicable | Not Applicable | Not Applicable | Not | Not Applicable |  | -99 | -99 |  |  | -99 | 0 |  |  | -99 |  | 1700 | Space | Both Central and Space | Dont Know |  | Dont Know | Secondary
3015 | PX20760995 | 2 | Furnace | 1900 - 1969 | N | 80 | 0.0625 | 01 - Split Forced Air Furnace |  | 03 - Propane | [5 empty] | 05 - Mechanical Closet |  | 1 | No | Heil | nuld080c |  | 01 - Constant Speed | 80 | 60 |  |  |  | 0.74 | 01 - AFUE |  | Not Applicable | Not Applicable | Not Applicable |  | No |  | -99 | -99 |  | 1 | -99 | 0 | nuld080c | Field Data Only | 75 | 2465.11 | 1700 | Central | Both Central and Space | Dont Know | Gas 070-084.99 | 72-77.99 AFUE | Primary | 1713.4487
3016 | PX20786635 | 1 | Furnace | 1990 - 1994 | N | 80 | -99 | 01 - Split Forced Air Furnace |  | 03 - Propane | [5 empty] | 02 - Attic |  | 1 | No |  |  |  | 01 - Constant Speed | -99 | -99 |  |  |  | -99 | Dont Know |  | Dont Know | Dont Know | Yes |  | Yes | too hot to enter attic | -99 | -99 |  | 1 | -99 | 0 |  |  | -99 |  | 2500 | Central | Central | Dont Know | Gas Dont Know | Dont Know | Primary
3017 | PX20824077 | 1 | Wall Furnace | 1970 - 1979 | N | 65 | -99 | 03 - Wall Furnace |  | 02 - Electric | [5 empty] | 04 - Conditioned Space |  | 0.25 | No | raywall |  |  | 01 - Constant Speed |  |  | -99 | Dont Know |  | -99 | Dont Know |  | Not Applicable | Not Applicable | Not Applicable |  | Not Applicable | no plate | -99 | -99 |  |  | -99 | 0 |  |  | -99 |  | 500 | Space | Space | Dont Know | Elec Dont Know | Dont Know | Primary
3018 | PX20838568 | 1 | Other | 1980 - 1989 | N | -99 | -99 | 17 - Wood Stove |  | 05 - Wood | [5 empty] | 04 - Conditioned Space |  | 0.4 | No |  |  |  | No Fan |  |  |  | Not Applicable |  | -100 | NA |  | Not Applicable | Not Applicable | Not Applicable | Not | Not Applicable | no nameplate | -99 | -99 |  |  | -99 | 0 |  |  | -99 |  | 1800 | Space | Space | Dont Know |  | Dont Know | Primary
3019 | PX20838568 | 2 | Wall Furnace | 1980 - 1989 | N | 65 | -99 | 03 - Wall Furnace |  | 02 - Electric | [5 empty] | 04 - Conditioned Space |  | 0.05 | No | tpi | cb2-10a |  | No Fan |  |  | 1 | 01 - kW |  | -100 | Dont Know |  | Not Applicable | Not Applicable | Not Applicable |  | Not Applicable |  | -99 | -99 |  |  | -99 | 0 | cb210a |  | -99 |  | 1800 | Space | Space | Dont Know | Elec 0.1-0.99 | Dont Know | Secondary
3020 | PX20838568 | 3 | Wall Furnace | 1980 - 1989 | N | 65 | -0.076923 | 03 - Wall Furnace |  | 03 - Propane | [5 empty] | 04 - Conditioned Space |  | 0.25 | No | louisville tin and stove | w356d |  | No Fan | 35 | -99 |  |  |  | -99 | Dont Know |  | Not Applicable | Not Applicable | Not Applicable |  | Not Applicable |  | -99 | -99 |  |  | -99 | 0 | w356d | CEC_heat | 70 |  | 1800 | Space | Space | Dont Know | Gas 025-039.99 | 66-71.99 AFUE | Secondary
3021 | PX20838568 | 4 | Wall Furnace | 1980 - 1989 | N | 65 | -0.10769 | 03 - Wall Furnace |  | 03 - Propane | [5 empty] | 04 - Conditioned Space |  | 0.25 | No | williams | 1403611 |  | No Fan | 14 | -99 |  |  |  | 0.72 | 01 - AFUE |  | Not Applicable | Not Applicable | Not Applicable |  | Not Applicable |  | -99 | -99 |  |  | -99 | 0 | 1403611 | Field Data Only | 72 |  | 1800 | Space | Space | Dont Know | Gas 010-024.99 | 72-77.99 AFUE | Secondary
3022 | PX20838568 | 5 | Wall Furnace | 1980 - 1989 | N | 65 | -99 | 03 - Wall Furnace |  | 02 - Electric | [5 empty] | 04 - Conditioned Space |  | 0.05 | No | tpi | cb2-10a |  | No Fan |  |  | 1 | 01 - kW |  | -100 | Dont Know |  | Not Applicable | Not Applicable | Not Applicable |  | Not Applicable |  | -99 | -99 |  |  | -99 | 0 | cb210a |  | -99 |  | 1800 | Space | Space | Dont Know | Elec 0.1-0.99 | Dont Know | Secondary
3023 | PX20865503 | 1 | Furnace | 1970 - 1979 | Y | 80 | -99 | 15 - Forced Air furnace (No AC) |  | 02 - Electric | [5 empty] | 02 - Attic |  | 1 | No | day & night | 15-e24-1b |  | 01 - Constant Speed |  |  | 23 | 02 - Amps |  | -99 | Dont Know |  | Not Applicable | Not Applicable | Not Applicable |  | No |  | -99 | -99 |  |  | -99 | 0 | 15e241b |  | -99 |  | 1200 | Central | Both Central and Space | Dont Know | Elec 9+ | Dont Know | Primary
3024 | PX20865503 | 2 | Other | 1970 - 1979 | Y | -99 | -99 | 14 - Electric Space Heater |  | 02 - Electric | [5 empty] | 04 - Conditioned Space |  | 0 | Not Applicable | honeywell |  |  | 02 - Variable Speed |  |  | 1.5 | 01 - kW |  | -99 | Dont Know |  | Not Applicable | Not Applicable | Not Applicable |  | Not Applicable |  | -99 | -99 |  |  | -99 | 0 |  |  | -99 |  | 1200 | Space | Both Central and Space | Dont Know | Elec 0.1-0.99 | Dont Know | Secondary
3025 | PX20865503 | 3 | Other | 1970 - 1979 | Y | -99 | -99 | 13 - Fireplace |  | 05 - Wood |  | <1 day/week | No |  | 1st Floor | 04 - Conditioned Space |  | 0 | No |  |  |  | No Fan | [5 empty] | -100 | Dont Know |  | Not Applicable | Not Applicable | Not Applicable | Not | Not Applicable |  | -99 | -99 |  |  | -99 | 0 |  |  | -99 |  | 1200 | Space | Both Central and Space | Dont Know |  | Dont Know | Secondary
3026 | PX20976695 | 1 | Other | 1970 - 1979 | N | -99 | -99 | 08 - Electronic Resistance Wall Unit |  | 02 - Electric | [5 empty] | 04 - Conditioned Space |  | 1 | Not Applicable |  |  |  | No Fan |  |  | -99 | Dont Know |  | -99 | Dont Know |  | Not Applicable | Not Applicable | Not Applicable |  | Not Applicable | no plate | -99 | -99 |  |  | -99 | 0 |  |  | -99 |  | 780 | Space | Space | Dont Know | Elec Dont Know | Dont Know | Primary
3027 | PX20976695 | 2 | Other | 1970 - 1979 | N | -99 | -99 | 08 - Electronic Resistance Wall Unit |  | 02 - Electric | [5 empty] | 04 - Conditioned Space |  | 0 | Not Applicable |  |  |  | No Fan |  |  | -99 | Dont Know |  | -99 | Dont Know |  | Not Applicable | Not Applicable | Not Applicable |  | Not Applicable |  | -99 | -99 |  |  | -99 | 0 |  |  | -99 |  | 780 | Space | Space | Dont Know | Elec Dont Know | Dont Know | Secondary
3028 | PX21038203 | 1 | Furnace | 2000 - 2012 | N | 80 | -99 | 01 - Split Forced Air Furnace |  | 01 - Natural Gas | [5 empty] | 02 - Attic |  | 1 | No |  |  |  | 01 - Constant Speed | -99 | -99 |  |  |  | -99 | Dont Know |  | Dont Know | Dont Know | No |  | Yes |  | -99 | -99 |  | 1 | -99 | 0 |  |  | -99 |  | 2600 | Central | Both Central and Space | Dont Know | Gas Dont Know | Dont Know | Primary
3029 | PX21038203 | 2 | Other | 2000 - 2012 | N | -99 | -99 | 13 - Fireplace |  | 01 - Natural Gas |  | <1 day/week | No |  | 1st Floor | 04 - Conditioned Space |  | 0 | No |  |  |  | No Fan | -99 | -99 |  |  |  | -99 | Dont Know |  | Not Applicable | Not Applicable | Not Applicable |  | Not Applicable |  | -99 | -99 |  |  | -99 | 0 |  |  | -99 |  | 2600 | Space | Both Central and Space | Dont Know | Gas Dont Know | Dont Know | Secondary
3030 | PX21152177 | 1 | Heat Pump | 1980 - 1989 | N | 8.2 | -99 | 06 - Split Heat pump w/o electronic supplement |  | 02 - Electric | [5 empty] | 05 - Mechanical Closet |  | 1 | No | mammoth | do34hse1y |  | 01 - Constant Speed |  |  | -100 | 01 - kW |  | -99 | Dont Know |  | Not Applicable | Not Applicable | Not Applicable |  | Not Applicable |  | -99 | -99 |  | 1 | -99 | 0 | do34hse1y |  | -99 |  | 1000 | Central | Central | Dont Know | Elec Dont Know | Dont Know | Primary
3031 | PX21295966 | 1 | Other | 1970 - 1979 | N | -99 | -99 | 08 - Electronic Resistance Wall Unit |  | 02 - Electric | [5 empty] | 04 - Conditioned Space |  | 0.25 | Not Applicable | cadet |  |  | No Fan |  |  | 1.5 | 01 - kW |  | -99 | Dont Know |  | Not Applicable | Not Applicable | Not Applicable |  | Not Applicable |  | -99 | -99 |  |  | -99 | 0 |  |  | -99 |  | 1560 | Space | Space | Dont Know | Elec 0.1-0.99 | Dont Know | Primary
3032 | PX21295966 | 2 | Other | 1970 - 1979 | N | -99 | -99 | 10 - Ceiling Cable |  | 02 - Electric | [5 empty] | Other | in ceiling | 0.75 | Not Applicable |  |  |  | No Fan |  |  | -99 | Dont Know |  | -99 | Dont Know |  | Not Applicable | Not Applicable | Not Applicable |  | Not Applicable |  | -99 | -99 |  |  | -99 | 0 |  |  | -99 |  | 1560 | Space | Space | Dont Know | Elec Dont Know | Dont Know | Secondary
3033 | PX21345199 | 1 | Furnace | Dont Know | Y | 80 | 0 | 01 - Split Forced Air Furnace |  | 03 - Propane | [5 empty] | 02 - Attic |  | 0.5 | No | day & night | 383kav036075 |  | 01 - Constant Speed | 88 | -99 |  |  |  | 0.8 | 01 - AFUE |  | unitary products | fc30a2an1a | Dont Know |  | Yes | nlonp | -99 | -99 |  | 1 | -99 | 0 | 383kav036075 | Field Data Only | 80 | 2135.88 | 2200 | Central | Central | Dont Know | Gas 085-099.99 | 78-84.99 AFUE | Primary | 2515.127
3034 | PX21345199 | 2 | Furnace | Dont Know | Y | 80 | 0 | 01 - Split Forced Air Furnace |  | 03 - Propane | [5 empty] | 02 - Attic |  | 0.5 | No | day & night | 383kav036075aaja |  | 01 - Constant Speed | 88 | -99 |  |  |  | 0.8 | 01 - AFUE |  | unitary products | fc30a2an1a | Dont Know |  | Yes | not listed on nameplate | -99 | -99 |  | 2 | -99 | 0 | 383kav036075aaja | Field Data Only | 80 |  | 2200 | Central | Central | Dont Know | Gas 085-099.99 | 78-84.99 AFUE | Secondary
3035 | PX21379583 | 1 | Furnace | 1900 - 1969 | Y | 80 | -0.17625 | 15 - Forced Air furnace (No AC) |  | 03 - Propane | [5 empty] | 04 - Conditioned Space |  | 1 | No | lennox | G61MP-36B-070- |  | 01 - Constant Speed | 66 | -99 |  |  |  | -99 | 01 - AFUE |  | Not Applicable | Not Applicable | Not Applicable |  | No | limited nameplate info | -99 | -99 |  |  | -99 | 0 | G61MP36B070 | CEC_2009 | 94.1 | 1884.83 | 1100 | Central | Both Central and Space | Dont Know | Gas 055-069.99 | 90-96.99 AFUE | Primary | 1866.9168
3036 | PX21379583 | 2 | Other | 1900 - 1969 | Y | -99 | -99 | 17 - Wood Stove |  | 05 - Wood | [5 empty] | 04 - Conditioned Space |  | 0.25 | No |  |  |  | No Fan |  |  |  | Not Applicable |  | -100 | NA |  | Not Applicable | Not Applicable | Not Applicable | Not | Not Applicable | no nameplate access | -99 | -99 |  |  | -99 | 0 |  |  | -99 |  | 1100 | Space | Both Central and Space | Dont Know |  | Dont Know | Secondary
3037 | PX21393571 | 1 | Furnace | 1900 - 1969 | N | 80 | -0.1365 | 01 - Split Forced Air Furnace |  | 03 - Propane | [5 empty] | 02 - Attic |  | 1 | No | payne | pg9maa048080 | 09/01/2001 | 01 - Constant Speed | 80 | 74 |  |  |  | 0.92 | 01 - AFUE |  | bdp | ck3bxa048021aaaa | No |  | Yes |  | 9 | 2001 |  |  | 11 | 2001 | pg9maa048080 | CEC_fur | 90.92 | 2860.2803 | 1800 | Central | Both Central and Space | Age 2000 to 2005 | Gas 070-084.99 | 90-96.99 AFUE | Primary | 1988.1237
3038 | PX21393571 | 2 | Other | 1900 - 1969 | N | -99 | -99 | 13 - Fireplace |  | 05 - Wood |  | <1 day/week | Yes | -99 | 1st Floor | 04 - Conditioned Space |  | 0.25 | No | the acme stove | 790 |  | No Fan | [5 empty] | -99 | Dont Know |  | Not Applicable | Not Applicable | Not Applicable | Not | Not Applicable | limited nameplate info | -99 | -99 |  |  | -99 | 0 | 790 |  | -99 |  | 1800 | Space | Both Central and Space | Dont Know |  | Dont Know | Secondary
3039 | PX21410953 | 1 | Other | 1980 - 1989 | N | -99 | -99 | 17 - Wood Stove |  | 05 - Wood | [5 empty] | 04 - Conditioned Space |  | 0 | No | Sierra Products |  |  | No Fan |  |  |  | Not Applicable |  | -100 | NA |  | Not Applicable | Not Applicable | Not Applicable | Not | Not Applicable |  | -99 | -99 |  |  | -99 | 0 |  |  | -99 |  | 3000 | Space | Both Central and Space | Dont Know |  | Dont Know | Secondary
3040 | PX21410953 | 2 | Heat Pump | 1980 - 1989 | N | 8.2 | -99 | 05 - Split Heat pump w/ electronic supplement |  | 02 - Electric | [5 empty] | 03 - Basement | outside | 1 | No | carrier |  |  | 01 - Constant Speed |  |  | -99 | Dont Know |  | -99 | Dont Know |  | Not Applicable | Not Applicable | Not Applicable |  | Not Applicable | couldnt reach | -99 | -99 |  | 1 | -99 | 0 |  |  | -99 |  | 3000 | Central | Both Central and Space | Dont Know | Elec Dont Know | Dont Know | Primary
3041 | PX21410953 | 3 | Other | 1980 - 1989 | N | -99 | -99 | 13 - Fireplace |  | 05 - Wood |  | <1 day/week | No |  | 1st Floor | 04 - Conditioned Space |  | 0 | No | FMI | b36 |  | No Fan | [5 empty] | -99 | Dont Know |  | Not Applicable | Not Applicable | Not Applicable | Dont | Not Applicable |  | -99 | -99 |  |  | -99 | 0 | b36 |  | -99 |  | 3000 | Space | Both Central and Space | Dont Know |  | Dont Know | Secondary
3042 | PX21504301 | 1 | Other | 1900 - 1969 | Y | -99 | -99 | 13 - Fireplace |  | 05 - Wood |  | Daily | No |  | 1st Floor | 04 - Conditioned Space |  | 0.5 | No | vermont castings |  |  | 02 - Variable Speed | [5 empty] | -99 | Dont Know |  | Not Applicable | Not Applicable | Not Applicable | Not | Not Applicable |  | -99 | -99 |  |  | -99 | 0 |  |  | -99 |  | 1700 | Space | Space | Dont Know |  | Dont Know | Primary
3043 | PX21504301 | 2 | Other | 1900 - 1969 | Y | -99 | -99 | 11 - Electronic Baseboards |  | 02 - Electric | [5 empty] | 04 - Conditioned Space |  | 0.25 | Not Applicable | heat rite |  |  | No Fan |  |  | 1.5 | 01 - kW |  | -99 | Dont Know |  | Not Applicable | Not Applicable | Not Applicable |  | Not Applicable |  | -99 | -99 |  |  | -99 | 0 |  |  | -99 |  | 1700 | Space | Space | Dont Know | Elec 0.1-0.99 | Dont Know | Secondary
3044 | PX21507260 | 1 | Wall Furnace | 1900 - 1969 | Y | 65 | -99 | 03 - Wall Furnace |  | 03 - Propane | [5 empty] | 04 - Conditioned Space |  | 0 | No |  |  |  | No Fan | -99 | -99 |  |  |  | -99 | Dont Know |  | Not Applicable | Not Applicable | Not Applicable |  | Not Applicable | could not open door to see nameplate info, unit not in use | -99 | -99 |  |  | -99 | 0 |  |  | -99 |  | 1400 | Space | Space | Dont Know | Gas Dont Know | Dont Know | Primary
3045 | PX21593996 | 1 | Other | 1900 - 1969 | N | -99 | -99 | 14 - Electric Space Heater |  | 02 - Electric | [5 empty] | 04 - Conditioned Space |  | 0.25 | No | presto |  |  | No Fan |  |  | -99 | Dont Know |  | -99 | Dont Know |  | Not Applicable | Not Applicable | Not Applicable |  | Not Applicable | no nameplate | -99 | -99 |  |  | -99 | 0 |  |  | -99 |  | 1222 | Space | Space | Dont Know | Elec Dont Know | Dont Know | Secondary
3046 | PX21593996 | 2 | Other | 1900 - 1969 | N | -99 | -99 | 14 - Electric Space Heater |  | 02 - Electric | [5 empty] | 04 - Conditioned Space |  | 0.25 | No | sears | 34 7619 |  | No Fan |  |  | 1.5 | 01 - kW |  | -99 | Dont Know |  | Not Applicable | Not Applicable | Not Applicable |  | Not Applicable |  | -99 | -99 |  |  | -99 | 0 | 347619 |  | -99 |  | 1222 | Space | Space | Dont Know | Elec 0.1-0.99 | Dont Know | Primary
3047 | PX21593996 | 3 | Other | 1900 - 1969 | N | -99 | -99 | 14 - Electric Space Heater |  | 02 - Electric | [5 empty] | 04 - Conditioned Space |  | 0.25 | No | heatshare |  |  | No Fan |  |  | -99 | Dont Know |  | -99 | Dont Know |  | Not Applicable | Not Applicable | Not Applicable |  | Not Applicable | no nameplate | -99 | -99 |  |  | -99 | 0 |  |  | -99 |  | 1222 | Space | Space | Dont Know | Elec Dont Know | Dont Know | Secondary
3048 | PX21623233 | 1 | Furnace | 1970 - 1979 | N | 80 | -99 | 01 - Split Forced Air Furnace |  | 02 - Electric | [5 empty] | 05 - Mechanical Closet |  | 1 | No | american standard | twg030a14080 | 08/01/1999 | 01 - Constant Speed |  |  | -99 | Dont Know |  | -99 | Dont Know |  | Dont Know | Dont Know | Yes |  | Yes |  | 8 | 1999 |  | 1 | 13 | 1999 | twg030a14080 |  | -99 |  | 1344 | Central | Central | Age 1995 to 1999 | Elec Dont Know | Dont Know | Primary
3049 | PX21712759 | 1 | Other | 1900 - 1969 | N | -99 | -99 | 17 - Wood Stove |  | 05 - Wood | [5 empty] | 04 - Conditioned Space |  | 0 | No | lopi |  |  | No Fan |  |  |  | Not Applicable |  | -100 | NA |  | Not Applicable | Not Applicable | Not Applicable | Not | Not Applicable |  | -99 | -99 |  |  | -99 | 0 |  |  | -99 |  | 1500 | Space | Both Central and Space | Dont Know |  | Dont Know | Secondary
3050 | PX21712759 | 2 | Furnace | 1900 - 1969 | N | 80 | -99 | 02 - Package Furnace/AC |  | 03 - Propane | [5 empty] | 06 - Roof |  | 1 | No | rheem | rrpl-b042jk08x | 08/01/2009 | 01 - Constant Speed | 80 | -99 |  |  |  | -99 | Dont Know |  | Not Applicable | Not Applicable | Not Applicable |  | Not Applicable | no output | 8 | 2009 | 1 | 1 | 3 | 2009 | rrplb042jk08x |  | -99 |  | 1500 | Central | Both Central and Space | Age 2006 to 2009 | Gas 070-084.99 | Dont Know | Primary
3051 | PX21942723 | 1 | Other | 1980 - 1989 | N | -99 | -99 | 08 - Electronic Resistance Wall Unit | wall unit with heater and ac | 02 - Electric | [5 empty] | 04 - Conditioned Space |  | 0.25 | No | whirlpool |  |  | 02 - Variable Speed |  |  | -99 | Dont Know |  | -99 | Dont Know |  | Not Applicable | Not Applicable | Not Applicable |  | Not Applicable | no plate | -99 | -99 |  |  | -99 | 0 |  |  | -99 |  | 800 | Space | Space | Dont Know | Elec Dont Know | Dont Know | Primary
3052 | PX21942723 | 2 | Other | 1980 - 1989 | N | -99 | -99 | 13 - Fireplace |  | 05 - Wood |  | 1-2 days/week | No |  | 1st Floor | 04 - Conditioned Space |  | 0.1 | No |  |  |  | No Fan | [5 empty] | -100 | Dont Know |  | Not Applicable | Not Applicable | Not Applicable | Not | Not Applicable |  | -99 | -99 |  |  | -99 | 0 |  |  | -99 |  | 800 | Space | Space | Dont Know |  | Dont Know | Secondary
3053 | PX22098238 | 1 | Other | 2000 - 2012 | Y | -99 | -99 | 14 - Electric Space Heater |  | 02 - Electric | [5 empty] | 04 - Conditioned Space |  | 0 | Not Applicable |  |  |  | No Fan |  |  | -99 | Dont Know |  | -99 | Dont Know |  | Not Applicable | Not Applicable | Not Applicable |  | Not Applicable | no nameplate, looks like fireplace | -99 | -99 |  |  | -99 | 0 |  |  | -99 |  | 1762 | Space | Both Central and Space | Dont Know | Elec Dont Know | Dont Know | Secondary
3054 | PX22098238 | 2 | Other | 2000 - 2012 | Y | -99 | -99 | 14 - Electric Space Heater |  | 02 - Electric | [5 empty] | 04 - Conditioned Space |  | 0 | Not Applicable | delonghi | ew6507w |  | No Fan |  |  | 1.5 | 01 - kW |  | -100 | Dont Know |  | Not Applicable | Not Applicable | Not Applicable |  | Not Applicable |  | -99 | -99 |  |  | -99 | 0 | ew6507w |  | -99 |  | 1762 | Space | Both Central and Space | Dont Know | Elec 0.1-0.99 | Dont Know | Secondary
3055 | PX22098238 | 3 | Furnace | 2000 - 2012 | Y | 80 | -0.017875 | 01 - Split Forced Air Furnace |  | 03 - Propane | [5 empty] | 05 - Mechanical Closet |  | 1 | No | nordyne | m1mb 070a bw |  | 01 - Constant Speed | 70 | 57 |  |  |  | 0.81 | 01 - AFUE |  | Not Applicable | Not Applicable | Not Applicable |  | No |  | -99 | -99 |  | 1 | -99 | 0 | m1mb070abw | CEC_fur | 81.43 | 1884.83 | 1762 | Central | Both Central and Space | Dont Know | Gas 070-084.99 | 78-84.99 AFUE | Primary | 1866.9168
3056 | PX22160709 | 1 | Other | 1900 - 1969 | Y | -99 | -99 | 13 - Fireplace |  | 05 - Wood |  | 1-2 days/week | No |  | 1st Floor | 04 - Conditioned Space |  | 0 | Not Applicable |  |  |  | No Fan | [5 empty] | -100 | Dont Know |  | Not Applicable | Not Applicable | Not Applicable | Not | Not Applicable |  | -99 | -100 |  |  | -99 | 0 |  |  | -99 |  | 1425 | Space | Space | Dont Know |  | Dont Know | Secondary
3057 | PX22160709 | 2 | Other | 1900 - 1969 | Y | -99 | -99 | 14 - Electric Space Heater |  | 02 - Electric | [5 empty] | 04 - Conditioned Space |  | 0.25 | Not Applicable | pelonis | ho-0250 |  | No Fan |  |  | 1.5 | 01 - kW |  | -99 | Dont Know |  | Not Applicable | Not Applicable | Not Applicable |  | Not Applicable | inc nameplate | -99 | -99 |  |  | -99 | 0 | ho0250 |  | -99 |  | 1425 | Space | Space | Dont Know | Elec 0.1-0.99 | Dont Know | Primary
3058 | PX22160709 | 3 | Other | 1900 - 1969 | Y | -99 | -99 | 14 - Electric Space Heater |  | 02 - Electric | [5 empty] | 04 - Conditioned Space |  | 0.25 | Not Applicable | pelonis | ho-0250 |  | No Fan |  |  | 1.5 | 01 - kW |  | -99 | Dont Know |  | Not Applicable | Not Applicable | Not Applicable |  | Not Applicable | inc nameplate | -99 | -99 |  |  | -99 | 0 | ho0250 |  | -99 |  | 1425 | Space | Space | Dont Know | Elec 0.1-0.99 | Dont Know | Secondary
3059 | PX22160709 | 4 | Wall Furnace | 1900 - 1969 | Y | 65 | -0.13846 | 03 - Wall Furnace |  | 03 - Propane | [5 empty] | 04 - Conditioned Space |  | 0.25 | No | empire | gwt-35-1 |  | No Fan | 35.5 | -99 |  |  |  | -99 | Dont Know |  | Not Applicable | Not Applicable | Not Applicable |  | Not Applicable |  | -99 | -99 |  |  | -99 | 0 | gwt351 | CEC_heat | 74 |  | 1425 | Space | Space | Dont Know | Gas 025-039.99 | 72-77.99 AFUE | Secondary
3060 | PX22160810 | 1 | Heat Pump | 2000 - 2012 | N | 8.2 | -99 | 06 - Split Heat pump w/o electronic supplement |  | 02 - Electric | [5 empty] | 06 - Roof |  | 1 | No | carrier | 25hbr330a310 |  | 01 - Constant Speed |  |  | 19.2 | 02 - Amps |  | -99 | Dont Know |  | Not Applicable | Not Applicable | Yes |  | Not Applicable | limited nameplate info | -99 | -99 |  | 1 | -99 | 0 | 25hbr330a310 |  | -99 |  | 1450 | Central | Central | Dont Know | Elec 9+ | Dont Know | Primary
3061 | PX22246669 | 1 | Boiler | 1970 - 1979 | N | 82 | -99 | 04 - Hydronic System |  | 02 - Electric | [5 empty] | Other | dk | 1 | Not Applicable |  |  |  | No Fan |  |  | -99 | Dont Know |  | -99 | Dont Know |  | Not Applicable | Not Applicable | Not Applicable |  | Not Applicable | home owner not present to give location info | -99 | -99 |  |  | -99 | 0 |  |  | -99 |  | 1131 | Central | Both Central and Space | Dont Know | Elec Dont Know | Dont Know | Primary
3062 | PX22246669 | 2 | Other | 1970 - 1979 | N | -99 | -99 | 13 - Fireplace |  | 05 - Wood |  | <1 day/week | No |  | 1st Floor | 04 - Conditioned Space |  | 0 | No |  |  |  | No Fan | [5 empty] | -100 | Dont Know |  | Not Applicable | Not Applicable | Not Applicable | Not | Not Applicable |  | -99 | -99 |  |  | -99 | 0 |  |  | -99 |  | 1131 | Space | Both Central and Space | Dont Know |  | Dont Know | Secondary
3063 | PX22356287 | 1 | Wall Furnace | 1900 - 1969 | Y | 65 | -99 | 03 - Wall Furnace |  | 02 - Electric | [5 empty] | 03 - Basement |  | 0 | No | thermador |  |  | No Fan |  |  | -99 | Dont Know |  | -99 | Dont Know |  | Not Applicable | Not Applicable | Not Applicable |  | Not Applicable | no nameplate | -99 | -99 |  |  | -99 | 0 |  |  | -99 |  | 1100 | Space | Space | Dont Know | Elec Dont Know | Dont Know | Primary
3064 | PX22454786 | 1 | Other | 1900 - 1969 | Y | -99 | -99 | Other | oil stove | Other | oil |  |  |  |  | 04 - Conditioned Space |  | 0.75 | No |  |  |  | No Fan | [5 empty] | -100 | Dont Know | na | Not Applicable | Not Applicable | Not Applicable | Not | Not Applicable |  | -99 | -99 |  |  | -99 | 0 |  |  | -99 |  | 1100 | Space | Space | Dont Know |  | Dont Know | Primary
3065 | PX22550974 | 1 | Furnace | 1980 - 1989 | N | 80 | -0.01 | 01 - Split Forced Air Furnace |  | 03 - Propane | [5 empty] | 05 - Mechanical Closet |  | 1 | No | payne | 376baw048075 |  | 01 - Constant Speed | 90 | -99 |  |  |  | -99 | 01 - AFUE |  | nordyne | c3bh-048c-b | No |  | Yes | limited nameplate info | -99 | -99 |  | 1 | 23 | 1989 | 376baw048075 | bluebook | 80.8 | 3111.6962 | 2300 | Central | Both Central and Space | Age 1985 to 1989 | Gas 085-099.99 | 78-84.99 AFUE | Primary | 2162.8779
3066 | PX22550974 | 2 | Other | 1980 - 1989 | N | -99 | -99 | 17 - Wood Stove |  | 05 - Wood | [5 empty] | 04 - Conditioned Space |  | 0.25 | No | Lennox | s260 t-top | 12/01/1995 | No Fan |  |  |  | Not Applicable |  | -100 | NA |  | Not Applicable | Not Applicable | Not Applicable | Not | Not Applicable |  | 12 | 1995 |  |  | 17 | 1995 | s260ttop |  | -99 |  | 2300 | Space | Both Central and Space | Age 1995 to 1999 |  | Dont Know | Secondary
3067 | PX22550974 | 3 | Other | 1980 - 1989 | N | -99 | -99 | 14 - Electric Space Heater |  | 02 - Electric | [5 empty] | 04 - Conditioned Space |  | 0.1 | No | bionaire | bh3950 |  | No Fan |  |  | 1.5 | 01 - kW |  | -99 | Dont Know |  | Not Applicable | Not Applicable | Not Applicable |  | Not Applicable | limited nameplate info | -99 | -99 |  |  | -99 | 0 | bh3950 |  | -99 |  | 2300 | Space | Both Central and Space | Dont Know | Elec 0.1-0.99 | Dont Know | Secondary
3068 | PX22550974 | 4 | Other | 1980 - 1989 | N | -99 | -99 | 14 - Electric Space Heater |  | 02 - Electric | [5 empty] | 04 - Conditioned Space |  | 0.1 | No | delonghi | ew6507l |  | No Fan |  |  | 1.5 | 01 - kW |  | -99 | Dont Know |  | Not Applicable | Not Applicable | Not Applicable |  | Not Applicable | limited nameplate info | -99 | -99 |  |  | -99 | 0 | ew6507l |  | -99 |  | 2300 | Space | Both Central and Space | Dont Know | Elec 0.1-0.99 | Dont Know | Secondary
3069 | PX22637848 | 1 | Wall Furnace | 1900 - 1969 | Y | 65 | -0.12308 | 03 - Wall Furnace | propane space heater | 03 - Propane | [5 empty] | 04 - Conditioned Space |  | 0.25 | Not Applicable | rinnai | Rhfe-431faiii-p |  | No Fan | 17 | -99 |  |  |  | -99 | Dont Know |  | Not Applicable | Not Applicable | Not Applicable |  | Not Applicable |  | -99 | -99 |  |  | -99 | 0 | Rhfe431faiiip | CEC_heat | 73 |  | 3000 | Space | Space | Dont Know | Gas 010-024.99 | 72-77.99 AFUE | Secondary
3070 | PX22637848 | 2 | Wall Furnace | 1900 - 1969 | Y | 65 | -0.12308 | 03 - Wall Furnace | propane space heater | 03 - Propane | [5 empty] | 04 - Conditioned Space |  | 0.25 | Not Applicable | rinnai | Rhfe-431faiii-p |  | 02 - Variable Speed | 16.7 | -99 |  |  |  | -99 | Dont Know |  | Not Applicable | Not Applicable | Not Applicable |  | Not Applicable | inc nameplate | -99 | -99 |  |  | -99 | 0 | Rhfe431faiiip | CEC_heat | 73 |  | 3000 | Space | Space | Dont Know | Gas 010-024.99 | 72-77.99 AFUE | Secondary
3071 | PX22637848 | 3 | Other | 1900 - 1969 | Y | -99 | -99 | 13 - Fireplace |  | 05 - Wood |  | Daily | No |  | 2nd Floor | 04 - Conditioned Space |  | 0.25 | Not Applicable |  |  |  | No Fan | [5 empty] | -100 | Dont Know |  | Not Applicable | Not Applicable | Not Applicable | Not | Not Applicable |  | -99 | -99 |  |  | -99 | 0 |  |  | -99 |  | 3000 | Space | Space | Dont Know |  | Dont Know | Primary
3072 | PX22637848 | 4 | Wall Furnace | 1900 - 1969 | Y | 65 | -0.12308 | 03 - Wall Furnace | propane space heater | 03 - Propane | [5 empty] | 04 - Conditioned Space |  | 0.25 | Not Applicable | rinnai | Rhfe-431faiii-p |  | No Fan | 17 | -99 |  | Not Applicable |  | -100 | NA |  | Not Applicable | Not Applicable | Not Applicable | Not | Not Applicable |  | -99 | -99 |  |  | -99 | 0 | Rhfe431faiiip | CEC_heat | 73 |  | 3000 | Space | Space | Dont Know | Gas 010-024.99 | 72-77.99 AFUE | Secondary
3073 | PX22697912 | 1 | Other | 1990 - 1994 | N | -99 | -99 | 13 - Fireplace |  | 05 - Wood |  | <1 day/week | No |  | 1st Floor | 04 - Conditioned Space |  | 0.25 | No |  |  |  | No Fan | [5 empty] | -99 | Dont Know |  | Not Applicable | Not Applicable | Not Applicable | Not | Not Applicable | no nameplate access. | -99 | -99 |  |  | -99 | 0 |  |  | -99 |  | 2800 | Space | Both Central and Space | Dont Know |  | Dont Know | Secondary
3074 | PX22697912 | 2 | Furnace | 1990 - 1994 | N | 80 | 0 | 01 - Split Forced Air Furnace |  | 03 - Propane | [5 empty] | 01 - Garage |  | 0.75 | No | day & night | 376cav036070 | 12/01/1993 | 01 - Constant Speed | 69 | -99 |  |  |  | -99 | 01 - AFUE |  | adp | pt3636-c142ap 410 | Yes |  | Yes | no output listed on nameplate. | 12 | 1993 |  | 2 | 19 | 1993 | 376cav036070 | CEC_fur | 80 | 14239.2231 | 2800 | Central | Both Central and Space | Age 1990 to 1994 | Gas 055-069.99 | 78-84.99 AFUE | Primary | 14249.8168
3075 | PX22697912 | 3 | Furnace | 1990 - 1994 | N | 80 | 0 | 01 - Split Forced Air Furnace |  | 03 - Propane | [5 empty] | 01 - Garage |  | 0.25 | No | day & night | 376cav024040 | 09/01/1993 | 01 - Constant Speed | 46 | -99 |  |  |  | -99 | 01 - AFUE |  | adp | pt3636-c142ap 410 | Yes |  | Yes | no output listed on nameplate. | 9 | 1993 |  | 1 | 19 | 1993 | 376cav024040 | CEC_fur | 80 |  | 2800 | Central | Both Central and Space | Age 1990 to 1994 | Gas 040-054.99 | 78-84.99 AFUE | Secondary
3076 | PX22697912 | 4 | Other | 1990 - 1994 | N | -99 | -99 | 14 - Electric Space Heater |  | 02 - Electric | [5 empty] | 04 - Conditioned Space |  | 0.1 | Not Applicable | wexford | wf110 |  | 02 - Variable Speed |  |  | 1.5 | 01 - kW |  | -99 | Dont Know |  | Not Applicable | Not Applicable | Not Applicable |  | Not Applicable | limited nameplate info | -99 | -99 |  |  | -99 | 0 | wf110 |  | -99 |  | 2800 | Space | Both Central and Space | Dont Know | Elec 0.1-0.99 | Dont Know | Secondary
3077 | PX22719867 | 1 | Other | 1980 - 1989 | Y | -99 | -99 | 14 - Electric Space Heater |  | 02 - Electric | [5 empty] | 04 - Conditioned Space |  | 0.25 | No | delonghi | trh0715 |  | No Fan |  |  | 1.5 | 01 - kW |  | -99 | Dont Know |  | Not Applicable | Not Applicable | Not Applicable |  | Not Applicable | limited nameplate info | -99 | -99 |  |  | -99 | 0 | trh0715 |  | -99 |  | 650 | Space | Space | Dont Know | Elec 0.1-0.99 | Dont Know | Secondary
3078 | PX22719867 | 2 | Other | 1980 - 1989 | Y | -99 | -99 | 14 - Electric Space Heater |  | 02 - Electric | [5 empty] | 04 - Conditioned Space |  | 0.25 | No | edenpure | 500xl | 10/01/2007 | No Fan |  |  | 0.9 | 01 - kW |  | -99 | Dont Know |  | Not Applicable | Not Applicable | Not Applicable |  | Not Applicable | limited nameplate info | 10 | 2007 |  |  | 5 | 2007 | 500xl |  | -99 |  | 650 | Space | Space | Age 2006 to 2009 | Elec 0.1-0.99 | Dont Know | Primary
3079 | PX22719867 | 3 | Other | 1980 - 1989 | Y | -99 | -99 | 14 - Electric Space Heater |  | 02 - Electric | [5 empty] | 04 - Conditioned Space |  | 0.25 | No | edenpure | 500xl | 10/01/2007 | No Fan |  |  | 0.9 | 01 - kW |  | -99 | Dont Know |  | Not Applicable | Not Applicable | Not Applicable |  | Not Applicable | limited nameplate info | 10 | 2007 |  |  | 5 | 2007 | 500xl |  | -99 |  | 650 | Space | Space | Age 2006 to 2009 | Elec 0.1-0.99 | Dont Know | Secondary
3080 | PX22719867 | 4 | Other | 1980 - 1989 | Y | -99 | -99 | 14 - Electric Space Heater |  | 02 - Electric | [5 empty] | 04 - Conditioned Space |  | 0.25 | No | edenpure | 500xl | 10/01/2007 | No Fan |  |  | 0.9 | 01 - kW |  | -99 | Dont Know |  | Not Applicable | Not Applicable | Not Applicable |  | Not Applicable | limited nameplate info | 10 | 2007 |  |  | 5 | 2007 | 500xl |  | -99 |  | 650 | Space | Space | Age 2006 to 2009 | Elec 0.1-0.99 | Dont Know | Secondary
3081 | PX22719867 | 5 | Other | 1980 - 1989 | Y | -99 | -99 | Other | propane space heater | 03 - Propane | [5 empty] | 04 - Conditioned Space |  | 0.5 | No | olympian | wave 8 |  | No Fan | 80 | 76.8 |  |  |  | 0.96 | Dont Know |  | Not Applicable | Not Applicable | Not Applicable |  | No |  | -99 | -99 |  |  | -99 | 0 | wave8 | Field Data Only | -99 |  | 650 | Other | Space | Dont Know | Gas 070-084.99 | Dont Know | Secondary
3082 | PX22726573 | 1 | Other | 1970 - 1979 | N | -99 | -99 | 11 - Electronic Baseboards |  | 02 - Electric | [5 empty] | 04 - Conditioned Space |  | 0.5 | No | cadet | 4f1000 | 04/01/2005 | No Fan |  |  | 4.2 | 02 - Amps |  | -99 | Dont Know |  | Not Applicable | Not Applicable | Not Applicable |  | Not Applicable | limited nameplate info | 4 | 2005 |  |  | 7 | 2005 | 4f1000 |  | -99 |  | 900 | Space | Space | Age 2000 to 2005 | Elec 0.1-0.99 | Dont Know | Primary
3083 | PX22726573 | 2 | Other | 1970 - 1979 | N | -99 | -99 | 11 - Electronic Baseboards |  | 02 - Electric | [5 empty] | 04 - Conditioned Space |  | 0.5 | No | cadet | 4f1000 | 04/01/2005 | No Fan |  |  | 4.2 | 02 - Amps |  | -99 | Dont Know |  | Not Applicable | Not Applicable | Not Applicable |  | Not Applicable | limited nameplate info | 4 | 2005 |  |  | 7 | 2005 | 4f1000 |  | -99 |  | 900 | Space | Space | Age 2000 to 2005 | Elec 0.1-0.99 | Dont Know | Secondary
3084 | PX22816392 | 1 | Other | 1980 - 1989 | N | -99 | -99 | 13 - Fireplace |  | 03 - Propane |  | <1 day/week | Yes | -99 | 1st Floor | 04 - Conditioned Space |  | 0 | No | majestic |  |  | No Fan | -99 | -99 |  |  |  | -99 | Dont Know |  | Not Applicable | Not Applicable | Not Applicable |  | Not Applicable | no nameplate | -99 | -99 |  |  | -99 | 0 |  |  | -99 |  | 3100 | Space | Both Central and Space | Dont Know | Gas Dont Know | Dont Know | Secondary
3085 | PX22816392 | 2 | Furnace | 1980 - 1989 | N | 80 | -99 | 01 - Split Forced Air Furnace |  | 02 - Electric | [5 empty] | 03 - Basement |  | 0.5 | No | ge | bwv742p100a0 | 05/01/1983 | 01 - Constant Speed |  |  | -99 | Dont Know |  | -99 | Dont Know |  | Not Applicable | Not Applicable | Not Applicable |  | Not Applicable | nameplate had list of model #s with diff kw, but none matched actual model # | 5 | 1983 |  | 1 | 29 | 1983 | bwv742p100a0 |  | -99 |  | 3100 | Central | Both Central and Space | Age 1980 to 1984 | Elec Dont Know | Dont Know | Primary
3086 | PX22816392 | 3 | Other | 1980 - 1989 | N | -99 | -99 | 13 - Fireplace |  | 03 - Propane |  | <1 day/week | Yes | -99 | 1st Floor | 04 - Conditioned Space |  | 0 | No | majestic |  |  | No Fan | -99 | -99 |  |  |  | -99 | Dont Know |  | Not Applicable | Not Applicable | Not Applicable |  | Not Applicable |  | -99 | -99 |  |  | -99 | 0 |  |  | -99 |  | 3100 | Space | Both Central and Space | Dont Know | Gas Dont Know | Dont Know | Secondary
3087 | PX22816392 | 4 | Furnace | 1980 - 1989 | N | 80 | -0.005375 | 01 - Split Forced Air Furnace |  | 03 - Propane | [5 empty] | 02 - Attic |  | 0.5 | No | bryant | 376cav024050 | 09/01/2001 | 01 - Constant Speed | 46 | 37 |  |  |  | 0.8 | 01 - AFUE |  | allstyle | Dont Know | No |  | Yes |  | 9 | 2001 |  | 2 | 11 | 2001 | 376cav024050 | CEC_fur | 80.43 |  | 3100 | Central | Both Central and Space | Age 2000 to 2005 | Gas 040-054.99 | 78-84.99 AFUE | Secondary
3088 | PX22816392 | 5 | Other | 1980 - 1989 | N | -99 | -99 | 14 - Electric Space Heater |  | 02 - Electric | [5 empty] | 04 - Conditioned Space |  | 0 | Not Applicable | presto |  |  | No Fan |  |  | -99 | Dont Know |  | -99 | Dont Know |  | Not Applicable | Not Applicable | Not Applicable |  | Not Applicable | no nameplate | -99 | -99 |  |  | -99 | 0 |  |  | -99 |  | 3100 | Space | Both Central and Space | Dont Know | Elec Dont Know | Dont Know | Secondary
3089 | PX22855403 | 1 | Other | 1900 - 1969 | N | -99 | -99 | 13 - Fireplace |  | 03 - Propane |  | <1 day/week | No |  | 1st Floor | 04 - Conditioned Space |  | 0 | No |  |  |  | No Fan | -99 | -99 |  |  |  | -99 | Dont Know |  | Not Applicable | Not Applicable | Not Applicable |  | Not Applicable | no nameplate | -99 | -99 |  |  | -99 | 0 |  |  | -99 |  | 1760 | Space | Both Central and Space | Dont Know | Gas Dont Know | Dont Know | Secondary
3090 | PX22855403 | 2 | Furnace | 1900 - 1969 | N | 80 | 0 | 02 - Package Furnace/AC |  | 03 - Propane | [5 empty] | Other | outside | 1 | No | carrier | 48gx-042090301ad |  | 01 - Constant Speed | 90 | 72 |  |  |  | 0.8 | 01 - AFUE |  | Not Applicable | Not Applicable | Not Applicable |  | Not Applicable |  | -99 | -99 | 1 | 1 | -99 | 0 | 48gx042090301ad | CEC_cen | 80 | 8122.07 | 1760 | Central | Both Central and Space | Dont Know | Gas 085-099.99 | 78-84.99 AFUE | Primary | 6343.9622
3091 | PX22884472 | 1 | Other | 1990 - 1994 | Y | -99 | -99 | 11 - Electronic Baseboards |  | 02 - Electric | [5 empty] | 04 - Conditioned Space |  | 0.5 | No |  |  |  | No Fan | -99 | -99 | -99 | Dont Know |  | -99 | Dont Know |  | Not Applicable | Not Applicable | Not Applicable |  | Not Applicable | no nameplate | -99 | -99 |  |  | -99 | 0 |  |  | -99 |  | -99 | Space | Space | Dont Know | Elec Dont Know | Dont Know | Primary
3092 | PX22884472 | 2 | Other | 1990 - 1994 | Y | -99 | -99 | 11 - Electronic Baseboards |  | 02 - Electric | [5 empty] | 04 - Conditioned Space |  | 0.5 | No |  |  |  | No Fan | -99 | -99 |  |  |  | -99 | Dont Know |  | Not Applicable | Not Applicable | Not Applicable |  | Not Applicable | no nameplate | -99 | -99 |  |  | -99 | 0 |  |  | -99 |  | -99 | Space | Space | Dont Know | Elec Dont Know | Dont Know | Secondary
3093 | PX22934179 | 1 | Other | 1900 - 1969 | Y | -99 | -99 | Other | oil space heater | Other | oil |  |  |  |  | 04 - Conditioned Space |  | 0.25 | No | mpi | m-2400 |  | 02 - Variable Speed | [5 empty] | -99 | Dont Know |  | Not Applicable | Not Applicable | Not Applicable | Dont | Not Applicable | inc nameplate | -99 | -99 |  |  | -99 | 0 | m2400 |  | -99 |  | 2200 | Other | Space | Dont Know |  | Dont Know | Secondary
3094 | PX22934179 | 2 | Other | 1900 - 1969 | Y | -99 | -99 | 13 - Fireplace |  | 05 - Wood |  | <1 day/week | No |  | 1st Floor | 04 - Conditioned Space |  | 0 | Not Applicable |  |  |  | No Fan | [5 empty] | -100 | Dont Know |  | Not Applicable | Not Applicable | Not Applicable | Not | Not Applicable |  | -99 | -99 |  |  | -99 | 0 |  |  | -99 |  | 2200 | Space | Space | Dont Know |  | Dont Know | Secondary
3095 | PX22934179 | 3 | Other | 1900 - 1969 | Y | -99 | -99 | 14 - Electric Space Heater |  | 02 - Electric | [5 empty] | 04 - Conditioned Space |  | 0.25 | Not Applicable | edenpure | 1000xl |  | No Fan |  |  | 1.5 | 01 - kW |  | -99 | Dont Know |  | Not Applicable | Not Applicable | Not Applicable |  | Not Applicable | inc nmeplate | -99 | -99 |  |  | -99 | 0 | 1000xl |  | -99 |  | 2200 | Space | Space | Dont Know | Elec 0.1-0.99 | Dont Know | Primary
3096 | PX23087222 | 1 | Boiler | 2000 - 2012 | N | 82 | -99 | 04 - Hydronic System |  | 03 - Propane | [5 empty] | 04 - Conditioned Space |  | 1 | Not Applicable | laars | ht 1.330 |  | No Fan | 126.376 | 112.601 | -99 | Dont Know |  | 0.89 | Dont Know |  | Not Applicable | Not Applicable | Not Applicable |  | Not Applicable | not on label | -99 | -99 |  |  | -99 | 0 | ht1330 | Field Data Only | -99 |  | 3000 | Central | Central | Dont Know | Gas 115-129.99 | Dont Know | Primary
3097 | PX23091701 | 1 | Wall Furnace | 1900 - 1969 | N | 65 | -0.23077 | 03 - Wall Furnace |  | 01 - Natural Gas | [5 empty] | 04 - Conditioned Space |  | 1 | No | coleman | DGAA070BDT |  | 01 - Constant Speed | 70 | 56 |  |  |  | 0.8 | 01 - AFUE |  | Not Applicable | Not Applicable | Not Applicable |  | No |  | -99 | -99 |  |  | -99 | 0 | DGAA070BDT | Field Data Only | 80 | 11921.21 | 360 | Space | Space | Dont Know | Gas 070-084.99 | 78-84.99 AFUE | Primary | 19858.1928
3098 | PX23123391 | 1 | Furnace | 1980 - 1989 | Y | 80 | -0.00375 | 15 - Forced Air furnace (No AC) |  | 03 - Propane | [5 empty] | 05 - Mechanical Closet |  | 1 | No | coleman | 7966a856 |  | 01 - Constant Speed | 66 | 53 |  |  |  | 0.8 | 01 - AFUE |  | Not Applicable | Not Applicable | Not Applicable |  | Not Applicable |  | -99 | -100 |  |  | -99 | 0 | 7966a856 | Field Data Only | 80.3 | 7457.65 | 1200 | Central | Both Central and Space | Dont Know | Gas 055-069.99 | 78-84.99 AFUE | Primary | 9386.2557
3099 | PX23123391 | 2 | Other | 1980 - 1989 | Y | -99 | -99 | 17 - Wood Stove |  | 03 - Propane | [5 empty] | 04 - Conditioned Space |  | 0 | Not Applicable | heat & glo | Vienna i |  | No Fan | 28 | -99 |  | Not Applicable |  | -100 | NA |  | Not Applicable | Not Applicable | Not Applicable | Not | Not Applicable |  | -99 | -100 |  |  | -99 | 0 | Viennai |  | -99 |  | 1200 | Space | Both Central and Space | Dont Know | Gas 025-039.99 | Dont Know | Secondary
3100 | PX23188534 | 1 | Boiler | 1970 - 1979 | N | 82 | -0.012195 | 04 - Hydronic System |  | 03 - Propane | [5 empty] | 01 - Garage |  | 1 | No | smith | pgb100-w-6 intd |  | No Fan | 125 | 104 |  |  |  | 0.83 | 01 - AFUE |  | Not Applicable | Not Applicable | Not Applicable |  | Not Applicable |  | -99 | -99 |  |  | -99 | 0 | pgb100w6intd | Field Data Only | 83 | 2772.78 | 3500 | Central | Both Central and Space | Dont Know | Gas 115-129.99 | 78-84.99 AFUE | Primary | 2060.4183
3101 | PX23188534 | 2 | Other | 1970 - 1979 | N | -99 | -99 | 13 - Fireplace |  | 05 - Wood |  | 3-5 days/week | No |  | 1st Floor | 04 - Conditioned Space |  | 0.1 | No | Lennox |  |  | No Fan | [5 empty] | -99 | Dont Know |  | Not Applicable | Not Applicable | Not Applicable | Not | Not Applicable | no nameplate access. | -99 | -99 |  |  | -99 | 0 |  |  | -99 |  | 3500 | Space | Both Central and Space | Dont Know |  | Dont Know | Secondary
3102 | PX23188534 | 3 | Other | 1970 - 1979 | N | -99 | -99 | 14 - Electric Space Heater |  | 02 - Electric | [5 empty] | 04 - Conditioned Space |  | 0.1 | No | duraflame | dfh-ch-11-t |  | No Fan |  |  | 1.5 | 01 - kW |  | -99 | Dont Know |  | Not Applicable | Not Applicable | Not Applicable |  | Not Applicable | limited nameplate info | -99 | -99 |  |  | -99 | 0 | dfhch11t |  | -99 |  | 3500 | Space | Both Central and Space | Dont Know | Elec 0.1-0.99 | Dont Know | Secondary
3103 | PX23188534 | 4 | Other | 1970 - 1979 | N | -99 | -99 | 14 - Electric Space Heater |  | 02 - Electric | [5 empty] | 04 - Conditioned Space |  | 0.1 | No | fahrenheat | phh15002 |  | No Fan |  |  | 1.5 | 01 - kW |  | -99 | Dont Know |  | Not Applicable | Not Applicable | Not Applicable |  | Not Applicable | limited nameplate info | -99 | -99 |  |  | -99 | 0 | phh15002 |  | -99 |  | 3500 | Space | Both Central and Space | Dont Know | Elec 0.1-0.99 | Dont Know | Secondary
3104 | PX23233499 | 1 | Other | 1900 - 1969 | N | -99 | -99 | 12 - Pellet Stove |  | 02 - Electric | [5 empty] | 04 - Conditioned Space |  | 0.5 | Dont Know |  |  |  | 02 - Variable Speed |  |  | -99 | Dont Know |  | -99 | Dont Know |  | Not Applicable | Not Applicable | Not Applicable |  | Not Applicable | np | -99 | -99 |  |  | -99 | 0 |  |  | -99 |  | 2600 | Space | Space | Dont Know | Elec Dont Know | Dont Know | Secondary
3105 | PX23233499 | 2 | Other | 1900 - 1969 | N | -99 | -99 | 14 - Electric Space Heater |  | 02 - Electric | [5 empty] | 04 - Conditioned Space |  | 0.25 | No | honeywell | hz-0300 |  | 02 - Variable Speed |  |  | 1.5 | 01 - kW |  | -99 | Dont Know |  | Not Applicable | Not Applicable | Not Applicable |  | Not Applicable |  | -99 | -99 |  |  | -99 | 0 | hz0300 |  | -99 |  | 2600 | Space | Space | Dont Know | Elec 0.1-0.99 | Dont Know | Primary
3106 | PX23233499 | 3 | Other | 1900 - 1969 | N | -99 | -99 | 12 - Pellet Stove |  | 02 - Electric | [5 empty] | 04 - Conditioned Space |  | 0.25 | Dont Know |  |  |  | 02 - Variable Speed |  |  | -99 | Dont Know |  | -99 | Dont Know |  | Not Applicable | Not Applicable | Not Applicable |  | Not Applicable | np | -99 | -99 |  |  | -99 | 0 |  |  | -99 |  | 2600 | Space | Space | Dont Know | Elec Dont Know | Dont Know | Secondary
3107 | EG11221958 | 2 | Furnace | 2000 - 2012 | Y | 80 | -99 | 01 - Split Forced Air Furnace |  | 01 - Natural Gas | [7 empty] | 0 | Dont Know |  |  |  | Dont Know | -99 | -99 |  |  |  | -99 | Dont Know |  | Dont Know | Dont Know | Dont Know |  | Yes |  | -99 | -99 |  |  | -99 | 0 |  |  | -99 |  | 4800 | Central | Central | Dont Know | Gas Dont Know | Dont Know | Secondary
3108 | PG16903826 | 2 | Other | 1990 - 1994 | N | -99 | -99 | 18 - Window Wall Heat Pump |  | 02 - Electric | [5 empty] | 04 - Conditioned Space |  |  | No | lg | lw1210hr |  | 01 - Constant Speed | -99 | -99 | 15.3 | 02 - Amps |  | -99 | Dont Know | [8 empty] | -99 |  | 2 | -99 | 0 |  |  | -99 |  | 2700 | Space | Both Central and Space | Dont Know | Elec 9+ | Dont Know | Secondary

## SysTypes
AFUE
01 - Split Forced Air Furnace | Furnace | 80
02 - Package Furnace/AC | Furnace | 80
03 - Wall Furnace | Wall Furnace | 65 | Mostly don't have fan; code is 75% with fan (<=42kBtuh), 65% gravity
04 - Hydronic System | Boiler | 82
05 - Split Heat pump w/ electronic supplement | Heat Pump | 8.2 | split heat pump HSPF
06 - Split Heat pump w/o electronic supplement | Heat Pump | 8.2 | split heat pump HSPF
07 - Package Heat Pump | Heat Pump | 8 | package heat pump
08 - Electronic Resistance Wall Unit | Other | -99
09 - Gravity Furnace | Other | -99
10 - Ceiling Cable | Other | -99
11 - Electronic Baseboards | Other | -99
12 - Pellet Stove | Other | -99
13 - Fireplace | Other | -99
14 - Electric Space Heater | Other | -99
15 - Forced Air furnace (No AC) | Furnace | 80
16 - Common Building | Other | -99
17 - Wood Stove | Other | -99
18 - Window Wall Heat Pump | Other | -99
Other | Other | -99

## SiteData
SiteID | Home_Age_Range | Vintage | HH_Total_people | Res_Type | Dem_13 | Dem_14 | Dem_11 | Total_Adults | Clim_Zone | CARE_FERA
DD12863602 | Before the 1970s | 1900 - 1969 | 6 | 01 - Single Family Detached | 1 | SDG&E | 2200 | 4 | 10 | Y
DD12886979 | 1970s | 1970 - 1979 | 4 | 01 - Single Family Detached | 1 | SDG&E | 1650 | 2 | 7 | N
DD13428243 | 2000s | 2000 - 2012 | 1 | 03 - Apt 5+ Units | 3 | SDG&E | 2200 | Refused | 7 | N
DD13430578 | Before the 1970s | 1900 - 1969 | 5 | 01 - Single Family Detached | 2 | SDG&E | 1700 | 4 | 7 | Y
DD13592307 | 2000s | 2000 - 2012 | 3 | 01 - Single Family Detached | 2 | SDG&E | 2500 | 1 | 7 | N
DD13614017 | 2000s | 2000 - 2012 | 4 | 03 - Apt 5+ Units | 3 | SDG&E | 950 | 3 | 7 | Y
DD13787793 | Before the 1970s | 1900 - 1969 | 2 | 01 - Single Family Detached | 2 | SDG&E | 2275 | 2 | 7 | N
DD13798904 | Dont Know | Dont Know | 3 | 03 - Apt 5+ Units | 1 | SDG&E | 1200 | 1 | 10 | Y
DD13801849 | 1970s | 1970 - 1979 | 1 | 03 - Apt 5+ Units | 2 | SDG&E | 600 | 1 | 7 | N
DD13802207 | 1970s | 1970 - 1979 | 4 | 01 - Single Family Detached | 1 | SDG&E | 3000 | 4 | 10 | N
DD13915801 | 1995 - 1999 | 1995 - 1999 | 4 | 01 - Single Family Detached | 2 | SDG&E | 1651 | 2 | 7 | N
DD13921200 | 1970s | 1970 - 1979 | 7 | 01 - Single Family Detached | 1 | SDG&E | 2000 | 4 | 10 | N
DD13938450 | Before the 1970s | 1900 - 1969 | 2 | 01 - Single Family Detached | 1.5 | SDG&E | 1500 | 2 | 7 | N
DD13995251 | 2000s | 2000 - 2012 | 1 | 01 - Single Family Detached | 1 | SDG&E | 2640 | 1 | 10 | N
DD14025293 | Dont Know | Dont Know | 1 | 02 - Apt 2-4 Units | 1 | SDG&E | 600 | 1 | 7 | Y
DD14038902 | Before the 1970s | 1900 - 1969 | 4 | 01 - Single Family Detached | 1 | SDG&E | 2200 | 3 | 10 | N
DD14073591 | 1970s | 1970 - 1979 | 1 | 01 - Single Family Detached | 2 | SDG&E | 1975 | 1 | 10 | N
DD14108609 | Before the 1970s | 1900 - 1969 | 2 | 01 - Single Family Detached | 1 | SDG&E | 900 | 2 | 7 | Y
DD14160052 | 1990 - 1994 | 1990 - 1994 | 6 | 01 - Single Family Detached | 2 | SDG&E | 2614 | 4 | 7 | N
DD14172004 | 1990 - 1994 | 1990 - 1994 | 3 | 01 - Single Family Detached | 1.5 | SDG&E | 1775 | 1 | 10 | N
DD14185496 | 1980s | 1980 - 1989 | 2 | 04 - Duplex (Single Story) | 1 | SDG&E | 1200 | 2 | 7 | N
DD14249702 | Before the 1970s | 1900 - 1969 | 2 | 01 - Single Family Detached | 1 | SDG&E | 1400 | 2 | 7 | N
DD14252716 | 2000s | 2000 - 2012 | 5 | 01 - Single Family Detached | 2 | SDG&E | 3864 | 3 | 7 | N
DD14253637 | 1980s | 1980 - 1989 | 1 | 01 - Single Family Detached | 1 | SDG&E | 2500 | 1 | 7 | N
DD14271302 | 2000s | 2000 - 2012 | 1 | 03 - Apt 5+ Units | 2 | SDG&E | 650 | 1 | 7 | N
DD14550622 | Before the 1970s | 1900 - 1969 | 4 | 02 - Apt 2-4 Units | 1 | SDG&E | 2400 | 3 | 7 | N
DD14562652 | 1980s | 1980 - 1989 | 1 | 03 - Apt 5+ Units | 2 | SDG&E | 1100 | 1 | 7 | N
DD14635889 | Before the 1970s | 1900 - 1969 | 3 | 01 - Single Family Detached | 1 | SDG&E | 1246 | 4 | 10 | N
DD14731314 | Before the 1970s | 1900 - 1969 | 6 | 01 - Single Family Detached | 1 | SDG&E | 1465 | 5 | 7 | N
DD14735792 | 2000s | 2000 - 2012 | 5 | 01 - Single Family Detached | 2 | SDG&E | 3600 | 4 | 10 | Y
DD14784125 | 1980s | 1980 - 1989 | 2 | 06 - Townhouse/Rowhouse (2-4 Unit Multi-Story) | 2 | SDG&E | 895 | 1 | 7 | N
DD14785952 | 2000s | 2000 - 2012 | 1 | 03 - Apt 5+ Units | 2 | SDG&E | 1600 | 1 | 7 | N
DD14825779 | 1980s | 1980 - 1989 | 2 | 01 - Single Family Detached | 1 | SDG&E | 1500 | 2 | 7 | N
DD14972264 | 1970s | 1970 - 1979 | 2 | 01 - Single Family Detached | 2.5 | SDG&E | 2460 | 2 | 10 | N
DD14977737 | 1970s | 1970 - 1979 | 6 | 06 - Townhouse/Rowhouse (2-4 Unit Multi-Story) | 2 | SDG&E | 1394 | 3 | 10 | N
DD15013051 | 1980s | 1980 - 1989 | 2 | 01 - Single Family Detached | 1 | SDG&E | 1530 | 2 | 10 | N
DD15043804 | 1970s | 1970 - 1979 | 4 | 01 - Single Family Detached | 2 | SDG&E | 1470 | 4 | 10 | N
DD15085133 | Before the 1970s | 1900 - 1969 | 4 | 01 - Single Family Detached | 2 | SDG&E | 1880 | 2 | 7 | N
DD15100483 | 1980s | 1980 - 1989 | 2 | 03 - Apt 5+ Units | 2 | SDG&E | 600 | 8 | 7 | N
DD15125263 | 1970s | 1970 - 1979 | 7 | 06 - Townhouse/Rowhouse (2-4 Unit Multi-Story) | 2 | SDG&E | 1500 | 5 | 7 | Y
DD15150175 | Before the 1970s | 1900 - 1969 | 5 | 02 - Apt 2-4 Units | 1 | SDG&E | 1200 | 5 | 7 | N
DD15180050 | Before the 1970s | 1900 - 1969 | 1 | 01 - Single Family Detached | 1 | SDG&E | 1650 | 1 | 7 | Y
DD15278127 | 1980s | 1980 - 1989 | 1 | 03 - Apt 5+ Units | 3 | SDG&E | 1500 | 1 | 7 | N
DD15288276 | 1980s | 1980 - 1989 | 4 | 01 - Single Family Detached | 1 | SDG&E | 1968 | 3 | 10 | N
DD15321391 | 1995 - 1999 | 1995 - 1999 | 5 | 01 - Single Family Detached | 2 | SDG&E | 3300 | 3 | 7 | N
DD15439597 | 2000s | 2000 - 2012 | 3 | 01 - Single Family Detached | 2 | SDG&E | 3200 | 3 | 7 | N
DD15457146 | Before the 1970s | 1900 - 1969 | 2 | 01 - Single Family Detached | 1 | SDG&E | 2100 | 2 | 7 | N
DD15465264 | 1980s | 1980 - 1989 | 5 | 01 - Single Family Detached | 1 | SDG&E | 1900 | 3 | 7 | Y
DD15512449 | Before the 1970s | 1900 - 1969 | 3 | 01 - Single Family Detached | 1 | SDG&E | 1600 | 2 | 7 | N
DD15541745 | 1980s | 1980 - 1989 | 2 | 01 - Single Family Detached | 2 | SDG&E | 2259 | 2 | 10 | N
DD15557715 | Before the 1970s | 1900 - 1969 | 4 | 01 - Single Family Detached | 2.5 | SDG&E | 3700 | 2 | 7 | N
DD15625203 | Before the 1970s | 1900 - 1969 | 4 | 01 - Single Family Detached | 1 | SDG&E | 1800 | 2 | 7 | N
DD15648646 | Before the 1970s | 1900 - 1969 | 3 | 01 - Single Family Detached | 1 | SDG&E | 2000 | 3 | 7 | N
DD15706151 | 2000s | 2000 - 2012 | 3 | 03 - Apt 5+ Units | 2 | SDG&E | 2069 | 2 | 7 | N
DD15720912 | Before the 1970s | 1900 - 1969 | 4 | 01 - Single Family Detached | 1 | SDG&E | 2000 | 0 | 7 | N
DD15733658 | 2000s | 2000 - 2012 | 3 | 03 - Apt 5+ Units | 3 | SDG&E | 1500 | 3 | 7 | Y
DD15755425 | Before the 1970s | 1900 - 1969 | 5 | 01 - Single Family Detached | 1 | SDG&E | 1200 | Refused | 7 | N
DD15828123 | 1980s | 1980 - 1989 | 1 | 04 - Duplex (Single Story) | 1 | SDG&E | 885 | 1 | 7 | N
DD15863073 | 1980s | 1980 - 1989 | 2 | 01 - Single Family Detached | 3 | SDG&E | 7100 | 2 | 10 | N
DD15891234 | 2000s | 2000 - 2012 | 5 | 01 - Single Family Detached | 2 | SDG&E | 3046 | 4 | 10 | Y
DD15992420 | 1980s | 1980 - 1989 | 3 | 01 - Single Family Detached | 1 | SDG&E | 1700 | 2 | 7 | Y
DD16005521 | 1995 - 1999 | 1995 - 1999 | 4 | 01 - Single Family Detached | 2 | SDG&E | 2500 | 2 | 7 | N
DD16017299 | Before the 1970s | 1900 - 1969 | 2 | 01 - Single Family Detached | 1 | SDG&E | 1500 | 2 | 7 | N
DD16132396 | 2000s | 2000 - 2012 | 2 | 01 - Single Family Detached | 1 | SDG&E | 1745 | 2 | 10 | N
DD16143768 | 1970s | 1970 - 1979 | 1 | 06 - Townhouse/Rowhouse (2-4 Unit Multi-Story) | 2 | SDG&E | 1400 | 1 | 7 | N
DD16185879 | 1980s | 1980 - 1989 | 4 | 01 - Single Family Detached | 2 | SDG&E | 1871 | 4 | 10 | N
DD16201451 | 1995 - 1999 | 1995 - 1999 | 2 | 01 - Single Family Detached | 2 | SDG&E | 1744 | 2 | 7 | N
DD16214295 | 2000s | 2000 - 2012 | 3 | 01 - Single Family Detached | 2 | SDG&E | 1744 | 2 | 7 | N
DD16222172 | Before the 1970s | 1900 - 1969 | 2 | 01 - Single Family Detached | 2.5 | SDG&E | 2200 | 2 | 7 | N
DD16242907 | 1970s | 1970 - 1979 | 2 | 01 - Single Family Detached | 1 | SDG&E | 2100 | 2 | 7 | N
DD16278974 | Before the 1970s | 1900 - 1969 | 4 | 01 - Single Family Detached | 2 | SDG&E | 2800 | 1 | 10 | N
DD16444449 | 2000s | 2000 - 2012 | 5 | 01 - Single Family Detached | 2 | SDG&E | 2400 | 2 | 7 | N
DD16452661 | Before the 1970s | 1900 - 1969 | 4 | 01 - Single Family Detached | 1 | SDG&E | 1885 | 4 | 7 | N
DD16555619 | 2000s | 2000 - 2012 | 2 | 03 - Apt 5+ Units | 2 | SDG&E | 2100 | 2 | 7 | N
DD16592222 | 1980s | 1980 - 1989 | 4 | 01 - Single Family Detached | 1 | SDG&E | 1500 | 5 | 7 | Y
DD16593123 | Before the 1970s | 1900 - 1969 | 1 | 01 - Single Family Detached | 2 | SDG&E | 1600 | 1 | 7 | N
DD16605570 | Before the 1970s | 1900 - 1969 | 4 | 01 - Single Family Detached | 1 | SDG&E | 1140 | 3 | 7 | Y
DD16642185 | Before the 1970s | 1900 - 1969 | 4 | 01 - Single Family Detached | 2 | SDG&E | 1880 | 3 | 7 | Y
DD16645869 | Before the 1970s | 1900 - 1969 | 6 | 01 - Single Family Detached | 2 | SDG&E | 1800 | 6 | 7 | Y
DD16677315 | 1970s | 1970 - 1979 | 4 | 01 - Single Family Detached | 2 | SDG&E | 1895 | 2 | 7 | N
DD16678383 | 1980s | 1980 - 1989 | 2 | 01 - Single Family Detached | 2 | SDG&E | 3200 | 2 | 7 | N
DD16697332 | 1970s | 1970 - 1979 | 2 | 01 - Single Family Detached | 1 | SDG&E | 1750 | 2 | 10 | N
DD16705732 | 2000s | 2000 - 2012 | 4 | 01 - Single Family Detached | 2 | SDG&E | 1548 | 3 | 10 | N
DD16706070 | Before the 1970s | 1900 - 1969 | 7 | 01 - Single Family Detached | 1 | SDG&E | 1500 | 5 | 7 | Y
DD16713944 | 2000s | 2000 - 2012 | 4 | 01 - Single Family Detached | 2 | SDG&E | 2500 | 2 | 10 | N
DD16731906 | 1995 - 1999 | 1995 - 1999 | 2 | 01 - Single Family Detached | 2 | SDG&E | 3300 | 1 | 7 | N
DD16738625 | 2000s | 2000 - 2012 | 3 | 01 - Single Family Detached | 2 | SDG&E | 2100 | 2 | 7 | N
DD16759948 | Before the 1970s | 1900 - 1969 | 3 | 01 - Single Family Detached | 1 | SDG&E | 1400 | 3 | 7 | Y
DD16770675 | 2000s | 2000 - 2012 | 2 | 03 - Apt 5+ Units | -98 | SDG&E | 1375 | 3 | 7 | N
DD16953373 | 1995 - 1999 | 1995 - 1999 | 4 | 01 - Single Family Detached | 2 | SDG&E | 1900 | 2 | 7 | N
DD16959647 | 2000s | 2000 - 2012 | 5 | 01 - Single Family Detached | 2 | SDG&E | 1724 | 2 | 7 | N
DD16991969 | Before the 1970s | 1900 - 1969 | 3 | 01 - Single Family Detached | 2 | SDG&E | 2246 | 3 | 7 | N
DD17015954 | 1980s | 1980 - 1989 | 1 | 04 - Duplex (Single Story) | 1 | SDG&E | 1350 | 1 | 10 | Y
DD17046094 | 1970s | 1970 - 1979 | 3 | 01 - Single Family Detached | 1 | SDG&E | 1800 | 2 | 10 | N
DD17054181 | 1970s | 1970 - 1979 | 1 | 03 - Apt 5+ Units | 2 | SDG&E | 750 | 1 | 7 | Y
DD17093802 | Before the 1970s | 1900 - 1969 | 3 | 01 - Single Family Detached | 1 | SDG&E | 1498 | 3 | 7 | N
DD17181031 | 1990 - 1994 | 1990 - 1994 | 3 | 01 - Single Family Detached | 2 | SDG&E | 2200 | 3 | 7 | N
DD17243634 | 1990 - 1994 | 1990 - 1994 | 4 | 01 - Single Family Detached | 2 | SDG&E | 2550 | 3 | 7 | N
DD17265761 | 1970s | 1970 - 1979 | 1 | 01 - Single Family Detached | 1 | SDG&E | 1100 | 1 | 7 | N
DD17296793 | 2000s | 2000 - 2012 | 2 | 01 - Single Family Detached | 2 | SDG&E | 2902 | 1 | 10 | N
DD17323970 | Before the 1970s | 1900 - 1969 | 5 | 01 - Single Family Detached | 1 | SDG&E | 1200 | 2 | 7 | Y
DD17332446 | 1990 - 1994 | 1990 - 1994 | 1 | 06 - Townhouse/Rowhouse (2-4 Unit Multi-Story) | 3 | SDG&E | 1100 | Refused | 7 | N
DD17345470 | Before the 1970s | 1900 - 1969 | 2 | 01 - Single Family Detached | 1 | SDG&E | 1345 | 2 | 7 | N
DD17411323 | 1995 - 1999 | 1995 - 1999 | 3 | 01 - Single Family Detached | 2 | SDG&E | 1750 | 2 | 7 | Y
DD17417227 | 1970s | 1970 - 1979 | 5 | 01 - Single Family Detached | 1 | SDG&E | 1600 | 3 | 10 | Y
DD17421494 | 1990 - 1994 | 1990 - 1994 | 2 | 01 - Single Family Detached | 1 | SDG&E | 2100 | 2 | 10 | N
DD17467797 | Before the 1970s | 1900 - 1969 | 1 | 01 - Single Family Detached | 2 | SDG&E | 2500 | 1 | 10 | N
DD17499355 | 1970s | 1970 - 1979 | 2 | 01 - Single Family Detached | 1 | SDG&E | 1600 | 1 | 10 | N
DD17546331 | 1970s | 1970 - 1979 | 3 | 04 - Duplex (Single Story) | 1 | SDG&E | 1550 | 3 | 10 | N
DD17657400 | 1970s | 1970 - 1979 | 2 | 01 - Single Family Detached | 2 | SDG&E | 2600 | 2 | 10 | N
DD17739184 | 1995 - 1999 | 1995 - 1999 | 5 | 01 - Single Family Detached | 2 | SDG&E | 2010 | 2 | 10 | N
DD17749515 | 1980s | 1980 - 1989 | 4 | 01 - Single Family Detached | 2 | SDG&E | 3500 | 2 | 7 | N
DD17812759 | 1980s | 1980 - 1989 | 2 | 01 - Single Family Detached | 1 | SDG&E | 1776 | 2 | 7 | Y
DD17862908 | 2000s | 2000 - 2012 | 4 | 01 - Single Family Detached | 2 | SDG&E | 4700 | 2 | 7 | N
DD17866506 | 1980s | 1980 - 1989 | 2 | 01 - Single Family Detached | 2 | SDG&E | 2837 | 1 | 7 | N
DD17896698 | 1970s | 1970 - 1979 | 7 | 03 - Apt 5+ Units | 2 | SDG&E | 900 | 5 | 7 | Y
DD17970106 | 1980s | 1980 - 1989 | 2 | 02 - Apt 2-4 Units | 2 | SDG&E | 750 | 2 | 7 | Y
DD17979182 | Before the 1970s | 1900 - 1969 | 1 | 01 - Single Family Detached | 1 | SDG&E | 800 | 1 | 7 | Y
DD17989744 | 1980s | 1980 - 1989 | 2 | 02 - Apt 2-4 Units | 2 | SDG&E | 1660 | 2 | 7 | N
DD18072296 | Before the 1970s | 1900 - 1969 | 2 | 01 - Single Family Detached | 1 | SDG&E | 1000 | 2 | 7 | N
DD18077176 | Before the 1970s | 1900 - 1969 | 4 | 01 - Single Family Detached | 1 | SDG&E | 745 | 2 | 7 | N
DD18180923 | 1970s | 1970 - 1979 | 2 | 01 - Single Family Detached | 1 | SDG&E | 2200 | 2 | 7 | N
DD18198007 | 2000s | 2000 - 2012 | 3 | 01 - Single Family Detached | 1 | SDG&E | 1525 | 2 | 10 | N
DD18259038 | 1980s | 1980 - 1989 | 2 | 01 - Single Family Detached | 1 | SDG&E | 1975 | 2 | 10 | N
DD18288568 | 1980s | 1980 - 1989 | 2 | 02 - Apt 2-4 Units | 2 | SDG&E | 1400 | 1 | 10 | Y
DD18311896 | 2000s | 2000 - 2012 | 5 | 01 - Single Family Detached | 2 | SDG&E | 3696 | 2 | 10 | N
DD18365860 | 1980s | 1980 - 1989 | 5 | 01 - Single Family Detached | 2 | SDG&E | 1600 | 3 | 7 | N
DD18423741 | 1970s | 1970 - 1979 | 2 | 01 - Single Family Detached | 2 | SDG&E | 2224 | 2 | 7 | N
DD18441429 | 1980s | 1980 - 1989 | 5 | 01 - Single Family Detached | 2 | SDG&E | 1955 | 2 | 7 | N
DD18491073 | 2000s | 2000 - 2012 | 4 | 03 - Apt 5+ Units | 2 | SDG&E | 2600 | 1 | 7 | N
DD18513157 | 1970s | 1970 - 1979 | 4 | 01 - Single Family Detached | 2 | SDG&E | 2100 | 3 | 7 | N
DD18555579 | 1980s | 1980 - 1989 | 4 | 01 - Single Family Detached | 2 | SDG&E | 1428 | 2 | 10 | N
DD18563921 | 1980s | 1980 - 1989 | 2 | 01 - Single Family Detached | 1 | SDG&E | 1524 | 2 | 10 | N
DD18567062 | 1990 - 1994 | 1990 - 1994 | 9 | 03 - Apt 5+ Units | 2 | SDG&E | 791 | 3 | 10 | Y
DD18590017 | Before the 1970s | 1900 - 1969 | 5 | 01 - Single Family Detached | 2 | SDG&E | 2000 | 2 | 7 | Y
DD18610238 | 1970s | 1970 - 1979 | 1 | 02 - Apt 2-4 Units | 2 | SDG&E | 1400 | 1 | 7 | N
DD18709466 | 1970s | 1970 - 1979 | 2 | 01 - Single Family Detached | 1 | SDG&E | 1600 | 2 | 7 | N
DD18727046 | Dont Know | Dont Know | 4 | 03 - Apt 5+ Units | 1 | SDG&E | -99 | 2 | 10 | N
DD18742630 | Before the 1970s | 1900 - 1969 | 4 | 01 - Single Family Detached | 2 | SDG&E | 2298 | 2 | 7 | N
DD18764138 | 1970s | 1970 - 1979 | 2 | 01 - Single Family Detached | 1 | SDG&E | 2000 | 2 | 7 | N
DD18764590 | 1970s | 1970 - 1979 | 3 | 01 - Single Family Detached | 1 | SDG&E | 1800 | 3 | 7 | N
DD18814995 | 1980s | 1980 - 1989 | 2 | 01 - Single Family Detached | 1 | SDG&E | 1775 | 2 | 10 | N
DD18853852 | Before the 1970s | 1900 - 1969 | 2 | 01 - Single Family Detached | 1 | SDG&E | 700 | 0 | 7 | Y
DD18886878 | 1980s | 1980 - 1989 | 4 | 01 - Single Family Detached | 2 | SDG&E | 3120 | 3 | 10 | N
DD18956425 | Before the 1970s | 1900 - 1969 | 1 | 03 - Apt 5+ Units | 2 | SDG&E | 850 | 1 | 7 | N
DD18997735 | Dont Know | Dont Know | 1 | 03 - Apt 5+ Units | 1 | SDG&E | 720 | 1 | 10 | N
DD19159772 | Before the 1970s | 1900 - 1969 | 4 | 01 - Single Family Detached | 1 | SDG&E | 2800 | 3 | 7 | Y
DD19186497 | 1990 - 1994 | 1990 - 1994 | 2 | 01 - Single Family Detached | 3 | SDG&E | 3200 | 2 | 7 | N
DD19198120 | 2000s | 2000 - 2012 | 2 | 01 - Single Family Detached | 2 | SDG&E | 1900 | 1 | 10 | N
DD19203116 | 1970s | 1970 - 1979 | 2 | 04 - Duplex (Single Story) | 1 | SDG&E | 1116 | 2 | 7 | N
DD19210081 | 1980s | 1980 - 1989 | 4 | 01 - Single Family Detached | 2 | SDG&E | 2250 | 3 | 7 | N
DD19214836 | Before the 1970s | 1900 - 1969 | 3 | 01 - Single Family Detached | 1 | SDG&E | 1500 | 3 | 7 | N
DD19250179 | Before the 1970s | 1900 - 1969 | 1 | 03 - Apt 5+ Units | 2 | SDG&E | 1400 | 1 | 7 | N
DD19419120 | Before the 1970s | 1900 - 1969 | 3 | 01 - Single Family Detached | 1 | SDG&E | 1400 | 2 | 10 | N
DD19452906 | 1980s | 1980 - 1989 | 3 | 01 - Single Family Detached | 2 | SDG&E | 4100 | 5 | 7 | N
DD19493581 | 1980s | 1980 - 1989 | 2 | 03 - Apt 5+ Units | 1 | SDG&E | 899 | 2 | 7 | N
DD19500398 | 1980s | 1980 - 1989 | 1 | 01 - Single Family Detached | 1 | SDG&E | 3600 | 1 | 10 | N
DD19518039 | Before the 1970s | 1900 - 1969 | 3 | 01 - Single Family Detached | 1 | SDG&E | 1700 | 3 | 7 | N
DD19528088 | 1995 - 1999 | 1995 - 1999 | 7 | 01 - Single Family Detached | 2 | SDG&E | 3200 | 5 | 10 | Y
DD19565700 | Before the 1970s | 1900 - 1969 | 2 | 01 - Single Family Detached | 1 | SDG&E | 1400 | 2 | 7 | N
DD19604394 | Before the 1970s | 1900 - 1969 | 2 | 01 - Single Family Detached | 1 | SDG&E | 3800 | 2 | 7 | N
DD19674129 | 2000s | 2000 - 2012 | 2 | 03 - Apt 5+ Units | 3 | SDG&E | 1290 | 0 | 7 | N
DD19760097 | 1980s | 1980 - 1989 | 7 | 01 - Single Family Detached | 2 | SDG&E | 1900 | 4 | 7 | N
DD19791268 | 1980s | 1980 - 1989 | 1 | 02 - Apt 2-4 Units | 2 | SDG&E | 1147 | 1 | 10 | N
DD19796981 | 1970s | 1970 - 1979 | 4 | 01 - Single Family Detached | 2 | SDG&E | 2428 | 3 | 7 | N
DD19829373 | Dont Know | Dont Know | 1 | 03 - Apt 5+ Units | 1 | SDG&E | 700 | 1 | 7 | N
DD19901144 | 1980s | 1980 - 1989 | 5 | 01 - Single Family Detached | 1 | SDG&E | 1800 | 3 | 10 | N
DD19907684 | 1980s | 1980 - 1989 | 2 | 01 - Single Family Detached | 1 | SDG&E | 2400 | 2 | 10 | N
DD20001334 | Before the 1970s | 1900 - 1969 | 4 | 01 - Single Family Detached | 1 | SDG&E | 1600 | 1 | 10 | N
DD20026338 | Dont Know | Dont Know | 3 | 03 - Apt 5+ Units | 1 | SDG&E | 800 | 1 | 10 | Y
DD20074336 | Dont Know | Dont Know | 4 | 01 - Single Family Detached | 2 | SDG&E | 3300 | 3 | 10 | N
DD20090998 | Before the 1970s | 1900 - 1969 | 2 | 01 - Single Family Detached | 1 | SDG&E | 1000 | 2 | 7 | N
DD20101417 | 1970s | 1970 - 1979 | 2 | 03 - Apt 5+ Units | 2 | SDG&E | 1180 | 0 | 10 | N
DD20156388 | 1980s | 1980 - 1989 | 2 | 01 - Single Family Detached | 1 | SDG&E | 2100 | 2 | 10 | N
DD20169500 | 1970s | 1970 - 1979 | 5 | 01 - Single Family Detached | 2 | SDG&E | 1950 | 5 | 7 | N
DD20224474 | 1980s | 1980 - 1989 | 2 | 04 - Duplex (Single Story) | 1 | SDG&E | 1100 | 2 | 7 | N
DD20257327 | 1995 - 1999 | 1995 - 1999 | 3 | 03 - Apt 5+ Units | 2 | SDG&E | 1325 | 3 | 7 | Y
DD20267070 | 1990 - 1994 | 1990 - 1994 | 5 | 01 - Single Family Detached | 2 | SDG&E | 2600 | 3 | 10 | N
DD20267676 | Before the 1970s | 1900 - 1969 | 1 | 01 - Single Family Detached | 2 | SDG&E | 1750 | 1 | 7 | N
DD20339003 | Before the 1970s | 1900 - 1969 | 2 | 01 - Single Family Detached | 1 | SDG&E | 3400 | 2 | 7 | N
DD20375569 | Before the 1970s | 1900 - 1969 | 4 | 01 - Single Family Detached | 3 | SDG&E | 3974 | 2 | 7 | N
DD20407688 | 1970s | 1970 - 1979 | 3 | 01 - Single Family Detached | 2 | SDG&E | 1875 | 2 | 7 | N
DD20422148 | 2000s | 2000 - 2012 | 5 | 01 - Single Family Detached | 3 | SDG&E | 2541 | 3 | 7 | N
DD20433694 | 1980s | 1980 - 1989 | 1 | 03 - Apt 5+ Units | 3 | SDG&E | 1050 | 1 | 7 | N
DD20437635 | Before the 1970s | 1900 - 1969 | 4 | 01 - Single Family Detached | 1 | SDG&E | 900 | 2 | 7 | N
DD20536140 | 1995 - 1999 | 1995 - 1999 | 3 | 01 - Single Family Detached | 1 | SDG&E | 1075 | 2 | 7 | N
DD20549940 | Before the 1970s | 1900 - 1969 | 4 | 01 - Single Family Detached | 1 | SDG&E | 1500 | 2 | 7 | Y
DD20665570 | Before the 1970s | 1900 - 1969 | 4 | 01 - Single Family Detached | 1 | SDG&E | 1000 | 3 | 7 | N
DD20685515 | 1970s | 1970 - 1979 | 1 | 03 - Apt 5+ Units | 2 | SDG&E | 850 | 1 | 7 | N
DD20765638 | 1970s | 1970 - 1979 | 4 | 01 - Single Family Detached | 1 | SDG&E | 1541 | 2 | 10 | N
DD20766767 | 1970s | 1970 - 1979 | 2 | 06 - Townhouse/Rowhouse (2-4 Unit Multi-Story) | 2 | SDG&E | 1530 | 2 | 10 | N
DD20796807 | 1980s | 1980 - 1989 | 6 | 01 - Single Family Detached | 1 | SDG&E | 1700 | 5 | 7 | Y
DD20808591 | 1980s | 1980 - 1989 | 3 | 01 - Single Family Detached | 2 | SDG&E | 2878 | 3 | 7 | N
DD20817611 | 1970s | 1970 - 1979 | 4 | 01 - Single Family Detached | 1 | SDG&E | 1700 | 2 | 7 | Y
DD20856823 | 1980s | 1980 - 1989 | 3 | 01 - Single Family Detached | 1 | SDG&E | 1150 | 2 | 7 | N
DD20880540 | 1970s | 1970 - 1979 | 3 | 04 - Duplex (Single Story) | 1 | SDG&E | 1250 | 3 | 7 | N
DD20992050 | 1970s | 1970 - 1979 | 2 | 03 - Apt 5+ Units | 2 | SDG&E | 1000 | Refused | 7 | Y
DD21029086 | 1980s | 1980 - 1989 | 2 | 01 - Single Family Detached | 2 | SDG&E | 2400 | 2 | 7 | N
DD21039264 | 1995 - 1999 | 1995 - 1999 | 5 | 01 - Single Family Detached | 2 | SDG&E | 3300 | 2 | 7 | N
DD21042096 | 1995 - 1999 | 1995 - 1999 | 2 | 01 - Single Family Detached | 2 | SDG&E | 2800 | 2 | 7 | N
DD21050803 | 1970s | 1970 - 1979 | 4 | 01 - Single Family Detached | 1 | SDG&E | 800 | 2 | 10 | Y
DD21074628 | 2000s | 2000 - 2012 | 3 | 01 - Single Family Detached | 2 | SDG&E | 3100 | 2 | 10 | N
DD21110345 | Before the 1970s | 1900 - 1969 | 1 | 01 - Single Family Detached | 1 | SDG&E | 700 | Refused | 7 | N
DD21129389 | Before the 1970s | 1900 - 1969 | 4 | 01 - Single Family Detached | 1 | SDG&E | 1200 | 2 | 7 | Y
DD21149931 | 1980s | 1980 - 1989 | 2 | 01 - Single Family Detached | 2 | SDG&E | 1428 | 2 | 10 | N
DD21156743 | Before the 1970s | 1900 - 1969 | 2 | 02 - Apt 2-4 Units | 1 | SDG&E | 1452 | 2 | 7 | N
DD21173303 | Before the 1970s | 1900 - 1969 | 3 | 01 - Single Family Detached | 1 | SDG&E | 1700 | 2 | 10 | N
DD21223195 | Before the 1970s | 1900 - 1969 | 3 | 01 - Single Family Detached | 1 | SDG&E | 1100 | 3 | 7 | N
DD21240062 | Dont Know | Dont Know | 5 | 01 - Single Family Detached | 2 | SDG&E | 2000 | 3 | 7 | N
DD21240662 | Before the 1970s | 1900 - 1969 | 4 | 01 - Single Family Detached | 1 | SDG&E | 968 | 2 | 7 | N
DD21284767 | 1980s | 1980 - 1989 | 2 | 01 - Single Family Detached | 1 | SDG&E | 1300 | 2 | 10 | N
DD21436260 | 1970s | 1970 - 1979 | 4 | 01 - Single Family Detached | 2 | SDG&E | 4300 | 2 | 10 | N
DD21450027 | 1970s | 1970 - 1979 | 4 | 01 - Single Family Detached | 1 | SDG&E | 2000 | 2 | 7 | N
DD21478778 | Before the 1970s | 1900 - 1969 | 3 | 01 - Single Family Detached | 2 | SDG&E | 2210 | 3 | 10 | N
DD21531979 | 2000s | 2000 - 2012 | 3 | 01 - Single Family Detached | 2 | SDG&E | 3500 | 2 | 10 | N
DD21532723 | 1970s | 1970 - 1979 | 2 | 06 - Townhouse/Rowhouse (2-4 Unit Multi-Story) | 2 | SDG&E | 2000 | 2 | 7 | N
DD21554101 | Before the 1970s | 1900 - 1969 | 3 | 01 - Single Family Detached | 2 | SDG&E | 2700 | 2 | 7 | N
DD21611044 | 2000s | 2000 - 2012 | 1 | 06 - Townhouse/Rowhouse (2-4 Unit Multi-Story) | 2 | SDG&E | 1200 | 1 | 10 | N
DD21620811 | Before the 1970s | 1900 - 1969 | 4 | 01 - Single Family Detached | 1 | SDG&E | 1800 | 2 | 7 | N
DD21671090 | Before the 1970s | 1900 - 1969 | 2 | 01 - Single Family Detached | 1 | SDG&E | 1700 | 2 | 7 | Y
DD21715673 | Before the 1970s | 1900 - 1969 | 3 | 01 - Single Family Detached | 2 | SDG&E | 3000 | 2 | 7 | N
DD21769452 | 1970s | 1970 - 1979 | 2 | 01 - Single Family Detached | 2 | SDG&E | 2100 | 1 | 7 | N
DD21790896 | 1980s | 1980 - 1989 | 5 | 03 - Apt 5+ Units | 2 | SDG&E | 1200 | 4 | 7 | Y
DD21820727 | 1970s | 1970 - 1979 | 1 | 01 - Single Family Detached | 3 | SDG&E | 3000 | 1 | 7 | N
DD21824085 | Before the 1970s | 1900 - 1969 | 6 | 01 - Single Family Detached | 1 | SDG&E | 2200 | 5 | 7 | N
DD21834427 | 1980s | 1980 - 1989 | 9 | 01 - Single Family Detached | 2 | SDG&E | 2200 | 2 | 10 | Y
DD21881350 | Before the 1970s | 1900 - 1969 | 2 | 01 - Single Family Detached | 1 | SDG&E | 1000 | 2 | 7 | N
DD21895444 | 1990 - 1994 | 1990 - 1994 | 2 | 02 - Apt 2-4 Units | 2 | SDG&E | 1100 | 2 | 10 | Y
DD21966749 | 1970s | 1970 - 1979 | 4 | 01 - Single Family Detached | 1.5 | SDG&E | 1350 | 4 | 7 | N
DD21970646 | Before the 1970s | 1900 - 1969 | 3 | 01 - Single Family Detached | 1.5 | SDG&E | 2800 | 3 | 7 | N
DD21990114 | 1980s | 1980 - 1989 | 5 | 01 - Single Family Detached | 2 | SDG&E | 2297 | 5 | 7 | N
DD22062989 | 1970s | 1970 - 1979 | 2 | 01 - Single Family Detached | 2 | SDG&E | 1558 | 2 | 7 | N
DD22092206 | 2000s | 2000 - 2012 | 5 | 01 - Single Family Detached | 2 | SDG&E | 6200 | 3 | 7 | N
DD22146683 | Before the 1970s | 1900 - 1969 | 2 | 01 - Single Family Detached | 2 | SDG&E | 2800 | Refused | 7 | N
DD22151180 | 1970s | 1970 - 1979 | 5 | 01 - Single Family Detached | 1 | SDG&E | 3500 | 3 | 10 | N
DD22184783 | 1980s | 1980 - 1989 | 1 | 03 - Apt 5+ Units | -98 | SDG&E | 1150 | 1 | 7 | N
DD22201692 | Before the 1970s | 1900 - 1969 | 1 | 02 - Apt 2-4 Units | 1 | SDG&E | 800 | Refused | 7 | Y
DD22270905 | 1970s | 1970 - 1979 | 4 | 01 - Single Family Detached | 1 | SDG&E | 2500 | 4 | 10 | N
DD22403531 | Before the 1970s | 1900 - 1969 | 6 | 01 - Single Family Detached | 2 | SDG&E | 1700 | 3 | 7 | Y
DD22404196 | Before the 1970s | 1900 - 1969 | 3 | 01 - Single Family Detached | 2 | SDG&E | 2350 | 3 | 7 | Y
DD22665488 | 1970s | 1970 - 1979 | 2 | 01 - Single Family Detached | 1 | SDG&E | 2135 | 2 | 10 | N
DD22680776 | Before the 1970s | 1900 - 1969 | 1 | 01 - Single Family Detached | 1 | SDG&E | 1100 | 1 | 7 | Y
DD22684768 | 1970s | 1970 - 1979 | 4 | 01 - Single Family Detached | 1 | SDG&E | 2000 | 2 | 7 | Y
DD22743169 | Before the 1970s | 1900 - 1969 | 4 | 01 - Single Family Detached | 2 | SDG&E | 2400 | 2 | 7 | Y
DD22753854 | Before the 1970s | 1900 - 1969 | 3 | 01 - Single Family Detached | 1 | SDG&E | 1450 | 2 | 7 | N
DD22768316 | Before the 1970s | 1900 - 1969 | 5 | 01 - Single Family Detached | 1 | SDG&E | 1600 | 4 | 7 | N
DD22841904 | Before the 1970s | 1900 - 1969 | 1 | 03 - Apt 5+ Units | 1 | SDG&E | 600 | 1 | 7 | N
DD22851088 | Before the 1970s | 1900 - 1969 | 3 | 01 - Single Family Detached | 1 | SDG&E | 1400 | 1 | 7 | N
DD22865454 | Before the 1970s | 1900 - 1969 | 2 | 03 - Apt 5+ Units | 1 | SDG&E | 600 | 1 | 7 | N
DD22911728 | 1970s | 1970 - 1979 | 3 | 01 - Single Family Detached | 2 | SDG&E | 2500 | 2 | 7 | N
DD22919784 | 1970s | 1970 - 1979 | 2 | 04 - Duplex (Single Story) | 1 | SDG&E | 1180 | 1 | 7 | N
DD23070538 | 1970s | 1970 - 1979 | 3 | 01 - Single Family Detached | 1 | SDG&E | 1824 | 2 | 7 | Y
DD23078284 | 1980s | 1980 - 1989 | 5 | 01 - Single Family Detached | 2 | SDG&E | 3230 | 4 | 10 | N
DD23094569 | 1970s | 1970 - 1979 | 3 | 01 - Single Family Detached | 1 | SDG&E | 1610 | 3 | 7 | Y
DD23133485 | 1970s | 1970 - 1979 | 8 | 06 - Townhouse/Rowhouse (2-4 Unit Multi-Story) | 2 | SDG&E | 1238 | 4 | 10 | Y
DD23155939 | 1980s | 1980 - 1989 | 5 | 01 - Single Family Detached | 2 | SDG&E | 1880 | 3 | 7 | N
DD23164501 | 1980s | 1980 - 1989 | 2 | 01 - Single Family Detached | 1 | SDG&E | 1100 | 1 | 7 | N
DD23251473 | 2000s | 2000 - 2012 | 2 | 03 - Apt 5+ Units | 2 | SDG&E | 1262 | 1 | 7 | N
DD23261353 | Before the 1970s | 1900 - 1969 | 3 | 01 - Single Family Detached | 1 | SDG&E | 1200 | Refused | 7 | N
DD23283845 | 1990 - 1994 | 1990 - 1994 | 2 | 03 - Apt 5+ Units | 2 | SDG&E | 944 | 1 | 7 | N
DD23310995 | Before the 1970s | 1900 - 1969 | 3 | 03 - Apt 5+ Units | 2 | SDG&E | 880 | 2 | 7 | Y
DG13975125 | 1995 - 1999 | 1995 - 1999 | 2 | 06 - Townhouse/Rowhouse (2-4 Unit Multi-Story) | 2 | SDG&E | 1670 | 2 | 8 | N
DG13999833 | 2000s | 2000 - 2012 | 4 | 01 - Single Family Detached | 2 | SDG&E | 2330 | 2 | 6 | N
DG14904357 | 1980s | 1980 - 1989 | 3 | 01 - Single Family Detached | 2 | SDG&E | 4660 | 3 | 7 | N
DG15127285 | 1970s | 1970 - 1979 | 5 | 01 - Single Family Detached | 1 | SCE | 2200 | 2 | 8 | N
DG15361595 | Before the 1970s | 1900 - 1969 | 1 | 01 - Single Family Detached | 1 | SDG&E | 1377 | 1 | 8 | N
DG16121942 | Before the 1970s | 1900 - 1969 | 2 | 06 - Townhouse/Rowhouse (2-4 Unit Multi-Story) | -98 | SDG&E | 850 | 2 | 7 | N
DG16460502 | Dont Know | Dont Know | 1 | 06 - Townhouse/Rowhouse (2-4 Unit Multi-Story) | 2 | SDG&E | 675 | 1 | 6 | N
DG17065450 | 1980s | 1980 - 1989 | 1 | 01 - Single Family Detached | 2 | SDG&E | 1400 | 1 | 6 | N
DG17065794 | 1990 - 1994 | 1990 - 1994 | 2 | 01 - Single Family Detached | 2 | SDG&E | 3800 | 1 | 6 | N
DG17187383 | 1995 - 1999 | 1995 - 1999 | 4 | 01 - Single Family Detached | 2 | SDG&E | 2700 | 4 | 7 | N
DG17187664 | 1980s | 1980 - 1989 | 3 | 01 - Single Family Detached | 1 | SDG&E | 1120 | 1 | 7 | N
DG17366449 | 1970s | 1970 - 1979 | 2 | 03 - Apt 5+ Units | 2 | SDG&E | 1200 | 2 | 7 | N
DG17588899 | 1970s | 1970 - 1979 | 2 | 01 - Single Family Detached | 2 | SDG&E | 3200 | 2 | 8 | N
DG17913430 | 2000s | 2000 - 2012 | 4 | 01 - Single Family Detached | 2 | SDG&E | 4500 | 2 | 6 | N
DG18185483 | 2000s | 2000 - 2012 | 4 | 01 - Single Family Detached | 2 | SDG&E | 1900 | 3 | 6 | N
DG18199391 | 1980s | 1980 - 1989 | 4 | 01 - Single Family Detached | 2 | SDG&E | 2400 | 4 | 6 | N
DG18448544 | 1970s | 1970 - 1979 | 2 | 01 - Single Family Detached | 1 | SDG&E | 1421 | 1 | 6 | Y
DG18620880 | 1970s | 1970 - 1979 | 2 | 01 - Single Family Detached | 1 | SDG&E | 1750 | 2 | 8 | N
DG18772882 | Before the 1970s | 1900 - 1969 | 5 | 01 - Single Family Detached | 2 | SDG&E | 1875 | 3 | 8 | N
DG19104847 | 1980s | 1980 - 1989 | 2 | 01 - Single Family Detached | 2 | SDG&E | 2000 | 2 | 6 | N
DG19198087 | 1980s | 1980 - 1989 | 2 | 06 - Townhouse/Rowhouse (2-4 Unit Multi-Story) | 2 | SDG&E | 1350 | 2 | 6 | N
DG19229876 | 1980s | 1980 - 1989 | 2 | 01 - Single Family Detached | 2 | SDG&E | 1800 | 2 | 6 | N
DG19327046 | 1970s | 1970 - 1979 | 2 | 01 - Single Family Detached | 1 | SDG&E | 2200 | 2 | 6 | N
DG19377159 | Dont Know | Dont Know | 6 | 01 - Single Family Detached | 2 | SDG&E | 2100 | 3 | 6 | N
DG19377297 | Before the 1970s | 1900 - 1969 | 4 | 01 - Single Family Detached | 2 | SDG&E | 2800 | 4 | 6 | Y
DG19618715 | 1970s | 1970 - 1979 | 4 | 06 - Townhouse/Rowhouse (2-4 Unit Multi-Story) | 3 | SDG&E | 1400 | 2 | 7 | Y
DG19895626 | 1970s | 1970 - 1979 | 8 | 01 - Single Family Detached | 2 | SDG&E | 1740 | 5 | 8 | N
DG20009736 | 1995 - 1999 | 1995 - 1999 | 2 | 01 - Single Family Detached | 1 | SDG&E | 2100 | 2 | 8 | Y
DG20011518 | 1995 - 1999 | 1995 - 1999 | 4 | 01 - Single Family Detached | 2 | SDG&E | 2650 | 2 | 8 | N
DG20125920 | 1980s | 1980 - 1989 | 3 | 01 - Single Family Detached | 2 | SCE | 4900 | 1 | 8 | N
DG20137328 | 2000s | 2000 - 2012 | 4 | 01 - Single Family Detached | 2 | SDG&E | 4000 | 2 | 6 | N
DG20175313 | 2000s | 2000 - 2012 | 3 | 01 - Single Family Detached | 2 | SDG&E | 3800 | 3 | 6 | N
DG20292712 | 1995 - 1999 | 1995 - 1999 | 3 | 01 - Single Family Detached | 2 | SDG&E | 3100 | 2 | 6 | N
DG20294754 | 1980s | 1980 - 1989 | 4 | 01 - Single Family Detached | 2 | SDG&E | 2400 | 4 | 6 | N
DG20565845 | 1980s | 1980 - 1989 | 4 | 01 - Single Family Detached | 1 | SDG&E | 2030 | 2 | 6 | N
DG21249265 | 1970s | 1970 - 1979 | 4 | 01 - Single Family Detached | 1 | SDG&E | 1200 | 2 | 6 | N
DG21251246 | 1990 - 1994 | 1990 - 1994 | 2 | 01 - Single Family Detached | 2 | SDG&E | 3800 | 2 | 6 | N
DG21633035 | 1970s | 1970 - 1979 | 1 | 01 - Single Family Detached | 1 | SDG&E | 1500 | 9 | 6 | N
DG21983399 | 1970s | 1970 - 1979 | 2 | 01 - Single Family Detached | 1 | SDG&E | 5200 | 2 | 7 | Y
DG22223328 | 1980s | 1980 - 1989 | 3 | 01 - Single Family Detached | 2 | SDG&E | 3800 | 2 | 8 | N
DG22357087 | 2000s | 2000 - 2012 | 6 | 01 - Single Family Detached | 2 | SDG&E | 2900 | 2 | 6 | N
DG22727310 | 1970s | 1970 - 1979 | 3 | 01 - Single Family Detached | 1 | SDG&E | 1600 | 2 | 6 | N
DX13106139 | 1980s | 1980 - 1989 | 4 | 06 - Townhouse/Rowhouse (2-4 Unit Multi-Story) | 2 | SDG&E | 1559 | 2 | 10 | N
DX13235222 | 1980s | 1980 - 1989 | 1 | 03 - Apt 5+ Units | 2 | SDG&E | 1050 | 1 | 10 | N
DX13389362 | 1980s | 1980 - 1989 | 4 | 01 - Single Family Detached | 1 | SDG&E | 1300 | 3 | 10 | N
DX13510638 | 2000s | 2000 - 2012 | 4 | 01 - Single Family Detached | 2 | SDG&E | 2500 | 3 | 14 | N
DX13531795 | 1995 - 1999 | 1995 - 1999 | 2 | 02 - Apt 2-4 Units | 3 | SDG&E | 700 | 1 | 6 | N
DX13888890 | 1970s | 1970 - 1979 | 2 | 03 - Apt 5+ Units | 2 | SDG&E | 1000 | 1 | 7 | Y
DX13968994 | 1970s | 1970 - 1979 | 3 | 01 - Single Family Detached | 1 | SDG&E | 3800 | 2 | 7 | N
DX14108555 | 2000s | 2000 - 2012 | 2 | 01 - Single Family Detached | 1 | SDG&E | 2200 | 2 | 10 | Y
DX14252321 | 1980s | 1980 - 1989 | 2 | 03 - Apt 5+ Units | 2 | SDG&E | 2266 | 1 | 7 | N
DX14294462 | 1970s | 1970 - 1979 | 1 | 06 - Townhouse/Rowhouse (2-4 Unit Multi-Story) | 2 | SDG&E | 1440 | 1 | 7 | N
DX14302576 | 1980s | 1980 - 1989 | 3 | 03 - Apt 5+ Units | 2 | SDG&E | 1100 | 3 | 7 | Y
DX14345647 | 2000s | 2000 - 2012 | 4 | 01 - Single Family Detached | 1 | SDG&E | 2350 | 2 | 10 | N
DX14394902 | 1980s | 1980 - 1989 | 2 | 01 - Single Family Detached | 1 | SDG&E | 1690 | 2 | 10 | N
DX14622606 | 1970s | 1970 - 1979 | 3 | 03 - Apt 5+ Units | 1 | SDG&E | 1400 | 1 | 7 | N
DX14637479 | 1970s | 1970 - 1979 | 3 | 01 - Single Family Detached | 2 | SDG&E | 1400 | 2 | 10 | N
DX14674265 | 1970s | 1970 - 1979 | 3 | 01 - Single Family Detached | 2 | SDG&E | 1550 | 1 | 14 | Y
DX14722428 | 2000s | 2000 - 2012 | 2 | 03 - Apt 5+ Units | -98 | SDG&E | 1100 | 2 | 7 | N
DX14989075 | Dont Know | Dont Know | 3 | 03 - Apt 5+ Units | 1 | SDG&E | 1100 | 0 | 7 | Y
DX15064754 | Before the 1970s | 1900 - 1969 | 2 | 03 - Apt 5+ Units | 2 | SDG&E | 800 | 2 | 10 | Y
DX15117527 | 1970s | 1970 - 1979 | 2 | 01 - Single Family Detached | 1 | SDG&E | 2800 | 1 | 10 | N
DX15195332 | Before the 1970s | 1900 - 1969 | 2 | 01 - Single Family Detached | 1 | SDG&E | 2115 | 2 | 10 | N
DX15195818 | Before the 1970s | 1900 - 1969 | 2 | 01 - Single Family Detached | 1 | SDG&E | 1800 | 2 | 10 | N
DX15231885 | Before the 1970s | 1900 - 1969 | 2 | 01 - Single Family Detached | 2 | SDG&E | 960 | 2 | 10 | N
DX15478660 | 1970s | 1970 - 1979 | 2 | 03 - Apt 5+ Units | 1 | SDG&E | 800 | 2 | 10 | N
DX15492960 | Before the 1970s | 1900 - 1969 | 4 | 01 - Single Family Detached | 2 | SDG&E | 2900 | 3 | 10 | N
DX15618829 | 2000s | 2000 - 2012 | 2 | 01 - Single Family Detached | 1 | SDG&E | 1500 | 2 | 10 | N
DX15621770 | 2000s | 2000 - 2012 | 3 | 03 - Apt 5+ Units | -98 | SDG&E | 799 | 2 | 7 | N
DX15681694 | Before the 1970s | 1900 - 1969 | 2 | 03 - Apt 5+ Units | 2 | SDG&E | 800 | 2 | 7 | Y
DX15821802 | 1970s | 1970 - 1979 | 3 | 01 - Single Family Detached | 1 | SDG&E | 2300 | 3 | 10 | N
DX15871753 | 1970s | 1970 - 1979 | 1 | 03 - Apt 5+ Units | -98 | SDG&E | 1250 | 1 | 7 | N
DX15879617 | 1980s | 1980 - 1989 | 3 | 01 - Single Family Detached | 1 | SDG&E | 2600 | 3 | 10 | N
DX15879884 | 1970s | 1970 - 1979 | 6 | 01 - Single Family Detached | 2 | SDG&E | 2700 | 6 | 10 | N
DX16134479 | Dont Know | Dont Know | 8 | 03 - Apt 5+ Units | 2 | SDG&E | -99 | 4 | 10 | Y
DX16322352 | Before the 1970s | 1900 - 1969 | 2 | 03 - Apt 5+ Units | 2 | SDG&E | 800 | 1 | 7 | N
DX16336208 | 1990 - 1994 | 1990 - 1994 | 3 | 01 - Single Family Detached | 2 | SDG&E | 4000 | 4 | 10 | N
DX16384391 | 1970s | 1970 - 1979 | 4 | 03 - Apt 5+ Units | 2 | SDG&E | 827 | 2 | 10 | Y
DX16453017 | 1970s | 1970 - 1979 | 2 | 01 - Single Family Detached | 1 | SDG&E | 5000 | 9 | 7 | N
DX16494920 | Before the 1970s | 1900 - 1969 | 3 | 01 - Single Family Detached | 1 | SDG&E | 1500 | 3 | 10 | N
DX16511348 | 1980s | 1980 - 1989 | 1 | 06 - Townhouse/Rowhouse (2-4 Unit Multi-Story) | 2 | SDG&E | 900 | 1 | 6 | N
DX16788311 | 2000s | 2000 - 2012 | 1 | 03 - Apt 5+ Units | -98 | SDG&E | 800 | 1 | 7 | Y
DX16795366 | 1970s | 1970 - 1979 | 5 | 01 - Single Family Detached | 2 | SDG&E | 2400 | 5 | 7 | N
DX17051072 | Before the 1970s | 1900 - 1969 | 5 | 04 - Duplex (Single Story) | 1 | SDG&E | 750 | 5 | 10 | Y
DX17118482 | 2000s | 2000 - 2012 | 5 | 03 - Apt 5+ Units | 2 | SDG&E | 1608 | 1 | 6 | N
DX17384827 | Before the 1970s | 1900 - 1969 | 3 | 01 - Single Family Detached | 2 | SDG&E | 2300 | 2 | 10 | N
DX17519160 | 1970s | 1970 - 1979 | 5 | 01 - Single Family Detached | 2 | SDG&E | 2217 | 5 | 10 | N
DX17520476 | Before the 1970s | 1900 - 1969 | 2 | 01 - Single Family Detached | 1 | SDG&E | 1497 | 1 | 10 | N
DX17529022 | 1970s | 1970 - 1979 | 2 | 01 - Single Family Detached | 1 | SDG&E | 2800 | 2 | 10 | N
DX17575549 | Before the 1970s | 1900 - 1969 | 4 | 01 - Single Family Detached | 1 | SCE | 620 | 4 | 10 | Y
DX17628560 | Dont Know | Dont Know | 2 | 02 - Apt 2-4 Units | 2 | SDG&E | 893 | 2 | 10 | N
DX17650144 | Dont Know | Dont Know | 1 | 03 - Apt 5+ Units | 1 | SDG&E | 500 | 1 | 10 | Y
DX17676612 | Before the 1970s | 1900 - 1969 | 1 | 01 - Single Family Detached | 1 | SDG&E | 1050 | Refused | 10 | Y
DX17752801 | Dont Know | Dont Know | 2 | 03 - Apt 5+ Units | 2 | SDG&E | 950 | 2 | 7 | N
DX17887499 | 1980s | 1980 - 1989 | 4 | 01 - Single Family Detached | 1 | SDG&E | 3500 | 2 | 10 | N
DX18019331 | 1970s | 1970 - 1979 | 2 | 03 - Apt 5+ Units | 2 | SDG&E | 900 | 1 | 7 | N
DX18151200 | 1970s | 1970 - 1979 | 4 | 01 - Single Family Detached | 1 | SDG&E | 2100 | 3 | 10 | N
DX18154176 | 1980s | 1980 - 1989 | 5 | 01 - Single Family Detached | 1 | SDG&E | 2497 | 3 | 10 | N
DX18229252 | Before the 1970s | 1900 - 1969 | 1 | 03 - Apt 5+ Units | -98 | SDG&E | 790 | 1 | 7 | N
DX18523044 | 1980s | 1980 - 1989 | 1 | 03 - Apt 5+ Units | 1 | SDG&E | 1300 | 1 | 7 | N
DX18533942 | 1970s | 1970 - 1979 | 4 | 03 - Apt 5+ Units | 2 | SDG&E | 960 | 2 | 10 | Y
DX18864247 | Before the 1970s | 1900 - 1969 | 3 | 01 - Single Family Detached | 1 | SDG&E | 1700 | 3 | 10 | Y
DX18867911 | 1970s | 1970 - 1979 | 3 | 06 - Townhouse/Rowhouse (2-4 Unit Multi-Story) | 2 | SDG&E | 1100 | 2 | 10 | Y
DX19273805 | 1980s | 1980 - 1989 | 1 | 03 - Apt 5+ Units | 3 | SDG&E | 800 | Refused | 7 | N
DX19303890 | 1970s | 1970 - 1979 | 1 | 03 - Apt 5+ Units | 2 | SDG&E | 1000 | 1 | 7 | N
DX19352575 | 1970s | 1970 - 1979 | 1 | 03 - Apt 5+ Units | -98 | SDG&E | 630 | 1 | 7 | N
DX19945474 | Before the 1970s | 1900 - 1969 | 3 | 01 - Single Family Detached | 1 | SDG&E | 2169 | 3 | 10 | N
DX20050692 | Before the 1970s | 1900 - 1969 | 2 | 01 - Single Family Detached | 1 | SDG&E | 2086 | 1 | 10 | N
DX20072708 | 1970s | 1970 - 1979 | 2 | 01 - Single Family Detached | 1 | SDG&E | 2150 | 2 | 10 | N
DX20072984 | 1980s | 1980 - 1989 | 6 | 01 - Single Family Detached | 2 | SDG&E | 5000 | 2 | 10 | N
DX20220836 | Before the 1970s | 1900 - 1969 | 2 | 03 - Apt 5+ Units | 2 | SDG&E | 800 | 2 | 7 | Y
DX20310349 | 1970s | 1970 - 1979 | 2 | 03 - Apt 5+ Units | 2 | SDG&E | 950 | 1 | 10 | N
DX20434741 | 1970s | 1970 - 1979 | 3 | 06 - Townhouse/Rowhouse (2-4 Unit Multi-Story) | 2 | SDG&E | 1550 | 0 | 7 | N
DX20437115 | 1980s | 1980 - 1989 | 4 | 03 - Apt 5+ Units | 2 | SDG&E | 1000 | 3 | 7 | Y
DX20453408 | 2000s | 2000 - 2012 | 1 | 03 - Apt 5+ Units | 1 | SDG&E | 1400 | 1 | 7 | N
DX20453564 | 1980s | 1980 - 1989 | 2 | 03 - Apt 5+ Units | 2 | SDG&E | 800 | 2 | 7 | Y
DX20696975 | 2000s | 2000 - 2012 | 4 | 01 - Single Family Detached | 1 | SDG&E | 2700 | 2 | 14 | Y
DX20741982 | 1980s | 1980 - 1989 | 1 | 03 - Apt 5+ Units | 2 | SDG&E | 500 | 1 | 7 | N
DX20804553 | 1970s | 1970 - 1979 | 2 | 01 - Single Family Detached | 1 | SDG&E | 2067 | 1 | 7 | N
DX20876356 | 1970s | 1970 - 1979 | 2 | 03 - Apt 5+ Units | 2 | SDG&E | 825 | 2 | 7 | N
DX21100179 | Before the 1970s | 1900 - 1969 | 4 | 01 - Single Family Detached | 2 | SDG&E | 1500 | 4 | 14 | Y
DX21313726 | Before the 1970s | 1900 - 1969 | 5 | 03 - Apt 5+ Units | 2 | SDG&E | 800 | 2 | 7 | Y
DX21348629 | 1995 - 1999 | 1995 - 1999 | 3 | 01 - Single Family Detached | 1 | SDG&E | 3000 | 3 | 10 | N
DX21490926 | 1980s | 1980 - 1989 | 2 | 01 - Single Family Detached | 2 | SDG&E | 2700 | 2 | 10 | N
DX21698905 | 1980s | 1980 - 1989 | 5 | 01 - Single Family Detached | 1 | SDG&E | 2260 | 5 | 10 | N
DX22194202 | Before the 1970s | 1900 - 1969 | 1 | 02 - Apt 2-4 Units | 2 | SDG&E | 800 | 1 | 7 | N
DX22269962 | 1970s | 1970 - 1979 | 3 | 01 - Single Family Detached | 2 | SDG&E | 4269 | 5 | 10 | N
DX22429951 | 1980s | 1980 - 1989 | 1 | 06 - Townhouse/Rowhouse (2-4 Unit Multi-Story) | 2 | SDG&E | 713 | 1 | 6 | N
DX22673204 | 1980s | 1980 - 1989 | 3 | 02 - Apt 2-4 Units | 2 | SDG&E | 750 | 1 | 7 | N
DX22886125 | Before the 1970s | 1900 - 1969 | 1 | 01 - Single Family Detached | 1 | SDG&E | 2700 | 1 | 10 | N
DX22887737 | 1980s | 1980 - 1989 | 1 | 01 - Single Family Detached | 2.5 | SDG&E | 1800 | 1 | 7 | N
DX22895847 | 1980s | 1980 - 1989 | 1 | 03 - Apt 5+ Units | 2 | SDG&E | 704 | 1 | 7 | N
DX22930806 | 1970s | 1970 - 1979 | 2 | 01 - Single Family Detached | 1 | SDG&E | 2600 | 2 | 10 | N
DX23005436 | 2000s | 2000 - 2012 | 5 | 01 - Single Family Detached | 1 | SDG&E | 2968 | 3 | 14 | Y
DX23053442 | 1970s | 1970 - 1979 | 1 | 01 - Single Family Detached | 1 | SDG&E | 3500 | 1 | 10 | Y
DX23243199 | 1970s | 1970 - 1979 | 1 | 03 - Apt 5+ Units | 1 | SDG&E | 504 | 1 | 7 | N
EG03836677 | 1990 - 1994 | 1990 - 1994 | 4 | 01 - Single Family Detached | 2 | SCE | 1900 | 4 | 10 | N
EG03845114 | Before the 1970s | 1900 - 1969 | 3 | 01 - Single Family Detached | 1.5 | SCE | 2000 | 2 | 9 | Y
EG03850546 | Before the 1970s | 1900 - 1969 | 1 | 01 - Single Family Detached | 1 | SCE | 2100 | 1 | 9 | N
EG03850918 | Before the 1970s | 1900 - 1969 | 5 | 01 - Single Family Detached | 1 | SCE | 2700 | 5 | 9 | N
EG03855746 | Before the 1970s | 1900 - 1969 | 2 | 01 - Single Family Detached | 1 | SCE | 1365 | 2 | 8 | N
EG03856805 | Before the 1970s | 1900 - 1969 | 5 | 01 - Single Family Detached | 1 | SCE | 2050 | 5 | 9 | N
EG03870634 | Before the 1970s | 1900 - 1969 | 1 | 01 - Single Family Detached | 2 | SCE | 2000 | 1 | 8 | N
EG03870893 | Before the 1970s | 1900 - 1969 | 4 | 01 - Single Family Detached | 1 | SCE | 1700 | 4 | 8 | N
EG03884388 | 1980s | 1980 - 1989 | 3 | 01 - Single Family Detached | 1 | SCE | 980 | 2 | 10 | Y
EG03891955 | Before the 1970s | 1900 - 1969 | 1 | 01 - Single Family Detached | 1 | SCE | 1600 | 1 | 15 | N
EG03894535 | 1995 - 1999 | 1995 - 1999 | 3 | 01 - Single Family Detached | 2 | SCE | 5600 | 3 | 9 | N
EG03914817 | Before the 1970s | 1900 - 1969 | 4 | 01 - Single Family Detached | 1 | SCE | 1800 | 4 | 9 | Y
EG03916221 | Before the 1970s | 1900 - 1969 | 3 | 01 - Single Family Detached | 2 | SCE | 1728 | 3 | 9 | Y
EG03916435 | Before the 1970s | 1900 - 1969 | 2 | 01 - Single Family Detached | 1 | SCE | 2150 | 2 | 16 | N
EG03931107 | Before the 1970s | 1900 - 1969 | 2 | 01 - Single Family Detached | 1 | SCE | 1800 | 2 | 9 | Y
EG03934719 | Before the 1970s | 1900 - 1969 | 2 | 01 - Single Family Detached | 1 | SCE | 2300 | 2 | 8 | N
EG03935120 | Before the 1970s | 1900 - 1969 | 8 | 01 - Single Family Detached | 2 | SCE | 2200 | 7 | 9 | Y
EG03938954 | 1980s | 1980 - 1989 | 4 | 01 - Single Family Detached | 2 | SCE | 2563 | 3 | 9 | N
EG03941449 | 1995 - 1999 | 1995 - 1999 | 3 | 01 - Single Family Detached | 1 | SCE | 2500 | 3 | 15 | N
EG03947602 | Before the 1970s | 1900 - 1969 | 2 | 01 - Single Family Detached | 1 | SCE | 1550 | 1 | 8 | N
EG03958363 | 1980s | 1980 - 1989 | 2 | 01 - Single Family Detached | 1 | SCE | 1485 | 1 | 10 | Y
EG03959242 | 1980s | 1980 - 1989 | 6 | 01 - Single Family Detached | 2 | SCE | 1900 | 3 | 10 | N
EG03963375 | Before the 1970s | 1900 - 1969 | 2 | 01 - Single Family Detached | 1 | SCE | 1400 | 2 | 9 | N
EG03964940 | 1980s | 1980 - 1989 | 3 | 01 - Single Family Detached | 2 | SCE | 2300 | 2 | 10 | N
EG03976394 | Before the 1970s | 1900 - 1969 | 3 | 01 - Single Family Detached | 1 | SCE | 1300 | 3 | 9 | N
EG03978276 | 1980s | 1980 - 1989 | 4 | 01 - Single Family Detached | 1 | SCE | 1700 | 4 | 10 | N
EG03994551 | Before the 1970s | 1900 - 1969 | 2 | 02 - Apt 2-4 Units | 2 | SCE | 1800 | 2 | 6 | N
EG03996155 | Before the 1970s | 1900 - 1969 | 2 | 01 - Single Family Detached | 1 | SCE | 1800 | 2 | 9 | N
EG04000254 | 1980s | 1980 - 1989 | 3 | 01 - Single Family Detached | 1 | SCE | 1200 | 3 | 10 | Y
EG04007778 | Before the 1970s | 1900 - 1969 | 1 | 03 - Apt 5+ Units | 1 | SCE | 500 | Refused | 6 | Y
EG04008992 | Before the 1970s | 1900 - 1969 | 2 | 01 - Single Family Detached | 1 | SCE | 2200 | 2 | 9 | Y
EG04010160 | 1980s | 1980 - 1989 | 8 | 01 - Single Family Detached | 1 | SCE | 900 | 4 | 14 | Y
EG04020669 | 1990 - 1994 | 1990 - 1994 | 5 | 01 - Single Family Detached | 1 | PG&E | 1700 | 4 | 13 | N
EG04025906 | Before the 1970s | 1900 - 1969 | 4 | 01 - Single Family Detached | 1 | SCE | 1800 | 4 | 10 | Y
EG04028065 | Before the 1970s | 1900 - 1969 | 3 | 01 - Single Family Detached | 1 | SCE | 1500 | 2 | 8 | Y
EG04036887 | Before the 1970s | 1900 - 1969 | 3 | 01 - Single Family Detached | 1 | SCE | 1375 | 3 | 10 | N
EG04043272 | Before the 1970s | 1900 - 1969 | 2 | 01 - Single Family Detached | 1 | SCE | 2375 | 2 | 8 | N
EG04047779 | Before the 1970s | 1900 - 1969 | 3 | 01 - Single Family Detached | 1 | SCE | 1100 | Refused | 8 | Y
EG04050699 | 1970s | 1970 - 1979 | 3 | 01 - Single Family Detached | 1 | SCE | 1796 | 3 | 9 | N
EG04057946 | 1970s | 1970 - 1979 | 0 | 03 - Apt 5+ Units | 2 | SCE | 1420 | 0 | 15 | N
EG04059205 | 1970s | 1970 - 1979 | 2 | 01 - Single Family Detached | 1 | SCE | 1500 | 2 | 10 | N
EG04065214 | Before the 1970s | 1900 - 1969 | 4 | 01 - Single Family Detached | 2 | SCE | 2400 | 4 | 6 | N
EG04067553 | 1970s | 1970 - 1979 | 2 | 01 - Single Family Detached | 2 | SCE | 2035 | 2 | 8 | N
EG04081190 | Before the 1970s | 1900 - 1969 | 1 | 01 - Single Family Detached | 1 | SCE | 1000 | 1 | 10 | Y
EG04082694 | 1970s | 1970 - 1979 | 3 | 01 - Single Family Detached | 1 | SCE | 1600 | 3 | 10 | N
EG04083051 | 1980s | 1980 - 1989 | 6 | 01 - Single Family Detached | 1 | SCE | 1750 | 4 | 14 | Y
EG04083705 | Before the 1970s | 1900 - 1969 | 2 | 01 - Single Family Detached | 1 | SCE | 1205 | 2 | 8 | Y
EG04086202 | 1980s | 1980 - 1989 | 2 | 01 - Single Family Detached | 2.5 | SCE | 2500 | 2 | 6 | N
EG04090667 | Before the 1970s | 1900 - 1969 | 3 | 01 - Single Family Detached | 1 | SCE | 1946 | 3 | 9 | N
EG04108495 | 1990 - 1994 | 1990 - 1994 | 1 | 01 - Single Family Detached | 2 | SCE | 2118 | 1 | 10 | Y
EG04111466 | 1970s | 1970 - 1979 | 2 | 01 - Single Family Detached | 1 | SCE | 1400 | 2 | 8 | N
EG04111817 | Before the 1970s | 1900 - 1969 | 4 | 01 - Single Family Detached | 2 | SCE | 2900 | 4 | 8 | N
EG04113604 | Before the 1970s | 1900 - 1969 | 5 | 02 - Apt 2-4 Units | 2 | SCE | 1500 | 4 | 9 | N
EG04117751 | Before the 1970s | 1900 - 1969 | 7 | 01 - Single Family Detached | 1 | SCE | 1200 | 6 | 6 | N
EG04121356 | Before the 1970s | 1900 - 1969 | 5 | 01 - Single Family Detached | 2 | SCE | 2600 | 3 | 9 | N
EG04123157 | 1980s | 1980 - 1989 | 6 | 01 - Single Family Detached | 2 | SCE | 3200 | 5 | 9 | N
EG04132657 | 1970s | 1970 - 1979 | 2 | 01 - Single Family Detached | 1 | SCE | 2145 | 1 | 9 | N
EG04144142 | Before the 1970s | 1900 - 1969 | 3 | 01 - Single Family Detached | 1 | SCE | 1360 | 3 | 8 | N
EG04162896 | 1980s | 1980 - 1989 | 3 | 01 - Single Family Detached | 1 | SCE | 2000 | 2 | 15 | N
EG04183287 | 1970s | 1970 - 1979 | 2 | 01 - Single Family Detached | 1.5 | SCE | 1800 | 2 | 8 | N
EG04190395 | Before the 1970s | 1900 - 1969 | 3 | 01 - Single Family Detached | 1 | SCE | 1273 | 3 | 10 | N
EG04202770 | Before the 1970s | 1900 - 1969 | 2 | 01 - Single Family Detached | 2 | SCE | 3000 | 2 | 6 | N
EG04204361 | 1970s | 1970 - 1979 | 3 | 01 - Single Family Detached | 2 | SCE | 2475 | 3 | 6 | N
EG04214373 | Before the 1970s | 1900 - 1969 | 3 | 01 - Single Family Detached | 1 | SCE | 1200 | 2 | 6 | N
EG04217023 | Before the 1970s | 1900 - 1969 | 1 | 01 - Single Family Detached | 1 | SCE | 1600 | 1 | 6 | N
EG04235732 | Before the 1970s | 1900 - 1969 | 2 | 01 - Single Family Detached | 1 | SCE | 1500 | 2 | 9 | N
EG04236706 | 1970s | 1970 - 1979 | 1 | 01 - Single Family Detached | 1 | SCE | 1240 | 1 | 9 | N
EG04240648 | Before the 1970s | 1900 - 1969 | 4 | 01 - Single Family Detached | 2 | SCE | 5200 | 4 | 9 | N
EG04241605 | Before the 1970s | 1900 - 1969 | 2 | 01 - Single Family Detached | 1 | SCE | 1984 | 2 | 9 | N
EG04245018 | 1970s | 1970 - 1979 | 2 | 01 - Single Family Detached | 1.5 | SCE | 2300 | 2 | 8 | N
EG04246852 | Before the 1970s | 1900 - 1969 | 4 | 01 - Single Family Detached | 1 | SCE | 1700 | 4 | 8 | N
EG04263642 | Before the 1970s | 1900 - 1969 | 1 | 01 - Single Family Detached | 1 | SCE | 1200 | 1 | 6 | N
EG04267013 | Before the 1970s | 1900 - 1969 | 2 | 01 - Single Family Detached | 1 | SCE | 2300 | 2 | 8 | N
EG04275482 | Before the 1970s | 1900 - 1969 | 2 | 01 - Single Family Detached | 1 | SCE | 1230 | 2 | 10 | N
EG04277823 | 1970s | 1970 - 1979 | 1 | 01 - Single Family Detached | 1 | SCE | 3150 | 1 | 9 | N
EG04283534 | Before the 1970s | 1900 - 1969 | 2 | 01 - Single Family Detached | 1 | SCE | 1555 | 2 | 6 | N
EG04284863 | Before the 1970s | 1900 - 1969 | 2 | 01 - Single Family Detached | 1 | SCE | 1700 | 2 | 9 | N
EG04295328 | 1970s | 1970 - 1979 | 1 | 01 - Single Family Detached | 1 | SCE | 2200 | 1 | 6 | Y
EG04298804 | Before the 1970s | 1900 - 1969 | 2 | 01 - Single Family Detached | 1 | SCE | 1530 | 1 | 6 | N
EG04303541 | Before the 1970s | 1900 - 1969 | 2 | 01 - Single Family Detached | 1 | SCE | 1258 | 1 | 8 | N
EG04311849 | Before the 1970s | 1900 - 1969 | 1 | 01 - Single Family Detached | 1 | SCE | 1276 | 1 | 9 | Y
EG04336244 | Before the 1970s | 1900 - 1969 | 5 | 01 - Single Family Detached | 3 | SCE | 2600 | 4 | 16 | N
EG04353220 | Before the 1970s | 1900 - 1969 | 1 | 01 - Single Family Detached | 1 | SCE | 1082 | 2 | 8 | Y
EG04361665 | Before the 1970s | 1900 - 1969 | 4 | 01 - Single Family Detached | 1 | SCE | 1250 | 4 | 8 | N
EG04363309 | 1970s | 1970 - 1979 | 2 | 01 - Single Family Detached | 2 | SCE | 2600 | 2 | 9 | N
EG04368823 | 1970s | 1970 - 1979 | 1 | 02 - Apt 2-4 Units | 1 | SCE | 1200 | 1 | 9 | N
EG04370665 | 1970s | 1970 - 1979 | 3 | 01 - Single Family Detached | 2 | SCE | 3860 | 3 | 8 | N
EG04374102 | Before the 1970s | 1900 - 1969 | 1 | 01 - Single Family Detached | 1 | SCE | 1550 | 1 | 8 | N
EG04374319 | Before the 1970s | 1900 - 1969 | 2 | 01 - Single Family Detached | 1 | SCE | 1475 | 2 | 8 | N
EG04385046 | Before the 1970s | 1900 - 1969 | 4 | 01 - Single Family Detached | 1 | SCE | 1250 | 3 | 9 | Y
EG04385192 | 1970s | 1970 - 1979 | 2 | 01 - Single Family Detached | 2 | SCE | 2300 | 2 | 9 | Y
EG04408518 | Before the 1970s | 1900 - 1969 | 4 | 01 - Single Family Detached | 1 | SCE | 1800 | 4 | 8 | Y
EG04414631 | 1970s | 1970 - 1979 | 2 | 01 - Single Family Detached | 2 | SCE | 2000 | 2 | 6 | N
EG04419431 | Before the 1970s | 1900 - 1969 | 2 | 01 - Single Family Detached | 2 | SCE | 3000 | 2 | 6 | N
EG04420589 | 1970s | 1970 - 1979 | 1 | 03 - Apt 5+ Units | 1 | SCE and commerce energy | 785 | 1 | 6 | N
EG04429971 | 1980s | 1980 - 1989 | 1 | 01 - Single Family Detached | 1 | SCE | 1000 | 1 | 13 | N
EG04432684 | 1970s | 1970 - 1979 | 3 | 01 - Single Family Detached | 1 | SCE | 1650 | 3 | 10 | N
EG04447001 | Before the 1970s | 1900 - 1969 | 4 | 01 - Single Family Detached | 1 | SCE | 1315 | 3 | 9 | Y
EG04447955 | Before the 1970s | 1900 - 1969 | 4 | 01 - Single Family Detached | 1 | SCE | 1500 | 2 | 9 | N
EG04449005 | 1970s | 1970 - 1979 | 3 | 01 - Single Family Detached | 1 | SCE | 1500 | 3 | 9 | N
EG04450495 | Before the 1970s | 1900 - 1969 | 3 | 01 - Single Family Detached | 1 | SCE | 912 | 2 | 9 | N
EG04452064 | Before the 1970s | 1900 - 1969 | 5 | 01 - Single Family Detached | 2 | SCE | 2000 | 5 | 9 | N
EG04454924 | Before the 1970s | 1900 - 1969 | 3 | 01 - Single Family Detached | 2 | SCE | 2500 | 3 | 10 | N
EG04457728 | Before the 1970s | 1900 - 1969 | 1 | 01 - Single Family Detached | 1 | SCE | 1492 | 1 | 10 | N
EG04463333 | 1970s | 1970 - 1979 | 3 | 01 - Single Family Detached | 2 | SCE | 2400 | 3 | 6 | N
EG04466642 | Before the 1970s | 1900 - 1969 | 2 | 01 - Single Family Detached | 1 | SCE | 1753 | 2 | 6 | Y
EG04468779 | Before the 1970s | 1900 - 1969 | 1 | 01 - Single Family Detached | 2 | SCE | 1978 | Refused | 6 | Y
EG04473886 | 1970s | 1970 - 1979 | 2 | 01 - Single Family Detached | 1 | SCE | 1330 | 2 | 13 | N
EG04486437 | 1980s | 1980 - 1989 | 1 | 01 - Single Family Detached | 2 | SCE | 2005 | 1 | 8 | Y
EG04506834 | 1980s | 1980 - 1989 | 2 | 01 - Single Family Detached | 1 | SCE | 2000 | 2 | 15 | N
EG04514188 | Before the 1970s | 1900 - 1969 | 2 | 01 - Single Family Detached | 1 | SCE | 1300 | 2 | 9 | N
EG04518295 | Before the 1970s | 1900 - 1969 | 6 | 01 - Single Family Detached | 2 | SCE | 2900 | 3 | 9 | N
EG04528383 | 1980s | 1980 - 1989 | 2 | 01 - Single Family Detached | 1 | SCE | 1300 | 2 | 6 | N
EG04529068 | Before the 1970s | 1900 - 1969 | 2 | 01 - Single Family Detached | 1 | SCE | 1900 | 2 | 9 | N
EG04537927 | 1970s | 1970 - 1979 | 2 | 01 - Single Family Detached | 1 | SCE | 1492 | 2 | 8 | N
EG04547698 | 1990 - 1994 | 1990 - 1994 | 2 | 01 - Single Family Detached | 2 | SCE | 4921 | 2 | 10 | N
EG04549926 | 1990 - 1994 | 1990 - 1994 | 4 | 01 - Single Family Detached | 2 | SCE | 2530 | 2 | 8 | N
EG04552342 | 1990 - 1994 | 1990 - 1994 | 4 | 01 - Single Family Detached | 2 | SCE | 1900 | 4 | 10 | Y
EG04565224 | Before the 1970s | 1900 - 1969 | 4 | 01 - Single Family Detached | 1 | SCE | 1400 | 3 | 13 | Y
EG04565653 | Before the 1970s | 1900 - 1969 | 1 | 01 - Single Family Detached | 1 | SCE | 1544 | 1 | 13 | Y
EG04588199 | 1970s | 1970 - 1979 | 2 | 01 - Single Family Detached | 1 | SCE | 2640 | 2 | 10 | N
EG04597642 | Before the 1970s | 1900 - 1969 | 1 | 03 - Apt 5+ Units | 1 | SCE | 350 | Refused | 6 | N
EG04604078 | Before the 1970s | 1900 - 1969 | 4 | 01 - Single Family Detached | 1 | SCE | 1700 | 2 | 13 | Y
EG04616037 | 1980s | 1980 - 1989 | 1 | 01 - Single Family Detached | 2 | SCE | 2400 | 1 | 9 | N
EG04616718 | 1980s | 1980 - 1989 | 3 | 01 - Single Family Detached | 2 | SCE | 1495 | 3 | 9 | N
EG04626517 | 1980s | 1980 - 1989 | 2 | 01 - Single Family Detached | 1 | SCE | 2200 | 2 | 9 | N
EG04635045 | 1980s | 1980 - 1989 | 1 | 01 - Single Family Detached | 2 | SCE | 1463 | 1 | 10 | N
EG04645911 | 1990 - 1994 | 1990 - 1994 | 3 | 01 - Single Family Detached | 2 | SCE | 2300 | 3 | 10 | N
EG04662699 | Before the 1970s | 1900 - 1969 | 2 | 01 - Single Family Detached | 1 | SCE | 1600 | 2 | 6 | Y
EG04667328 | 1970s | 1970 - 1979 | 2 | 03 - Apt 5+ Units | 1 | SCE | 800 | 1 | 6 | N
EG04667835 | Before the 1970s | 1900 - 1969 | 3 | 01 - Single Family Detached | 1 | SCE | 1700 | 3 | 6 | N
EG04668243 | 1970s | 1970 - 1979 | 1 | 02 - Apt 2-4 Units | 2 | SCE | 800 | 1 | 8 | Y
EG04669183 | 1970s | 1970 - 1979 | 2 | 01 - Single Family Detached | 3 | SCE | 2400 | 2 | 6 | N
EG04683129 | Before the 1970s | 1900 - 1969 | 2 | 01 - Single Family Detached | 1 | SCE | 1610 | 2 | 9 | N
EG04684229 | Before the 1970s | 1900 - 1969 | 3 | 01 - Single Family Detached | 1 | SCE | 3000 | 3 | 9 | N
EG04684872 | Before the 1970s | 1900 - 1969 | 2 | 01 - Single Family Detached | 1 | SCE | 1930 | 2 | 9 | N
EG04686186 | Before the 1970s | 1900 - 1969 | 2 | 01 - Single Family Detached | 1.5 | SCE | 1700 | 2 | 9 | N
EG04688689 | Before the 1970s | 1900 - 1969 | 2 | 01 - Single Family Detached | 2 | SCE | 3077 | 2 | 9 | N
EG04692747 | Before the 1970s | 1900 - 1969 | 2 | 01 - Single Family Detached | 1 | SCE | 1400 | 2 | 8 | N
EG04693223 | Before the 1970s | 1900 - 1969 | 2 | 01 - Single Family Detached | 1 | SCE | 1700 | 1 | 8 | N
EG04700408 | Before the 1970s | 1900 - 1969 | 1 | 01 - Single Family Detached | 1 | SCE | 1300 | 1 | 10 | N
EG04718434 | 1970s | 1970 - 1979 | 2 | 01 - Single Family Detached | 1 | SCE | 1100 | 2 | 10 | N
EG04725079 | 1970s | 1970 - 1979 | 2 | 01 - Single Family Detached | 2 | SCE | 1650 | 2 | 6 | N
EG04725251 | 1970s | 1970 - 1979 | 1 | 01 - Single Family Detached | 2 | SCE | 2100 | 1 | 6 | N
EG04731244 | Before the 1970s | 1900 - 1969 | 2 | 01 - Single Family Detached | 1 | SCE | 1500 | 2 | 9 | N
EG04741282 | 1970s | 1970 - 1979 | 2 | 01 - Single Family Detached | 2 | SCE | 4032 | 2 | 6 | N
EG04767072 | 1970s | 1970 - 1979 | 2 | 01 - Single Family Detached | 1 | SCE | 1750 | 2 | 8 | N
EG04770042 | Before the 1970s | 1900 - 1969 | 2 | 01 - Single Family Detached | 1 | SCE | 2100 | 2 | 8 | N
EG04771005 | Before the 1970s | 1900 - 1969 | 2 | 01 - Single Family Detached | 2 | SCE | 2100 | 2 | 8 | N
EG04790037 | 1970s | 1970 - 1979 | 2 | 06 - Townhouse/Rowhouse (2-4 Unit Multi-Story) | 3 | SCE | 1800 | 2 | 6 | N
EG04806273 | 1980s | 1980 - 1989 | 3 | 01 - Single Family Detached | 2 | SCE | 1602 | 3 | 10 | N
EG04806604 | 1980s | 1980 - 1989 | 2 | 01 - Single Family Detached | 1 | SCE | 1800 | 2 | 10 | N
EG04813633 | 1980s | 1980 - 1989 | 3 | 01 - Single Family Detached | 1 | SCE | 2363 | 2 | 10 | N
EG04815663 | 1980s | 1980 - 1989 | 2 | 01 - Single Family Detached | 2 | SCE | 2856 | 2 | 9 | N
EG04817568 | 1980s | 1980 - 1989 | 2 | 01 - Single Family Detached | 2 | SCE | 2319 | 1 | 10 | N
EG04817940 | 1980s | 1980 - 1989 | 2 | 01 - Single Family Detached | 1 | SCE | 1400 | 2 | 14 | N
EG04835351 | 1980s | 1980 - 1989 | 2 | 05 - Mobile Home | 1 | SCE | 1500 | 2 | 10 | N
EG04836096 | 1995 - 1999 | 1995 - 1999 | 2 | 01 - Single Family Detached | 1 | SCE | 2800 | 2 | 9 | N
EG04836396 | 1990 - 1994 | 1990 - 1994 | 1 | 01 - Single Family Detached | 1 | SCE | 2100 | 1 | 10 | N
EG04836895 | 1990 - 1994 | 1990 - 1994 | 4 | 01 - Single Family Detached | 2 | SCE | 2032 | 2 | 10 | Y
EG04839331 | Before the 1970s | 1900 - 1969 | 4 | 01 - Single Family Detached | 1 | SCE | 1400 | 3 | 9 | N
EG04843338 | Before the 1970s | 1900 - 1969 | 1 | 01 - Single Family Detached | 1 | SCE | 1600 | 1 | 8 | N
EG04855258 | Before the 1970s | 1900 - 1969 | 5 | 01 - Single Family Detached | 1 | SCE | 1420 | 5 | 9 | N
EG04860768 | Before the 1970s | 1900 - 1969 | 4 | 01 - Single Family Detached | 2 | PG&E | 2600 | 2 | 6 | N
EG04864476 | 1980s | 1980 - 1989 | 1 | 06 - Townhouse/Rowhouse (2-4 Unit Multi-Story) | 2 | SCE | 1250 | 1 | 9 | N
EG04869621 | 1995 - 1999 | 1995 - 1999 | 2 | 01 - Single Family Detached | 2 | SCE | 1500 | 2 | 6 | N
EG04870693 | Before the 1970s | 1900 - 1969 | 2 | 01 - Single Family Detached | 1 | SCE | 3500 | 2 | 15 | N
EG04876884 | Before the 1970s | 1900 - 1969 | 5 | 01 - Single Family Detached | 1 | SCE | 1400 | 3 | 9 | Y
EG04881569 | 1970s | 1970 - 1979 | 1 | 01 - Single Family Detached | 1 | SCE | 1400 | 1 | 10 | N
EG04892988 | 1980s | 1980 - 1989 | 2 | 01 - Single Family Detached | 2 | SCE | 2480 | 2 | 10 | N
EG04894237 | 1995 - 1999 | 1995 - 1999 | 2 | 01 - Single Family Detached | 2 | SCE | 1900 | 1 | 8 | N
EG04894901 | Before the 1970s | 1900 - 1969 | 2 | 01 - Single Family Detached | 1 | SCE | 3000 | 2 | 9 | Y
EG04898604 | Before the 1970s | 1900 - 1969 | 8 | 01 - Single Family Detached | 1 | SCE | 2000 | 7 | 6 | N
EG04907251 | 1990 - 1994 | 1990 - 1994 | 4 | 01 - Single Family Detached | 2 | SCE | 2000 | 3 | 9 | N
EG04909235 | Before the 1970s | 1900 - 1969 | 2 | 01 - Single Family Detached | 2 | SCE | 2325 | 2 | 6 | N
EG04912508 | 1990 - 1994 | 1990 - 1994 | 7 | 01 - Single Family Detached | 2 | SCE | 3200 | 3 | 8 | N
EG04918967 | Before the 1970s | 1900 - 1969 | 3 | 01 - Single Family Detached | 1 | SCE | 900 | 4 | 10 | Y
EG04924443 | Before the 1970s | 1900 - 1969 | 4 | 01 - Single Family Detached | 1 | SCE | 1100 | 2 | 10 | N
EG04957792 | 1995 - 1999 | 1995 - 1999 | 4 | 01 - Single Family Detached | 1 | SCE | 1450 | 3 | 13 | Y
EG04962005 | 1970s | 1970 - 1979 | 6 | 02 - Apt 2-4 Units | 2 | SCE | 1150 | 3 | 9 | Y
EG04976947 | Before the 1970s | 1900 - 1969 | 1 | 01 - Single Family Detached | 1 | SCE | 2400 | 1 | 15 | Y
EG04979825 | Before the 1970s | 1900 - 1969 | 3 | 01 - Single Family Detached | 1 | SCE | 2169 | 2 | 10 | N
EG05000658 | 1970s | 1970 - 1979 | 4 | 01 - Single Family Detached | 1 | SCE | 1490 | 2 | 8 | N
EG05013494 | 1995 - 1999 | 1995 - 1999 | 3 | 01 - Single Family Detached | 1 | SCE | 2300 | 3 | 13 | N
EG05016837 | 1970s | 1970 - 1979 | 1 | 01 - Single Family Detached | 1 | SCE | 2100 | 1 | 9 | N
EG05021977 | Before the 1970s | 1900 - 1969 | 2 | 01 - Single Family Detached | 1 | SCE | 950 | 1 | 6 | N
EG05032447 | 1980s | 1980 - 1989 | 4 | 01 - Single Family Detached | 1 | SCE | 1050 | 2 | 10 | Y
EG05039998 | Before the 1970s | 1900 - 1969 | 4 | 01 - Single Family Detached | 1 | SCE | 1500 | 1 | 13 | Y
EG05048257 | 1995 - 1999 | 1995 - 1999 | 3 | 01 - Single Family Detached | 2 | SCE | 2800 | 2 | 10 | N
EG05053477 | Before the 1970s | 1900 - 1969 | 6 | 01 - Single Family Detached | 1 | SCE | 1350 | 4 | 8 | N
EG05061243 | 1995 - 1999 | 1995 - 1999 | 3 | 01 - Single Family Detached | 2 | SCE | 1980 | 2 | 9 | N
EG05067095 | Before the 1970s | 1900 - 1969 | 3 | 01 - Single Family Detached | 1 | SCE | 1081 | 3 | 8 | N
EG05079663 | Before the 1970s | 1900 - 1969 | 2 | 01 - Single Family Detached | 1 | SCE | 2200 | 2 | 10 | N
EG05080037 | Before the 1970s | 1900 - 1969 | 5 | 01 - Single Family Detached | 1 | SCE | 1800 | 4 | 10 | Y
EG05099496 | 1970s | 1970 - 1979 | 4 | 01 - Single Family Detached | 1 | SCE | 3000 | 4 | 10 | Y
EG05100887 | Before the 1970s | 1900 - 1969 | 2 | 01 - Single Family Detached | 1 | SCE | 2600 | 2 | 5 | N
EG05114750 | Before the 1970s | 1900 - 1969 | 1 | 01 - Single Family Detached | 1 | SCE | 916 | 1 | 10 | Y
EG05132716 | Before the 1970s | 1900 - 1969 | 4 | 01 - Single Family Detached | 1 | SCE | 1200 | 3 | 9 | N
EG05134247 | Dont Know | Dont Know | 7 | 01 - Single Family Detached | 2 | SCE | 2054 | 4 | 9 | N
EG05135331 | Before the 1970s | 1900 - 1969 | 1 | 02 - Apt 2-4 Units | 2 | SCE | 900 | 1 | 8 | Y
EG05140863 | 1980s | 1980 - 1989 | 3 | 01 - Single Family Detached | 1 | SCE | 1260 | 2 | 15 | Y
EG05141292 | Before the 1970s | 1900 - 1969 | 6 | 01 - Single Family Detached | 1 | SCE | -99 | 4 | 9 | Y
EG05171144 | 1995 - 1999 | 1995 - 1999 | 2 | 01 - Single Family Detached | 1 | SCE | 2300 | 2 | 15 | N
EG05187140 | 1970s | 1970 - 1979 | 1 | 03 - Apt 5+ Units | 1 | SCE | 500 | 1 | 10 | Y
EG05192304 | 1970s | 1970 - 1979 | 6 | 01 - Single Family Detached | 3 | SCE | 3600 | 1 | 6 | N
EG05193321 | 1995 - 1999 | 1995 - 1999 | 3 | 06 - Townhouse/Rowhouse (2-4 Unit Multi-Story) | 2 | SCE | 1480 | 2 | 8 | N
EG05207329 | 1995 - 1999 | 1995 - 1999 | 2 | 01 - Single Family Detached | 1 | SCE | 1850 | 2 | 10 | N
EG05212194 | Before the 1970s | 1900 - 1969 | 2 | 01 - Single Family Detached | 1 | SCE | 1560 | 2 | 9 | N
EG05212698 | 1970s | 1970 - 1979 | 2 | 04 - Duplex (Single Story) | 1 | SCE | 1128 | 2 | 9 | N
EG05233103 | Before the 1970s | 1900 - 1969 | 4 | 02 - Apt 2-4 Units | 2 | SCE | 1300 | Refused | 8 | Y
EG05238256 | Before the 1970s | 1900 - 1969 | 6 | 02 - Apt 2-4 Units | 1 | SCE | -99 | 1 | 8 | Y
EG05263849 | 1980s | 1980 - 1989 | 3 | 03 - Apt 5+ Units | 3 | SCE | 980 | 2 | 8 | N
EG05268125 | 1980s | 1980 - 1989 | 2 | 06 - Townhouse/Rowhouse (2-4 Unit Multi-Story) | 2 | SCE | 1500 | 2 | 6 | N
EG05293379 | 1980s | 1980 - 1989 | 6 | 01 - Single Family Detached | 1 | SCE | 2000 | 5 | 8 | N
EG05296530 | 1980s | 1980 - 1989 | 2 | 01 - Single Family Detached | 1 | SCE | 1060 | 2 | 10 | Y
EG05305737 | Before the 1970s | 1900 - 1969 | 4 | 01 - Single Family Detached | 1 | SCE | 1500 | 4 | 9 | Y
EG05307280 | 1990 - 1994 | 1990 - 1994 | 5 | 01 - Single Family Detached | 2 | SCE | 2500 | 5 | 10 | N
EG05325983 | 1995 - 1999 | 1995 - 1999 | 3 | 01 - Single Family Detached | 2 | SCE | 2040 | 3 | 9 | N
EG05329465 | Before the 1970s | 1900 - 1969 | 3 | 01 - Single Family Detached | 1 | SCE | 1400 | 2 | 13 | Y
EG05349358 | 1980s | 1980 - 1989 | 8 | 01 - Single Family Detached | 2 | SCE | 1584 | 5 | 14 | N
EG05354428 | 1970s | 1970 - 1979 | 1 | 04 - Duplex (Single Story) | 1 | SCE | 1000 | 1 | 8 | N
EG05356473 | Before the 1970s | 1900 - 1969 | 2 | 01 - Single Family Detached | 1 | SCE | 1200 | 0 | 13 | N
EG05363574 | 1980s | 1980 - 1989 | 1 | 01 - Single Family Detached | 2 | SCE | 1415 | 1 | 9 | N
EG05365214 | 1990 - 1994 | 1990 - 1994 | 1 | 01 - Single Family Detached | 1 | SCE | 1950 | 1 | 10 | N
EG05370288 | Before the 1970s | 1900 - 1969 | 2 | 01 - Single Family Detached | 1 | SCE | 1250 | 4 | 13 | N
EG05376986 | 1980s | 1980 - 1989 | 4 | 03 - Apt 5+ Units | 1 | SCE | 700 | 4 | 10 | Y
EG05378841 | 1980s | 1980 - 1989 | 1 | 06 - Townhouse/Rowhouse (2-4 Unit Multi-Story) | 2 | SCE | 1300 | 1 | 9 | Y
EG05401687 | 1995 - 1999 | 1995 - 1999 | 4 | 01 - Single Family Detached | 2 | SDG&E | 1800 | 4 | 8 | N
EG05419406 | Before the 1970s | 1900 - 1969 | 2 | 03 - Apt 5+ Units | 2 | SCE | 800 | 2 | 8 | N
EG05425084 | Before the 1970s | 1900 - 1969 | 4 | 01 - Single Family Detached | 2 | SCE | 1300 | 3 | 8 | Y
EG05430547 | 1990 - 1994 | 1990 - 1994 | 5 | 01 - Single Family Detached | 1 | SCE | 2200 | 4 | 9 | N
EG05449065 | Before the 1970s | 1900 - 1969 | 2 | 01 - Single Family Detached | 1 | SCE | 1600 | 2 | 13 | Y
EG05456574 | 1995 - 1999 | 1995 - 1999 | 5 | 01 - Single Family Detached | 2 | SCE | 3340 | 4 | 10 | Y
EG05465495 | 1995 - 1999 | 1995 - 1999 | 3 | 01 - Single Family Detached | 1 | SCE | 1800 | 3 | 10 | N
EG05484839 | 1980s | 1980 - 1989 | 3 | 01 - Single Family Detached | 1 | SCE | 2200 | 1 | 6 | N
EG05493492 | Before the 1970s | 1900 - 1969 | 4 | 03 - Apt 5+ Units | 1 | SCE | 1200 | 1 | 6 | N
EG05494926 | 1980s | 1980 - 1989 | 2 | 05 - Mobile Home | 1 | SCE | 1750 | 2 | 15 | N
EG05504771 | 2000s | 2000 - 2012 | 2 | 01 - Single Family Detached | 1 | SCE | 3000 | 2 | 15 | N
EG05518660 | 1995 - 1999 | 1995 - 1999 | 4 | 01 - Single Family Detached | 2 | SCE | 2400 | 4 | 10 | Y
EG05528051 | Before the 1970s | 1900 - 1969 | 2 | 01 - Single Family Detached | 1 | SCE | 1504 | 2 | 8 | N
EG05536059 | 1980s | 1980 - 1989 | 2 | 04 - Duplex (Single Story) | 1 | SCE | 1104 | 2 | 10 | Y
EG05546154 | Before the 1970s | 1900 - 1969 | 2 | 01 - Single Family Detached | 1 | SCE | 1500 | 2 | 6 | N
EG05549673 | 1995 - 1999 | 1995 - 1999 | 3 | 01 - Single Family Detached | 1 | SCE | 1500 | 0 | 13 | N
EG05562744 | 1990 - 1994 | 1990 - 1994 | 4 | 01 - Single Family Detached | 2 | SCE | 2200 | 2 | 9 | N
EG05569660 | 1980s | 1980 - 1989 | 2 | 01 - Single Family Detached | 1 | SCE | 1700 | 2 | 6 | N
EG05586325 | Before the 1970s | 1900 - 1969 | 9 | 01 - Single Family Detached | 1 | SCE | 1145 | 6 | 9 | Y
EG05591123 | 2000s | 2000 - 2012 | 3 | 01 - Single Family Detached | 2 | SCE | 2900 | 3 | 14 | N
EG05596605 | 1980s | 1980 - 1989 | 3 | 01 - Single Family Detached | 2 | SCE | 2323 | 3 | 6 | N
EG05600856 | 1980s | 1980 - 1989 | 2 | 02 - Apt 2-4 Units | 2 | SCE | 1400 | 2 | 8 | N
EG05607891 | Before the 1970s | 1900 - 1969 | 3 | 01 - Single Family Detached | 1 | SCE | 950 | 1 | 6 | N
EG05622522 | 1980s | 1980 - 1989 | 4 | 01 - Single Family Detached | 2 | SCE | 5500 | 6 | 9 | N
EG05634966 | 1970s | 1970 - 1979 | 2 | 01 - Single Family Detached | 1 | SCE | 1450 | 2 | 10 | N
EG05636299 | Before the 1970s | 1900 - 1969 | 4 | 01 - Single Family Detached | 1 | SCE | 1621 | 2 | 8 | N
EG05651022 | 2000s | 2000 - 2012 | 4 | 01 - Single Family Detached | 2 | SCE | 3800 | 3 | 10 | N
EG05651300 | Before the 1970s | 1900 - 1969 | 4 | 01 - Single Family Detached | 1 | SCE | 1500 | 2 | 8 | N
EG05657602 | 2000s | 2000 - 2012 | 3 | 01 - Single Family Detached | 2 | SCE | 2200 | 3 | 6 | N
EG05657744 | 1970s | 1970 - 1979 | 1 | 01 - Single Family Detached | 1 | SCE | 2026 | 1 | 8 | N
EG05677218 | 1995 - 1999 | 1995 - 1999 | 5 | 01 - Single Family Detached | 1 | PG&E | 1580 | 2 | 14 | Y
EG05679814 | 2000s | 2000 - 2012 | 4 | 01 - Single Family Detached | 2 | SCE | 2300 | 3 | 10 | N
EG05686708 | 1980s | 1980 - 1989 | 4 | 01 - Single Family Detached | 1 | SCE | 1600 | 1 | 14 | Y
EG05689209 | 2000s | 2000 - 2012 | 4 | 01 - Single Family Detached | 2 | SCE | 2400 | 2 | 6 | N
EG05690251 | 1980s | 1980 - 1989 | 4 | 01 - Single Family Detached | 2 | SCE | 2800 | 1 | 9 | N
EG05693601 | 1990 - 1994 | 1990 - 1994 | 2 | 01 - Single Family Detached | 2 | SCE | 2000 | 2 | 8 | Y
EG05694011 | Before the 1970s | 1900 - 1969 | 3 | 01 - Single Family Detached | 1 | SCE | 1266 | 3 | 8 | N
EG05694672 | 2000s | 2000 - 2012 | 2 | 01 - Single Family Detached | 1 | SCE | 2100 | 2 | 10 | N
EG05697378 | Before the 1970s | 1900 - 1969 | 2 | 01 - Single Family Detached | 1 | SCE | 1350 | 1 | 6 | N
EG05704433 | 2000s | 2000 - 2012 | 2 | 06 - Townhouse/Rowhouse (2-4 Unit Multi-Story) | 1.5 | SCE | 1200 | 2 | 6 | N
EG05708854 | 2000s | 2000 - 2012 | 4 | 01 - Single Family Detached | 2 | SCE | 3170 | 2 | 6 | N
EG05711946 | 1995 - 1999 | 1995 - 1999 | 3 | 03 - Apt 5+ Units | 2 | SCE | 1605 | 2 | 6 | N
EG05715521 | Before the 1970s | 1900 - 1969 | 3 | 01 - Single Family Detached | 1 | SCE | 1400 | 3 | 9 | N
EG05731657 | Before the 1970s | 1900 - 1969 | 2 | 01 - Single Family Detached | 2 | SCE | 1800 | 2 | 6 | N
EG05738758 | 2000s | 2000 - 2012 | 4 | 01 - Single Family Detached | 1 | SCE | 2300 | 2 | 10 | N
EG05740866 | 2000s | 2000 - 2012 | 5 | 01 - Single Family Detached | 2 | SCE | 3200 | 2 | 9 | N
EG05744901 | Before the 1970s | 1900 - 1969 | 1 | 01 - Single Family Detached | 1 | SCE | 1150 | 1 | 15 | N
EG05754656 | 1995 - 1999 | 1995 - 1999 | 8 | 01 - Single Family Detached | 2 | SCE | 4700 | 2 | 6 | N
EG05766771 | 2000s | 2000 - 2012 | 3 | 01 - Single Family Detached | 2 | SCE | 2400 | 3 | 9 | N
EG05767657 | 1980s | 1980 - 1989 | 2 | 01 - Single Family Detached | 3 | SCE | 4200 | 2 | 16 | N
EG05774472 | Before the 1970s | 1900 - 1969 | 3 | 01 - Single Family Detached | 1 | SCE | 1200 | 3 | 9 | Y
EG05790075 | 1990 - 1994 | 1990 - 1994 | 4 | 01 - Single Family Detached | 2 | SCE | 2670 | 2 | 10 | N
EG05792819 | 2000s | 2000 - 2012 | 4 | 01 - Single Family Detached | 2 | SCE | 2600 | 2 | 9 | N
EG05801144 | 2000s | 2000 - 2012 | 2 | 01 - Single Family Detached | 1 | SCE | 2220 | 2 | 10 | N
EG05802788 | Before the 1970s | 1900 - 1969 | 4 | 01 - Single Family Detached | 1 | SCE | 1300 | 2 | 10 | Y
EG05803129 | Before the 1970s | 1900 - 1969 | 3 | 01 - Single Family Detached | 1 | SCE | 1600 | 2 | 9 | N
EG05804519 | Before the 1970s | 1900 - 1969 | 7 | 01 - Single Family Detached | 2 | SCE | 1640 | 4 | 6 | N
EG05812428 | 1970s | 1970 - 1979 | 3 | 01 - Single Family Detached | 2 | SCE | 2700 | 3 | 10 | Y
EG05812919 | Before the 1970s | 1900 - 1969 | 1 | 01 - Single Family Detached | 1 | SCE | 908 | 1 | 8 | N
EG05822621 | Dont Know | Dont Know | 6 | 01 - Single Family Detached | 1 | SCE | 1500 | 3 | 13 | Y
EG05828351 | Before the 1970s | 1900 - 1969 | 4 | 01 - Single Family Detached | 1 | SCE | 1034 | 2 | 6 | N
EG05839416 | 2000s | 2000 - 2012 | 3 | 06 - Townhouse/Rowhouse (2-4 Unit Multi-Story) | 2.5 | SCE | 1560 | 3 | 6 | N
EG05861599 | 1970s | 1970 - 1979 | 2 | 01 - Single Family Detached | 2 | SCE | 2400 | 2 | 9 | N
EG05871116 | Before the 1970s | 1900 - 1969 | 2 | 01 - Single Family Detached | 3 | SCE | 2800 | 1 | 8 | N
EG05873051 | Before the 1970s | 1900 - 1969 | 5 | 01 - Single Family Detached | 1 | SCE | 1800 | 3 | 8 | Y
EG05877480 | 1990 - 1994 | 1990 - 1994 | 5 | 01 - Single Family Detached | 2 | SCE | 3100 | 5 | 8 | N
EG05877944 | 2000s | 2000 - 2012 | 2 | 01 - Single Family Detached | 2 | SCE | 3250 | 2 | 8 | N
EG05896392 | 1970s | 1970 - 1979 | 2 | 01 - Single Family Detached | 1 | SCE | 1944 | 2 | 10 | Y
EG05898624 | Before the 1970s | 1900 - 1969 | 4 | 01 - Single Family Detached | 1 | SCE | 1000 | 3 | 10 | Y
EG05907945 | 1980s | 1980 - 1989 | 2 | 02 - Apt 2-4 Units | 2 | SCE | 1450 | 1 | 9 | N
EG05918697 | 1980s | 1980 - 1989 | 1 | 01 - Single Family Detached | 1 | SCE | 1130 | 1 | 10 | N
EG05924904 | Before the 1970s | 1900 - 1969 | 5 | 01 - Single Family Detached | 2 | SCE | 1300 | 5 | 10 | Y
EG05928801 | Before the 1970s | 1900 - 1969 | 3 | 01 - Single Family Detached | 1 | SCE | 3000 | 3 | 15 | Y
EG05945180 | Before the 1970s | 1900 - 1969 | 3 | 01 - Single Family Detached | 1 | SCE | 1987 | 2 | 8 | N
EG05973762 | 2000s | 2000 - 2012 | 1 | 01 - Single Family Detached | 2 | SCE | 2350 | 1 | 6 | Y
EG05978918 | 1980s | 1980 - 1989 | 1 | 03 - Apt 5+ Units | 2 | SCE | 1400 | 1 | 6 | N
EG05980694 | Before the 1970s | 1900 - 1969 | 2 | 01 - Single Family Detached | 1 | SCE | 1300 | 1 | 9 | N
EG05984477 | 2000s | 2000 - 2012 | 8 | 01 - Single Family Detached | 2 | SCE | 2400 | 4 | 9 | N
EG05989561 | 1970s | 1970 - 1979 | 4 | 01 - Single Family Detached | 2 | SCE | 2700 | 3 | 8 | N
EG05994489 | Before the 1970s | 1900 - 1969 | 5 | 01 - Single Family Detached | 1 | SCE | 1965 | 3 | 10 | N
EG05995097 | Before the 1970s | 1900 - 1969 | 2 | 01 - Single Family Detached | 1 | SCE | 2380 | 2 | 10 | N
EG06001916 | 2000s | 2000 - 2012 | 2 | 01 - Single Family Detached | 2 | SCE | 3200 | 2 | 9 | N
EG06009970 | Before the 1970s | 1900 - 1969 | 2 | 01 - Single Family Detached | 1 | SCE | 2700 | 2 | 9 | N
EG06014998 | 1970s | 1970 - 1979 | 4 | 01 - Single Family Detached | 1 | SCE | 1495 | 3 | 10 | Y
EG06021937 | Before the 1970s | 1900 - 1969 | 5 | 01 - Single Family Detached | 2 | SCE | 3524 | 5 | 6 | N
EG06030375 | 1995 - 1999 | 1995 - 1999 | 4 | 01 - Single Family Detached | 2 | SCE | 1647 | 2 | 10 | Y
EG06032011 | Before the 1970s | 1900 - 1969 | 5 | 01 - Single Family Detached | 1 | SCE | 1500 | 2 | 9 | Y
EG06045553 | 2000s | 2000 - 2012 | 3 | 01 - Single Family Detached | 1 | SCE | 1750 | 2 | 10 | N
EG06058746 | Before the 1970s | 1900 - 1969 | 4 | 01 - Single Family Detached | 2 | SCE | 2450 | 4 | 9 | N
EG06078057 | 1995 - 1999 | 1995 - 1999 | 4 | 06 - Townhouse/Rowhouse (2-4 Unit Multi-Story) | 2 | SCE | 1407 | 1 | 9 | N
EG06083172 | 2000s | 2000 - 2012 | 4 | 01 - Single Family Detached | 2 | SCE | 4315 | 3 | 10 | N
EG06127981 | 1990 - 1994 | 1990 - 1994 | 4 | 01 - Single Family Detached | 2 | SCE | 3400 | 3 | 8 | N
EG06142054 | 1980s | 1980 - 1989 | 2 | 03 - Apt 5+ Units | 1 | SCE | 700 | 1 | 13 | Y
EG06142277 | 1970s | 1970 - 1979 | 5 | 01 - Single Family Detached | 1 | SCE | 1800 | 2 | 6 | N
EG06144524 | 1995 - 1999 | 1995 - 1999 | 2 | 01 - Single Family Detached | 1 | SCE | 2909 | 2 | 15 | N
EG06144855 | Before the 1970s | 1900 - 1969 | 1 | 01 - Single Family Detached | 1 | SCE | 1870 | 1 | 8 | N
EG06167089 | Before the 1970s | 1900 - 1969 | 7 | 01 - Single Family Detached | 1 | SCE | 1200 | 3 | 8 | N
EG06167180 | Dont Know | Dont Know | 4 | 05 - Mobile Home | 1 | SCE | 800 | 4 | 10 | Y
EG06173491 | Before the 1970s | 1900 - 1969 | 4 | 01 - Single Family Detached | 1 | SCE | 1260 | 2 | 9 | Y
EG06196672 | 2000s | 2000 - 2012 | 4 | 03 - Apt 5+ Units | 2 | SCE | 1964 | 2 | 10 | Y
EG06198233 | 2000s | 2000 - 2012 | 5 | 01 - Single Family Detached | 2 | SCE | 3013 | 2 | 6 | N
EG06208893 | Before the 1970s | 1900 - 1969 | 3 | 01 - Single Family Detached | 1 | SCE | 1900 | 10 | 9 | N
EG06214640 | 1995 - 1999 | 1995 - 1999 | 4 | 01 - Single Family Detached | 2 | SCE | 3000 | 4 | 14 | N
EG06239051 | Dont Know | Dont Know | 4 | 01 - Single Family Detached | 1 | SCE | 1600 | 2 | 15 | Y
EG06239687 | 2000s | 2000 - 2012 | 2 | 01 - Single Family Detached | 1 | SCE | 1873 | 2 | 14 | N
EG06242992 | 1970s | 1970 - 1979 | 6 | 01 - Single Family Detached | 1 | SCE | 1002 | 3 | 10 | Y
EG06246003 | 2000s | 2000 - 2012 | 2 | 05 - Mobile Home | 1 | SCE | 1523 | 2 | 10 | N
EG06246768 | 1970s | 1970 - 1979 | 2 | 02 - Apt 2-4 Units | 2 | SCE | 1000 | 1 | 6 | N
EG06249563 | Before the 1970s | 1900 - 1969 | 6 | 01 - Single Family Detached | 1 | SCE | 990 | 2 | 10 | Y
EG06260864 | 1970s | 1970 - 1979 | 1 | 02 - Apt 2-4 Units | 1 | SCE | 1800 | 1 | 6 | N
EG06273453 | 1980s | 1980 - 1989 | 2 | 02 - Apt 2-4 Units | 1 | SCE | 1620 | 1 | 15 | N
EG06291111 | 1980s | 1980 - 1989 | 1 | 03 - Apt 5+ Units | 1 | SCE | 794 | 1 | 9 | N
EG06299737 | Before the 1970s | 1900 - 1969 | 6 | 04 - Duplex (Single Story) | 1 | SCE | 650 | 2 | 8 | N
EG06311659 | 2000s | 2000 - 2012 | 3 | 01 - Single Family Detached | 2 | SCE | 6000 | 2 | 10 | N
EG06323692 | Before the 1970s | 1900 - 1969 | 4 | 01 - Single Family Detached | 1 | SCE | 2800 | 3 | 8 | Y
EG06328733 | 1980s | 1980 - 1989 | 4 | 01 - Single Family Detached | 1 | SCE | 2140 | 2 | 14 | N
EG06330603 | 2000s | 2000 - 2012 | 1 | 01 - Single Family Detached | 1 | SCE | 2870 | 1 | 14 | N
EG06342256 | 2000s | 2000 - 2012 | 1 | 01 - Single Family Detached | 1 | SCE | 3800 | 1 | 15 | N
EG06345219 | 1980s | 1980 - 1989 | 3 | 01 - Single Family Detached | 1 | SCE | 1100 | 2 | 10 | N
EG06351004 | Before the 1970s | 1900 - 1969 | 4 | 01 - Single Family Detached | 2 | SCE | 2100 | 2 | 9 | N
EG06354490 | 2000s | 2000 - 2012 | 4 | 01 - Single Family Detached | 2 | SCE | 4000 | 3 | 10 | N
EG06363494 | 1970s | 1970 - 1979 | 2 | 01 - Single Family Detached | 2 | SCE | 3300 | 2 | 6 | N
EG06365497 | 1970s | 1970 - 1979 | 2 | 06 - Townhouse/Rowhouse (2-4 Unit Multi-Story) | 2 | SCE | 1344 | 2 | 14 | Y
EG06378529 | 1970s | 1970 - 1979 | 3 | 06 - Townhouse/Rowhouse (2-4 Unit Multi-Story) | 2 | SCE | 2000 | 2 | 6 | N
EG06388505 | 1990 - 1994 | 1990 - 1994 | 2 | 01 - Single Family Detached | 1 | SCE | 2147 | 1 | 14 | N
EG06389375 | 1990 - 1994 | 1990 - 1994 | 1 | 05 - Mobile Home | 1 | SCE | 1956 | 1 | 15 | Y
EG06421828 | Before the 1970s | 1900 - 1969 | 2 | 02 - Apt 2-4 Units | 1 | SCE | 600 | 1 | 10 | N
EG06430253 | Before the 1970s | 1900 - 1969 | 4 | 01 - Single Family Detached | 1 | SCE | 1000 | 3 | 9 | Y
EG06431517 | 1990 - 1994 | 1990 - 1994 | 2 | 01 - Single Family Detached | 1 | SCE | 2100 | 2 | 15 | N
EG06438286 | Before the 1970s | 1900 - 1969 | 2 | 01 - Single Family Detached | 1 | SCE | 1900 | 2 | 14 | Y
EG06442571 | Before the 1970s | 1900 - 1969 | 5 | 01 - Single Family Detached | 1 | SCE | 1300 | 2 | 9 | Y
EG06451581 | 2000s | 2000 - 2012 | 4 | 01 - Single Family Detached | 2 | SCE | 3400 | 3 | 10 | N
EG06479440 | 1970s | 1970 - 1979 | 2 | 01 - Single Family Detached | 1 | SCE | 1100 | 2 | 9 | N
EG06480728 | 1970s | 1970 - 1979 | 4 | 02 - Apt 2-4 Units | 2 | SCE | 1400 | 2 | 9 | N
EG06489070 | Before the 1970s | 1900 - 1969 | 2 | 01 - Single Family Detached | 1 | SCE | 1450 | 2 | 15 | N
EG06490214 | 2000s | 2000 - 2012 | 4 | 01 - Single Family Detached | 2 | SCE | 4300 | 2 | 6 | Y
EG06490590 | 1995 - 1999 | 1995 - 1999 | 1 | 01 - Single Family Detached | 2 | SCE | 2005 | 1 | 9 | N
EG06493646 | Before the 1970s | 1900 - 1969 | 7 | 01 - Single Family Detached | 1 | SCE | 1400 | 3 | 6 | Y
EG06502370 | 2000s | 2000 - 2012 | 3 | 01 - Single Family Detached | 2 | SCE | 3342 | 3 | 8 | N
EG06514302 | 2000s | 2000 - 2012 | 3 | 01 - Single Family Detached | 2 | SCE | 3900 | Refused | 10 | N
EG06536583 | 1970s | 1970 - 1979 | 5 | 01 - Single Family Detached | 1 | SCE | 1720 | 8 | 8 | Y
EG06566563 | Before the 1970s | 1900 - 1969 | 1 | 01 - Single Family Detached | 1 | SCE | 1400 | 1 | 6 | N
EG06574008 | Before the 1970s | 1900 - 1969 | 2 | 03 - Apt 5+ Units | 2 | SCE | 1500 | 2 | 8 | Y
EG06581502 | 1980s | 1980 - 1989 | 1 | 04 - Duplex (Single Story) | 1 | SCE | 970 | 1 | 9 | N
EG06623107 | 1990 - 1994 | 1990 - 1994 | 4 | 01 - Single Family Detached | 2 | SCE | 1500 | 2 | 10 | N
EG06624091 | 2000s | 2000 - 2012 | 5 | 01 - Single Family Detached | 2 | SCE | 4850 | 3 | 9 | Y
EG06630337 | 1970s | 1970 - 1979 | 0 | 02 - Apt 2-4 Units | 1 | SCE | 1300 | 2 | 15 | N
EG06646519 | Before the 1970s | 1900 - 1969 | 2 | 01 - Single Family Detached | 1 | SCE | 1252 | 2 | 8 | N
EG06655332 | Before the 1970s | 1900 - 1969 | 5 | 01 - Single Family Detached | 1 | SCE | 2500 | 2 | 9 | Y
EG06678215 | 1995 - 1999 | 1995 - 1999 | 5 | 01 - Single Family Detached | 1 | SCE | 2340 | 2 | 13 | N
EG06684647 | 2000s | 2000 - 2012 | 4 | 02 - Apt 2-4 Units | 2 | SCE | 1500 | 2 | 8 | N
EG06685972 | 2000s | 2000 - 2012 | 2 | 01 - Single Family Detached | 1 | SCE | 2400 | 2 | 15 | N
EG06708382 | Before the 1970s | 1900 - 1969 | 6 | 01 - Single Family Detached | 1 | SCE | 1800 | 6 | 9 | N
EG06720855 | Dont Know | Dont Know | 5 | 01 - Single Family Detached | 1 | SCE | 1513 | 3 | 9 | N
EG06753778 | 1970s | 1970 - 1979 | 6 | 01 - Single Family Detached | 1 | SCE | 2125 | 4 | 14 | N
EG06755249 | Before the 1970s | 1900 - 1969 | 4 | 02 - Apt 2-4 Units | 2 | SCE | -99 | 2 | 9 | Y
EG06765935 | 2000s | 2000 - 2012 | 4 | 01 - Single Family Detached | 2 | SCE | 2430 | 4 | 6 | N
EG06768810 | 2000s | 2000 - 2012 | 4 | 01 - Single Family Detached | 2 | SCE | 2600 | 2 | 10 | N
EG06769014 | Dont Know | Dont Know | 5 | 01 - Single Family Detached | 1 | SCE | 1300 | 3 | 8 | Y
EG06779686 | 1970s | 1970 - 1979 | 4 | 01 - Single Family Detached | 1 | SCE | 1800 | 2 | 10 | N
EG06780510 | 2000s | 2000 - 2012 | 5 | 01 - Single Family Detached | 2 | SCE | 3500 | 2 | 10 | N
EG06799068 | 1980s | 1980 - 1989 | 1 | 03 - Apt 5+ Units | 1 | SCE | 568 | 1 | 6 | Y
EG06815633 | Before the 1970s | 1900 - 1969 | 6 | 03 - Apt 5+ Units | 2 | SCE | 1000 | 4 | 8 | N
EG06820433 | Before the 1970s | 1900 - 1969 | 1 | 01 - Single Family Detached | 1 | SCE | 1500 | 1 | 8 | N
EG06848111 | Before the 1970s | 1900 - 1969 | 4 | 03 - Apt 5+ Units | 2 | SCE | -99 | 2 | 9 | Y
EG06854990 | 2000s | 2000 - 2012 | 3 | 01 - Single Family Detached | 1 | SCE | 2000 | 3 | 13 | Y
EG06871532 | 1995 - 1999 | 1995 - 1999 | 2 | 06 - Townhouse/Rowhouse (2-4 Unit Multi-Story) | 2 | SCE | 1676 | 2 | 9 | N
EG06890503 | Before the 1970s | 1900 - 1969 | 3 | 03 - Apt 5+ Units | 1 | SCE | 650 | 2 | 9 | Y
EG06901601 | 2000s | 2000 - 2012 | 6 | 01 - Single Family Detached | 2 | SCE | 3000 | 2 | 10 | N
EG06902843 | Before the 1970s | 1900 - 1969 | 7 | 01 - Single Family Detached | 2 | SCE | 2300 | 8 | 9 | N
EG06911885 | 2000s | 2000 - 2012 | 3 | 01 - Single Family Detached | 2 | SCE | 2000 | 2 | 8 | N
EG06913430 | 2000s | 2000 - 2012 | 2 | 01 - Single Family Detached | 2 | SCE | 4000 | 2 | 10 | N
EG06927993 | 2000s | 2000 - 2012 | 2 | 01 - Single Family Detached | 1 | SCE | 2300 | 1 | 14 | N
EG06940339 | 1970s | 1970 - 1979 | 5 | 01 - Single Family Detached | 2 | SCE | 1800 | 6 | 9 | N
EG06955086 | Before the 1970s | 1900 - 1969 | 3 | 01 - Single Family Detached | 1 | SCE | 1000 | 4 | 9 | Y
EG06980092 | 2000s | 2000 - 2012 | 6 | 01 - Single Family Detached | 2 | SCE | 4000 | 4 | 10 | Y
EG06983423 | Before the 1970s | 1900 - 1969 | 4 | 01 - Single Family Detached | 1 | SCE | 1500 | 2 | 8 | Y
EG07017308 | Before the 1970s | 1900 - 1969 | 4 | 04 - Duplex (Single Story) | 1 | SCE | 385 | 2 | 9 | Y
EG07019939 | Dont Know | Dont Know | 3 | 01 - Single Family Detached | 1 | SCE | 2268 | 2 | 8 | N
EG07026332 | 2000s | 2000 - 2012 | 2 | 01 - Single Family Detached | 1 | SCE | 2400 | 2 | 10 | N
EG07028797 | 2000s | 2000 - 2012 | 2 | 01 - Single Family Detached | 1 | SCE | 1600 | 2 | 16 | N
EG07038506 | Dont Know | Dont Know | 5 | 01 - Single Family Detached | 1 | SCE | 2200 | 3 | 10 | Y
EG07071450 | 2000s | 2000 - 2012 | 3 | 01 - Single Family Detached | 2 | SCE | 2600 | 3 | 10 | N
EG07083980 | Before the 1970s | 1900 - 1969 | 4 | 01 - Single Family Detached | 1 | SCE | 1670 | 0 | 9 | N
EG07085012 | 1970s | 1970 - 1979 | 1 | 01 - Single Family Detached | 1 | SCE | 1300 | 1 | 14 | Y
EG07090127 | Before the 1970s | 1900 - 1969 | 4 | 01 - Single Family Detached | 2 | SCE | 4800 | 4 | 9 | N
EG07097810 | 1980s | 1980 - 1989 | 4 | 01 - Single Family Detached | 2 | SCE | 1800 | 2 | 10 | N
EG07137989 | 2000s | 2000 - 2012 | 6 | 01 - Single Family Detached | 2 | SCE | 4233 | 2 | 10 | N
EG07150174 | Before the 1970s | 1900 - 1969 | 5 | 01 - Single Family Detached | 1 | SCE | 1600 | 3 | 6 | N
EG07151340 | Before the 1970s | 1900 - 1969 | 2 | 04 - Duplex (Single Story) | 1 | SCE | 800 | 2 | 9 | Y
EG07171419 | Before the 1970s | 1900 - 1969 | 2 | 01 - Single Family Detached | 1 | SCE | 1383 | 2 | 13 | Y
EG07178441 | 1980s | 1980 - 1989 | 4 | 01 - Single Family Detached | 2.5 | SCE | 2750 | 2 | 9 | N
EG07192234 | Before the 1970s | 1900 - 1969 | 9 | 01 - Single Family Detached | 1 | SCE | 1284 | 7 | 9 | N
EG07193838 | 2000s | 2000 - 2012 | 2 | 01 - Single Family Detached | 1 | SCE | 2380 | 2 | 15 | N
EG07231301 | 1970s | 1970 - 1979 | 8 | 01 - Single Family Detached | 1 | SCE | 1200 | 5 | 6 | N
EG07251732 | 1980s | 1980 - 1989 | 9 | 05 - Mobile Home | 1 | SCE | 1344 | 4 | 10 | Y
EG07267682 | 1980s | 1980 - 1989 | 4 | 05 - Mobile Home | 1 | SCE | 1944 | 3 | 6 | N
EG07280811 | Before the 1970s | 1900 - 1969 | 9 | 01 - Single Family Detached | 1 | SCE | 1200 | 9 | 8 | Y
EG07281723 | Before the 1970s | 1900 - 1969 | 1 | 03 - Apt 5+ Units | 2 | SCE | 900 | 1 | 8 | Y
EG07314814 | 1980s | 1980 - 1989 | 8 | 03 - Apt 5+ Units | 1 | SCE | 850 | 1 | 14 | Y
EG07319749 | 1990 - 1994 | 1990 - 1994 | 2 | 05 - Mobile Home | 1 | SCE | 2100 | 2 | 15 | N
EG07334868 | 2000s | 2000 - 2012 | 2 | 04 - Duplex (Single Story) | 1 | SCE | 1800 | 2 | 6 | N
EG07335466 | 1970s | 1970 - 1979 | 1 | 01 - Single Family Detached | 1 | SCE | 800 | 1 | 9 | N
EG07338167 | 1970s | 1970 - 1979 | 1 | 02 - Apt 2-4 Units | 1 | SCE | 1596 | 1 | 15 | N
EG07380132 | 1990 - 1994 | 1990 - 1994 | 5 | 01 - Single Family Detached | 2 | SCE | 1800 | 2 | 8 | N
EG07382597 | 2000s | 2000 - 2012 | 2 | 01 - Single Family Detached | 1 | SCE | 2000 | 2 | 15 | N
EG07391325 | 1980s | 1980 - 1989 | 2 | 01 - Single Family Detached | 2 | SCE | 3000 | Refused | 8 | N
EG07443172 | 2000s | 2000 - 2012 | 2 | 01 - Single Family Detached | 2 | SCE | 2515 | 2 | 14 | Y
EG07470015 | 1980s | 1980 - 1989 | 3 | 01 - Single Family Detached | 2 | SCE | 2300 | 2 | 10 | N
EG07493559 | 2000s | 2000 - 2012 | 1 | 03 - Apt 5+ Units | 2 | SCE | 740 | 1 | 10 | N
EG07528056 | Before the 1970s | 1900 - 1969 | 5 | 01 - Single Family Detached | 1 | SCE | 1477 | 4 | 8 | Y
EG07530576 | 1970s | 1970 - 1979 | 5 | 01 - Single Family Detached | 2 | SCE | 2200 | 2 | 10 | N
EG07544851 | 1980s | 1980 - 1989 | 3 | 02 - Apt 2-4 Units | 2 | SCE | 1500 | 3 | 10 | Y
EG07562824 | 1980s | 1980 - 1989 | 4 | 04 - Duplex (Single Story) | 1 | SCE | 850 | 2 | 9 | N
EG07579499 | 2000s | 2000 - 2012 | 2 | 01 - Single Family Detached | 2 | SCE | 2290 | 2 | 10 | N
EG07621925 | Before the 1970s | 1900 - 1969 | 4 | 01 - Single Family Detached | 1 | SCE | 1000 | 0 | 8 | Y
EG07703919 | Before the 1970s | 1900 - 1969 | 5 | 01 - Single Family Detached | 1 | SCE | 900 | 3 | 9 | N
EG07721664 | 2000s | 2000 - 2012 | 3 | 01 - Single Family Detached | 2 | SCE | 3100 | 3 | 10 | N
EG07733897 | Before the 1970s | 1900 - 1969 | 4 | 01 - Single Family Detached | 2 | SCE | 1728 | 13 | 8 | N
EG07736558 | 1995 - 1999 | 1995 - 1999 | 6 | 01 - Single Family Detached | 2 | SCE | 3500 | 2 | 10 | Y
EG07751189 | 2000s | 2000 - 2012 | 2 | 01 - Single Family Detached | 2 | SCE | 3500 | 2 | 13 | N
EG07780192 | 2000s | 2000 - 2012 | 1 | 01 - Single Family Detached | 1 | SCE | 1500 | 1 | 10 | N
EG07811166 | 1970s | 1970 - 1979 | 5 | 01 - Single Family Detached | 2 | SCE | 2500 | 4 | 8 | Y
EG07843007 | 1995 - 1999 | 1995 - 1999 | 2 | 01 - Single Family Detached | 1 | SCE | 2300 | 2 | 15 | N
EG07900744 | 1980s | 1980 - 1989 | 5 | 02 - Apt 2-4 Units | 2 | SCE | 1300 | 3 | 8 | Y
EG07903426 | Before the 1970s | 1900 - 1969 | 2 | 01 - Single Family Detached | 1 | SCE | 900 | 1 | 8 | N
EG07912852 | Before the 1970s | 1900 - 1969 | 5 | 01 - Single Family Detached | 2 | SCE | 2774 | 3 | 6 | Y
EG07968664 | 2000s | 2000 - 2012 | 4 | 01 - Single Family Detached | 2 | SCE | 3500 | 2 | 6 | N
EG08008650 | 1970s | 1970 - 1979 | 1 | 01 - Single Family Detached | 1 | SCE | 700 | 1 | 14 | Y
EG08052112 | 2000s | 2000 - 2012 | 3 | 01 - Single Family Detached | 2 | SCE | 1951 | 3 | 10 | N
EG08060039 | 1990 - 1994 | 1990 - 1994 | 2 | 06 - Townhouse/Rowhouse (2-4 Unit Multi-Story) | 2 | SCE | 1419 | 2 | 9 | Y
EG08095862 | 1970s | 1970 - 1979 | 1 | 01 - Single Family Detached | 2 | SCE | 2700 | 1 | 6 | N
EG08115202 | Before the 1970s | 1900 - 1969 | 2 | 01 - Single Family Detached | 1 | SCE | 1594 | 1 | 10 | N
EG08143702 | Before the 1970s | 1900 - 1969 | 4 | 01 - Single Family Detached | 1 | SCE | 1032 | 2 | 9 | N
EG08155892 | 1980s | 1980 - 1989 | 2 | 06 - Townhouse/Rowhouse (2-4 Unit Multi-Story) | 2.5 | SCE | 1900 | 2 | 6 | N
EG08172683 | 1980s | 1980 - 1989 | 2 | 02 - Apt 2-4 Units | 3 | SCE | 1500 | 2 | 9 | N
EG08205884 | Before the 1970s | 1900 - 1969 | 3 | 03 - Apt 5+ Units | 1 | SCE | -99 | 3 | 6 | Y
EG08225237 | Before the 1970s | 1900 - 1969 | 2 | 01 - Single Family Detached | 1 | SCE | 2000 | 1 | 8 | Y
EG08276964 | 2000s | 2000 - 2012 | 2 | 01 - Single Family Detached | 2 | SCE | 2800 | 1 | 10 | N
EG08317486 | 1995 - 1999 | 1995 - 1999 | 4 | 01 - Single Family Detached | 2 | SCE | 3800 | 3 | 9 | N
EG08318830 | 1990 - 1994 | 1990 - 1994 | 3 | 01 - Single Family Detached | 1 | SCE | 1600 | 2 | 10 | N
EG08329935 | Before the 1970s | 1900 - 1969 | 2 | 02 - Apt 2-4 Units | 2 | SCE | 900 | 2 | 8 | Y
EG08332471 | 2000s | 2000 - 2012 | 3 | 01 - Single Family Detached | 1 | SCE | 3950 | 3 | 9 | N
EG08351283 | 2000s | 2000 - 2012 | 7 | 01 - Single Family Detached | 2 | SCE | 3200 | 2 | 10 | Y
EG08367368 | 1980s | 1980 - 1989 | 6 | 01 - Single Family Detached | 2 | SCE | 2300 | 4 | 10 | N
EG08416448 | Before the 1970s | 1900 - 1969 | 6 | 01 - Single Family Detached | 1 | SCE | 1820 | 6 | 8 | N
EG08419065 | 2000s | 2000 - 2012 | 4 | 01 - Single Family Detached | 2 | SCE | 1900 | 2 | 10 | N
EG08432114 | Before the 1970s | 1900 - 1969 | 1 | 02 - Apt 2-4 Units | 1 | SCE | 900 | 1 | 14 | Y
EG08447448 | 2000s | 2000 - 2012 | 3 | 06 - Townhouse/Rowhouse (2-4 Unit Multi-Story) | 2 | SCE | 2400 | 3 | 8 | Y
EG08458333 | Before the 1970s | 1900 - 1969 | 5 | 01 - Single Family Detached | 2 | SCE | 7000 | 4 | 9 | Y
EG08520880 | Before the 1970s | 1900 - 1969 | 3 | 01 - Single Family Detached | 1 | SCE | 1500 | 4 | 8 | N
EG08521691 | 1980s | 1980 - 1989 | 3 | 01 - Single Family Detached | 2 | SCE | 2979 | 3 | 13 | N
EG08541514 | 1995 - 1999 | 1995 - 1999 | 2 | 01 - Single Family Detached | 2 | SCE | 2180 | 2 | 6 | N
EG08689839 | 1970s | 1970 - 1979 | 8 | 01 - Single Family Detached | 1 | SCE | 1500 | 4 | 9 | Y
EG08718007 | Before the 1970s | 1900 - 1969 | 8 | 01 - Single Family Detached | 1 | SCE | 1250 | 2 | 10 | Y
EG08729484 | Dont Know | Dont Know | 5 | 02 - Apt 2-4 Units | 1 | SCE | 800 | 1 | 13 | N
EG08738096 | 1980s | 1980 - 1989 | 3 | 03 - Apt 5+ Units | 1 | SCE | 700 | 0 | 10 | Y
EG08743387 | 1995 - 1999 | 1995 - 1999 | 3 | 01 - Single Family Detached | 1 | SCE | 1100 | 2 | 13 | N
EG08755888 | Before the 1970s | 1900 - 1969 | 8 | 01 - Single Family Detached | 1 | SCE | -99 | 4 | 9 | Y
EG08770388 | 2000s | 2000 - 2012 | 7 | 01 - Single Family Detached | 1 | SCE | 1750 | 8 | 9 | N
EG08808526 | 2000s | 2000 - 2012 | 3 | 01 - Single Family Detached | 2 | SCE | 2700 | 2 | 6 | N
EG08808783 | 2000s | 2000 - 2012 | 6 | 01 - Single Family Detached | 2 | SCE | 2741 | 3 | 10 | N
EG08899468 | 1980s | 1980 - 1989 | 3 | 01 - Single Family Detached | 1 | SCE | 1460 | 1 | 10 | Y
EG08906174 | Before the 1970s | 1900 - 1969 | 8 | 01 - Single Family Detached | 2 | SCE | 2865 | 8 | 6 | Y
EG08924802 | Before the 1970s | 1900 - 1969 | 3 | 03 - Apt 5+ Units | 2 | SCE | 925 | 2 | 10 | Y
EG08928742 | 2000s | 2000 - 2012 | 2 | 03 - Apt 5+ Units | 1 | SCE | 900 | 2 | 6 | N
EG08934138 | 2000s | 2000 - 2012 | 3 | 01 - Single Family Detached | 2 | SCE | 3100 | 3 | 10 | N
EG08997259 | 2000s | 2000 - 2012 | 2 | 01 - Single Family Detached | 2 | SCE | 2100 | 1 | 8 | N
EG09030732 | 1970s | 1970 - 1979 | 2 | 01 - Single Family Detached | 1 | SCE | 1350 | 1 | 10 | N
EG09035660 | 1980s | 1980 - 1989 | 2 | 01 - Single Family Detached | 2 | SCE | 2000 | 2 | 14 | N
EG09048741 | 2000s | 2000 - 2012 | 2 | 01 - Single Family Detached | 2 | SCE | 2820 | 4 | 6 | N
EG09083162 | Before the 1970s | 1900 - 1969 | 3 | 01 - Single Family Detached | 2 | SCE | 1279 | 2 | 6 | N
EG09085635 | Dont Know | Dont Know | 2 | 01 - Single Family Detached | 2 | PG&E | 1600 | 2 | 10 | N
EG09129029 | 1980s | 1980 - 1989 | 5 | 01 - Single Family Detached | 2 | SCE | 2290 | 2 | 10 | N
EG09171115 | 1970s | 1970 - 1979 | 3 | 01 - Single Family Detached | 2 | SCE | 2400 | 1 | 8 | N
EG09203953 | Before the 1970s | 1900 - 1969 | 8 | 01 - Single Family Detached | 1 | SCE | 2044 | 6 | 6 | Y
EG09212561 | 1990 - 1994 | 1990 - 1994 | 3 | 01 - Single Family Detached | 2 | SCE | 2626 | 2 | 10 | N
EG09214209 | Before the 1970s | 1900 - 1969 | 4 | 03 - Apt 5+ Units | 2 | SCE | 800 | 2 | 13 | N
EG09240313 | 1970s | 1970 - 1979 | 4 | 01 - Single Family Detached | 1 | SCE | 1600 | 3 | 10 | N
EG09295919 | Dont Know | Dont Know | 2 | 03 - Apt 5+ Units | 1 | SCE | -99 | 1 | 13 | Y
EG09297066 | 1970s | 1970 - 1979 | 5 | 01 - Single Family Detached | 1 | SCE | 1500 | 4 | 9 | N
EG09310728 | 2000s | 2000 - 2012 | 2 | 01 - Single Family Detached | 1 | SCE | 1200 | 2 | 13 | Y
EG09311634 | Before the 1970s | 1900 - 1969 | 1 | 02 - Apt 2-4 Units | 1 | SCE | 1200 | 1 | 9 | N
EG09357582 | Before the 1970s | 1900 - 1969 | 5 | 01 - Single Family Detached | 1 | SCE | 2200 | 3 | 10 | N
EG09357782 | 1980s | 1980 - 1989 | 4 | 01 - Single Family Detached | 1 | SCE | 1480 | 1 | 10 | N
EG09359310 | Before the 1970s | 1900 - 1969 | 3 | 01 - Single Family Detached | 1 | SCE | 1350 | 4 | 8 | N
EG09364414 | 2000s | 2000 - 2012 | 8 | 01 - Single Family Detached | 2 | SCE | 3500 | 5 | 6 | N
EG09397180 | 1970s | 1970 - 1979 | 2 | 05 - Mobile Home | 1 | SCE | 1500 | 2 | 8 | Y
EG09405863 | 2000s | 2000 - 2012 | 4 | 03 - Apt 5+ Units | 2 | SCE | -99 | Refused | 13 | Y
EG09427622 | Dont Know | Dont Know | 4 | 03 - Apt 5+ Units | 2 | SCE | -99 | 1 | 9 | Y
EG09434591 | 2000s | 2000 - 2012 | 7 | 01 - Single Family Detached | 2 | SCE | 2788 | 5 | 10 | Y
EG09450841 | 2000s | 2000 - 2012 | 3 | 01 - Single Family Detached | 1 | SCE | 2700 | 2 | 10 | Y
EG09486437 | 1980s | 1980 - 1989 | 4 | 01 - Single Family Detached | 2 | SCE | 2300 | 2 | 10 | N
EG09508131 | 1980s | 1980 - 1989 | 8 | 01 - Single Family Detached | 2 | SCE | 1237 | 3 | 13 | Y
EG09517456 | 1980s | 1980 - 1989 | 6 | 01 - Single Family Detached | 2 | SCE | 3000 | 6 | 10 | Y
EG09522510 | Before the 1970s | 1900 - 1969 | 1 | 04 - Duplex (Single Story) | 1 | SCE | -99 | 1 | 9 | N
EG09569999 | Before the 1970s | 1900 - 1969 | 6 | 03 - Apt 5+ Units | 1 | SCE | -99 | 2 | 10 | Y
EG09574205 | 1980s | 1980 - 1989 | 1 | 03 - Apt 5+ Units | 2 | SCE | 650 | 1 | 8 | N
EG09598050 | Before the 1970s | 1900 - 1969 | 2 | 01 - Single Family Detached | 1 | SCE | 1340 | 2 | 6 | N
EG09603496 | Before the 1970s | 1900 - 1969 | 3 | 01 - Single Family Detached | 1 | SCE | 1100 | 3 | 9 | Y
EG09614269 | Dont Know | Dont Know | 2 | 01 - Single Family Detached | 1 | SCE | 2500 | 2 | 10 | N
EG09625660 | Dont Know | Dont Know | 2 | 04 - Duplex (Single Story) | 1 | SCE | 1000 | 2 | 13 | Y
EG09647347 | 2000s | 2000 - 2012 | 5 | 01 - Single Family Detached | 2 | SCE | 2800 | 2 | 10 | N
EG09652366 | Before the 1970s | 1900 - 1969 | 2 | 01 - Single Family Detached | 1 | SCE | 1220 | 2 | 9 | N
EG09671909 | 1980s | 1980 - 1989 | 5 | 02 - Apt 2-4 Units | 2 | SCE | 1400 | 2 | 8 | Y
EG09673385 | 1980s | 1980 - 1989 | 2 | 03 - Apt 5+ Units | 2 | SCE | 1600 | 1 | 6 | N
EG09680936 | 1990 - 1994 | 1990 - 1994 | 4 | 01 - Single Family Detached | 2 | SCE | 5400 | Refused | 8 | N
EG09692886 | 1980s | 1980 - 1989 | 3 | 06 - Townhouse/Rowhouse (2-4 Unit Multi-Story) | 2 | SDG&E | 1000 | 1 | 6 | N
EG09696750 | Before the 1970s | 1900 - 1969 | 4 | 01 - Single Family Detached | 1 | SCE | 1600 | 2 | 13 | Y
EG09746776 | 2000s | 2000 - 2012 | 2 | 01 - Single Family Detached | 1 | SCE | 3120 | 2 | 13 | N
EG09777362 | Before the 1970s | 1900 - 1969 | 5 | 02 - Apt 2-4 Units | 2 | SCE | -99 | 4 | 9 | Y
EG09787427 | 1980s | 1980 - 1989 | 2 | 03 - Apt 5+ Units | 3 | SCE | 530 | 1 | 8 | Y
EG09797731 | Before the 1970s | 1900 - 1969 | 1 | 01 - Single Family Detached | 1 | SCE | 1100 | 1 | 9 | Y
EG09805260 | 2000s | 2000 - 2012 | 2 | 01 - Single Family Detached | 2 | SCE | 3198 | 2 | 10 | N
EG09823063 | Before the 1970s | 1900 - 1969 | 2 | 01 - Single Family Detached | 1 | SCE | 900 | 1 | 9 | Y
EG09868594 | 1995 - 1999 | 1995 - 1999 | 6 | 01 - Single Family Detached | 2 | SCE | 3200 | 5 | 9 | Y
EG09941314 | Dont Know | Dont Know | 6 | 03 - Apt 5+ Units | 1 | SCE | 900 | 3 | 8 | Y
EG09951595 | 1980s | 1980 - 1989 | 3 | 01 - Single Family Detached | 1 | SCE | 2114 | 2 | 10 | N
EG09973326 | 1970s | 1970 - 1979 | 4 | 03 - Apt 5+ Units | 2 | SCE | 1458 | 6 | 9 | N
EG10004062 | Before the 1970s | 1900 - 1969 | 2 | 04 - Duplex (Single Story) | 1 | SCE | 850 | 1 | 6 | N
EG10034292 | Before the 1970s | 1900 - 1969 | 3 | 01 - Single Family Detached | 1 | SCE | 1200 | 2 | 8 | N
EG10035889 | 2000s | 2000 - 2012 | 6 | 01 - Single Family Detached | 2 | SCE | 2700 | 5 | 8 | N
EG10040657 | 1970s | 1970 - 1979 | 9 | 01 - Single Family Detached | 1 | SCE | 1500 | 6 | 9 | N
EG10041060 | Before the 1970s | 1900 - 1969 | 1 | 01 - Single Family Detached | 1 | SCE | 1352 | 1 | 6 | N
EG10042197 | 1970s | 1970 - 1979 | 1 | 03 - Apt 5+ Units | 1 | SCE | 600 | 1 | 6 | N
EG10046673 | Before the 1970s | 1900 - 1969 | 7 | 01 - Single Family Detached | 1 | SCE | 1550 | 5 | 9 | N
EG10089387 | 1995 - 1999 | 1995 - 1999 | 4 | 01 - Single Family Detached | 1 | SCE | 2600 | 2 | 15 | Y
EG10164239 | Before the 1970s | 1900 - 1969 | 2 | 01 - Single Family Detached | 2 | SCE | 2850 | Refused | 9 | N
EG10165902 | 1970s | 1970 - 1979 | 5 | 03 - Apt 5+ Units | 2 | SCE | 915 | 5 | 8 | Y
EG10181767 | Before the 1970s | 1900 - 1969 | 2 | 01 - Single Family Detached | 1 | SCE | 1000 | 2 | 9 | N
EG10231733 | 1970s | 1970 - 1979 | 4 | 01 - Single Family Detached | 1 | SCE | 3100 | 2 | 10 | N
EG10257944 | 2000s | 2000 - 2012 | 5 | 01 - Single Family Detached | 2 | SCE | 2900 | 4 | 10 | N
EG10273396 | 1970s | 1970 - 1979 | 2 | 06 - Townhouse/Rowhouse (2-4 Unit Multi-Story) | 3 | SCE | 1480 | 2 | 8 | N
EG10308383 | 1980s | 1980 - 1989 | 4 | 01 - Single Family Detached | 2 | SCE | 2300 | 2 | 9 | N
EG10308847 | Before the 1970s | 1900 - 1969 | 4 | 01 - Single Family Detached | 2 | SCE | 1400 | 4 | 10 | N
EG10363155 | Before the 1970s | 1900 - 1969 | 4 | 01 - Single Family Detached | 1 | SCE | 1600 | 2 | 9 | N
EG10364401 | 1980s | 1980 - 1989 | 4 | 01 - Single Family Detached | 1 | SCE | 900 | 2 | 10 | Y
EG10377792 | 1980s | 1980 - 1989 | 5 | 01 - Single Family Detached | 2 | SCE | 1636 | 2 | 10 | N
EG10388220 | 1970s | 1970 - 1979 | 3 | 01 - Single Family Detached | 2 | SCE | 2311 | 3 | 6 | N
EG10406270 | 1970s | 1970 - 1979 | 5 | 01 - Single Family Detached | 2 | SCE | 2600 | 3 | 8 | N
EG10427758 | 1980s | 1980 - 1989 | 4 | 06 - Townhouse/Rowhouse (2-4 Unit Multi-Story) | 3 | SCE | 2200 | 2 | 6 | N
EG10441487 | Dont Know | Dont Know | 4 | 01 - Single Family Detached | 2 | SCE | 1900 | 4 | 10 | Y
EG10471972 | Before the 1970s | 1900 - 1969 | 4 | 01 - Single Family Detached | 1 | SCE | 1250 | 2 | 8 | Y
EG10498016 | 1970s | 1970 - 1979 | 3 | 03 - Apt 5+ Units | 1 | SCE | 900 | 1 | 6 | N
EG10502138 | Before the 1970s | 1900 - 1969 | 6 | 01 - Single Family Detached | 3 | SCE | 3646 | 3 | 10 | Y
EG10502585 | 1970s | 1970 - 1979 | 3 | 01 - Single Family Detached | 1 | SCE | 2700 | 2 | 9 | Y
EG10505701 | Before the 1970s | 1900 - 1969 | 4 | 01 - Single Family Detached | 1 | SCE | 2000 | 2 | 9 | N
EG10514717 | 1995 - 1999 | 1995 - 1999 | 4 | 01 - Single Family Detached | 2 | SCE | 2200 | 3 | 10 | N
EG10535343 | 1980s | 1980 - 1989 | 1 | 03 - Apt 5+ Units | 1 | SCE | 750 | Refused | 14 | N
EG10541081 | Before the 1970s | 1900 - 1969 | 5 | 01 - Single Family Detached | 1 | SCE | 1072 | 5 | 8 | N
EG10543857 | Dont Know | Dont Know | 9 | 01 - Single Family Detached | 1 | SCE | 1700 | 6 | 6 | Y
EG10564410 | Before the 1970s | 1900 - 1969 | 7 | 01 - Single Family Detached | 1 | SCE | 1600 | 5 | 9 | N
EG10568268 | Before the 1970s | 1900 - 1969 | 5 | 01 - Single Family Detached | 1 | SCE | 1500 | 2 | 6 | Y
EG10632547 | Before the 1970s | 1900 - 1969 | 2 | 01 - Single Family Detached | 2 | SCE | 2400 | 2 | 9 | N
EG10633949 | Before the 1970s | 1900 - 1969 | 3 | 01 - Single Family Detached | 1 | SCE | 480 | 2 | 10 | Y
EG10644558 | 2000s | 2000 - 2012 | 5 | 01 - Single Family Detached | 2 | SCE | 3100 | 4 | 10 | N
EG10654090 | 2000s | 2000 - 2012 | 4 | 01 - Single Family Detached | 1 | SCE | 2031 | 2 | 10 | Y
EG10667616 | 1990 - 1994 | 1990 - 1994 | 1 | 01 - Single Family Detached | 2 | SCE | 2300 | 1 | 10 | Y
EG10673149 | 2000s | 2000 - 2012 | 1 | 01 - Single Family Detached | 1 | SCE | 3300 | 2 | 13 | Y
EG10675004 | 2000s | 2000 - 2012 | 1 | 01 - Single Family Detached | 2 | SCE | 2000 | 1 | 10 | N
EG10675368 | 1970s | 1970 - 1979 | 4 | 04 - Duplex (Single Story) | 1 | SCE | 1001 | 3 | 9 | N
EG10713766 | 2000s | 2000 - 2012 | 1 | 01 - Single Family Detached | 1 | SCE | 1680 | 1 | 13 | N
EG10730414 | Before the 1970s | 1900 - 1969 | 4 | 01 - Single Family Detached | 1 | SCE | 900 | 2 | 9 | N
EG10747048 | Before the 1970s | 1900 - 1969 | 3 | 01 - Single Family Detached | 1 | SCE | 1500 | 1 | 9 | N
EG10777650 | 1970s | 1970 - 1979 | 5 | 01 - Single Family Detached | 1 | SCE | 2980 | 4 | 10 | N
EG10808763 | Before the 1970s | 1900 - 1969 | 2 | 03 - Apt 5+ Units | 2 | SCE | 800 | 2 | 13 | N
EG10847506 | Before the 1970s | 1900 - 1969 | 7 | 03 - Apt 5+ Units | 3 | SCE | 900 | 4 | 8 | Y
EG10866452 | 1970s | 1970 - 1979 | 2 | 03 - Apt 5+ Units | 1 | SCE | 1348 | 2 | 15 | N
EG10867384 | Before the 1970s | 1900 - 1969 | 6 | 01 - Single Family Detached | 1 | SCE | 2732 | 2 | 9 | Y
EG10882706 | 1970s | 1970 - 1979 | 4 | 01 - Single Family Detached | 1 | SCE | 1700 | 2 | 8 | N
EG10888024 | Before the 1970s | 1900 - 1969 | 3 | 01 - Single Family Detached | 1 | SCE | 1200 | 3 | 8 | N
EG10901354 | 2000s | 2000 - 2012 | 7 | 01 - Single Family Detached | 2 | SCE | 2780 | 4 | 8 | N
EG10915237 | 2000s | 2000 - 2012 | 3 | 01 - Single Family Detached | 2 | SCE | 2890 | 4 | 14 | N
EG10919616 | 1980s | 1980 - 1989 | 1 | 06 - Townhouse/Rowhouse (2-4 Unit Multi-Story) | 2 | SCE | 1200 | 1 | 8 | Y
EG10975473 | 1980s | 1980 - 1989 | 4 | 03 - Apt 5+ Units | 1 | SCE | 1000 | 2 | 14 | N
EG10977882 | Before the 1970s | 1900 - 1969 | 4 | 01 - Single Family Detached | 1 | SCE | 1250 | 2 | 9 | Y
EG11000006 | Before the 1970s | 1900 - 1969 | 2 | 01 - Single Family Detached | 1 | SCE | 1340 | 1 | 10 | N
EG11058304 | 1980s | 1980 - 1989 | 4 | 01 - Single Family Detached | 2 | SCE | 1200 | 2 | 8 | N
EG11071455 | 2000s | 2000 - 2012 | 5 | 01 - Single Family Detached | 2 | SCE | 3800 | 2 | 9 | N
EG11105298 | 2000s | 2000 - 2012 | 4 | 01 - Single Family Detached | 3 | SCE | 3200 | 2 | 10 | N
EG11107315 | 1970s | 1970 - 1979 | 3 | 02 - Apt 2-4 Units | 2 | SCE | 1400 | 3 | 9 | Y
EG11132848 | 1995 - 1999 | 1995 - 1999 | 3 | 01 - Single Family Detached | 2 | SCE | 2500 | 2 | 10 | N
EG11141570 | 2000s | 2000 - 2012 | 5 | 03 - Apt 5+ Units | 3 | SCE | 1600 | 3 | 8 | N
EG11148489 | 1995 - 1999 | 1995 - 1999 | 4 | 01 - Single Family Detached | 2 | SCE | 2400 | 2 | 10 | N
EG11156498 | 1970s | 1970 - 1979 | 6 | 01 - Single Family Detached | 1 | SCE | 1700 | 4 | 6 | Y
EG11157329 | 1980s | 1980 - 1989 | 1 | 03 - Apt 5+ Units | 1 | SCE | 750 | 1 | 9 | Y
EG11177833 | 1970s | 1970 - 1979 | 2 | 02 - Apt 2-4 Units | 2 | SCE | -99 | 1 | 10 | Y
EG11215970 | 1970s | 1970 - 1979 | 3 | 02 - Apt 2-4 Units | 3 | SCE | 900 | 2 | 6 | N
EG11219181 | Before the 1970s | 1900 - 1969 | 5 | 03 - Apt 5+ Units | 2 | SCE | 1000 | 2 | 9 | N
EG11221958 | 2000s | 2000 - 2012 | 5 | 01 - Single Family Detached | 2 | SCE | 4800 | 3 | 10 | Y
EG11223222 | Dont Know | Dont Know | 2 | 03 - Apt 5+ Units | 2 | SCE | 800 | 2 | 10 | N
EG11237902 | 1970s | 1970 - 1979 | 2 | 01 - Single Family Detached | 2 | SCE | 4000 | 1 | 9 | N
EG11241325 | 1990 - 1994 | 1990 - 1994 | 5 | 01 - Single Family Detached | 1 | SCE | 1900 | 2 | 10 | Y
EG11273476 | 1970s | 1970 - 1979 | 2 | 03 - Apt 5+ Units | 2 | SCE | 700 | 1 | 8 | Y
EG11295041 | 1990 - 1994 | 1990 - 1994 | 5 | 01 - Single Family Detached | 2 | SCE | 2600 | 3 | 8 | N
EG11336255 | Before the 1970s | 1900 - 1969 | 5 | 01 - Single Family Detached | 1 | SCE | 1250 | 2 | 9 | Y
EG11341265 | 2000s | 2000 - 2012 | 7 | 01 - Single Family Detached | 1 | SCE | 1898 | 4 | 10 | Y
EG11346319 | Before the 1970s | 1900 - 1969 | 4 | 01 - Single Family Detached | 2 | SCE | 2800 | Refused | 10 | Y
EG11351123 | Before the 1970s | 1900 - 1969 | 1 | 03 - Apt 5+ Units | 1 | SCE | 700 | 1 | 5 | Y
EG11353118 | Before the 1970s | 1900 - 1969 | 5 | 01 - Single Family Detached | 1 | SCE | 1600 | 3 | 15 | Y
EG11353581 | 2000s | 2000 - 2012 | 2 | 06 - Townhouse/Rowhouse (2-4 Unit Multi-Story) | 2 | SCE | 1780 | 2 | 6 | N
EG11363950 | 2000s | 2000 - 2012 | 6 | 01 - Single Family Detached | 2 | SCE | 3300 | 1 | 10 | N
EG11376381 | 1980s | 1980 - 1989 | 3 | 03 - Apt 5+ Units | 1 | SCE | 1078 | Refused | 6 | N
EG11418897 | Before the 1970s | 1900 - 1969 | 2 | 01 - Single Family Detached | 1 | SCE | 1400 | 2 | 6 | N
EG11432377 | Before the 1970s | 1900 - 1969 | 6 | 01 - Single Family Detached | 1 | SCE | 1300 | 6 | 8 | N
EG11449346 | Before the 1970s | 1900 - 1969 | 4 | 01 - Single Family Detached | 1 | SCE | 1750 | 3 | 6 | Y
EG11477629 | Before the 1970s | 1900 - 1969 | 6 | 03 - Apt 5+ Units | 1 | SCE | 800 | 4 | 8 | Y
EG11510738 | 2000s | 2000 - 2012 | 5 | 01 - Single Family Detached | 2 | SCE | 2400 | 4 | 9 | Y
EG11529411 | 1980s | 1980 - 1989 | 2 | 03 - Apt 5+ Units | 3 | SCE | 980 | 2 | 8 | N
EG11579659 | 2000s | 2000 - 2012 | 2 | 03 - Apt 5+ Units | 1 | SCE | 1000 | 2 | 8 | N
EG11586386 | Before the 1970s | 1900 - 1969 | 3 | 01 - Single Family Detached | 1 | SCE | 1700 | 2 | 13 | N
EG11593647 | Before the 1970s | 1900 - 1969 | 2 | 03 - Apt 5+ Units | 1 | SDG&E | 750 | 2 | 8 | N
EG11601845 | Before the 1970s | 1900 - 1969 | 3 | 02 - Apt 2-4 Units | 2 | SCE | 900 | 3 | 8 | Y
EG11603740 | Before the 1970s | 1900 - 1969 | 1 | 04 - Duplex (Single Story) | 1 | SCE | 700 | Refused | 6 | N
EG11604876 | 1970s | 1970 - 1979 | 1 | 03 - Apt 5+ Units | 1 | SCE | 750 | 1 | 9 | N
EG11608452 | Before the 1970s | 1900 - 1969 | 2 | 03 - Apt 5+ Units | 1 | SCE | 700 | 1 | 8 | Y
EG11613890 | 1980s | 1980 - 1989 | 6 | 01 - Single Family Detached | 1 | SCE | 1400 | 2 | 10 | Y
EG11624931 | Before the 1970s | 1900 - 1969 | 5 | 01 - Single Family Detached | 1 | SCE | 1500 | 2 | 9 | N
EG11657220 | 2000s | 2000 - 2012 | 3 | 06 - Townhouse/Rowhouse (2-4 Unit Multi-Story) | 2 | SCE | 1600 | 1 | 8 | N
EG11674973 | 1990 - 1994 | 1990 - 1994 | 2 | 02 - Apt 2-4 Units | 2 | SCE | 1980 | 2 | 10 | N
EG11689699 | 1980s | 1980 - 1989 | 1 | 02 - Apt 2-4 Units | 2 | SCE | 1307 | 1 | 15 | N
EP05406874 | 1980s | 1980 - 1989 | 2 | 01 - Single Family Detached | 1 | SCE | 1600 | 2 | 16 | N
EP05657930 | 1970s | 1970 - 1979 | 3 | 01 - Single Family Detached | 1 | SCE | 2100 | 3 | 16 | N
EP05724433 | 1980s | 1980 - 1989 | 2 | 01 - Single Family Detached | 1 | SCE | 3025 | 2 | 16 | N
EP05872110 | 2000s | 2000 - 2012 | 3 | 01 - Single Family Detached | 1 | SCE | 1140 | 1 | 16 | Y
EP06781050 | 1980s | 1980 - 1989 | 2 | 01 - Single Family Detached | 1 | SCE | 1486 | 2 | 16 | N
EX03824958 | Before the 1970s | 1900 - 1969 | 2 | 01 - Single Family Detached | 2 | SCE | 2850 | 2 | 6 | N
EX03831491 | Before the 1970s | 1900 - 1969 | 2 | 01 - Single Family Detached | 2 | SCE | 2500 | 2 | 6 | N
EX03848312 | 1970s | 1970 - 1979 | 2 | 03 - Apt 5+ Units | 1 | SCE | 1100 | 2 | 9 | N
EX03854869 | Before the 1970s | 1900 - 1969 | 2 | 01 - Single Family Detached | 2 | SCE | 2400 | 1 | 8 | N
EX03856650 | Before the 1970s | 1900 - 1969 | 2 | 06 - Townhouse/Rowhouse (2-4 Unit Multi-Story) | 2 | SCE | 1900 | 2 | 8 | Y
EX03857343 | Dont Know | Dont Know | 1 | 03 - Apt 5+ Units | 2 | SCE | -99 | 1 | 9 | N
EX03865020 | 1970s | 1970 - 1979 | 4 | 01 - Single Family Detached | 1 | SCE | 1512 | 4 | 6 | N
EX03908110 | 1970s | 1970 - 1979 | 1 | 05 - Mobile Home | 1 | SCE | 1200 | 1 | 13 | Y
EX03970162 | 1980s | 1980 - 1989 | 2 | 03 - Apt 5+ Units | 2 | SCE | 1600 | 2 | 9 | N
EX04054126 | Before the 1970s | 1900 - 1969 | 4 | 01 - Single Family Detached | 2 | SCE | 3400 | 3 | 6 | N
EX04078562 | 1980s | 1980 - 1989 | 2 | 01 - Single Family Detached | -98 | SCE | 3600 | 2 | 9 | N
EX04386429 | 1970s | 1970 - 1979 | 3 | 01 - Single Family Detached | 1 | SCE | 2300 | 1 | 14 | N
EX04390293 | Before the 1970s | 1900 - 1969 | 4 | 01 - Single Family Detached | 1 | SCE | -99 | 3 | 16 | Y
EX04444459 | 1970s | 1970 - 1979 | 2 | 05 - Mobile Home | 1 | SCE | 1440 | 2 | 9 | Y
EX04569379 | 1970s | 1970 - 1979 | 1 | 05 - Mobile Home | 1 | SCE | 1440 | 1 | 15 | Y
EX04664468 | Before the 1970s | 1900 - 1969 | 1 | 01 - Single Family Detached | 2 | SCE | 1500 | 1 | 16 | N
EX04708862 | Before the 1970s | 1900 - 1969 | 2 | 01 - Single Family Detached | 3 | SCE | 2500 | 2 | 10 | N
EX04782419 | 1980s | 1980 - 1989 | 4 | 01 - Single Family Detached | 1 | SCE | 1500 | 3 | 14 | N
EX04795590 | 1980s | 1980 - 1989 | 1 | 01 - Single Family Detached | 1.5 | SCE | 2400 | 3 | 9 | N
EX04918634 | 1990 - 1994 | 1990 - 1994 | 3 | 01 - Single Family Detached | 2 | SCE | 2400 | 2 | 14 | N
EX04930728 | Before the 1970s | 1900 - 1969 | 4 | 01 - Single Family Detached | 1 | SCE | 5500 | 4 | 6 | N
EX04934671 | 1980s | 1980 - 1989 | 3 | 01 - Single Family Detached | 1 | SCE | 2450 | 2 | 10 | N
EX04957564 | Before the 1970s | 1900 - 1969 | 3 | 01 - Single Family Detached | 1 | SCE | 1450 | 2 | 8 | N
EX05027529 | Before the 1970s | 1900 - 1969 | 2 | 03 - Apt 5+ Units | 2 | SCE | 700 | 2 | 9 | Y
EX05051328 | Before the 1970s | 1900 - 1969 | 1 | 01 - Single Family Detached | 1 | SCE | 1350 | 1 | 8 | N
EX05061529 | Before the 1970s | 1900 - 1969 | 2 | 01 - Single Family Detached | 1 | SCE | 1200 | 3 | 8 | Y
EX05067126 | Before the 1970s | 1900 - 1969 | 4 | 01 - Single Family Detached | 1 | SCE | 900 | 1 | 8 | Y
EX05144435 | 1970s | 1970 - 1979 | 2 | 03 - Apt 5+ Units | 1 | SCE | 750 | 2 | 6 | N
EX05173013 | 1980s | 1980 - 1989 | 2 | 02 - Apt 2-4 Units | 1 | SCE | 1200 | Refused | 14 | N
EX05185169 | Before the 1970s | 1900 - 1969 | 3 | 04 - Duplex (Single Story) | 1 | SCE | 1900 | 2 | 8 | Y
EX05209823 | Before the 1970s | 1900 - 1969 | 2 | 01 - Single Family Detached | 1 | SCE | 1400 | 2 | 15 | Y
EX05281529 | 1990 - 1994 | 1990 - 1994 | 1 | 03 - Apt 5+ Units | 3 | SCE | 800 | 1 | 8 | Y
EX05355299 | Before the 1970s | 1900 - 1969 | 3 | 01 - Single Family Detached | 1 | SCE | 2300 | 3 | 6 | N
EX05370583 | 1980s | 1980 - 1989 | 0 | 01 - Single Family Detached | 3 | SCE | 1400 | 2 | 16 | N
EX05384764 | 1995 - 1999 | 1995 - 1999 | 3 | 01 - Single Family Detached | 2 | SCE | 3600 | 2 | 6 | N
EX05484418 | 1970s | 1970 - 1979 | 3 | 01 - Single Family Detached | 3 | SCE | 1109 | 3 | 16 | Y
EX05591291 | Before the 1970s | 1900 - 1969 | 1 | 03 - Apt 5+ Units | 1 | SCE | 750 | 1 | 8 | Y
EX05613856 | 1990 - 1994 | 1990 - 1994 | 2 | 01 - Single Family Detached | 1 | SCE | 1248 | 2 | 8 | Y
EX05650797 | 1990 - 1994 | 1990 - 1994 | 2 | 05 - Mobile Home | 1 | SCE | 960 | 2 | 10 | Y
EX05693854 | Before the 1970s | 1900 - 1969 | 1 | 04 - Duplex (Single Story) | 1 | SCE | 1500 | 1 | 6 | N
EX05760326 | 1980s | 1980 - 1989 | 2 | 05 - Mobile Home | 1 | SCE | 1200 | 1 | 14 | Y
EX05815964 | 1970s | 1970 - 1979 | 1 | 01 - Single Family Detached | 1 | SCE | 1400 | 1 | 14 | N
EX05858508 | 1980s | 1980 - 1989 | 2 | 01 - Single Family Detached | 1 | SCE | 1650 | 2 | 16 | Y
EX05904816 | 1970s | 1970 - 1979 | 4 | 03 - Apt 5+ Units | -98 | SCE | 1300 | 2 | 6 | N
EX05928418 | Before the 1970s | 1900 - 1969 | 3 | 02 - Apt 2-4 Units | 2 | SCE | 600 | 3 | 8 | Y
EX05958025 | 1970s | 1970 - 1979 | 1 | 03 - Apt 5+ Units | 2 | SCE | 1500 | 1 | 16 | N
EX05987210 | 2000s | 2000 - 2012 | 2 | 06 - Townhouse/Rowhouse (2-4 Unit Multi-Story) | 2 | SCE | 2200 | 2 | 16 | N
EX05987938 | 1970s | 1970 - 1979 | 2 | 01 - Single Family Detached | 3 | SCE | 2500 | 4 | 16 | N
EX06047771 | 1980s | 1980 - 1989 | 3 | 01 - Single Family Detached | 1 | SCE | 2400 | 5 | 14 | N
EX06050241 | 1980s | 1980 - 1989 | 7 | 01 - Single Family Detached | 2 | SCE | 2600 | 4 | 16 | N
EX06060241 | Dont Know | Dont Know | 6 | 01 - Single Family Detached | 1 | SCE | 825 | 4 | 14 | Y
EX06074517 | 1980s | 1980 - 1989 | 7 | 01 - Single Family Detached | 1 | SCE | 1300 | 6 | 14 | Y
EX06093851 | Dont Know | Dont Know | 2 | 02 - Apt 2-4 Units | 2 | SCE | -99 | 2 | 9 | Y
EX06185824 | Before the 1970s | 1900 - 1969 | 3 | 01 - Single Family Detached | 3 | SCE | 2900 | 3 | 6 | N
EX06335325 | 2000s | 2000 - 2012 | 5 | 01 - Single Family Detached | 1 | SCE | 2800 | 3 | 10 | N
EX06386710 | 1970s | 1970 - 1979 | 1 | 04 - Duplex (Single Story) | 1 | SCE | 1800 | 1 | 6 | Y
EX06390754 | Before the 1970s | 1900 - 1969 | 4 | 03 - Apt 5+ Units | 1 | SCE | 1400 | 4 | 6 | Y
EX06499227 | 1980s | 1980 - 1989 | 3 | 05 - Mobile Home | 1 | SCE | 1400 | 2 | 10 | N
EX06509433 | 2000s | 2000 - 2012 | 3 | 01 - Single Family Detached | 2 | SCE | 2100 | 1 | 14 | Y
EX06528126 | Before the 1970s | 1900 - 1969 | 2 | 03 - Apt 5+ Units | 2 | SCE | 700 | 1 | 8 | N
EX06552247 | Dont Know | Dont Know | 1 | 03 - Apt 5+ Units | 2 | SCE | 754 | 1 | 6 | N
EX06619530 | Before the 1970s | 1900 - 1969 | 1 | 06 - Townhouse/Rowhouse (2-4 Unit Multi-Story) | 2 | SCE | 1200 | 1 | 16 | N
EX06620562 | Before the 1970s | 1900 - 1969 | 2 | 01 - Single Family Detached | 1 | SCE | 2400 | 2 | 13 | N
EX06712938 | 1995 - 1999 | 1995 - 1999 | 1 | 01 - Single Family Detached | 1 | SCE | 2000 | 1 | 14 | N
EX06726940 | 2000s | 2000 - 2012 | 7 | 01 - Single Family Detached | 1 | SCE | 4000 | 6 | 16 | Y
EX06781642 | 1970s | 1970 - 1979 | 2 | 03 - Apt 5+ Units | 1 | SCE | 500 | 2 | 6 | Y
EX06920646 | 2000s | 2000 - 2012 | 5 | 01 - Single Family Detached | 1 | SCE | 1500 | 2 | 10 | N
EX06935726 | 1970s | 1970 - 1979 | 3 | 01 - Single Family Detached | 1 | SCE | 1500 | 2 | 10 | N
EX06998455 | 2000s | 2000 - 2012 | 1 | 05 - Mobile Home | 1 | SCE | 1750 | 1 | 9 | N
EX07095504 | 1970s | 1970 - 1979 | 2 | 03 - Apt 5+ Units | 2 | SCE | 975 | 1 | 10 | Y
EX07183290 | 1970s | 1970 - 1979 | 9 | 01 - Single Family Detached | 1 | SCE | 1200 | 7 | 6 | Y
EX07193743 | Before the 1970s | 1900 - 1969 | 1 | 03 - Apt 5+ Units | 1 | SCE | 680 | 1 | 8 | N
EX07225571 | Before the 1970s | 1900 - 1969 | 2 | 04 - Duplex (Single Story) | 1 | SCE | 1200 | 2 | 6 | N
EX07557879 | 1970s | 1970 - 1979 | 3 | 01 - Single Family Detached | 1 | SCE | 1580 | 2 | 16 | N
EX07649889 | 2000s | 2000 - 2012 | 2 | 05 - Mobile Home | 1 | SCE | 2200 | 1 | 16 | N
EX07665332 | Before the 1970s | 1900 - 1969 | 3 | 01 - Single Family Detached | 1 | SCE | 1200 | 2 | 14 | Y
EX07694606 | Before the 1970s | 1900 - 1969 | 5 | 03 - Apt 5+ Units | 2 | SCE | 1100 | 5 | 9 | Y
EX07805715 | Before the 1970s | 1900 - 1969 | 2 | 02 - Apt 2-4 Units | 1 | SCE | 800 | 2 | 6 | N
EX07833914 | 2000s | 2000 - 2012 | 2 | 01 - Single Family Detached | 1 | SCE | 3200 | 2 | 15 | N
EX07880460 | Before the 1970s | 1900 - 1969 | 2 | 03 - Apt 5+ Units | 3 | SCE | -99 | 2 | 9 | N
EX07884798 | 2000s | 2000 - 2012 | 3 | 02 - Apt 2-4 Units | 2 | SCE | 900 | 2 | 9 | Y
EX07967043 | 1970s | 1970 - 1979 | 2 | 01 - Single Family Detached | 2 | SCE | 1650 | 1 | 6 | Y
EX08006196 | 2000s | 2000 - 2012 | 2 | 01 - Single Family Detached | 1 | SCE | 1195 | 2 | 14 | N
EX08058842 | 1970s | 1970 - 1979 | 4 | 03 - Apt 5+ Units | 1 | SCE | 1000 | 2 | 8 | Y
EX08159284 | Before the 1970s | 1900 - 1969 | 2 | 01 - Single Family Detached | 1 | SCE | 2200 | 2 | 9 | N
EX08162876 | Before the 1970s | 1900 - 1969 | 3 | 03 - Apt 5+ Units | 2 | SCE | 997 | 1 | 8 | N
EX08252100 | 1970s | 1970 - 1979 | 3 | 01 - Single Family Detached | 1 | SCE | 1000 | 3 | 10 | N
EX08315903 | Dont Know | Dont Know | 1 | 01 - Single Family Detached | 1 | SCE | 697 | 1 | 14 | Y
EX08351531 | 1980s | 1980 - 1989 | 3 | 02 - Apt 2-4 Units | 2 | SCE | 926 | 1 | 9 | Y
EX08417179 | Before the 1970s | 1900 - 1969 | 4 | 01 - Single Family Detached | 1 | SCE | 1000 | 4 | 10 | Y
EX08627115 | Before the 1970s | 1900 - 1969 | 1 | 01 - Single Family Detached | 1 | SCE | 1200 | 1 | 6 | N
EX08684575 | 1980s | 1980 - 1989 | 2 | 01 - Single Family Detached | 1.5 | SCE | 2000 | 2 | 13 | N
EX08779098 | Before the 1970s | 1900 - 1969 | 2 | 01 - Single Family Detached | 1 | SCE | 1400 | 2 | 16 | N
EX08894938 | 2000s | 2000 - 2012 | 6 | 01 - Single Family Detached | 2 | SCE | 2832 | 3 | 14 | Y
EX09193540 | 1980s | 1980 - 1989 | 3 | 01 - Single Family Detached | 1 | SCE | 1800 | 2 | 10 | N
EX09273389 | 1970s | 1970 - 1979 | 5 | 03 - Apt 5+ Units | 1 | SCE | 800 | 3 | 8 | Y
EX09290904 | 1990 - 1994 | 1990 - 1994 | 4 | 01 - Single Family Detached | 1 | SCE | 2500 | 2 | 14 | N
EX09496987 | 1990 - 1994 | 1990 - 1994 | 4 | 01 - Single Family Detached | 1 | SCE | 800 | 4 | 14 | Y
EX09655073 | 1995 - 1999 | 1995 - 1999 | 2 | 01 - Single Family Detached | 2 | SCE | 1800 | 2 | 14 | N
EX09687314 | 1970s | 1970 - 1979 | 4 | 05 - Mobile Home | 1 | SCE | 1200 | 1 | 10 | N
EX09779340 | 2000s | 2000 - 2012 | 4 | 01 - Single Family Detached | 1 | SCE | 2400 | 1 | 14 | Y
EX09795490 | Before the 1970s | 1900 - 1969 | 1 | 02 - Apt 2-4 Units | 2 | SCE | 500 | 1 | 6 | N
EX09810721 | Dont Know | Dont Know | 2 | 03 - Apt 5+ Units | 2 | SCE | 750 | 2 | 6 | N
EX09844975 | 1990 - 1994 | 1990 - 1994 | 3 | 03 - Apt 5+ Units | 3 | SCE | 750 | 2 | 9 | Y
EX09851275 | Before the 1970s | 1900 - 1969 | 2 | 03 - Apt 5+ Units | 2 | SCE | 2000 | 1 | 9 | N
EX09874237 | Before the 1970s | 1900 - 1969 | 1 | 03 - Apt 5+ Units | 1 | SCE | 750 | 1 | 6 | N
EX09895212 | 1995 - 1999 | 1995 - 1999 | 6 | 01 - Single Family Detached | 1 | SCE | 1600 | 7 | 8 | Y
EX09908614 | 1970s | 1970 - 1979 | 3 | 01 - Single Family Detached | 1 | SCE | 1750 | 3 | 10 | N
EX09973583 | Dont Know | Dont Know | 3 | 03 - Apt 5+ Units | 2 | SCE | -99 | 1 | 6 | N
EX10017261 | 1980s | 1980 - 1989 | 2 | 02 - Apt 2-4 Units | 2 | SCE | 1610 | 2 | 9 | N
EX10023976 | 1970s | 1970 - 1979 | 2 | 03 - Apt 5+ Units | 2 | SCE | 1100 | 2 | 6 | N
EX10056138 | Dont Know | Dont Know | 7 | 01 - Single Family Detached | 1 | SCE | 1200 | 5 | 13 | Y
EX10120605 | Before the 1970s | 1900 - 1969 | 5 | 01 - Single Family Detached | 1 | SCE | 1500 | 3 | 10 | N
EX10188440 | Dont Know | Dont Know | 4 | 03 - Apt 5+ Units | 1 | SCE | 400 | 4 | 8 | Y
EX10198157 | Before the 1970s | 1900 - 1969 | 2 | 01 - Single Family Detached | 1 | SCE | 450 | 2 | 6 | N
EX10230404 | 1995 - 1999 | 1995 - 1999 | 1 | 03 - Apt 5+ Units | 3 | SCE | 500 | 1 | 6 | Y
EX10303248 | 1970s | 1970 - 1979 | 5 | 01 - Single Family Detached | 1 | SCE | 1850 | 2 | 14 | Y
EX10465529 | 1980s | 1980 - 1989 | 3 | 03 - Apt 5+ Units | 1 | SCE | 1008 | 2 | 6 | N
EX10639047 | 1970s | 1970 - 1979 | 5 | 03 - Apt 5+ Units | 2 | SCE | 900 | 4 | 8 | Y
EX10728435 | 2000s | 2000 - 2012 | 4 | 01 - Single Family Detached | 1 | SCE | 2400 | 2 | 14 | N
EX10765520 | 1980s | 1980 - 1989 | 4 | 05 - Mobile Home | 1 | SCE | 1200 | 2 | 14 | Y
EX10771678 | Before the 1970s | 1900 - 1969 | 3 | 03 - Apt 5+ Units | 2 | SCE | 700 | 2 | 8 | N
EX10785214 | Before the 1970s | 1900 - 1969 | 1 | 03 - Apt 5+ Units | 2 | SCE | 830 | 1 | 6 | N
EX10938608 | 2000s | 2000 - 2012 | 2 | 03 - Apt 5+ Units | 1 | SCE | 690 | 2 | 9 | N
EX11110027 | 1970s | 1970 - 1979 | 1 | 05 - Mobile Home | 1 | SCE | 1344 | 1 | 14 | Y
EX11132588 | 1980s | 1980 - 1989 | 4 | 01 - Single Family Detached | 2 | SCE | 3300 | 2 | 10 | N
EX11173284 | 1970s | 1970 - 1979 | 1 | 03 - Apt 5+ Units | 1 | SCE | 650 | 1 | 6 | N
EX11215974 | Before the 1970s | 1900 - 1969 | 2 | 02 - Apt 2-4 Units | 1 | SCE | 900 | 0 | 15 | N
EX11217664 | Before the 1970s | 1900 - 1969 | 4 | 01 - Single Family Detached | 1 | SCE | 1200 | 2 | 8 | N
EX11235559 | 1970s | 1970 - 1979 | 4 | 03 - Apt 5+ Units | 2 | SCE | -99 | 3 | 9 | Y
EX11265530 | 2000s | 2000 - 2012 | 3 | 03 - Apt 5+ Units | 2 | SCE | 1000 | 3 | 8 | N
EX11376882 | Before the 1970s | 1900 - 1969 | 6 | 01 - Single Family Detached | 1 | SCE | 1100 | 4 | 14 | Y
EX11426907 | Dont Know | Dont Know | 1 | 03 - Apt 5+ Units | 2 | SCE | -99 | 1 | 9 | N
EX11433567 | 1980s | 1980 - 1989 | 4 | 01 - Single Family Detached | 1 | SCE | 2895 | 3 | 14 | N
EX11498833 | 2000s | 2000 - 2012 | 5 | 02 - Apt 2-4 Units | 1 | SCE | 900 | 2 | 16 | Y
EX11521826 | Dont Know | Dont Know | 2 | 03 - Apt 5+ Units | 2 | SCE | 500 | Refused | 6 | N
EX11551251 | 1970s | 1970 - 1979 | 4 | 03 - Apt 5+ Units | 2 | SCE | 900 | 2 | 8 | N
EX11590593 | 1995 - 1999 | 1995 - 1999 | 5 | 06 - Townhouse/Rowhouse (2-4 Unit Multi-Story) | 2 | SCE | 1200 | 3 | 8 | Y
EX11647623 | Before the 1970s | 1900 - 1969 | 2 | 02 - Apt 2-4 Units | 2 | SCE | 1100 | 2 | 9 | N
EX11749524 | Dont Know | Dont Know | 8 | 01 - Single Family Detached | 1 | SCE | 1200 | 6 | 8 | Y
PG12874469 | 1995 - 1999 | 1995 - 1999 | 2 | 01 - Single Family Detached | 1 | PG&E | 1940 | 2 | 13 | N
PG12925331 | Before the 1970s | 1900 - 1969 | 3 | 01 - Single Family Detached | 1 | PG&E | 1300 | 2 | 13 | Y
PG13238150 | Dont Know | Dont Know | 5 | 05 - Mobile Home | 1 | PG&E | 800 | 2 | 13 | N
PG13284260 | Before the 1970s | 1900 - 1969 | 3 | 01 - Single Family Detached | 1 | PG&E | 1000 | 3 | 13 | Y
PG13682307 | 2000s | 2000 - 2012 | 2 | 01 - Single Family Detached | 1 | PG&E | 3500 | 2 | 13 | N
PG13804062 | Before the 1970s | 1900 - 1969 | 2 | 01 - Single Family Detached | 1 | PG&E | 1152 | 2 | 13 | N
PG14206318 | Before the 1970s | 1900 - 1969 | 1 | 01 - Single Family Detached | 2 | PG&E | 2000 | 1 | 5 | N
PG14407534 | 2000s | 2000 - 2012 | 6 | 01 - Single Family Detached | 1 | PG&E | 1417 | 3 | 13 | Y
PG14978030 | 1970s | 1970 - 1979 | 2 | 04 - Duplex (Single Story) | 1 | PG&E | 1100 | 1 | 4 | N
PG15302966 | 1970s | 1970 - 1979 | 1 | 03 - Apt 5+ Units | 1 | PG&E | 750 | 0 | 13 | N
PG15370035 | 1990 - 1994 | 1990 - 1994 | 4 | 01 - Single Family Detached | 2 | PG&E | 1400 | 2 | 5 | Y
PG16203050 | 2000s | 2000 - 2012 | 1 | 03 - Apt 5+ Units | 1 | PG&E | 900 | 1 | 5 | N
PG16232120 | 2000s | 2000 - 2012 | 2 | 01 - Single Family Detached | 1 | PG&E | 1800 | 1 | 4 | N
PG16279452 | Dont Know | Dont Know | 6 | 02 - Apt 2-4 Units | 1 | PG&E | 700 | 2 | 13 | Y
PG16304682 | 1980s | 1980 - 1989 | 3 | 01 - Single Family Detached | 1 | PG&E | 1150 | 3 | 13 | N
PG16308866 | 1970s | 1970 - 1979 | 2 | 01 - Single Family Detached | 1 | PG&E | 1176 | 2 | 13 | Y
PG16321522 | 1995 - 1999 | 1995 - 1999 | 5 | 01 - Single Family Detached | 2 | PG&E | 2700 | 2 | 13 | N
PG16328923 | 1970s | 1970 - 1979 | 4 | 01 - Single Family Detached | 1.5 | PG&E | 3200 | 2 | 13 | N
PG16367536 | 1970s | 1970 - 1979 | 1 | 01 - Single Family Detached | 1 | PG&E | 1100 | 2 | 13 | N
PG16679708 | 2000s | 2000 - 2012 | 4 | 01 - Single Family Detached | 1 | PG&E | 3790 | 4 | 5 | Y
PG16903826 | 1990 - 1994 | 1990 - 1994 | 2 | 01 - Single Family Detached | 1 | PG&E | 2700 | 2 | 13 | N
PG17031585 | Before the 1970s | 1900 - 1969 | 7 | 01 - Single Family Detached | 1 | PG&E | 900 | 4 | 13 | N
PG17371442 | 2000s | 2000 - 2012 | 3 | 01 - Single Family Detached | 2 | PG&E | 2340 | 2 | 13 | N
PG17490334 | 2000s | 2000 - 2012 | 4 | 01 - Single Family Detached | 1 | PG&E | 2800 | 2 | 13 | N
PG17931212 | Before the 1970s | 1900 - 1969 | 2 | 01 - Single Family Detached | 1 | PG&E | 900 | 1 | 5 | N
PG17979236 | Before the 1970s | 1900 - 1969 | 2 | 01 - Single Family Detached | 1 | PG&E | 1600 | 2 | 13 | N
PG17991118 | 1980s | 1980 - 1989 | 2 | 01 - Single Family Detached | 1 | PG&E | 2400 | 2 | 13 | N
PG18210489 | 1970s | 1970 - 1979 | 2 | 01 - Single Family Detached | 1 | PG&E | 1200 | 2 | 4 | N
PG18420150 | 2000s | 2000 - 2012 | 4 | 01 - Single Family Detached | 1 | PG&E | 1660 | 2 | 13 | Y
PG18527567 | 1995 - 1999 | 1995 - 1999 | 4 | 01 - Single Family Detached | 1 | PG&E | 1624 | 5 | 13 | Y
PG18547686 | Before the 1970s | 1900 - 1969 | 1 | 01 - Single Family Detached | 1 | PG&E | 1000 | Refused | 13 | N
PG19008205 | 1970s | 1970 - 1979 | 2 | 01 - Single Family Detached | 1 | PG&E | 2350 | 2 | 13 | N
PG19107888 | Before the 1970s | 1900 - 1969 | 4 | 01 - Single Family Detached | 2 | PG&E | 1370 | 2 | 13 | N
PG19308581 | 1970s | 1970 - 1979 | 3 | 01 - Single Family Detached | 1 | PG&E | 1300 | 3 | 5 | N
PG19510481 | 2000s | 2000 - 2012 | 5 | 01 - Single Family Detached | 1 | PG&E | 1700 | 3 | 13 | Y
PG19782987 | 1990 - 1994 | 1990 - 1994 | 2 | 01 - Single Family Detached | 1 | PG&E | 2200 | 2 | 13 | N
PG20180661 | 1980s | 1980 - 1989 | 2 | 01 - Single Family Detached | 2 | PG&E | 2800 | 1 | 5 | N
PG20782089 | 1970s | 1970 - 1979 | 2 | 01 - Single Family Detached | 1 | PG&E | 1200 | 2 | 13 | Y
PG20827828 | 1990 - 1994 | 1990 - 1994 | 5 | 01 - Single Family Detached | 1 | PG&E | 2500 | 4 | 13 | Y
PG21084229 | 2000s | 2000 - 2012 | 5 | 01 - Single Family Detached | 1 | PG&E | 2300 | 2 | 13 | Y
PG21124377 | Before the 1970s | 1900 - 1969 | 6 | 01 - Single Family Detached | 1 | PG&E | 1040 | 2 | 5 | Y
PG21229191 | 2000s | 2000 - 2012 | 6 | 01 - Single Family Detached | 2 | PG&E | 2700 | 2 | 4 | Y
PG21276056 | 1990 - 1994 | 1990 - 1994 | 2 | 01 - Single Family Detached | 1 | PG&E | 2700 | 2 | 4 | N
PG21309111 | 1995 - 1999 | 1995 - 1999 | 4 | 01 - Single Family Detached | 1 | PG&E | 1650 | 3 | 13 | N
PG21450356 | 1990 - 1994 | 1990 - 1994 | 2 | 01 - Single Family Detached | 1 | PG&E | 1900 | 2 | 4 | N
PG21498234 | 1980s | 1980 - 1989 | 2 | 01 - Single Family Detached | 2 | PG&E | 2000 | 2 | 5 | N
PG21583885 | 1980s | 1980 - 1989 | 1 | 05 - Mobile Home | 1 | PG&E | 1100 | 1 | 5 | Y
PG21749151 | 2000s | 2000 - 2012 | 3 | 01 - Single Family Detached | 1 | PG&E | 1240 | 2 | 13 | Y
PG21984755 | 1995 - 1999 | 1995 - 1999 | 2 | 01 - Single Family Detached | 1 | PG&E | 1980 | 2 | 13 | N
PG22452944 | 1970s | 1970 - 1979 | 3 | 01 - Single Family Detached | 1 | PG&E | 1850 | 2 | 13 | N
PG22580742 | 1980s | 1980 - 1989 | 2 | 01 - Single Family Detached | 1 | PG&E | 1800 | 2 | 4 | N
PG22778450 | 2000s | 2000 - 2012 | 1 | 01 - Single Family Detached | 2 | PG&E | 1700 | 1 | 5 | N
PG22850005 | 1990 - 1994 | 1990 - 1994 | 3 | 01 - Single Family Detached | 1 | PG&E | 1200 | 2 | 13 | Y
PG22944031 | Before the 1970s | 1900 - 1969 | 4 | 01 - Single Family Detached | 1 | PG&E | 1900 | 4 | 5 | Y
PP03883853 | 1995 - 1999 | 1995 - 1999 | 3 | 01 - Single Family Detached | 1 | PG&E | 1870 | 3 | 13 | N
PP04047320 | 1970s | 1970 - 1979 | 1 | 01 - Single Family Detached | 1 | PG&E | 1650 | 1 | 13 | N
PP08763703 | Before the 1970s | 1900 - 1969 | 2 | 01 - Single Family Detached | 1 | PG&E | 1710 | 2 | 3 | N
PP09987251 | Before the 1970s | 1900 - 1969 | 5 | 01 - Single Family Detached | 3 | PG&E | 3000 | Refused | 3 | N
PP12858623 | Before the 1970s | 1900 - 1969 | 3 | 01 - Single Family Detached | 2 | PG&E | 3200 | 3 | 3 | N
PP12877209 | Before the 1970s | 1900 - 1969 | 3 | 01 - Single Family Detached | -98 | PG&E | 7000 | 3 | 3 | N
PP12889051 | 1970s | 1970 - 1979 | 1 | 01 - Single Family Detached | 2 | PG&E | 2162 | 1 | 12 | N
PP12896824 | 1980s | 1980 - 1989 | 3 | 01 - Single Family Detached | 1 | PG&E | 2700 | 2 | 13 | N
PP12902788 | 1970s | 1970 - 1979 | 4 | 01 - Single Family Detached | 1 | PG&E | 1800 | 3 | 13 | N
PP12904623 | Dont Know | Dont Know | 7 | 01 - Single Family Detached | 1 | PG&E | 2000 | 6 | 4 | Y
PP12929521 | 2000s | 2000 - 2012 | 2 | 01 - Single Family Detached | 2 | PG&E | 3000 | 2 | 12 | N
PP12941797 | 1980s | 1980 - 1989 | 2 | 01 - Single Family Detached | 2 | PG&E | 2575 | 1 | 3 | N
PP12983698 | Before the 1970s | 1900 - 1969 | 5 | 01 - Single Family Detached | 1 | PG&E | 1963 | 2 | 13 | Y
PP13029152 | Before the 1970s | 1900 - 1969 | 4 | 01 - Single Family Detached | 1 | PG&E | 1600 | 2 | 12 | Y
PP13039847 | Before the 1970s | 1900 - 1969 | 2 | 01 - Single Family Detached | 1 | PG&E | 600 | 2 | 12 | N
PP13042941 | Before the 1970s | 1900 - 1969 | 2 | 01 - Single Family Detached | 1.5 | PG&E | 2275 | 2 | 4 | N
PP13052766 | 1970s | 1970 - 1979 | 1 | 01 - Single Family Detached | 1.5 | PG&E | 3200 | 1 | 3 | Y
PP13060495 | 1990 - 1994 | 1990 - 1994 | 3 | 03 - Apt 5+ Units | 1 | PG&E | 1200 | 1 | 3 | N
PP13061815 | Before the 1970s | 1900 - 1969 | 2 | 01 - Single Family Detached | 1 | PG&E | 3100 | 2 | 12 | N
PP13090131 | Before the 1970s | 1900 - 1969 | 4 | 01 - Single Family Detached | 2.5 | PG&E | 3500 | 5 | 3 | N
PP13099936 | 1990 - 1994 | 1990 - 1994 | 6 | 01 - Single Family Detached | 1 | PG&E | 1400 | 2 | 13 | Y
PP13118744 | 1995 - 1999 | 1995 - 1999 | 5 | 01 - Single Family Detached | 2 | PG&E | 1800 | 2 | 12 | Y
PP13173388 | Dont Know | Dont Know | 4 | 01 - Single Family Detached | 1 | PG&E | 1578 | 2 | 3 | Y
PP13180807 | Before the 1970s | 1900 - 1969 | 2 | 01 - Single Family Detached | 1 | PG&E | 700 | 1 | 2 | Y
PP13183864 | Before the 1970s | 1900 - 1969 | 3 | 01 - Single Family Detached | 1 | PG&E | 1700 | 3 | 4 | N
PP13223242 | Before the 1970s | 1900 - 1969 | 2 | 01 - Single Family Detached | 1 | PG&E | 920 | 2 | 2 | N
PP13240093 | Before the 1970s | 1900 - 1969 | 1 | 03 - Apt 5+ Units | 1 | PG&E | 400 | 1 | 3 | N
PP13249764 | 1990 - 1994 | 1990 - 1994 | 2 | 01 - Single Family Detached | 2 | PG&E | 1350 | 2 | 3 | N
PP13260328 | Before the 1970s | 1900 - 1969 | 2 | 02 - Apt 2-4 Units | 1 | PG&E | 700 | 2 | 3 | Y
PP13264306 | Before the 1970s | 1900 - 1969 | 1 | 02 - Apt 2-4 Units | 1 | PG&E | -99 | 1 | 3 | N
PP13267269 | 1980s | 1980 - 1989 | 6 | 06 - Townhouse/Rowhouse (2-4 Unit Multi-Story) | 2 | PG&E | 1404 | 2 | 4 | Y
PP13285150 | Dont Know | Dont Know | 6 | 01 - Single Family Detached | 2 | PG&E | 1709 | 2 | 3 | Y
PP13289070 | 1970s | 1970 - 1979 | 2 | 01 - Single Family Detached | 1 | PG&E | 1700 | 2 | 12 | N
PP13291937 | Before the 1970s | 1900 - 1969 | 1 | 01 - Single Family Detached | 2 | PG&E | 800 | 1 | 3 | N
PP13313645 | Dont Know | Dont Know | 4 | 01 - Single Family Detached | 1 | PG&E | 1994 | 4 | 3 | Y
PP13336573 | Before the 1970s | 1900 - 1969 | 3 | 01 - Single Family Detached | 1 | PG&E | 1200 | 3 | 2 | N
PP13366590 | Before the 1970s | 1900 - 1969 | 2 | 01 - Single Family Detached | 2 | PG&E | 1500 | 2 | 12 | N
PP13368960 | Before the 1970s | 1900 - 1969 | 5 | 01 - Single Family Detached | 2 | PG&E | 2250 | 4 | 3 | N
PP13373600 | Before the 1970s | 1900 - 1969 | 2 | 01 - Single Family Detached | 1 | PG&E | 1850 | 1 | 12 | N
PP13379489 | Before the 1970s | 1900 - 1969 | 3 | 01 - Single Family Detached | 1 | PG&E | 1420 | 3 | 13 | N
PP13382246 | 2000s | 2000 - 2012 | 4 | 01 - Single Family Detached | 2 | PG&E | 1934 | 2 | 13 | Y
PP13388657 | 1995 - 1999 | 1995 - 1999 | 3 | 01 - Single Family Detached | 2 | PG&E | 2400 | 2 | 12 | Y
PP13392360 | 1980s | 1980 - 1989 | 7 | 01 - Single Family Detached | 1 | PG&E | 6700 | 5 | 12 | N
PP13393988 | 1970s | 1970 - 1979 | 2 | 01 - Single Family Detached | 1 | PG&E | 3000 | 2 | 4 | N
PP13426002 | Dont Know | Dont Know | 4 | 01 - Single Family Detached | 1 | PG&E | 1164 | 4 | 4 | Y
PP13426194 | Before the 1970s | 1900 - 1969 | 2 | 01 - Single Family Detached | 1 | PG&E | 1800 | 2 | 2 | N
PP13428824 | 2000s | 2000 - 2012 | 4 | 01 - Single Family Detached | 2 | PG&E | 3098 | 3 | 11 | N
PP13455959 | 1990 - 1994 | 1990 - 1994 | 2 | 01 - Single Family Detached | 2 | PG&E | 2450 | 1 | 12 | N
PP13485496 | Before the 1970s | 1900 - 1969 | 4 | 01 - Single Family Detached | 2 | PG&E | 3450 | 2 | 12 | Y
PP13486849 | Before the 1970s | 1900 - 1969 | 1 | 01 - Single Family Detached | 1.5 | PG&E | 1700 | 1 | 3 | N
PP13524151 | Before the 1970s | 1900 - 1969 | 4 | 01 - Single Family Detached | 2 | PG&E | 1700 | 2 | 3 | N
PP13557423 | 1980s | 1980 - 1989 | 3 | 01 - Single Family Detached | 1 | PG&E | 1407 | 3 | 12 | N
PP13583873 | 1970s | 1970 - 1979 | 4 | 01 - Single Family Detached | 1 | PG&E | 2350 | 3 | 12 | N
PP13616700 | 1970s | 1970 - 1979 | 4 | 01 - Single Family Detached | 2 | PG&E | 2450 | 2 | 12 | N
PP13623906 | 1990 - 1994 | 1990 - 1994 | 2 | 01 - Single Family Detached | 1 | PG&E | 1350 | 2 | 12 | N
PP13629107 | Before the 1970s | 1900 - 1969 | 1 | 01 - Single Family Detached | 1.5 | PG&E | 960 | 1 | 3 | N
PP13663624 | Before the 1970s | 1900 - 1969 | 3 | 01 - Single Family Detached | 1 | PG&E | 1850 | 2 | 13 | N
PP13679397 | 1970s | 1970 - 1979 | 2 | 01 - Single Family Detached | 2 | PG&E | 2000 | 2 | 12 | N
PP13714938 | Before the 1970s | 1900 - 1969 | 2 | 02 - Apt 2-4 Units | 1 | PG&E | 1200 | 2 | 3 | N
PP13742844 | 1980s | 1980 - 1989 | 1 | 02 - Apt 2-4 Units | 1 | PG&E | 1800 | 1 | 3 | N
PP13743578 | Before the 1970s | 1900 - 1969 | 4 | 03 - Apt 5+ Units | 2 | PG&E | 1400 | 2 | 3 | N
PP13782067 | 2000s | 2000 - 2012 | 2 | 01 - Single Family Detached | 2.5 | PG&E | 2100 | 2 | 4 | N
PP13783349 | Before the 1970s | 1900 - 1969 | 4 | 01 - Single Family Detached | 1 | PG&E | 1400 | 2 | 4 | Y
PP13793570 | 2000s | 2000 - 2012 | 6 | 01 - Single Family Detached | 2 | PG&E | 2590 | 2 | 13 | Y
PP13815925 | Before the 1970s | 1900 - 1969 | 2 | 03 - Apt 5+ Units | 2 | PG&E | 500 | 2 | 3 | Y
PP13821052 | Before the 1970s | 1900 - 1969 | 3 | 03 - Apt 5+ Units | 1 | PG&E | 1400 | 3 | 3 | N
PP13827254 | Before the 1970s | 1900 - 1969 | 2 | 01 - Single Family Detached | 1 | PG&E | 1500 | 2 | 12 | Y
PP13835755 | 1995 - 1999 | 1995 - 1999 | 2 | 01 - Single Family Detached | 2 | PG&E | 1859 | 1 | 12 | Y
PP13862610 | 1995 - 1999 | 1995 - 1999 | 4 | 01 - Single Family Detached | 2 | PG&E | 3500 | 4 | 12 | N
PP13879624 | Dont Know | Dont Know | 5 | 01 - Single Family Detached | 1 | PG&E | 964 | 2 | 12 | N
PP13882374 | Dont Know | Dont Know | 5 | 01 - Single Family Detached | 1 | PG&E | 1537 | 4 | 13 | Y
PP13889969 | Before the 1970s | 1900 - 1969 | 4 | 01 - Single Family Detached | 1 | PG&E | 1800 | 4 | 12 | N
PP13992417 | Before the 1970s | 1900 - 1969 | 2 | 01 - Single Family Detached | 1 | PG&E | 2100 | 2 | 3 | N
PP13997288 | Before the 1970s | 1900 - 1969 | 4 | 01 - Single Family Detached | 1 | PG&E | 1600 | 4 | 12 | N
PP14002821 | Before the 1970s | 1900 - 1969 | 2 | 01 - Single Family Detached | 2 | PG&E | 500 | Refused | 3 | Y
PP14013927 | Before the 1970s | 1900 - 1969 | 2 | 01 - Single Family Detached | 2 | PG&E | 1200 | 2 | 3 | Y
PP14027847 | 2000s | 2000 - 2012 | 5 | 01 - Single Family Detached | 1 | PG&E | 1600 | 2 | 11 | Y
PP14045936 | 2000s | 2000 - 2012 | 2 | 01 - Single Family Detached | 1.5 | PG&E | 4310 | 2 | 4 | N
PP14049637 | 1970s | 1970 - 1979 | 2 | 03 - Apt 5+ Units | 3 | PG&E | 900 | 2 | 3 | N
PP14118471 | 1970s | 1970 - 1979 | 5 | 01 - Single Family Detached | 1 | PG&E | 1200 | 5 | 12 | N
PP14178864 | Before the 1970s | 1900 - 1969 | 1 | 01 - Single Family Detached | 1 | PG&E | 1500 | 1 | 2 | N
PP14190516 | Before the 1970s | 1900 - 1969 | 2 | 01 - Single Family Detached | 2 | PG&E | 2400 | 2 | 4 | N
PP14237448 | Before the 1970s | 1900 - 1969 | 7 | 04 - Duplex (Single Story) | 1 | PG&E | 1300 | 2 | 12 | N
PP14245969 | 2000s | 2000 - 2012 | 4 | 01 - Single Family Detached | 2 | PG&E | 3715 | 2 | 13 | N
PP14279893 | 1980s | 1980 - 1989 | 5 | 01 - Single Family Detached | 2 | PG&E | 1530 | 2 | 12 | Y
PP14285774 | 1970s | 1970 - 1979 | 4 | 01 - Single Family Detached | 2.5 | PG&E | 2150 | 2 | 3 | N
PP14306038 | Before the 1970s | 1900 - 1969 | 2 | 01 - Single Family Detached | 1 | PG&E | 1980 | 2 | 3 | Y
PP14322780 | 1970s | 1970 - 1979 | 4 | 01 - Single Family Detached | 1 | PG&E | 1450 | 2 | 3 | N
PP14344663 | 1990 - 1994 | 1990 - 1994 | 2 | 03 - Apt 5+ Units | 2 | PG&E | 1000 | 2 | 12 | N
PP14350649 | 1970s | 1970 - 1979 | 4 | 01 - Single Family Detached | 1 | PG&E | 2214 | 3 | 11 | N
PP14399778 | 2000s | 2000 - 2012 | 2 | 01 - Single Family Detached | 1 | PG&E | 2900 | 2 | 11 | N
PP14401040 | Before the 1970s | 1900 - 1969 | 3 | 01 - Single Family Detached | 2 | PG&E | 2400 | 2 | 3 | N
PP14428248 | Before the 1970s | 1900 - 1969 | 4 | 01 - Single Family Detached | 1 | PG&E | 1280 | 2 | 3 | N
PP14451290 | Before the 1970s | 1900 - 1969 | 3 | 01 - Single Family Detached | 2 | PG&E | 1200 | 1 | 2 | Y
PP14488004 | Dont Know | Dont Know | 3 | 01 - Single Family Detached | 1 | PG&E | 1031 | 2 | 3 | N
PP14501077 | Before the 1970s | 1900 - 1969 | 3 | 01 - Single Family Detached | 1 | PG&E | 2800 | 3 | 3 | N
PP14505098 | Before the 1970s | 1900 - 1969 | 3 | 01 - Single Family Detached | 1 | PG&E | 1100 | 3 | 12 | N
PP14516983 | 1980s | 1980 - 1989 | 2 | 01 - Single Family Detached | 1 | PG&E | 2000 | 2 | 3 | N
PP14566565 | 1970s | 1970 - 1979 | 3 | 01 - Single Family Detached | 2 | PG&E | 1455 | 2 | 4 | N
PP14571716 | Before the 1970s | 1900 - 1969 | 1 | 01 - Single Family Detached | 1 | PG&E | 1600 | 1 | 11 | N
PP14572141 | Before the 1970s | 1900 - 1969 | 1 | 02 - Apt 2-4 Units | 1 | PG&E | -99 | 1 | 12 | Y
PP14588437 | Before the 1970s | 1900 - 1969 | 3 | 01 - Single Family Detached | 1 | PG&E | 1100 | 2 | 3 | N
PP14627681 | Before the 1970s | 1900 - 1969 | 4 | 01 - Single Family Detached | 2 | PG&E | 1500 | 2 | 12 | N
PP14647632 | 1980s | 1980 - 1989 | 2 | 04 - Duplex (Single Story) | 1 | PG&E | 900 | 2 | 3 | N
PP14649798 | Before the 1970s | 1900 - 1969 | 5 | 01 - Single Family Detached | 2 | PG&E | 1624 | 3 | 3 | N
PP14664260 | 2000s | 2000 - 2012 | 1 | 03 - Apt 5+ Units | 2.5 | PG&E | 700 | 1 | 12 | Y
PP14691156 | 1970s | 1970 - 1979 | 5 | 01 - Single Family Detached | 2 | PG&E | 2428 | 5 | 12 | N
PP14698423 | Before the 1970s | 1900 - 1969 | 2 | 01 - Single Family Detached | 1 | PG&E | 1520 | 2 | 3 | N
PP14710898 | Before the 1970s | 1900 - 1969 | 5 | 01 - Single Family Detached | 3 | PG&E | 6500 | 2 | 12 | N
PP14711084 | 2000s | 2000 - 2012 | 4 | 01 - Single Family Detached | 1 | PG&E | 2000 | 3 | 12 | Y
PP14712921 | Before the 1970s | 1900 - 1969 | 3 | 06 - Townhouse/Rowhouse (2-4 Unit Multi-Story) | 1.5 | PG&E | 800 | 2 | 2 | N
PP14722924 | 1980s | 1980 - 1989 | 2 | 06 - Townhouse/Rowhouse (2-4 Unit Multi-Story) | 2 | PG&E | 1100 | 2 | 2 | N
PP14725106 | 1970s | 1970 - 1979 | 3 | 01 - Single Family Detached | 1.5 | PG&E | 3000 | 3 | 13 | N
PP14730968 | Before the 1970s | 1900 - 1969 | 6 | 01 - Single Family Detached | 1 | PG&E | 1700 | 3 | 3 | Y
PP14754909 | Before the 1970s | 1900 - 1969 | 6 | 01 - Single Family Detached | 2.5 | PG&E | 2950 | 3 | 3 | Y
PP14764605 | 2000s | 2000 - 2012 | 3 | 01 - Single Family Detached | 2 | PG&E | 700 | 3 | 3 | N
PP14783954 | 1995 - 1999 | 1995 - 1999 | 2 | 01 - Single Family Detached | 2 | PG&E | 2800 | 2 | 11 | N
PP14813857 | 1980s | 1980 - 1989 | 4 | 01 - Single Family Detached | 1 | PG&E | 1500 | 2 | 12 | N
PP14819789 | 1970s | 1970 - 1979 | 4 | 06 - Townhouse/Rowhouse (2-4 Unit Multi-Story) | 2 | PG&E | 2280 | 4 | 3 | Y
PP14829673 | 1970s | 1970 - 1979 | 6 | 01 - Single Family Detached | 1 | PG&E | 1300 | 2 | 13 | Y
PP14830414 | 1980s | 1980 - 1989 | 4 | 01 - Single Family Detached | 1 | PG&E | 1967 | 2 | 12 | N
PP14836825 | Before the 1970s | 1900 - 1969 | 1 | 02 - Apt 2-4 Units | 1 | PG&E | -99 | 1 | 3 | Y
PP14853632 | 1980s | 1980 - 1989 | 1 | 01 - Single Family Detached | 1 | PG&E | 1200 | 1 | 4 | Y
PP14933242 | 1980s | 1980 - 1989 | 2 | 01 - Single Family Detached | 2 | PG&E | 3176 | 1 | 12 | N
PP14934969 | 1980s | 1980 - 1989 | 4 | 01 - Single Family Detached | 1 | PG&E | 2200 | 3 | 12 | N
PP14940390 | Before the 1970s | 1900 - 1969 | 3 | 01 - Single Family Detached | 2 | PG&E | 1850 | 3 | 3 | N
PP14959950 | Before the 1970s | 1900 - 1969 | 2 | 01 - Single Family Detached | 1 | PG&E | 840 | 1 | 3 | N
PP14965242 | Before the 1970s | 1900 - 1969 | 4 | 01 - Single Family Detached | 2 | PG&E | 3850 | 3 | 13 | Y
PP14979206 | Before the 1970s | 1900 - 1969 | 2 | 01 - Single Family Detached | 2 | PG&E | 5000 | 2 | 12 | N
PP14989238 | 2000s | 2000 - 2012 | 2 | 01 - Single Family Detached | 2 | PG&E | 2100 | 2 | 2 | N
PP14992227 | 1970s | 1970 - 1979 | 4 | 01 - Single Family Detached | 1 | PG&E | 1526 | 4 | 13 | Y
PP15002135 | 1980s | 1980 - 1989 | 2 | 01 - Single Family Detached | 2 | PG&E | 4200 | 2 | 12 | N
PP15018565 | 1970s | 1970 - 1979 | 1 | 05 - Mobile Home | 1 | PG&E | 1100 | Refused | 11 | Y
PP15077247 | 1970s | 1970 - 1979 | 1 | 03 - Apt 5+ Units | 1 | PG&E | 1200 | 1 | 4 | N
PP15115550 | 1970s | 1970 - 1979 | 3 | 01 - Single Family Detached | 1 | PG&E | 1400 | 3 | 13 | N
PP15128443 | Before the 1970s | 1900 - 1969 | 2 | 03 - Apt 5+ Units | 1 | PG&E | -99 | 2 | 12 | Y
PP15129180 | Before the 1970s | 1900 - 1969 | 1 | 01 - Single Family Detached | 1 | PG&E | 943 | 1 | 3 | N
PP15150240 | Before the 1970s | 1900 - 1969 | 5 | 04 - Duplex (Single Story) | 1 | PG&E | -99 | 3 | 3 | Y
PP15169340 | 1970s | 1970 - 1979 | 3 | 04 - Duplex (Single Story) | 1 | PG&E | 1300 | 2 | 2 | N
PP15191946 | 1990 - 1994 | 1990 - 1994 | 4 | 01 - Single Family Detached | 2 | PG&E | 3604 | 2 | 12 | N
PP15240455 | Before the 1970s | 1900 - 1969 | 1 | 03 - Apt 5+ Units | 2 | PG&E | 400 | 1 | 12 | Y
PP15251769 | Before the 1970s | 1900 - 1969 | 2 | 01 - Single Family Detached | 1.5 | PG&E | 1850 | 2 | 12 | N
PP15265771 | 1980s | 1980 - 1989 | 2 | 01 - Single Family Detached | 1 | PG&E | 1288 | 1 | 12 | N
PP15278958 | Before the 1970s | 1900 - 1969 | 1 | 03 - Apt 5+ Units | 1 | PG&E | 884 | 1 | 12 | Y
PP15306381 | Before the 1970s | 1900 - 1969 | 3 | 01 - Single Family Detached | 2 | PG&E | 2300 | 3 | 12 | N
PP15313905 | Before the 1970s | 1900 - 1969 | 2 | 01 - Single Family Detached | 1 | PG&E | 1800 | 1 | 13 | N
PP15339490 | 1980s | 1980 - 1989 | 2 | 06 - Townhouse/Rowhouse (2-4 Unit Multi-Story) | 2 | PG&E | 1800 | 2 | 3 | N
PP15361155 | 1980s | 1980 - 1989 | 2 | 01 - Single Family Detached | 1 | PG&E | 900 | 2 | 13 | Y
PP15391697 | Before the 1970s | 1900 - 1969 | 2 | 01 - Single Family Detached | 1 | PG&E | 732 | 2 | 11 | Y
PP15393052 | 2000s | 2000 - 2012 | 6 | 01 - Single Family Detached | 1 | PG&E | 1550 | 3 | 13 | Y
PP15399281 | 2000s | 2000 - 2012 | 4 | 01 - Single Family Detached | 2 | PG&E | 3500 | 2 | 12 | N
PP15435914 | Before the 1970s | 1900 - 1969 | 3 | 01 - Single Family Detached | 3 | PG&E | 5300 | 3 | 3 | N
PP15439618 | 1995 - 1999 | 1995 - 1999 | 3 | 01 - Single Family Detached | 2 | PG&E | 1670 | 2 | 12 | N
PP15443659 | Before the 1970s | 1900 - 1969 | 3 | 01 - Single Family Detached | 1 | PG&E | 1600 | 2 | 4 | N
PP15476988 | Before the 1970s | 1900 - 1969 | 2 | 03 - Apt 5+ Units | 1 | PG&E | 600 | 2 | 4 | N
PP15480691 | Before the 1970s | 1900 - 1969 | 3 | 01 - Single Family Detached | 1.5 | PG&E | 1200 | 3 | 3 | N
PP15497625 | Before the 1970s | 1900 - 1969 | 1 | 04 - Duplex (Single Story) | 1 | PG&E | 500 | 1 | 4 | Y
PP15556191 | 2000s | 2000 - 2012 | 3 | 01 - Single Family Detached | 2 | PG&E | 2232 | 2 | 12 | N
PP15563110 | Before the 1970s | 1900 - 1969 | 5 | 01 - Single Family Detached | 2 | PG&E | 1800 | 4 | 3 | N
PP15576828 | 1970s | 1970 - 1979 | 2 | 01 - Single Family Detached | 1 | PG&E | 2600 | 2 | 12 | N
PP15617013 | Before the 1970s | 1900 - 1969 | 4 | 01 - Single Family Detached | 1 | PG&E | 888 | 2 | 11 | Y
PP15618408 | Before the 1970s | 1900 - 1969 | 1 | 01 - Single Family Detached | 1 | PG&E | 1435 | 1 | 4 | N
PP15643383 | Before the 1970s | 1900 - 1969 | 3 | 01 - Single Family Detached | 1 | PG&E | 1600 | 1 | 3 | N
PP15652126 | 1980s | 1980 - 1989 | 3 | 06 - Townhouse/Rowhouse (2-4 Unit Multi-Story) | 2 | PG&E | 1350 | 3 | 3 | N
PP15690353 | 2000s | 2000 - 2012 | 2 | 01 - Single Family Detached | 1 | PG&E | 3400 | 2 | 3 | N
PP15692377 | Before the 1970s | 1900 - 1969 | 4 | 01 - Single Family Detached | 1 | PG&E | 1400 | 3 | 2 | N
PP15712237 | 1970s | 1970 - 1979 | 5 | 01 - Single Family Detached | 1 | PG&E | 1200 | 4 | 2 | N
PP15712433 | 2000s | 2000 - 2012 | 1 | 06 - Townhouse/Rowhouse (2-4 Unit Multi-Story) | 2 | PG&E | 900 | 1 | 11 | N
PP15715428 | Before the 1970s | 1900 - 1969 | 1 | 03 - Apt 5+ Units | 1 | PG&E | 550 | 1 | 3 | N
PP15718240 | 1990 - 1994 | 1990 - 1994 | 1 | 01 - Single Family Detached | 1 | PG&E | 5600 | 1 | 12 | N
PP15751746 | Before the 1970s | 1900 - 1969 | 4 | 01 - Single Family Detached | 2 | PG&E | 3200 | 4 | 3 | N
PP15782631 | Before the 1970s | 1900 - 1969 | 2 | 01 - Single Family Detached | 1 | PG&E | 1500 | 1 | 12 | N
PP15782912 | Before the 1970s | 1900 - 1969 | 1 | 01 - Single Family Detached | 1 | PG&E | 1150 | 1 | 4 | N
PP15809083 | Before the 1970s | 1900 - 1969 | 3 | 01 - Single Family Detached | 2 | PG&E | 1700 | 2 | 3 | N
PP15814154 | 2000s | 2000 - 2012 | 5 | 01 - Single Family Detached | 1 | PG&E | 1650 | 2 | 12 | N
PP15820799 | 1990 - 1994 | 1990 - 1994 | 3 | 01 - Single Family Detached | 1 | PG&E | 1000 | 0 | 13 | Y
PP15826312 | Before the 1970s | 1900 - 1969 | 6 | 01 - Single Family Detached | 1 | PG&E | 1221 | Refused | 13 | Y
PP15830834 | Dont Know | Dont Know | 2 | 02 - Apt 2-4 Units | 1 | PG&E | 1000 | 1 | 13 | N
PP15858884 | 1995 - 1999 | 1995 - 1999 | 2 | 01 - Single Family Detached | 1 | PG&E | 2500 | 2 | 12 | N
PP15893168 | Before the 1970s | 1900 - 1969 | 2 | 01 - Single Family Detached | 2 | PG&E | 1900 | 2 | 11 | Y
PP15917176 | 1970s | 1970 - 1979 | 2 | 01 - Single Family Detached | 2 | PG&E | 1900 | 2 | 3 | N
PP15929037 | 2000s | 2000 - 2012 | 7 | 01 - Single Family Detached | 2 | PG&E | 3000 | 4 | 11 | N
PP15939092 | 1970s | 1970 - 1979 | 7 | 01 - Single Family Detached | 1 | PG&E | 1500 | 6 | 3 | N
PP15941149 | Before the 1970s | 1900 - 1969 | 2 | 01 - Single Family Detached | 1 | PG&E | -99 | 1 | 12 | N
PP15986855 | 1980s | 1980 - 1989 | 3 | 01 - Single Family Detached | 1 | PG&E | 2700 | 2 | 12 | N
PP15988346 | 1970s | 1970 - 1979 | 5 | 01 - Single Family Detached | 1 | PG&E | 1589 | 2 | 13 | Y
PP15990959 | Dont Know | Dont Know | 4 | 01 - Single Family Detached | 1 | PG&E | 1500 | 3 | 12 | Y
PP16007264 | Before the 1970s | 1900 - 1969 | 2 | 01 - Single Family Detached | 1 | PG&E | 1850 | 2 | 3 | N
PP16017546 | 1995 - 1999 | 1995 - 1999 | 2 | 01 - Single Family Detached | 1.5 | PG&E | 3100 | 2 | 11 | N
PP16022434 | Before the 1970s | 1900 - 1969 | 1 | 02 - Apt 2-4 Units | 1 | PG&E | -99 | 1 | 3 | Y
PP16040511 | Before the 1970s | 1900 - 1969 | 3 | 01 - Single Family Detached | 1 | PG&E | 2200 | 2 | 4 | N
PP16084179 | Dont Know | Dont Know | 5 | 01 - Single Family Detached | 1 | PG&E | -99 | 2 | 12 | N
PP16085219 | Before the 1970s | 1900 - 1969 | 2 | 01 - Single Family Detached | 1 | PG&E | 912 | 2 | 13 | Y
PP16087777 | Before the 1970s | 1900 - 1969 | 2 | 01 - Single Family Detached | 1 | PG&E | 2700 | 1 | 13 | N
PP16092895 | Before the 1970s | 1900 - 1969 | 1 | 01 - Single Family Detached | 1 | PG&E | 2700 | 1 | 12 | Y
PP16102130 | 1980s | 1980 - 1989 | 2 | 01 - Single Family Detached | 1 | PG&E | 1890 | 2 | 12 | N
PP16128822 | 1980s | 1980 - 1989 | 3 | 01 - Single Family Detached | 1 | PG&E | 1431 | 1 | 13 | Y
PP16139913 | 2000s | 2000 - 2012 | 4 | 01 - Single Family Detached | 1 | PG&E | 2100 | 2 | 13 | N
PP16153601 | 1970s | 1970 - 1979 | 4 | 06 - Townhouse/Rowhouse (2-4 Unit Multi-Story) | 2 | PG&E | 800 | 6 | 3 | Y
PP16153908 | Before the 1970s | 1900 - 1969 | 2 | 01 - Single Family Detached | 1 | PG&E | 1460 | 2 | 3 | N
PP16159981 | 1970s | 1970 - 1979 | 4 | 01 - Single Family Detached | 1 | PG&E | 1400 | 3 | 3 | N
PP16179841 | 2000s | 2000 - 2012 | 4 | 01 - Single Family Detached | 2 | PG&E | 2162 | 2 | 3 | Y
PP16208300 | Before the 1970s | 1900 - 1969 | 3 | 01 - Single Family Detached | 1 | PG&E | 1371 | 3 | 2 | Y
PP16218753 | Before the 1970s | 1900 - 1969 | 7 | 01 - Single Family Detached | 1 | PG&E | 875 | 4 | 13 | Y
PP16229143 | Before the 1970s | 1900 - 1969 | 4 | 01 - Single Family Detached | 2 | PG&E | 2400 | 2 | 3 | Y
PP16237277 | Before the 1970s | 1900 - 1969 | 2 | 01 - Single Family Detached | 1 | PG&E | 825 | 2 | 12 | N
PP16258146 | Before the 1970s | 1900 - 1969 | 1 | 01 - Single Family Detached | 1 | PG&E | 2950 | 1 | 3 | Y
PP16266822 | Before the 1970s | 1900 - 1969 | 2 | 01 - Single Family Detached | 1.5 | PG&E | 1400 | 2 | 3 | N
PP16285869 | 1980s | 1980 - 1989 | 3 | 01 - Single Family Detached | 2 | PG&E | -99 | 2 | 1 | Y
PP16287558 | Dont Know | Dont Know | 4 | 02 - Apt 2-4 Units | 1 | PG&E | 924 | 2 | 12 | N
PP16298147 | 1980s | 1980 - 1989 | 4 | 01 - Single Family Detached | 1 | PG&E | 2200 | 3 | 12 | Y
PP16311379 | Before the 1970s | 1900 - 1969 | 4 | 01 - Single Family Detached | 1 | PG&E | 1800 | 2 | 13 | N
PP16335206 | Before the 1970s | 1900 - 1969 | 4 | 01 - Single Family Detached | 2.5 | PG&E | 1800 | 2 | 3 | N
PP16336132 | 1980s | 1980 - 1989 | 2 | 01 - Single Family Detached | 2 | PG&E | 1920 | 1 | 3 | N
PP16405490 | Before the 1970s | 1900 - 1969 | 1 | 01 - Single Family Detached | 2 | PG&E | 2150 | 1 | 4 | N
PP16415851 | 1970s | 1970 - 1979 | 2 | 01 - Single Family Detached | 1 | PG&E | 2400 | 2 | 11 | N
PP16420928 | 1970s | 1970 - 1979 | 3 | 01 - Single Family Detached | 1 | PG&E | 1200 | 2 | 3 | N
PP16433753 | Before the 1970s | 1900 - 1969 | 3 | 01 - Single Family Detached | 1 | PG&E | -99 | 2 | 11 | N
PP16477762 | 1970s | 1970 - 1979 | 5 | 01 - Single Family Detached | 2 | PG&E | 2200 | 4 | 4 | N
PP16524603 | 1990 - 1994 | 1990 - 1994 | 4 | 01 - Single Family Detached | 2 | PG&E | 2300 | 1 | 3 | N
PP16524727 | Before the 1970s | 1900 - 1969 | 1 | 03 - Apt 5+ Units | 3 | PG&E | 500 | Refused | 3 | N
PP16526279 | Before the 1970s | 1900 - 1969 | 1 | 01 - Single Family Detached | 1 | PG&E | 1200 | 1 | 13 | Y
PP16544219 | Dont Know | Dont Know | 4 | 03 - Apt 5+ Units | 1 | PG&E | -99 | 2 | 3 | Y
PP16558122 | Dont Know | Dont Know | 4 | 03 - Apt 5+ Units | 2 | PG&E | 1240 | 4 | 12 | Y
PP16575565 | 1990 - 1994 | 1990 - 1994 | 7 | 01 - Single Family Detached | 1 | PG&E | 1730 | 3 | 13 | Y
PP16576583 | Before the 1970s | 1900 - 1969 | 3 | 01 - Single Family Detached | 1 | PG&E | 1260 | 1 | 4 | N
PP16591019 | 2000s | 2000 - 2012 | 4 | 01 - Single Family Detached | 2 | PG&E | 3249 | 2 | 12 | N
PP16606092 | Before the 1970s | 1900 - 1969 | 4 | 01 - Single Family Detached | 1 | PG&E | 2500 | 4 | 2 | N
PP16636114 | 2000s | 2000 - 2012 | 2 | 01 - Single Family Detached | 1 | PG&E | 1850 | 2 | 11 | N
PP16664318 | Before the 1970s | 1900 - 1969 | 2 | 01 - Single Family Detached | 1 | PG&E | 1900 | 2 | 12 | N
PP16683662 | Before the 1970s | 1900 - 1969 | 1 | 01 - Single Family Detached | 1 | PG&E | 1900 | 1 | 12 | N
PP16699412 | Before the 1970s | 1900 - 1969 | 3 | 01 - Single Family Detached | 1 | PG&E | 1800 | 2 | 4 | N
PP16710126 | Dont Know | Dont Know | 1 | 01 - Single Family Detached | 1 | PG&E | 900 | Refused | 12 | Y
PP16718534 | Before the 1970s | 1900 - 1969 | 2 | 06 - Townhouse/Rowhouse (2-4 Unit Multi-Story) | 3 | PG&E | 1482 | 1 | 3 | Y
PP16722534 | Before the 1970s | 1900 - 1969 | 4 | 01 - Single Family Detached | 1 | PG&E | 1500 | 2 | 12 | N
PP16724448 | 1980s | 1980 - 1989 | 2 | 01 - Single Family Detached | 2 | PG&E | 2300 | 2 | 3 | N
PP16727402 | Before the 1970s | 1900 - 1969 | 4 | 01 - Single Family Detached | 2 | PG&E | 1950 | 3 | 3 | N
PP16731929 | Before the 1970s | 1900 - 1969 | 1 | 01 - Single Family Detached | 1 | PG&E | 850 | 1 | 3 | Y
PP16750483 | Before the 1970s | 1900 - 1969 | 3 | 01 - Single Family Detached | 1 | PG&E | 1300 | 2 | 4 | N
PP16761095 | 1980s | 1980 - 1989 | 2 | 01 - Single Family Detached | 1 | PG&E | 1950 | 2 | 2 | N
PP16762352 | 2000s | 2000 - 2012 | 4 | 01 - Single Family Detached | 2 | PG&E | 3100 | 2 | 12 | N
PP16774928 | Before the 1970s | 1900 - 1969 | 2 | 01 - Single Family Detached | 1 | PG&E | 1080 | 2 | 12 | N
PP16779889 | Dont Know | Dont Know | 1 | 03 - Apt 5+ Units | 1 | PG&E | 800 | Refused | 12 | N
PP16795234 | 2000s | 2000 - 2012 | 2 | 01 - Single Family Detached | 1.5 | PG&E | 4600 | 8 | 12 | N
PP16811682 | Before the 1970s | 1900 - 1969 | 3 | 01 - Single Family Detached | 1 | PG&E | 1600 | 2 | 12 | N
PP16823290 | Before the 1970s | 1900 - 1969 | 3 | 01 - Single Family Detached | 1 | PG&E | 1000 | 2 | 11 | N
PP16827157 | Before the 1970s | 1900 - 1969 | 4 | 01 - Single Family Detached | 1 | PG&E | 2200 | 2 | 4 | N
PP16831202 | Dont Know | Dont Know | 7 | 01 - Single Family Detached | 1 | PG&E | 1200 | 6 | 13 | Y
PP16842147 | Before the 1970s | 1900 - 1969 | 5 | 01 - Single Family Detached | 1 | PG&E | 1500 | 4 | 12 | Y
PP16855063 | Before the 1970s | 1900 - 1969 | 2 | 04 - Duplex (Single Story) | 1 | PG&E | -99 | 2 | 12 | N
PP16860533 | 1970s | 1970 - 1979 | 2 | 01 - Single Family Detached | 2 | PG&E | 2700 | 2 | 12 | Y
PP16872970 | 1970s | 1970 - 1979 | 2 | 01 - Single Family Detached | 1 | PG&E | 2200 | 1 | 13 | N
PP16897261 | Before the 1970s | 1900 - 1969 | 1 | 01 - Single Family Detached | 1 | PG&E | 1290 | 1 | 3 | N
PP16909972 | Before the 1970s | 1900 - 1969 | 3 | 01 - Single Family Detached | 1 | PG&E | 2400 | 1 | 4 | N
PP16955897 | 2000s | 2000 - 2012 | 2 | 01 - Single Family Detached | 1 | PG&E | 1500 | 2 | 12 | N
PP16966471 | 2000s | 2000 - 2012 | 2 | 01 - Single Family Detached | 2 | PG&E | 3314 | 2 | 12 | N
PP16979153 | Before the 1970s | 1900 - 1969 | 4 | 01 - Single Family Detached | 1 | PG&E | 1650 | 2 | 4 | N
PP16990778 | 2000s | 2000 - 2012 | 5 | 01 - Single Family Detached | 2 | PG&E | 3400 | 3 | 12 | N
PP17008016 | 1980s | 1980 - 1989 | 2 | 01 - Single Family Detached | 1 | PG&E | 1700 | 2 | 12 | N
PP17008589 | 1980s | 1980 - 1989 | 3 | 01 - Single Family Detached | 2 | PG&E | 2100 | 3 | 4 | N
PP17022119 | Before the 1970s | 1900 - 1969 | 4 | 01 - Single Family Detached | 2 | PG&E | 1900 | 2 | 3 | N
PP17031655 | 1970s | 1970 - 1979 | 3 | 01 - Single Family Detached | 1 | PG&E | 2000 | 3 | 12 | N
PP17035197 | 1990 - 1994 | 1990 - 1994 | 1 | 02 - Apt 2-4 Units | 2 | PG&E | -99 | 1 | 3 | N
PP17036091 | 1970s | 1970 - 1979 | 2 | 01 - Single Family Detached | 3 | PG&E | 2100 | 2 | 3 | N
PP17075637 | Before the 1970s | 1900 - 1969 | 2 | 03 - Apt 5+ Units | 1 | PG&E | 950 | 2 | 4 | Y
PP17094398 | 1995 - 1999 | 1995 - 1999 | 4 | 01 - Single Family Detached | 2 | PG&E | 2500 | 4 | 4 | N
PP17116116 | 1970s | 1970 - 1979 | 5 | 01 - Single Family Detached | 1 | PG&E | 1679 | 3 | 13 | Y
PP17151267 | Dont Know | Dont Know | 2 | 03 - Apt 5+ Units | 1 | PG&E | 1071 | 2 | 3 | N
PP17156190 | 2000s | 2000 - 2012 | 4 | 06 - Townhouse/Rowhouse (2-4 Unit Multi-Story) | 3 | PG&E | 1500 | 4 | 2 | N
PP17206819 | Before the 1970s | 1900 - 1969 | 1 | 02 - Apt 2-4 Units | 1 | PG&E | 800 | 1 | 11 | Y
PP17208348 | 1980s | 1980 - 1989 | 2 | 01 - Single Family Detached | 2 | PG&E | 3100 | 2 | 12 | N
PP17276334 | Before the 1970s | 1900 - 1969 | 1 | 06 - Townhouse/Rowhouse (2-4 Unit Multi-Story) | 2 | PG&E | 1200 | 1 | 3 | N
PP17283793 | Before the 1970s | 1900 - 1969 | 1 | 02 - Apt 2-4 Units | 1 | PG&E | 600 | 1 | 3 | Y
PP17295406 | Before the 1970s | 1900 - 1969 | 4 | 01 - Single Family Detached | 2 | PG&E | 2000 | 3 | 4 | N
PP17310693 | 1980s | 1980 - 1989 | 2 | 01 - Single Family Detached | 2 | PG&E | 1750 | 2 | 2 | N
PP17346387 | 1970s | 1970 - 1979 | 3 | 01 - Single Family Detached | 2 | PG&E | 1990 | 2 | 3 | Y
PP17367019 | 1970s | 1970 - 1979 | 1 | 05 - Mobile Home | 1 | PG&E | 1001 | 1 | 13 | Y
PP17389100 | 2000s | 2000 - 2012 | 4 | 03 - Apt 5+ Units | 3 | PG&E | 1200 | 4 | 4 | Y
PP17389127 | Before the 1970s | 1900 - 1969 | 4 | 01 - Single Family Detached | 3 | PG&E | 2650 | 2 | 3 | N
PP17389216 | 1995 - 1999 | 1995 - 1999 | 2 | 01 - Single Family Detached | 2 | PG&E | 3889 | 2 | 4 | N
PP17390670 | Before the 1970s | 1900 - 1969 | 3 | 02 - Apt 2-4 Units | 1 | PG&E | -99 | 3 | 3 | N
PP17441037 | 1980s | 1980 - 1989 | 4 | 01 - Single Family Detached | 1 | PG&E | 1800 | 2 | 13 | N
PP17476347 | Before the 1970s | 1900 - 1969 | 6 | 01 - Single Family Detached | 1 | PG&E | 1779 | 3 | 12 | N
PP17485479 | 1970s | 1970 - 1979 | 4 | 01 - Single Family Detached | 1 | PG&E | 2400 | 2 | 4 | N
PP17493698 | Before the 1970s | 1900 - 1969 | 3 | 01 - Single Family Detached | 1 | PG&E | 1100 | 2 | 4 | N
PP17525654 | Before the 1970s | 1900 - 1969 | 2 | 01 - Single Family Detached | 1 | PG&E | 1650 | 2 | 2 | N
PP17550703 | Before the 1970s | 1900 - 1969 | 5 | 01 - Single Family Detached | 1 | PG&E | 1540 | 2 | 13 | Y
PP17563785 | 1970s | 1970 - 1979 | 3 | 03 - Apt 5+ Units | 2 | PG&E | 900 | 0 | 4 | N
PP17564013 | Before the 1970s | 1900 - 1969 | 4 | 01 - Single Family Detached | 1 | PG&E | 2200 | 2 | 11 | N
PP17575155 | Before the 1970s | 1900 - 1969 | 1 | 04 - Duplex (Single Story) | 1 | PG&E | -99 | Refused | 3 | Y
PP17593164 | 2000s | 2000 - 2012 | 4 | 01 - Single Family Detached | 2 | PG&E | 2400 | 4 | 3 | N
PP17599009 | 1970s | 1970 - 1979 | 1 | 06 - Townhouse/Rowhouse (2-4 Unit Multi-Story) | 2 | PG&E | 1025 | 1 | 12 | N
PP17605027 | 1990 - 1994 | 1990 - 1994 | 1 | 01 - Single Family Detached | 1 | PG&E | 1300 | 1 | 11 | Y
PP17640945 | 1970s | 1970 - 1979 | 1 | 01 - Single Family Detached | 1 | PG&E | 1250 | 1 | 2 | N
PP17655522 | 2000s | 2000 - 2012 | 1 | 03 - Apt 5+ Units | 1 | PG&E | -99 | Refused | 2 | N
PP17675257 | 2000s | 2000 - 2012 | 3 | 01 - Single Family Detached | 1 | PG&E | 1350 | 2 | 12 | N
PP17719287 | 1980s | 1980 - 1989 | 2 | 01 - Single Family Detached | 1 | PG&E | 1750 | 2 | 12 | Y
PP17734740 | Before the 1970s | 1900 - 1969 | 2 | 01 - Single Family Detached | 1 | PG&E | 1700 | 2 | 3 | N
PP17746225 | 1995 - 1999 | 1995 - 1999 | 1 | 01 - Single Family Detached | 1 | PG&E | 1625 | 1 | 12 | N
PP17746377 | 1980s | 1980 - 1989 | 4 | 06 - Townhouse/Rowhouse (2-4 Unit Multi-Story) | 2.5 | PG&E | 1777 | 2 | 2 | N
PP17749127 | 1980s | 1980 - 1989 | 4 | 01 - Single Family Detached | 1 | PG&E | 4000 | 3 | 3 | N
PP17750882 | Before the 1970s | 1900 - 1969 | 1 | 01 - Single Family Detached | 1 | PG&E | 1500 | 1 | 13 | Y
PP17758243 | 2000s | 2000 - 2012 | 3 | 01 - Single Family Detached | 2 | PG&E | 1990 | 3 | 11 | Y
PP17807003 | Before the 1970s | 1900 - 1969 | 2 | 02 - Apt 2-4 Units | 1 | PG&E | 950 | 1 | 2 | Y
PP17890279 | 1970s | 1970 - 1979 | 3 | 01 - Single Family Detached | 1 | PG&E | 1500 | 3 | 13 | N
PP17891035 | 2000s | 2000 - 2012 | 5 | 01 - Single Family Detached | 2 | PG&E | 3900 | 3 | 12 | N
PP17926303 | Dont Know | Dont Know | 2 | 03 - Apt 5+ Units | 1 | PG&E | 800 | 1 | 13 | Y
PP17962343 | Before the 1970s | 1900 - 1969 | 3 | 01 - Single Family Detached | 1 | PG&E | 1645 | 2 | 4 | Y
PP17993120 | 2000s | 2000 - 2012 | 4 | 01 - Single Family Detached | 1 | PG&E | 1510 | 4 | 12 | N
PP17994192 | Dont Know | Dont Know | 1 | 02 - Apt 2-4 Units | 1 | PG&E | -99 | 2 | 4 | N
PP18018796 | 1990 - 1994 | 1990 - 1994 | 4 | 01 - Single Family Detached | 1 | PG&E | 1400 | 2 | 13 | N
PP18055439 | 1970s | 1970 - 1979 | 4 | 01 - Single Family Detached | 1 | PG&E | 1450 | 4 | 12 | N
PP18069125 | Before the 1970s | 1900 - 1969 | 4 | 01 - Single Family Detached | 1.5 | PG&E | 2400 | 4 | 2 | N
PP18104963 | 2000s | 2000 - 2012 | 2 | 01 - Single Family Detached | 1 | PG&E | 2902 | 2 | 12 | N
PP18113939 | Before the 1970s | 1900 - 1969 | 2 | 02 - Apt 2-4 Units | 1 | PG&E | 1000 | 2 | 4 | N
PP18147648 | Before the 1970s | 1900 - 1969 | 4 | 01 - Single Family Detached | 1 | PG&E | 1460 | 2 | 4 | N
PP18201844 | Dont Know | Dont Know | 2 | 01 - Single Family Detached | 1 | PG&E | 2488 | 2 | 11 | Y
PP18211031 | Before the 1970s | 1900 - 1969 | 2 | 03 - Apt 5+ Units | 1 | PG&E | -99 | 2 | 3 | N
PP18237119 | Before the 1970s | 1900 - 1969 | 1 | 02 - Apt 2-4 Units | 1 | PG&E | -99 | Refused | 3 | N
PP18241187 | Before the 1970s | 1900 - 1969 | 4 | 05 - Mobile Home | 1 | PG&E | 1600 | 4 | 11 | N
PP18268648 | 1995 - 1999 | 1995 - 1999 | 4 | 01 - Single Family Detached | 1 | PG&E | 1650 | 2 | 4 | Y
PP18273778 | 1980s | 1980 - 1989 | 2 | 01 - Single Family Detached | 2 | PG&E | 2200 | 2 | 2 | N
PP18285506 | Before the 1970s | 1900 - 1969 | 2 | 01 - Single Family Detached | 1 | PG&E | 1500 | 1 | 3 | N
PP18299719 | Before the 1970s | 1900 - 1969 | 1 | 01 - Single Family Detached | 2.5 | PG&E | 2200 | 1 | 3 | N
PP18309522 | 1980s | 1980 - 1989 | 4 | 01 - Single Family Detached | 1 | PG&E | 2650 | 2 | 12 | N
PP18312117 | Before the 1970s | 1900 - 1969 | 3 | 01 - Single Family Detached | 2 | PG&E | 1700 | 2 | 12 | Y
PP18358929 | Before the 1970s | 1900 - 1969 | 3 | 01 - Single Family Detached | 1 | PG&E | 1300 | 2 | 3 | N
PP18364313 | Before the 1970s | 1900 - 1969 | 3 | 01 - Single Family Detached | 1 | PG&E | 1800 | 2 | 12 | Y
PP18364710 | 1970s | 1970 - 1979 | 2 | 01 - Single Family Detached | 2 | PG&E | 2800 | 2 | 4 | N
PP18375624 | Before the 1970s | 1900 - 1969 | 4 | 01 - Single Family Detached | 1 | PG&E | 1800 | 3 | 4 | N
PP18401051 | 1970s | 1970 - 1979 | 1 | 03 - Apt 5+ Units | 2 | PG&E | 790 | Refused | 12 | N
PP18401111 | 1970s | 1970 - 1979 | 4 | 01 - Single Family Detached | 2 | PG&E | 2049 | 2 | 12 | N
PP18421141 | Before the 1970s | 1900 - 1969 | 1 | 06 - Townhouse/Rowhouse (2-4 Unit Multi-Story) | 3 | PG&E | 400 | Refused | 3 | N
PP18481215 | Before the 1970s | 1900 - 1969 | 2 | 01 - Single Family Detached | 1.5 | PG&E | 1983 | 2 | 12 | Y
PP18541445 | Before the 1970s | 1900 - 1969 | 9 | 01 - Single Family Detached | 2 | PG&E | 2300 | 4 | 13 | N
PP18549015 | 2000s | 2000 - 2012 | 2 | 03 - Apt 5+ Units | 1 | PG&E | 1100 | 2 | 4 | N
PP18563909 | 1980s | 1980 - 1989 | 4 | 01 - Single Family Detached | 2 | PG&E | 2600 | 2 | 4 | N
PP18568155 | Before the 1970s | 1900 - 1969 | 4 | 01 - Single Family Detached | 2 | PG&E | 2000 | 3 | 3 | Y
PP18585173 | 1970s | 1970 - 1979 | 3 | 01 - Single Family Detached | 2 | PG&E | 2860 | 2 | 4 | N
PP18602967 | 2000s | 2000 - 2012 | 4 | 01 - Single Family Detached | 2 | PG&E | 3600 | Refused | 13 | N
PP18618510 | Before the 1970s | 1900 - 1969 | 1 | 01 - Single Family Detached | 1 | PG&E | 1800 | 1 | 2 | N
PP18637640 | Before the 1970s | 1900 - 1969 | 1 | 05 - Mobile Home | 1 | PG&E | 700 | Refused | 12 | N
PP18655996 | Dont Know | Dont Know | 5 | 04 - Duplex (Single Story) | 1 | PG&E | -99 | 2 | 12 | Y
PP18704956 | Before the 1970s | 1900 - 1969 | 3 | 01 - Single Family Detached | 2 | PG&E | 3000 | 3 | 2 | N
PP18725971 | 1970s | 1970 - 1979 | 2 | 01 - Single Family Detached | 1.5 | PG&E | 4400 | 2 | 4 | N
PP18733950 | 1970s | 1970 - 1979 | 2 | 05 - Mobile Home | 1.5 | PG&E | 1100 | 2 | 4 | N
PP18761758 | Before the 1970s | 1900 - 1969 | 6 | 01 - Single Family Detached | 1.5 | PG&E | 2400 | 4 | 12 | N
PP18790383 | 1995 - 1999 | 1995 - 1999 | 5 | 01 - Single Family Detached | 2 | PG&E | 1800 | 3 | 3 | N
PP18797462 | Before the 1970s | 1900 - 1969 | 1 | 02 - Apt 2-4 Units | 1 | PG&E | 1100 | 1 | 3 | N
PP18802253 | Before the 1970s | 1900 - 1969 | 2 | 01 - Single Family Detached | 1 | PG&E | 1980 | 2 | 4 | N
PP18831327 | Before the 1970s | 1900 - 1969 | 2 | 01 - Single Family Detached | 1 | PG&E | -99 | 1 | 12 | Y
PP18837267 | 2000s | 2000 - 2012 | 4 | 01 - Single Family Detached | 1 | PG&E | 1566 | 2 | 12 | Y
PP18841532 | 2000s | 2000 - 2012 | 1 | 06 - Townhouse/Rowhouse (2-4 Unit Multi-Story) | 2 | PG&E | 1350 | 1 | 12 | N
PP18851941 | 1970s | 1970 - 1979 | 1 | 01 - Single Family Detached | 1 | PG&E | 1200 | 1 | 4 | Y
PP18859931 | Dont Know | Dont Know | 5 | 02 - Apt 2-4 Units | 1 | PG&E | -99 | 2 | 3 | Y
PP18878122 | Before the 1970s | 1900 - 1969 | 1 | 01 - Single Family Detached | 1 | PG&E | 626 | 1 | 3 | N
PP18886631 | 1995 - 1999 | 1995 - 1999 | 2 | 01 - Single Family Detached | 2 | PG&E | 2400 | 2 | 3 | N
PP18900614 | 1970s | 1970 - 1979 | 3 | 01 - Single Family Detached | 1 | PG&E | 1350 | 2 | 4 | Y
PP18926302 | 2000s | 2000 - 2012 | 4 | 01 - Single Family Detached | 2 | PG&E | 4000 | 2 | 12 | N
PP18936988 | Before the 1970s | 1900 - 1969 | 6 | 01 - Single Family Detached | 1 | PG&E | 1300 | 4 | 13 | Y
PP18971587 | Dont Know | Dont Know | 2 | 03 - Apt 5+ Units | 1 | PG&E | -99 | 1 | 4 | N
PP18999016 | Dont Know | Dont Know | 5 | 03 - Apt 5+ Units | 1 | PG&E | 900 | 3 | 13 | Y
PP19007122 | Before the 1970s | 1900 - 1969 | 4 | 01 - Single Family Detached | 1 | PG&E | 1370 | 3 | 3 | N
PP19008377 | 2000s | 2000 - 2012 | 5 | 01 - Single Family Detached | 2 | PG&E | 2857 | 3 | 11 | N
PP19088553 | 1990 - 1994 | 1990 - 1994 | 4 | 01 - Single Family Detached | 2 | PG&E | 2400 | 3 | 12 | N
PP19095553 | Before the 1970s | 1900 - 1969 | 2 | 01 - Single Family Detached | 2 | PG&E | 1400 | 2 | 3 | N
PP19098997 | 1980s | 1980 - 1989 | 2 | 01 - Single Family Detached | 1 | PG&E | 1559 | 1 | 3 | N
PP19119428 | 1980s | 1980 - 1989 | 2 | 03 - Apt 5+ Units | 1 | PG&E | 990 | 2 | 3 | Y
PP19145851 | 1980s | 1980 - 1989 | 3 | 01 - Single Family Detached | 2 | PG&E | 1200 | 3 | 2 | N
PP19182543 | 1970s | 1970 - 1979 | 4 | 04 - Duplex (Single Story) | 1 | PG&E | 1140 | 2 | 4 | N
PP19206508 | Before the 1970s | 1900 - 1969 | 5 | 01 - Single Family Detached | 1 | PG&E | 1600 | 3 | 3 | Y
PP19220178 | 1990 - 1994 | 1990 - 1994 | 4 | 02 - Apt 2-4 Units | 1 | PG&E | -99 | 2 | 4 | Y
PP19223939 | 1980s | 1980 - 1989 | 1 | 03 - Apt 5+ Units | 1 | PG&E | 684 | 1 | 12 | N
PP19226522 | Before the 1970s | 1900 - 1969 | 2 | 01 - Single Family Detached | 1 | PG&E | 1790 | 2 | 11 | N
PP19239632 | 1970s | 1970 - 1979 | 3 | 01 - Single Family Detached | 2 | PG&E | 1850 | 4 | 1 | N
PP19244862 | Dont Know | Dont Know | 7 | 06 - Townhouse/Rowhouse (2-4 Unit Multi-Story) | 2 | PG&E | 1431 | 4 | 4 | Y
PP19246245 | 1980s | 1980 - 1989 | 3 | 01 - Single Family Detached | 1 | PG&E | 1800 | 3 | 13 | N
PP19266496 | 2000s | 2000 - 2012 | 2 | 03 - Apt 5+ Units | 1 | PG&E | 921 | 2 | 12 | N
PP19266621 | 1995 - 1999 | 1995 - 1999 | 4 | 01 - Single Family Detached | 2 | PG&E | 1536 | Refused | 12 | N
PP19278336 | 2000s | 2000 - 2012 | 2 | 01 - Single Family Detached | 1 | PG&E | 3000 | 2 | 12 | N
PP19284108 | 2000s | 2000 - 2012 | 7 | 01 - Single Family Detached | 2 | PG&E | 2905 | 4 | 12 | Y
PP19284377 | 1995 - 1999 | 1995 - 1999 | 3 | 01 - Single Family Detached | 2 | PG&E | 3400 | 2 | 13 | N
PP19290363 | Before the 1970s | 1900 - 1969 | 1 | 01 - Single Family Detached | 2 | PG&E | 1550 | 1 | 13 | N
PP19291130 | Before the 1970s | 1900 - 1969 | 1 | 03 - Apt 5+ Units | 1 | PG&E | 1600 | Refused | 12 | Y
PP19354227 | 1970s | 1970 - 1979 | 4 | 01 - Single Family Detached | 2 | PG&E | 1515 | 1 | 12 | Y
PP19359540 | Before the 1970s | 1900 - 1969 | 1 | 01 - Single Family Detached | 2 | PG&E | 1672 | 1 | 3 | N
PP19374350 | Before the 1970s | 1900 - 1969 | 1 | 03 - Apt 5+ Units | 1 | PG&E | 750 | 1 | 3 | N
PP19408426 | Before the 1970s | 1900 - 1969 | 9 | 01 - Single Family Detached | 2 | PG&E | 2871 | 7 | 3 | N
PP19430619 | 1970s | 1970 - 1979 | 4 | 01 - Single Family Detached | 1 | PG&E | 1600 | 2 | 12 | N
PP19452114 | Before the 1970s | 1900 - 1969 | 2 | 01 - Single Family Detached | 1 | PG&E | 1769 | 2 | 11 | N
PP19465610 | 1970s | 1970 - 1979 | 3 | 01 - Single Family Detached | 1 | PG&E | 1200 | 5 | 12 | Y
PP19472330 | Before the 1970s | 1900 - 1969 | 4 | 01 - Single Family Detached | 2 | PG&E | 2400 | 4 | 4 | N
PP19520721 | 1980s | 1980 - 1989 | 5 | 01 - Single Family Detached | 1 | PG&E | 2000 | 2 | 12 | Y
PP19541293 | Before the 1970s | 1900 - 1969 | 1 | 01 - Single Family Detached | 1 | PG&E | 2330 | 1 | 4 | N
PP19555828 | 1980s | 1980 - 1989 | 2 | 01 - Single Family Detached | 1 | PG&E | 1500 | 2 | 3 | N
PP19559105 | Before the 1970s | 1900 - 1969 | 4 | 01 - Single Family Detached | 1 | PG&E | 900 | 2 | 13 | N
PP19575807 | 2000s | 2000 - 2012 | 3 | 01 - Single Family Detached | 1 | PG&E | 1700 | 2 | 11 | Y
PP19582372 | 1990 - 1994 | 1990 - 1994 | 6 | 01 - Single Family Detached | 2 | PG&E | 2600 | 3 | 12 | N
PP19585616 | 1980s | 1980 - 1989 | 2 | 01 - Single Family Detached | 2 | PG&E | 3325 | 2 | 3 | N
PP19625362 | 1970s | 1970 - 1979 | 2 | 01 - Single Family Detached | 2 | PG&E | 2800 | 2 | 12 | N
PP19635774 | Dont Know | Dont Know | 1 | 03 - Apt 5+ Units | 1 | PG&E | 300 | 1 | 11 | Y
PP19638199 | Before the 1970s | 1900 - 1969 | 2 | 01 - Single Family Detached | 1 | PG&E | 950 | 2 | 13 | Y
PP19670517 | 1990 - 1994 | 1990 - 1994 | 1 | 01 - Single Family Detached | 1 | PG&E | 1296 | 2 | 11 | Y
PP19687860 | 1990 - 1994 | 1990 - 1994 | 3 | 01 - Single Family Detached | 2 | PG&E | 2200 | 5 | 13 | Y
PP19727458 | 1970s | 1970 - 1979 | 3 | 01 - Single Family Detached | 1 | PG&E | 1796 | 3 | 4 | Y
PP19735336 | Dont Know | Dont Know | 4 | 01 - Single Family Detached | 1 | PG&E | 2000 | 2 | 13 | Y
PP19742828 | Before the 1970s | 1900 - 1969 | 1 | 03 - Apt 5+ Units | 1 | PG&E | -99 | 1 | 3 | N
PP19765872 | Before the 1970s | 1900 - 1969 | 2 | 01 - Single Family Detached | 2 | PG&E | 2400 | 2 | 4 | N
PP19786931 | Before the 1970s | 1900 - 1969 | 1 | 01 - Single Family Detached | 1 | PG&E | 2471 | 1 | 12 | Y
PP19791988 | Before the 1970s | 1900 - 1969 | 1 | 01 - Single Family Detached | 1 | PG&E | 800 | 1 | 3 | N
PP19797452 | Before the 1970s | 1900 - 1969 | 1 | 01 - Single Family Detached | 1 | PG&E | 1500 | 1 | 3 | Y
PP19807122 | 1970s | 1970 - 1979 | 1 | 01 - Single Family Detached | 1 | PG&E | 1640 | 1 | 2 | N
PP19873508 | Before the 1970s | 1900 - 1969 | 4 | 01 - Single Family Detached | 1 | PG&E | 1000 | 2 | 12 | Y
PP19875164 | Before the 1970s | 1900 - 1969 | 2 | 01 - Single Family Detached | 1.5 | PG&E | 850 | 2 | 3 | N
PP19875635 | 2000s | 2000 - 2012 | 8 | 01 - Single Family Detached | 2 | PG&E | 3700 | 6 | 3 | N
PP19882359 | Before the 1970s | 1900 - 1969 | 4 | 01 - Single Family Detached | 1 | PG&E | 2126 | 2 | 12 | N
PP19886969 | Before the 1970s | 1900 - 1969 | 1 | 03 - Apt 5+ Units | 1 | PG&E | 600 | 1 | 3 | N
PP19937861 | 1980s | 1980 - 1989 | 5 | 01 - Single Family Detached | 2 | PG&E | 2105 | 5 | 3 | Y
PP19942983 | 1970s | 1970 - 1979 | 2 | 01 - Single Family Detached | 1 | PG&E | 1575 | 2 | 12 | N
PP19976904 | 1995 - 1999 | 1995 - 1999 | 2 | 01 - Single Family Detached | 2 | PG&E | 2850 | 2 | 12 | N
PP19976953 | Before the 1970s | 1900 - 1969 | 6 | 01 - Single Family Detached | 2 | PG&E | 3200 | 4 | 3 | N
PP19977841 | 1970s | 1970 - 1979 | 3 | 04 - Duplex (Single Story) | 1 | PG&E | 900 | 2 | 4 | N
PP19995893 | 1980s | 1980 - 1989 | 2 | 06 - Townhouse/Rowhouse (2-4 Unit Multi-Story) | 2 | PG&E | 1643 | 1 | 4 | N
PP20041361 | Before the 1970s | 1900 - 1969 | 5 | 01 - Single Family Detached | 2 | PG&E | 2000 | 2 | 2 | N
PP20071115 | Before the 1970s | 1900 - 1969 | 1 | 01 - Single Family Detached | 1 | PG&E | 1100 | 1 | 11 | N
PP20076928 | 2000s | 2000 - 2012 | 4 | 01 - Single Family Detached | 2 | PG&E | 2600 | 2 | 12 | N
PP20083092 | Before the 1970s | 1900 - 1969 | 6 | 01 - Single Family Detached | 3 | PG&E | 3800 | 4 | 3 | N
PP20091550 | Before the 1970s | 1900 - 1969 | 2 | 01 - Single Family Detached | 1.5 | PG&E | 2100 | 2 | 4 | N
PP20091673 | Before the 1970s | 1900 - 1969 | 4 | 01 - Single Family Detached | 1 | PG&E | 2000 | 2 | 4 | N
PP20114064 | 1980s | 1980 - 1989 | 7 | 01 - Single Family Detached | 1 | PG&E | 2000 | 6 | 4 | Y
PP20131634 | Dont Know | Dont Know | 3 | 03 - Apt 5+ Units | 1 | PG&E | -99 | 2 | 11 | Y
PP20151887 | Before the 1970s | 1900 - 1969 | 2 | 03 - Apt 5+ Units | 1 | PG&E | 1100 | 2 | 12 | N
PP20155641 | Before the 1970s | 1900 - 1969 | 3 | 01 - Single Family Detached | 2 | PG&E | 2400 | 2 | 3 | N
PP20155676 | Before the 1970s | 1900 - 1969 | 2 | 01 - Single Family Detached | 2 | PG&E | 1100 | 1 | 2 | N
PP20163920 | Before the 1970s | 1900 - 1969 | 2 | 01 - Single Family Detached | 1 | PG&E | 2000 | 2 | 4 | Y
PP20186831 | Before the 1970s | 1900 - 1969 | 2 | 01 - Single Family Detached | 1 | PG&E | 1500 | 2 | 12 | N
PP20190689 | Before the 1970s | 1900 - 1969 | 7 | 01 - Single Family Detached | 1 | PG&E | 1200 | 5 | 12 | N
PP20191131 | 1980s | 1980 - 1989 | 3 | 01 - Single Family Detached | 2 | PG&E | 1324 | 3 | 3 | N
PP20201238 | Before the 1970s | 1900 - 1969 | 4 | 01 - Single Family Detached | 2 | PG&E | 1600 | 2 | 3 | N
PP20202706 | Before the 1970s | 1900 - 1969 | 6 | 01 - Single Family Detached | 3 | PG&E | 1678 | 6 | 3 | N
PP20205504 | 2000s | 2000 - 2012 | 2 | 01 - Single Family Detached | 2 | PG&E | 1800 | 0 | 12 | N
PP20207325 | 1970s | 1970 - 1979 | 3 | 01 - Single Family Detached | 2.5 | PG&E | 2600 | 1 | 4 | Y
PP20212042 | 2000s | 2000 - 2012 | 1 | 06 - Townhouse/Rowhouse (2-4 Unit Multi-Story) | 1.5 | PG&E | 1300 | 1 | 3 | N
PP20236501 | 1980s | 1980 - 1989 | 7 | 01 - Single Family Detached | 1 | PG&E | 1643 | 5 | 2 | N
PP20239110 | Before the 1970s | 1900 - 1969 | 2 | 01 - Single Family Detached | 2 | PG&E | 3100 | 1 | 4 | N
PP20284698 | Before the 1970s | 1900 - 1969 | 2 | 01 - Single Family Detached | 1 | PG&E | 3500 | 2 | 3 | N
PP20287700 | 1980s | 1980 - 1989 | 1 | 01 - Single Family Detached | 1 | PG&E | 1288 | 1 | 12 | N
PP20293578 | Before the 1970s | 1900 - 1969 | 2 | 01 - Single Family Detached | 1 | PG&E | 1165 | 2 | 3 | N
PP20313906 | Dont Know | Dont Know | 4 | 01 - Single Family Detached | 1 | PG&E | 1316 | 2 | 12 | Y
PP20382174 | Before the 1970s | 1900 - 1969 | 4 | 03 - Apt 5+ Units | 1 | PG&E | -99 | 3 | 4 | Y
PP20386180 | Dont Know | Dont Know | 5 | 02 - Apt 2-4 Units | 1 | PG&E | 850 | 0 | 13 | Y
PP20422744 | 1980s | 1980 - 1989 | 2 | 01 - Single Family Detached | 1 | PG&E | 3100 | 1 | 12 | N
PP20428224 | Before the 1970s | 1900 - 1969 | 1 | 03 - Apt 5+ Units | 1 | PG&E | -99 | 1 | 3 | Y
PP20461603 | Dont Know | Dont Know | 2 | 02 - Apt 2-4 Units | 1 | PG&E | 815 | 2 | 3 | N
PP20482064 | Before the 1970s | 1900 - 1969 | 2 | 01 - Single Family Detached | 1 | PG&E | 1500 | 2 | 3 | N
PP20491811 | Before the 1970s | 1900 - 1969 | 2 | 01 - Single Family Detached | 1.5 | PG&E | 1400 | 2 | 3 | N
PP20507068 | 1980s | 1980 - 1989 | 2 | 01 - Single Family Detached | 2.5 | PG&E | 2800 | 2 | 2 | N
PP20513782 | 1970s | 1970 - 1979 | 6 | 01 - Single Family Detached | 2 | PG&E | 1530 | 4 | 4 | N
PP20514809 | 1980s | 1980 - 1989 | 9 | 01 - Single Family Detached | 2 | PG&E | 2300 | 9 | 4 | Y
PP20519440 | 2000s | 2000 - 2012 | 4 | 01 - Single Family Detached | 2 | PG&E | 4370 | 4 | 12 | N
PP20521689 | 1970s | 1970 - 1979 | 2 | 01 - Single Family Detached | 2 | PG&E | 2400 | 2 | 12 | N
PP20561654 | Before the 1970s | 1900 - 1969 | 2 | 01 - Single Family Detached | 1 | PG&E | 1200 | 1 | 12 | Y
PP20587904 | 1980s | 1980 - 1989 | 2 | 01 - Single Family Detached | 1 | PG&E | 1900 | 1 | 12 | N
PP20592180 | 2000s | 2000 - 2012 | 1 | 01 - Single Family Detached | 1 | PG&E | 2504 | 1 | 11 | Y
PP20594252 | 1995 - 1999 | 1995 - 1999 | 4 | 01 - Single Family Detached | 2 | PG&E | 3200 | 1 | 12 | N
PP20603692 | 1970s | 1970 - 1979 | 6 | 01 - Single Family Detached | 1 | PG&E | 1200 | 2 | 12 | N
PP20665795 | 1970s | 1970 - 1979 | 6 | 01 - Single Family Detached | 1 | PG&E | 1500 | 3 | 3 | Y
PP20666237 | Dont Know | Dont Know | 1 | 03 - Apt 5+ Units | 1 | PG&E | 750 | 1 | 2 | N
PP20681913 | Dont Know | Dont Know | 2 | 03 - Apt 5+ Units | 1 | PG&E | -99 | 2 | 2 | N
PP20685780 | 2000s | 2000 - 2012 | 4 | 01 - Single Family Detached | 2 | PG&E | 3487 | 2 | 3 | N
PP20693874 | 1995 - 1999 | 1995 - 1999 | 4 | 01 - Single Family Detached | 2 | PG&E | 3200 | 2 | 3 | N
PP20711302 | 2000s | 2000 - 2012 | 4 | 01 - Single Family Detached | 2 | PG&E | 2286 | 2 | 12 | Y
PP20720351 | Before the 1970s | 1900 - 1969 | 3 | 01 - Single Family Detached | 2 | PG&E | 2150 | 3 | 3 | N
PP20739140 | 1980s | 1980 - 1989 | 1 | 03 - Apt 5+ Units | 1 | PG&E | 700 | 1 | 2 | Y
PP20739660 | 1980s | 1980 - 1989 | 5 | 01 - Single Family Detached | 1 | PG&E | 1720 | 1 | 13 | Y
PP20767517 | 2000s | 2000 - 2012 | 3 | 01 - Single Family Detached | 2 | PG&E | 3125 | 2 | 12 | N
PP20780820 | Before the 1970s | 1900 - 1969 | 2 | 01 - Single Family Detached | 1 | PG&E | 1000 | 2 | 4 | N
PP20823727 | 2000s | 2000 - 2012 | 6 | 01 - Single Family Detached | 1 | PG&E | 2000 | 8 | 13 | N
PP20849401 | Before the 1970s | 1900 - 1969 | 2 | 01 - Single Family Detached | 1 | PG&E | 1200 | 2 | 3 | N
PP20882859 | Before the 1970s | 1900 - 1969 | 5 | 01 - Single Family Detached | 1 | PG&E | 1250 | 3 | 3 | Y
PP20887608 | 2000s | 2000 - 2012 | 1 | 03 - Apt 5+ Units | 1 | PG&E | 632 | 1 | 12 | N
PP20890219 | Before the 1970s | 1900 - 1969 | 1 | 03 - Apt 5+ Units | 2 | PG&E | 700 | 1 | 3 | N
PP20899520 | 1970s | 1970 - 1979 | 3 | 01 - Single Family Detached | 1 | PG&E | 2000 | 3 | 2 | N
PP20950831 | Dont Know | Dont Know | 3 | 03 - Apt 5+ Units | 1 | PG&E | -99 | 2 | 3 | N
PP20951676 | 1970s | 1970 - 1979 | 3 | 06 - Townhouse/Rowhouse (2-4 Unit Multi-Story) | 2 | PG&E | 1220 | 2 | 2 | Y
PP20999792 | 2000s | 2000 - 2012 | 4 | 01 - Single Family Detached | 2 | PG&E | 2750 | 2 | 4 | N
PP21001782 | 2000s | 2000 - 2012 | 3 | 01 - Single Family Detached | 2 | PG&E | 2700 | 2 | 13 | Y
PP21024688 | Before the 1970s | 1900 - 1969 | 4 | 01 - Single Family Detached | 1 | PG&E | 1800 | 4 | 3 | Y
PP21114058 | 2000s | 2000 - 2012 | 3 | 01 - Single Family Detached | 1 | PG&E | 1300 | 2 | 13 | N
PP21114061 | Before the 1970s | 1900 - 1969 | 3 | 01 - Single Family Detached | 1 | PG&E | 1400 | 2 | 11 | N
PP21123650 | 2000s | 2000 - 2012 | 2 | 01 - Single Family Detached | 2 | PG&E | 3750 | 1 | 3 | N
PP21124142 | Before the 1970s | 1900 - 1969 | 2 | 01 - Single Family Detached | 1 | PG&E | 2800 | 2 | 4 | N
PP21126847 | 1990 - 1994 | 1990 - 1994 | 5 | 01 - Single Family Detached | 2 | PG&E | 2600 | 4 | 4 | N
PP21137927 | Before the 1970s | 1900 - 1969 | 4 | 01 - Single Family Detached | 1.5 | PG&E | 1800 | 2 | 3 | N
PP21151855 | 1995 - 1999 | 1995 - 1999 | 4 | 01 - Single Family Detached | 2 | PG&E | 4050 | 3 | 12 | N
PP21163662 | Dont Know | Dont Know | 2 | 04 - Duplex (Single Story) | 1 | PG&E | 1200 | 2 | 3 | N
PP21204731 | 2000s | 2000 - 2012 | 2 | 01 - Single Family Detached | 2 | PG&E | 3800 | 2 | 3 | N
PP21209369 | Before the 1970s | 1900 - 1969 | 1 | 01 - Single Family Detached | 2 | PG&E | 2500 | 1 | 3 | N
PP21228066 | 2000s | 2000 - 2012 | 4 | 01 - Single Family Detached | 2 | PG&E | 2850 | 2 | 4 | N
PP21285368 | 2000s | 2000 - 2012 | 6 | 01 - Single Family Detached | 1 | PG&E | 1719 | 2 | 11 | N
PP21333353 | 1970s | 1970 - 1979 | 2 | 01 - Single Family Detached | 1 | PG&E | 1900 | 2 | 2 | N
PP21391164 | Before the 1970s | 1900 - 1969 | 1 | 01 - Single Family Detached | 1 | PG&E | 1700 | 1 | 13 | N
PP21395204 | 1970s | 1970 - 1979 | 4 | 01 - Single Family Detached | 1 | PG&E | 2680 | 4 | 12 | N
PP21477174 | 1970s | 1970 - 1979 | 2 | 01 - Single Family Detached | 2 | PG&E | 2600 | 2 | 4 | N
PP21488848 | Before the 1970s | 1900 - 1969 | 3 | 01 - Single Family Detached | 1 | PG&E | 2000 | 2 | 2 | N
PP21521099 | 1995 - 1999 | 1995 - 1999 | 3 | 01 - Single Family Detached | 2 | PG&E | 2100 | 4 | 12 | N
PP21529851 | Before the 1970s | 1900 - 1969 | 4 | 01 - Single Family Detached | 1 | PG&E | 1250 | 2 | 11 | Y
PP21551241 | Before the 1970s | 1900 - 1969 | 2 | 01 - Single Family Detached | 1 | PG&E | 1900 | 2 | 11 | N
PP21564555 | Before the 1970s | 1900 - 1969 | 2 | 01 - Single Family Detached | 1 | PG&E | 1800 | 2 | 13 | N
PP21595081 | 1970s | 1970 - 1979 | 2 | 01 - Single Family Detached | 2 | PG&E | 4000 | 2 | 12 | N
PP21595499 | Before the 1970s | 1900 - 1969 | 2 | 01 - Single Family Detached | 2 | PG&E | 2000 | 2 | 11 | N
PP21615881 | 2000s | 2000 - 2012 | 3 | 06 - Townhouse/Rowhouse (2-4 Unit Multi-Story) | 2 | PG&E | 1400 | 0 | 3 | Y
PP21642915 | 2000s | 2000 - 2012 | 4 | 01 - Single Family Detached | 2 | PG&E | 4000 | 2 | 12 | N
PP21689758 | Before the 1970s | 1900 - 1969 | 2 | 01 - Single Family Detached | 1 | PG&E | 1027 | 1 | 13 | Y
PP21701127 | 1995 - 1999 | 1995 - 1999 | 4 | 01 - Single Family Detached | 1 | PG&E | 1591 | 0 | 13 | Y
PP21821815 | 2000s | 2000 - 2012 | 5 | 01 - Single Family Detached | 1 | PG&E | 1300 | 2 | 13 | Y
PP21830322 | Before the 1970s | 1900 - 1969 | 2 | 01 - Single Family Detached | 1 | PG&E | 1450 | 2 | 12 | N
PP21834467 | 2000s | 2000 - 2012 | 3 | 06 - Townhouse/Rowhouse (2-4 Unit Multi-Story) | 3 | PG&E | 2100 | 2 | 12 | N
PP21838399 | 2000s | 2000 - 2012 | 3 | 01 - Single Family Detached | 1.5 | PG&E | 4700 | 3 | 11 | N
PP21849724 | 2000s | 2000 - 2012 | 4 | 01 - Single Family Detached | 1 | PG&E | 1830 | 2 | 12 | N
PP21857808 | 1980s | 1980 - 1989 | 3 | 03 - Apt 5+ Units | 1 | PG&E | 925 | 2 | 13 | Y
PP21882526 | Before the 1970s | 1900 - 1969 | 1 | 01 - Single Family Detached | 1 | PG&E | 1060 | 3 | 4 | N
PP21905821 | 1990 - 1994 | 1990 - 1994 | 7 | 01 - Single Family Detached | 1 | PG&E | 2050 | 5 | 11 | N
PP21950849 | 1980s | 1980 - 1989 | 6 | 01 - Single Family Detached | 2 | PG&E | 1864 | 4 | 12 | N
PP22048696 | Before the 1970s | 1900 - 1969 | 2 | 03 - Apt 5+ Units | 1 | PG&E | 550 | 2 | 4 | N
PP22136575 | Dont Know | Dont Know | 4 | 02 - Apt 2-4 Units | 2 | PG&E | -99 | 4 | 3 | Y
PP22139373 | Before the 1970s | 1900 - 1969 | 4 | 01 - Single Family Detached | 1 | PG&E | 2485 | 2 | 12 | N
PP22200242 | Before the 1970s | 1900 - 1969 | 3 | 01 - Single Family Detached | 1 | PG&E | 1500 | 1 | 2 | Y
PP22206369 | Before the 1970s | 1900 - 1969 | 1 | 03 - Apt 5+ Units | 1 | PG&E | 550 | 1 | 4 | N
PP22211348 | Before the 1970s | 1900 - 1969 | 2 | 01 - Single Family Detached | 2 | PG&E | 1800 | 2 | 3 | N
PP22217637 | 1980s | 1980 - 1989 | 1 | 01 - Single Family Detached | 2 | PG&E | 2160 | 1 | 4 | N
PP22222583 | Before the 1970s | 1900 - 1969 | 3 | 01 - Single Family Detached | 2 | PG&E | 1200 | 2 | 12 | N
PP22227635 | 1970s | 1970 - 1979 | 2 | 03 - Apt 5+ Units | 1 | PG&E | 800 | 2 | 13 | Y
PP22234169 | Dont Know | Dont Know | 7 | 01 - Single Family Detached | 1 | PG&E | 1500 | 4 | 13 | Y
PP22267307 | 1980s | 1980 - 1989 | 1 | 03 - Apt 5+ Units | 1 | PG&E | -99 | Refused | 2 | Y
PP22267342 | Before the 1970s | 1900 - 1969 | 2 | 01 - Single Family Detached | 1 | PG&E | 1500 | 1 | 3 | N
PP22272999 | Before the 1970s | 1900 - 1969 | 3 | 01 - Single Family Detached | 2 | PG&E | 1090 | 3 | 3 | N
PP22306519 | 2000s | 2000 - 2012 | 4 | 01 - Single Family Detached | 2 | PG&E | 2450 | 2 | 2 | N
PP22308430 | Before the 1970s | 1900 - 1969 | 3 | 02 - Apt 2-4 Units | 1 | PG&E | 1200 | Refused | 3 | Y
PP22370770 | 1995 - 1999 | 1995 - 1999 | 3 | 01 - Single Family Detached | 2 | PG&E | 3600 | 3 | 13 | N
PP22380938 | Dont Know | Dont Know | 4 | 01 - Single Family Detached | 1 | PG&E | 1297 | 4 | 12 | Y
PP22385193 | Before the 1970s | 1900 - 1969 | 2 | 01 - Single Family Detached | 1 | PG&E | 1500 | 2 | 3 | N
PP22416318 | Before the 1970s | 1900 - 1969 | 1 | 01 - Single Family Detached | 1 | PG&E | 1200 | 1 | 2 | Y
PP22429466 | Before the 1970s | 1900 - 1969 | 5 | 01 - Single Family Detached | 1 | PG&E | 1500 | 5 | 12 | N
PP22447083 | Before the 1970s | 1900 - 1969 | 5 | 01 - Single Family Detached | 1 | PG&E | 987 | 2 | 12 | N
PP22472366 | 1980s | 1980 - 1989 | 1 | 01 - Single Family Detached | 2 | PG&E | 1200 | 1 | 3 | N
PP22510525 | 2000s | 2000 - 2012 | 2 | 03 - Apt 5+ Units | 2 | PG&E | 1040 | 0 | 3 | Y
PP22527618 | 1980s | 1980 - 1989 | 6 | 06 - Townhouse/Rowhouse (2-4 Unit Multi-Story) | 2 | PG&E | 1180 | 2 | 13 | Y
PP22547102 | Before the 1970s | 1900 - 1969 | 2 | 02 - Apt 2-4 Units | 2 | PG&E | -99 | 1 | 3 | N
PP22551930 | 1970s | 1970 - 1979 | 7 | 01 - Single Family Detached | 1 | PG&E | 2100 | 6 | 4 | N
PP22557716 | 2000s | 2000 - 2012 | 4 | 06 - Townhouse/Rowhouse (2-4 Unit Multi-Story) | 2 | PG&E | 1100 | 3 | 13 | N
PP22571027 | Before the 1970s | 1900 - 1969 | 3 | 01 - Single Family Detached | 1 | PG&E | 932 | 3 | 12 | Y
PP22584517 | 1995 - 1999 | 1995 - 1999 | 2 | 01 - Single Family Detached | 2 | PG&E | 1600 | 2 | 4 | N
PP22594984 | Before the 1970s | 1900 - 1969 | 2 | 01 - Single Family Detached | 1 | PG&E | 1275 | 2 | 2 | N
PP22599141 | 1995 - 1999 | 1995 - 1999 | 3 | 01 - Single Family Detached | 2 | PG&E | 3000 | 2 | 12 | N
PP22623129 | Dont Know | Dont Know | 4 | 06 - Townhouse/Rowhouse (2-4 Unit Multi-Story) | 2 | PG&E | -99 | 2 | 3 | N
PP22662562 | 1980s | 1980 - 1989 | 3 | 01 - Single Family Detached | 1 | PG&E | 2000 | 2 | 12 | N
PP22671774 | Before the 1970s | 1900 - 1969 | 2 | 01 - Single Family Detached | 1 | PG&E | 1600 | 2 | 12 | Y
PP22687770 | Dont Know | Dont Know | 6 | 01 - Single Family Detached | 1 | PG&E | 1430 | 6 | 12 | N
PP22691217 | Before the 1970s | 1900 - 1969 | 1 | 01 - Single Family Detached | 1 | PG&E | 2300 | 1 | 12 | N
PP22742098 | Dont Know | Dont Know | 7 | 01 - Single Family Detached | 1 | PG&E | 1126 | 2 | 12 | N
PP22755003 | Before the 1970s | 1900 - 1969 | 6 | 01 - Single Family Detached | 1 | PG&E | 1276 | 3 | 3 | Y
PP22765481 | Before the 1970s | 1900 - 1969 | 2 | 01 - Single Family Detached | 1 | PG&E | 2000 | 2 | 3 | Y
PP22799271 | Dont Know | Dont Know | 1 | 03 - Apt 5+ Units | 1 | PG&E | -99 | 1 | 4 | Y
PP22820973 | 1970s | 1970 - 1979 | 2 | 01 - Single Family Detached | 1 | PG&E | 1500 | 2 | 11 | Y
PP22822776 | Dont Know | Dont Know | 3 | 04 - Duplex (Single Story) | 1 | PG&E | 1330 | 3 | 4 | N
PP22838971 | 1970s | 1970 - 1979 | 3 | 01 - Single Family Detached | 1 | PG&E | 2000 | 1 | 4 | N
PP22856094 | 1970s | 1970 - 1979 | 2 | 01 - Single Family Detached | 1 | PG&E | 2300 | 2 | 12 | Y
PP22862501 | 1980s | 1980 - 1989 | 2 | 06 - Townhouse/Rowhouse (2-4 Unit Multi-Story) | 2 | PG&E | 1400 | 9 | 12 | N
PP22868234 | 1980s | 1980 - 1989 | 1 | 01 - Single Family Detached | 1 | PG&E | 2500 | 1 | 3 | N
PP22891031 | Before the 1970s | 1900 - 1969 | 3 | 01 - Single Family Detached | 1 | PG&E | 2100 | 2 | 4 | N
PP22906278 | Before the 1970s | 1900 - 1969 | 2 | 01 - Single Family Detached | 1 | PG&E | 1100 | 2 | 11 | N
PP22924061 | 1970s | 1970 - 1979 | 2 | 01 - Single Family Detached | 1 | PG&E | 2250 | 2 | 13 | N
PP22927444 | Before the 1970s | 1900 - 1969 | 2 | 01 - Single Family Detached | 1 | PG&E | 1600 | 1 | 13 | N
PP22932660 | 1990 - 1994 | 1990 - 1994 | 4 | 01 - Single Family Detached | 2 | PG&E | 1700 | 3 | 4 | Y
PP22969900 | 1970s | 1970 - 1979 | 2 | 01 - Single Family Detached | 2 | PG&E | 3500 | 1 | 4 | N
PP22996264 | 1980s | 1980 - 1989 | 2 | 02 - Apt 2-4 Units | 1 | PG&E | 1333 | 2 | 3 | N
PP23008034 | 1970s | 1970 - 1979 | 9 | 01 - Single Family Detached | 1 | PG&E | 1500 | 4 | 4 | N
PP23032315 | Before the 1970s | 1900 - 1969 | 3 | 01 - Single Family Detached | 1 | PG&E | 1350 | 3 | 4 | Y
PP23071289 | 1970s | 1970 - 1979 | 3 | 01 - Single Family Detached | 1 | PG&E | 1537 | 2 | 2 | N
PP23099461 | 1970s | 1970 - 1979 | 2 | 01 - Single Family Detached | 1 | PG&E | 1700 | 2 | 13 | N
PP23107136 | 1970s | 1970 - 1979 | 3 | 01 - Single Family Detached | 1 | PG&E | 1645 | 2 | 13 | Y
PP23131823 | Before the 1970s | 1900 - 1969 | 3 | 01 - Single Family Detached | 1 | PG&E | 1270 | 2 | 3 | N
PP23147888 | Dont Know | Dont Know | 6 | 02 - Apt 2-4 Units | 1 | PG&E | -99 | 3 | 4 | Y
PP23167885 | Before the 1970s | 1900 - 1969 | 2 | 02 - Apt 2-4 Units | 2 | PG&E | 1650 | 2 | 3 | N
PP23169637 | 1980s | 1980 - 1989 | 4 | 01 - Single Family Detached | 2 | PG&E | 1495 | 2 | 12 | N
PP23198180 | 1970s | 1970 - 1979 | 8 | 01 - Single Family Detached | 1 | PG&E | 1365 | Refused | 2 | N
PP23207810 | Before the 1970s | 1900 - 1969 | 2 | 03 - Apt 5+ Units | 1 | PG&E | -99 | 2 | 3 | N
PP23229368 | 1990 - 1994 | 1990 - 1994 | 1 | 01 - Single Family Detached | 1 | PG&E | 2600 | 1 | 12 | N
PP23232859 | Before the 1970s | 1900 - 1969 | 3 | 04 - Duplex (Single Story) | 1 | PG&E | -99 | 2 | 4 | N
PP23274964 | 1970s | 1970 - 1979 | 2 | 01 - Single Family Detached | 1 | PG&E | 1680 | 2 | 2 | N
PP23296240 | 1970s | 1970 - 1979 | 2 | 02 - Apt 2-4 Units | 1 | PG&E | 900 | 1 | 13 | Y
PP23304268 | 2000s | 2000 - 2012 | 3 | 01 - Single Family Detached | 1 | PG&E | 2400 | 3 | 13 | N
PP23314381 | Before the 1970s | 1900 - 1969 | 2 | 01 - Single Family Detached | 1 | PG&E | 1000 | 2 | 4 | Y
PP23320960 | Before the 1970s | 1900 - 1969 | 2 | 01 - Single Family Detached | 2 | PG&E | 850 | 2 | 3 | Y
PX08939154 | Before the 1970s | 1900 - 1969 | 3 | 03 - Apt 5+ Units | 2 | PG&E | 1700 | 1 | 3 | N
PX12938727 | 1970s | 1970 - 1979 | 5 | 01 - Single Family Detached | 1 | PG&E | 1950 | 4 | 2 | Y
PX12953938 | 1970s | 1970 - 1979 | 2 | 01 - Single Family Detached | 2 | PG&E | 2000 | 2 | 11 | N
PX13031970 | 1995 - 1999 | 1995 - 1999 | 3 | 01 - Single Family Detached | 1 | PG&E | 1404 | 2 | 12 | N
PX13134116 | Before the 1970s | 1900 - 1969 | 4 | 01 - Single Family Detached | 1 | PG&E | 1800 | 4 | 1 | N
PX13176243 | 1970s | 1970 - 1979 | 2 | 03 - Apt 5+ Units | 1 | PG&E | 597 | 2 | 4 | N
PX13358019 | 1980s | 1980 - 1989 | 2 | 01 - Single Family Detached | 2 | PG&E | 2400 | 2 | 4 | N
PX13361975 | Before the 1970s | 1900 - 1969 | 1 | 01 - Single Family Detached | 1 | PG&E | 1900 | 1 | 12 | Y
PX13407296 | Before the 1970s | 1900 - 1969 | 2 | 01 - Single Family Detached | 1 | PG&E | 1650 | 2 | 13 | N
PX13416521 | 2000s | 2000 - 2012 | 3 | 01 - Single Family Detached | 1 | PG&E | 2200 | 3 | 12 | N
PX13460530 | 2000s | 2000 - 2012 | 5 | 01 - Single Family Detached | 2 | PG&E | 1167 | 2 | 16 | N
PX13558415 | 1970s | 1970 - 1979 | 3 | 01 - Single Family Detached | 1 | PG&E | 1300 | 3 | 13 | N
PX13679591 | Dont Know | Dont Know | 2 | 01 - Single Family Detached | 1 | PG&E | 1900 | 2 | 13 | Y
PX13685955 | 1995 - 1999 | 1995 - 1999 | 4 | 01 - Single Family Detached | 1 | PG&E | 1740 | 3 | 11 | Y
PX13688905 | 2000s | 2000 - 2012 | 7 | 01 - Single Family Detached | 1 | PG&E | 1700 | 2 | 11 | Y
PX13777825 | 1980s | 1980 - 1989 | 2 | 01 - Single Family Detached | 2 | PG&E | 2200 | 1 | 3 | N
PX13795971 | Before the 1970s | 1900 - 1969 | 1 | 01 - Single Family Detached | 2.5 | PG&E | 1500 | 1 | 11 | N
PX13846968 | 1970s | 1970 - 1979 | 2 | 01 - Single Family Detached | 1 | PG&E | 2200 | 2 | 11 | N
PX13881716 | 2000s | 2000 - 2012 | 6 | 01 - Single Family Detached | 1 | PG&E | 1500 | 2 | 13 | Y
PX13969616 | 1990 - 1994 | 1990 - 1994 | 3 | 01 - Single Family Detached | 1 | PG&E | 1766 | 3 | 4 | N
PX13970907 | Before the 1970s | 1900 - 1969 | 9 | 01 - Single Family Detached | 2 | PG&E | 4800 | 2 | 12 | Y
PX14195015 | 1980s | 1980 - 1989 | 6 | 01 - Single Family Detached | 1 | PG&E | 2900 | 4 | 13 | N
PX14225470 | Dont Know | Dont Know | 2 | 01 - Single Family Detached | 1 | PG&E | 800 | 2 | 13 | N
PX14249858 | Before the 1970s | 1900 - 1969 | 1 | 04 - Duplex (Single Story) | 1 | PG&E | 1050 | 1 | 12 | N
PX14273793 | 1980s | 1980 - 1989 | 2 | 01 - Single Family Detached | 1 | PG&E | 2200 | 1 | 13 | N
PX14274496 | Before the 1970s | 1900 - 1969 | 4 | 01 - Single Family Detached | 2 | PG&E | 2200 | 2 | 12 | Y
PX14337066 | Before the 1970s | 1900 - 1969 | 4 | 01 - Single Family Detached | 1 | PG&E | 1040 | 4 | 12 | Y
PX14384819 | Before the 1970s | 1900 - 1969 | 2 | 01 - Single Family Detached | 1 | PG&E | 2000 | 1 | 1 | N
PX14456817 | Dont Know | Dont Know | 5 | 01 - Single Family Detached | 1 | PG&E | 1036 | 5 | 12 | Y
PX14477018 | 1970s | 1970 - 1979 | 4 | 01 - Single Family Detached | 1 | PG&E | 1861 | 4 | 11 | Y
PX14547657 | Dont Know | Dont Know | 1 | 02 - Apt 2-4 Units | 2 | PG&E | 500 | 1 | 4 | Y
PX14642391 | 1970s | 1970 - 1979 | 4 | 01 - Single Family Detached | 2 | PG&E | 2000 | 2 | 16 | Y
PX14671036 | 1980s | 1980 - 1989 | 0 | 01 - Single Family Detached | 2.5 | PG&E | 2100 | 0 | 16 | N
PX14752564 | 1980s | 1980 - 1989 | 3 | 01 - Single Family Detached | 1 | PG&E | 3258 | 3 | 12 | N
PX14799028 | 1980s | 1980 - 1989 | 1 | 01 - Single Family Detached | 2 | PG&E | 2300 | 1 | 16 | Y
PX14930330 | 1980s | 1980 - 1989 | 2 | 01 - Single Family Detached | 1 | PG&E | 2600 | 2 | 2 | Y
PX14936480 | 1990 - 1994 | 1990 - 1994 | 5 | 01 - Single Family Detached | 1 | PG&E | 3500 | 5 | 13 | Y
PX15011700 | Before the 1970s | 1900 - 1969 | 1 | 03 - Apt 5+ Units | 1 | PG&E | -99 | 1 | 12 | Y
PX15180454 | Before the 1970s | 1900 - 1969 | 0 | 01 - Single Family Detached | 2 | PG&E | 1200 | 0 | 16 | N
PX15188153 | 1980s | 1980 - 1989 | 2 | 01 - Single Family Detached | 1 | PG&E | 1800 | 2 | 11 | N
PX15278251 | 1970s | 1970 - 1979 | 2 | 03 - Apt 5+ Units | 2 | PG&E | 1272 | 2 | 12 | Y
PX15393887 | 2000s | 2000 - 2012 | 1 | 01 - Single Family Detached | 2 | PG&E | 1800 | 1 | 3 | N
PX15641539 | 1970s | 1970 - 1979 | 4 | 01 - Single Family Detached | 2 | PG&E | 2200 | 2 | 11 | N
PX15641546 | 1970s | 1970 - 1979 | 2 | 01 - Single Family Detached | 2 | PG&E | 1250 | 2 | 3 | N
PX15700204 | Before the 1970s | 1900 - 1969 | 1 | 01 - Single Family Detached | 1 | PG&E | 1600 | 1 | 12 | Y
PX15741777 | 1970s | 1970 - 1979 | 3 | 05 - Mobile Home | 1 | PG&E | -99 | 7 | 16 | N
PX15776903 | 1970s | 1970 - 1979 | 2 | 05 - Mobile Home | 1 | PG&E | 1400 | 2 | 12 | Y
PX15778561 | 1970s | 1970 - 1979 | 1 | 01 - Single Family Detached | 3 | PG&E | 3200 | 1 | 11 | N
PX15794226 | 1980s | 1980 - 1989 | 1 | 03 - Apt 5+ Units | 1 | PG&E | 970 | 1 | 16 | N
PX15808421 | Before the 1970s | 1900 - 1969 | 3 | 01 - Single Family Detached | 1 | PG&E | 1650 | 1 | 3 | N
PX15879450 | 1970s | 1970 - 1979 | 3 | 05 - Mobile Home | 1 | PG&E | 1500 | 3 | 13 | N
PX16056058 | Before the 1970s | 1900 - 1969 | 1 | 04 - Duplex (Single Story) | 1 | PG&E | -99 | Refused | 2 | N
PX16062245 | Before the 1970s | 1900 - 1969 | 3 | 01 - Single Family Detached | 1.5 | PG&E | 1672 | 1 | 16 | Y
PX16062825 | Before the 1970s | 1900 - 1969 | 2 | 01 - Single Family Detached | 1 | PG&E | 1700 | 2 | 5 | N
PX16132145 | 1980s | 1980 - 1989 | 1 | 01 - Single Family Detached | 1 | PG&E | 812 | 1 | 11 | N
PX16175640 | 1980s | 1980 - 1989 | 4 | 01 - Single Family Detached | 2 | PG&E | 2195 | 2 | 12 | Y
PX16417965 | 1980s | 1980 - 1989 | 2 | 06 - Townhouse/Rowhouse (2-4 Unit Multi-Story) | 2 | PG&E | 1162 | 1 | 2 | N
PX16460361 | 1980s | 1980 - 1989 | 4 | 01 - Single Family Detached | 1 | PG&E | 850 | 2 | 11 | Y
PX16486562 | 2000s | 2000 - 2012 | 1 | 03 - Apt 5+ Units | 1 | PG&E | -99 | 1 | 3 | Y
PX16646320 | Before the 1970s | 1900 - 1969 | 5 | 01 - Single Family Detached | 1 | PG&E | 1800 | 5 | 13 | Y
PX16707566 | Before the 1970s | 1900 - 1969 | 7 | 03 - Apt 5+ Units | 2 | PG&E | 700 | 4 | 3 | Y
PX16783132 | Before the 1970s | 1900 - 1969 | 2 | 01 - Single Family Detached | 1 | PG&E | 1600 | 2 | 11 | N
PX16883054 | 2000s | 2000 - 2012 | 1 | 04 - Duplex (Single Story) | 1 | PG&E | 675 | 1 | 3 | N
PX16887144 | Before the 1970s | 1900 - 1969 | 2 | 03 - Apt 5+ Units | 1 | PG&E | 950 | 2 | 3 | N
PX16897377 | 1970s | 1970 - 1979 | 2 | 01 - Single Family Detached | 2.5 | PG&E | 2100 | 2 | 16 | N
PX16984651 | 2000s | 2000 - 2012 | 2 | 03 - Apt 5+ Units | 1 | PG&E | 675 | 2 | 4 | N
PX17145561 | 2000s | 2000 - 2012 | 2 | 01 - Single Family Detached | 1 | PG&E | 2100 | 2 | 12 | N
PX17205394 | 1980s | 1980 - 1989 | 2 | 03 - Apt 5+ Units | 1 | PG&E | 485 | 2 | 3 | N
PX17333831 | 1995 - 1999 | 1995 - 1999 | 2 | 01 - Single Family Detached | 3 | PG&E | 3865 | 2 | 3 | N
PX17379954 | Dont Know | Dont Know | 3 | 01 - Single Family Detached | 1 | PG&E | -99 | 1 | 2 | Y
PX17433196 | 1970s | 1970 - 1979 | 2 | 02 - Apt 2-4 Units | 1 | PG&E | 1000 | 1 | 3 | N
PX17437874 | 1970s | 1970 - 1979 | 2 | 01 - Single Family Detached | 1 | PG&E | 1150 | 1 | 12 | N
PX17450946 | Before the 1970s | 1900 - 1969 | 1 | 03 - Apt 5+ Units | 1 | PG&E | -99 | 1 | 3 | N
PX17462388 | 1980s | 1980 - 1989 | 1 | 05 - Mobile Home | 1 | PG&E | 1440 | 1 | 1 | Y
PX17534938 | 1970s | 1970 - 1979 | 2 | 01 - Single Family Detached | 1 | PG&E | 1400 | 2 | 12 | Y
PX17598369 | 2000s | 2000 - 2012 | 3 | 01 - Single Family Detached | 1 | PG&E | 1500 | 1 | 12 | Y
PX17821436 | 1980s | 1980 - 1989 | 2 | 01 - Single Family Detached | 1 | PG&E | 1500 | 2 | 11 | N
PX18129418 | 1970s | 1970 - 1979 | 3 | 01 - Single Family Detached | 2 | PG&E | 2185 | 3 | 12 | Y
PX18135075 | 1995 - 1999 | 1995 - 1999 | 5 | 01 - Single Family Detached | 1 | PG&E | -99 | 1 | 13 | Y
PX18199186 | Before the 1970s | 1900 - 1969 | 1 | 01 - Single Family Detached | 1.5 | PG&E | 2067 | 1 | 13 | N
PX18219221 | 1970s | 1970 - 1979 | 2 | 01 - Single Family Detached | 1 | PG&E | 1000 | 2 | 11 | N
PX18352215 | Before the 1970s | 1900 - 1969 | 2 | 01 - Single Family Detached | 2 | PG&E | 2400 | 2 | 12 | N
PX18390762 | Dont Know | Dont Know | 5 | 01 - Single Family Detached | 1 | PG&E | 1700 | 3 | 11 | Y
PX18394986 | Before the 1970s | 1900 - 1969 | 1 | 01 - Single Family Detached | 1 | PG&E | 2550 | Refused | 2 | N
PX18400142 | Before the 1970s | 1900 - 1969 | 1 | 01 - Single Family Detached | 1 | PG&E | 1100 | 1 | 1 | Y
PX18450978 | 1970s | 1970 - 1979 | 2 | 01 - Single Family Detached | 1.5 | PG&E | 2400 | 2 | 4 | N
PX18775884 | 2000s | 2000 - 2012 | 1 | 01 - Single Family Detached | 1 | PG&E | 1836 | 1 | 11 | Y
PX18817061 | 1980s | 1980 - 1989 | 2 | 01 - Single Family Detached | 2 | PG&E | 3464 | 2 | 4 | N
PX18927142 | Before the 1970s | 1900 - 1969 | 1 | 01 - Single Family Detached | 1.5 | PG&E | 2000 | 1 | 2 | N
PX18940427 | Before the 1970s | 1900 - 1969 | 1 | 03 - Apt 5+ Units | 1 | PG&E | 400 | 1 | 12 | Y
PX19211797 | Before the 1970s | 1900 - 1969 | 5 | 01 - Single Family Detached | 1 | PG&E | 1500 | 2 | 11 | N
PX19342095 | 1970s | 1970 - 1979 | 2 | 01 - Single Family Detached | 1 | PG&E | 2000 | 2 | 11 | N
PX19411609 | Before the 1970s | 1900 - 1969 | 2 | 01 - Single Family Detached | 1 | PG&E | 3200 | 2 | 12 | N
PX19442074 | 2000s | 2000 - 2012 | 6 | 01 - Single Family Detached | 1 | PG&E | 1620 | 4 | 16 | Y
PX19514934 | 1995 - 1999 | 1995 - 1999 | 4 | 01 - Single Family Detached | 1.5 | PG&E | 3200 | 2 | 16 | Y
PX19631272 | Before the 1970s | 1900 - 1969 | 2 | 01 - Single Family Detached | 1 | PG&E | 2400 | 2 | 12 | N
PX19665150 | 1970s | 1970 - 1979 | 2 | 03 - Apt 5+ Units | 1 | PG&E | 750 | 2 | 13 | Y
PX19703154 | 2000s | 2000 - 2012 | 3 | 01 - Single Family Detached | 2 | PG&E | 2400 | 1 | 2 | N
PX19731489 | 1970s | 1970 - 1979 | 2 | 03 - Apt 5+ Units | 1 | PG&E | 600 | 2 | 3 | Y
PX19743857 | 1995 - 1999 | 1995 - 1999 | 2 | 03 - Apt 5+ Units | -98 | PG&E | 1100 | 2 | 3 | N
PX19765341 | 1970s | 1970 - 1979 | 1 | 01 - Single Family Detached | 1 | PG&E | 2600 | 1 | 3 | N
PX20163372 | Before the 1970s | 1900 - 1969 | 6 | 02 - Apt 2-4 Units | 1 | PG&E | 1100 | 3 | 5 | Y
PX20169351 | Before the 1970s | 1900 - 1969 | 4 | 01 - Single Family Detached | 1 | PG&E | 1250 | 2 | 1 | Y
PX20264787 | 2000s | 2000 - 2012 | 6 | 01 - Single Family Detached | 1 | PG&E | 1800 | 3 | 4 | N
PX20524609 | 1970s | 1970 - 1979 | 1 | 05 - Mobile Home | 1 | PG&E | 1440 | 1 | 2 | N
PX20562773 | 2000s | 2000 - 2012 | 3 | 03 - Apt 5+ Units | 2 | PG&E | 725 | 1 | 12 | N
PX20695600 | 1970s | 1970 - 1979 | 5 | 01 - Single Family Detached | 2 | PG&E | 2500 | 2 | 2 | N
PX20760995 | Before the 1970s | 1900 - 1969 | 1 | 01 - Single Family Detached | 1 | PG&E | 1700 | 1 | 12 | N
PX20786635 | 1990 - 1994 | 1990 - 1994 | 2 | 01 - Single Family Detached | 1 | PG&E | 2500 | 2 | 12 | N
PX20824077 | 1970s | 1970 - 1979 | 1 | 02 - Apt 2-4 Units | 1.5 | PG&E | 500 | 1 | 3 | N
PX20838568 | 1980s | 1980 - 1989 | 3 | 01 - Single Family Detached | 2 | PG&E | 1800 | 2 | 16 | N
PX20865503 | 1970s | 1970 - 1979 | 2 | 01 - Single Family Detached | 1 | PG&E | 1200 | 2 | 16 | Y
PX20976695 | 1970s | 1970 - 1979 | 1 | 03 - Apt 5+ Units | 1 | PG&E | 780 | Refused | 4 | N
PX21038203 | 2000s | 2000 - 2012 | 4 | 01 - Single Family Detached | 2 | PG&E | 2600 | 2 | 12 | N
PX21095068 | Dont Know | Dont Know | 1 | 03 - Apt 5+ Units | 1 | PG&E | -99 | 1 | 11 | Y
PX21152177 | 1980s | 1980 - 1989 | 1 | 03 - Apt 5+ Units | 1 | PG&E | 1000 | 1 | 3 | N
PX21292291 | 1980s | 1980 - 1989 | 1 | 02 - Apt 2-4 Units | 1 | PG&E | -99 | 1 | 11 | Y
PX21295966 | 1970s | 1970 - 1979 | 2 | 04 - Duplex (Single Story) | 1 | PG&E | 1560 | 2 | 3 | N
PX21345199 | Dont Know | Dont Know | 7 | 01 - Single Family Detached | 1 | PG&E | 2200 | 2 | 13 | Y
PX21379583 | Before the 1970s | 1900 - 1969 | 3 | 01 - Single Family Detached | 2 | PG&E | 1100 | 1 | 3 | Y
PX21393571 | Before the 1970s | 1900 - 1969 | 3 | 01 - Single Family Detached | 1 | PG&E | 1800 | 0 | 11 | N
PX21410953 | 1980s | 1980 - 1989 | 2 | 01 - Single Family Detached | 2 | PG&E | 3000 | 2 | 12 | N
PX21504301 | Before the 1970s | 1900 - 1969 | 2 | 01 - Single Family Detached | 1 | PG&E | 1700 | 2 | 12 | Y
PX21507260 | Before the 1970s | 1900 - 1969 | 5 | 01 - Single Family Detached | 1 | PG&E | 1400 | 5 | 13 | Y
PX21593996 | Before the 1970s | 1900 - 1969 | 2 | 01 - Single Family Detached | 1 | PG&E | 1222 | 2 | 3 | N
PX21623233 | 1970s | 1970 - 1979 | 1 | 02 - Apt 2-4 Units | 1 | PG&E | 1344 | 1 | 12 | N
PX21712759 | Before the 1970s | 1900 - 1969 | 1 | 01 - Single Family Detached | 1 | PG&E | 1500 | 1 | 12 | N
PX21942723 | 1980s | 1980 - 1989 | 1 | 03 - Apt 5+ Units | 2 | PG&E | 800 | 1 | 4 | N
PX22098238 | 2000s | 2000 - 2012 | 5 | 01 - Single Family Detached | 1 | PG&E | 1762 | 4 | 2 | Y
PX22160709 | Before the 1970s | 1900 - 1969 | 4 | 01 - Single Family Detached | 1 | PG&E | 1425 | 2 | 2 | Y
PX22160810 | 2000s | 2000 - 2012 | 6 | 03 - Apt 5+ Units | 1 | PG&E | 1450 | 2 | 4 | N
PX22246669 | 1970s | 1970 - 1979 | 2 | 01 - Single Family Detached | 1 | PG&E | 1131 | 1 | 2 | N
PX22356287 | Before the 1970s | 1900 - 1969 | 2 | 01 - Single Family Detached | 2 | PG&E | 1100 | 2 | 12 | Y
PX22454786 | Before the 1970s | 1900 - 1969 | 1 | 01 - Single Family Detached | 1 | PG&E | 1100 | 1 | 11 | Y
PX22550974 | 1980s | 1980 - 1989 | 3 | 01 - Single Family Detached | 1 | PG&E | 2300 | 3 | 11 | N
PX22637848 | Before the 1970s | 1900 - 1969 | 2 | 01 - Single Family Detached | 2 | PG&E | 3000 | 2 | 2 | Y
PX22697912 | 1990 - 1994 | 1990 - 1994 | 2 | 01 - Single Family Detached | 2 | PG&E | 2800 | 2 | 4 | N
PX22719867 | 1980s | 1980 - 1989 | 1 | 05 - Mobile Home | 1 | PG&E | 650 | 1 | 11 | Y
PX22726573 | 1970s | 1970 - 1979 | 1 | 03 - Apt 5+ Units | 3 | PG&E | 900 | 1 | 12 | N
PX22816392 | 1980s | 1980 - 1989 | 2 | 01 - Single Family Detached | 2.5 | PG&E | 3100 | 2 | 4 | N
PX22855403 | Before the 1970s | 1900 - 1969 | 2 | 01 - Single Family Detached | 1 | PG&E | 1760 | 2 | 11 | N
PX22884472 | 1990 - 1994 | 1990 - 1994 | 1 | 03 - Apt 5+ Units | 1 | PG&E | -99 | 1 | 4 | Y
PX22934179 | Before the 1970s | 1900 - 1969 | 2 | 01 - Single Family Detached | 1 | PG&E | 2200 | 2 | 2 | Y
PX23087222 | 2000s | 2000 - 2012 | 1 | 01 - Single Family Detached | 2 | PG&E | 3000 | 2 | 2 | N
PX23091701 | Before the 1970s | 1900 - 1969 | 1 | 05 - Mobile Home | 1 | PG&E | 360 | 1 | 2 | N
PX23123391 | 1980s | 1980 - 1989 | 1 | 01 - Single Family Detached | 1 | PG&E | 1200 | 1 | 16 | Y
PX23188534 | 1970s | 1970 - 1979 | 2 | 01 - Single Family Detached | 1 | PG&E | 3500 | 2 | 2 | N
PX23233499 | Before the 1970s | 1900 - 1969 | 3 | 01 - Single Family Detached | 1 | PG&E | 2600 | 2 | 12 | N

## Vintage
CLASS Vintages
Before the 1970s | 1900 - 1969 |  | Before 1978
1970s | 1970 - 1979 | 1975 | Before 1978
1980s | 1980 - 1989 | 1985 | 1978 - 1992
1990 - 1994 | 1990 - 1994 |  | 1978 - 1992
1995 - 1999 | 1995 - 1999 | 1996 | 1993 - 2001
2000s | 2000 - 2012 | 2007 | 2002 - 2005 | 2006 - 2009 | 2010 - 2013
Dont Know | Dont Know
DEER Vintages
1975 | Before 1978
1985 | 1978 - 1992
1996 | 1993 - 2001
2003 | 2002 - 2005
2007 | 2006 - 2009
2011 | 2010 - 2013
2014 | 2014
2015 | 2015 - 2016