## AnnlEnergy
RunID | BldgType | CZ | VintID | MeasureID | kWPkPer | kWhTotal | kWhLighting | kWhTaskLighting | kWhEquipment | kWhHeating | kWhCooling | kWhTower | kWhAux | kWhVentilation | kWhRefrigeration | kWhHPSupp | kWhSHW | kWhExterior | ThermTotal | ThermEquipment | ThermHeating | ThermSHW | CoolCap | HeatCap | PctHrsZoneOutsideTR | PctHrsPlantNotSat | HrsZoneAbvCoolTR | HrsZoneBlwHeatTR | HVAC | 2066051%
OfS-w01-v14-HP_S1Std | OfS | CZ01 | 14 | HP_S1Std | 25.6471 | 93421.8125 | 31593.9805 | 0 | 50648.0078 | 3116.6057 | 338.1165 | 0 | 0 | 7512.1294 | 0 | 213.0938 | 0 | 0 | 198.4527 | 0 | 0 | 198.4527 | 191.3376 | -170.2905 | 0 | 0 | 0 | 0 | 11179.9455
OfS-w01-v14-HP_S0Std | OfS | CZ01 | 14 | HP_S0Std | 27.5532 | 96209.3906 | 31593.9805 | 0 | 50648.0078 | 3116.563 | 3128.8721 | 0 | 0 | 7512.3472 | 0 | 209.6985 | 0 | 0 | 198.4513 | 0 | 0 | 198.4513 | 193.4093 | -172.1342 | 0 | 0 | 0 | 0 | 13967.4808
OfS-w01-v14-HP_S2Std | OfS | CZ01 | 14 | HP_S2Std | 25.0291 | 90483.2969 | 31593.9805 | 0 | 50648.0078 | 3597.2976 | 335.7375 | 0 | 0 | 4087.6016 | 0 | 220.7523 | 0 | 0 | 198.5173 | 0 | 0 | 198.5173 | 188.5095 | -167.7734 | 0 | 0 | 0 | 0 | 8241.389
OfS-w01-v14-HP_SHi | OfS | CZ01 | 14 | HP_SHi | 24.2964 | 89512.9141 | 31593.9805 | 0 | 50648.0078 | 3005.8062 | 260.5026 | 0 | 0 | 3781.0913 | 0 | 223.5909 | 0 | 0 | 198.5202 | 0 | 0 | 198.5202 | 189.8597 | -168.9751 | 0 | 0 | 0 | 0 | 7270.9909
OfS-w01-v14-HP_E2Std | OfS | CZ01 | 14 | HP_E2Std | 25.9491 | 91440.1328 | 31593.9805 | 0 | 50648.0078 | 3020.2246 | 371.4049 | 0 | 0 | 5609.2935 | 0 | 197.3168 | 0 | 0 | 198.5026 | 0 | 0 | 198.5026 | 191.9186 | -170.8076 | 0 | 0 | 0 | 0 | 9198.2397 | 82.27%
OfS-w01-v14-HP_EHi | OfS | CZ01 | 14 | HP_EHi | 25.4749 | 91195.1953 | 31593.9805 | 0 | 50648.0078 | 2824.0942 | 320.2686 | 0 | 0 | 5609.2935 | 0 | 199.6254 | 0 | 0 | 198.5026 | 0 | 0 | 198.5026 | 191.9186 | -170.8076 | 0 | 0 | 0 | 0 | 8953.2817
OfS-w01-v14-VRF_HP_OAU0 | OfS | CZ01 | 14 | VRF_HP_OAU0 | 26.164 | 93941.7656 | 31593.9805 | 0 | 50648.0078 | 4275.48 | 3095.3481 | 0 | 0 | 4329.0386 | 0 | 0 | 0 | 0 | 198.4423 | 0 | 0 | 198.4423 | 192.2978 | -201.0131 | 0 | 0 | 0 | 0 | 11699.8667 | -18.85%
OfS-w01-v14-VRF_HP_OAU1 | OfS | CZ01 | 14 | VRF_HP_OAU1 | 25.6628 | 93202.3438 | 31593.9805 | 0 | 50648.0078 | 3881.4128 | 2750.001 | 0 | 0 | 4329.0386 | 0 | 0 | 0 | 0 | 198.4423 | 0 | 0 | 198.4423 | 192.2978 | -201.0131 | 0 | 0 | 0 | 0 | 10960.4524
OfS-w01-v14-VRF_HP_OAU2 | OfS | CZ01 | 14 | VRF_HP_OAU2 | 25.1979 | 92566.7969 | 31593.9805 | 0 | 50648.0078 | 3534.7783 | 2461.0686 | 0 | 0 | 4329.0386 | 0 | 0 | 0 | 0 | 198.4423 | 0 | 0 | 198.4423 | 192.2978 | -201.0131 | 0 | 0 | 0 | 0 | 10324.8855
OfS-w01-v14-VRF_HR_OAU0 | OfS | CZ01 | 14 | VRF_HR_OAU0 | 26.0643 | 93061.2188 | 31593.9805 | 0 | 50648.0078 | 3514.105 | 2968.8826 | 0 | 0 | 4336.3081 | 0 | 0 | 0 | 0 | 198.445 | 0 | 0 | 198.445 | 191.0489 | -199.7387 | 0 | 0 | 0 | 0 | 10819.2957
OfS-w01-v14-VRF_HR_OAU1 | OfS | CZ01 | 14 | VRF_HR_OAU1 | 25.6007 | 92404.4141 | 31593.9805 | 0 | 50648.0078 | 3178.9106 | 2647.2739 | 0 | 0 | 4336.3081 | 0 | 0 | 0 | 0 | 198.445 | 0 | 0 | 198.445 | 191.0489 | -199.7387 | 0 | 0 | 0 | 0 | 10162.4927
OfS-w01-v14-VRF_HR_OAU2 | OfS | CZ01 | 14 | VRF_HR_OAU2 | 25.202 | 91818.6797 | 31593.9805 | 0 | 50648.0078 | 2881.146 | 2359.3074 | 0 | 0 | 4336.3081 | 0 | 0 | 0 | 0 | 198.445 | 0 | 0 | 198.445 | 191.0489 | -199.7387 | 0 | 0 | 0 | 0 | 9576.7615
OfL-w01-v14-HP_S1Std | OfL | CZ01 | 14 | HP_S1Std | 424.3064 | 1541596.75 | 500422.4062 | 0 | 883691.5 | 15620.0449 | 27823.0547 | 0 | 213.4769 | 112431.2812 | 0 | 1396.0973 | 0 | 0 | 3338.889 | 0 | 0 | 3338.889 | 2705.9299 | -2408.2781 | 0 | 0 | 0 | 0 | 157483.955
OfL-w01-v14-HP_S0Std | OfL | CZ01 | 14 | HP_S0Std | 446.7914 | 1612050.625 | 500422.4062 | 0 | 883691.5 | 15617.7051 | 98281.4609 | 0 | 213.4769 | 112450.75 | 0 | 1374.8529 | 0 | 0 | 3338.8854 | 0 | 0 | 3338.8854 | 2731.2021 | -2430.7695 | 0 | 0 | 0 | 0 | 227938.2458
OfL-w01-v14-HP_S2Std | OfL | CZ01 | 14 | HP_S2Std | 424.1716 | 1500448 | 500422.4062 | 0 | 883691.5 | 18663.4199 | 29169.2227 | 0 | 213.4769 | 66731.7188 | 0 | 1558.54 | 0 | 0 | 3338.9632 | 0 | 0 | 3338.9632 | 2655.3018 | -2363.2183 | 0 | 0 | 0 | 0 | 116336.3782 | 1145%
OfL-w01-v14-HP_SHi | OfL | CZ01 | 14 | HP_SHi | 405.793 | 1485794.5 | 500422.4062 | 0 | 883691.5 | 15660.4814 | 22625.5801 | 0 | 213.4769 | 61664.3789 | 0 | 1518.7002 | 0 | 0 | 3338.9667 | 0 | 0 | 3338.9667 | 2690.8423 | -2394.8494 | 0 | 0 | 0 | 0 | 101682.6175 | -443.6%
OfL-w01-v14-HP_E2Std | OfL | CZ01 | 14 | HP_E2Std | 442.0145 | 1526228.5 | 500422.4062 | 0 | 883691.5 | 15627.0527 | 31528.6094 | 0 | 213.4769 | 93446.2344 | 0 | 1301.4471 | 0 | 0 | 3338.9434 | 0 | 0 | 3338.9434 | 2753.8096 | -2450.8901 | 0 | 0 | 0 | 0 | 142116.8205
OfL-w01-v14-HP_EHi | OfL | CZ01 | 14 | HP_EHi | 429.4271 | 1520887.875 | 500422.4062 | 0 | 883691.5 | 14610.2393 | 27187.6367 | 0 | 213.4769 | 93446.2344 | 0 | 1318.408 | 0 | 0 | 3338.9434 | 0 | 0 | 3338.9434 | 2753.8096 | -2450.8901 | 0 | 0 | 0 | 0 | 136775.9952
OfL-w01-v14-VRF_HP_OAU0 | OfL | CZ01 | 14 | VRF_HP_OAU0 | 438.3591 | 1572293.75 | 500422.4062 | 0 | 883691.5 | 25055.3125 | 89263.1484 | 0 | 213.4769 | 73650.0469 | 0 | 0 | 0 | 0 | 3338.9286 | 0 | 0 | 3338.9286 | 3422.2825 | -3577.9819 | 0 | 0 | 0 | 0 | 188181.9847
OfL-w01-v14-VRF_HP_OAU1 | OfL | CZ01 | 14 | VRF_HP_OAU1 | 420.0178 | 1553170.875 | 500422.4062 | 0 | 883691.5 | 21625.4355 | 73569.8906 | 0 | 213.4769 | 73650.0469 | 0 | 0 | 0 | 0 | 3338.9286 | 0 | 0 | 3338.9286 | 3422.2825 | -3577.9819 | 0 | 0 | 0 | 0 | 169058.8499
OfL-w01-v14-VRF_HP_OAU2 | OfL | CZ01 | 14 | VRF_HP_OAU2 | 409.5473 | 1542469.25 | 500422.4062 | 0 | 883691.5 | 19585.6504 | 64908.1836 | 0 | 213.4769 | 73650.0469 | 0 | 0 | 0 | 0 | 3338.9286 | 0 | 0 | 3338.9286 | 3422.2825 | -3577.9819 | 0 | 0 | 0 | 0 | 158357.3577
OfL-w01-v14-VRF_HR_OAU0 | OfL | CZ01 | 14 | VRF_HR_OAU0 | 436.3544 | 1563456.25 | 500422.4062 | 0 | 883691.5 | 20754.834 | 84333.5078 | 0 | 213.4769 | 74042.4688 | 0 | 0 | 0 | 0 | 3338.9254 | 0 | 0 | 3338.9254 | 3430.5359 | -3586.7759 | 0 | 0 | 0 | 0 | 179344.2874
OfL-w01-v14-VRF_HR_OAU1 | OfL | CZ01 | 14 | VRF_HR_OAU1 | 418.3131 | 1545688.875 | 500422.4062 | 0 | 883691.5 | 17793.5469 | 69527.6172 | 0 | 213.4769 | 74042.4688 | 0 | 0 | 0 | 0 | 3338.9254 | 0 | 0 | 3338.9254 | 3430.5359 | -3586.7759 | 0 | 0 | 0 | 0 | 161577.1097
OfL-w01-v14-VRF_HR_OAU2 | OfL | CZ01 | 14 | VRF_HR_OAU2 | 407.1448 | 1536101.5 | 500422.4062 | 0 | 883691.5 | 16067.3896 | 61666.4648 | 0 | 213.4769 | 74042.4688 | 0 | 0 | 0 | 0 | 3338.9254 | 0 | 0 | 3338.9254 | 3430.5359 | -3586.7759 | 0 | 0 | 0 | 0 | 151989.8001
EPr-w01-v14-HP_S1Std | EPr | CZ01 | 14 | HP_S1Std | 106.0172 | 370436.625 | 133157.6562 | 0 | 99493.7734 | 76322.6953 | 1860.5543 | 0 | 0 | 46197.0352 | 0 | 13405.0615 | 0 | 0 | 2560.4162 | 110.3944 | 0 | 2450.0213 | 1188.7084 | -1057.9504 | 0 | 0 | 0 | 0 | 137785.3463 | -289.7%
EPr-w01-v14-HP_S0Std | EPr | CZ01 | 14 | HP_S0Std | 106.9223 | 370892.2812 | 133157.6562 | 0 | 99493.7734 | 76322.4922 | 2316.3801 | 0 | 0 | 46197.0352 | 0 | 13405.0508 | 0 | 0 | 2560.4162 | 110.3944 | 0 | 2450.0211 | 1188.7084 | -1057.9504 | 0 | 0 | 0 | 0 | 138240.9583
EPr-w01-v14-HP_S2Std | EPr | CZ01 | 14 | HP_S2Std | 104.3601 | 366826.2188 | 133157.6562 | 0 | 99493.7734 | 82415.6406 | 1921.3683 | 0 | 0 | 37147.1562 | 0 | 12690.9561 | 0 | 0 | 2560.5638 | 110.3944 | 0 | 2450.1691 | 1172.9645 | -1043.9384 | 0 | 0 | 0 | 0 | 134175.1212
EPr-w01-v14-HP_SHi | EPr | CZ01 | 14 | HP_SHi | 99.6862 | 351645.0938 | 133157.6562 | 0 | 99493.7734 | 69327.5078 | 1472.5051 | 0 | 0 | 35379.625 | 0 | 12814.583 | 0 | 0 | 2560.5661 | 110.3944 | 0 | 2450.1717 | 1174.3794 | -1045.1976 | 0 | 0 | 0 | 0 | 118994.2209
EPr-w01-v14-HP_E2Std | EPr | CZ01 | 14 | HP_E2Std | 107.9294 | 363265.0625 | 133157.6562 | 0 | 99493.7734 | 70212.8281 | 2067.8379 | 0 | 0 | 46107.6641 | 0 | 12225.7031 | 0 | 0 | 2560.5502 | 110.3944 | 0 | 2450.1555 | 1169.7372 | -1041.066 | 0 | 0 | 0 | 0 | 130614.0332
EPr-w01-v14-HP_EHi | EPr | CZ01 | 14 | HP_EHi | 105.5346 | 358457.7188 | 133157.6562 | 0 | 99493.7734 | 65666.3359 | 1783.1306 | 0 | 0 | 46107.6641 | 0 | 12249.6934 | 0 | 0 | 2560.5502 | 110.3944 | 0 | 2450.1555 | 1169.7372 | -1041.066 | 0 | 0 | 0 | 0 | 125806.824
EPr-w01-v14-VRF_HP_OAU0 | EPr | CZ01 | 14 | VRF_HP_OAU0 | 107.1133 | 365247.5625 | 133157.6562 | 0 | 99493.7734 | 82057.8828 | 2238.5308 | 0 | 0 | 48299.9297 | 0 | 0 | 0 | 0 | 2560.1621 | 110.3944 | 0 | 2449.767 | 928.844 | -971.2048 | 0.42033 | 0 | 0 | 11 | 132596.3433
EPr-w01-v14-VRF_HP_OAU1 | EPr | CZ01 | 14 | VRF_HP_OAU1 | 104.9332 | 357245.125 | 133157.6562 | 0 | 99493.7734 | 74316.8906 | 1977.3274 | 0 | 0 | 48299.9297 | 0 | 0 | 0 | 0 | 2560.1621 | 110.3944 | 0 | 2449.767 | 928.844 | -971.2048 | 0.42033 | 0 | 0 | 11 | 124594.1477
EPr-w01-v14-VRF_HP_OAU2 | EPr | CZ01 | 14 | VRF_HP_OAU2 | 103.3597 | 350175.6562 | 133157.6562 | 0 | 99493.7734 | 67464.2422 | 1760.4717 | 0 | 0 | 48299.9297 | 0 | 0 | 0 | 0 | 2560.1621 | 110.3944 | 0 | 2449.767 | 928.844 | -971.2048 | 0.42033 | 0 | 0 | 11 | 117524.6436
EPr-w01-v14-VRF_HR_OAU0 | EPr | CZ01 | 14 | VRF_HR_OAU0 | 105.1705 | 353799.1562 | 133157.6562 | 0 | 99493.7734 | 70764.0078 | 2072.9097 | 0 | 0 | 48311.0156 | 0 | 0 | 0 | 0 | 2560.1669 | 110.3944 | 0 | 2449.7725 | 912.9493 | -954.4016 | 1.3374 | 0 | 0 | 35 | 121147.9331 | -7.763%
EPr-w01-v14-VRF_HR_OAU1 | EPr | CZ01 | 14 | VRF_HR_OAU1 | 103.5775 | 346651.3438 | 133157.6562 | 0 | 99493.7734 | 63853.4102 | 1835.8252 | 0 | 0 | 48311.0156 | 0 | 0 | 0 | 0 | 2560.1669 | 110.3944 | 0 | 2449.7725 | 912.9431 | -954.3951 | 1.3374 | 0 | 0 | 35 | 114000.251 | 85.98%
EPr-w01-v14-VRF_HR_OAU2 | EPr | CZ01 | 14 | VRF_HR_OAU2 | 102.1859 | 340454.9688 | 133157.6562 | 0 | 99493.7734 | 57858.0391 | 1634.9232 | 0 | 0 | 48311.0156 | 0 | 0 | 0 | 0 | 2560.1669 | 110.3944 | 0 | 2449.7725 | 912.9372 | -954.3889 | 1.3374 | 0 | 0 | 35 | 107803.9779 | 18002.8461
Htl-w01-v14-HP_S1Std | Htl | CZ01 | 14 | HP_S1Std | 436.8048 | 4069870.5 | 566447.625 | 0 | 1692748 | 1196871 | 101175.3281 | 0 | 1121.6216 | 298586.4688 | 0 | 212919.6875 | 0 | 0 | 44847.4368 | 0 | 0 | 44847.4368 | 6636.8223 | -5906.7725 | 0 | 0 | 0 | 0 | 1810674.106
Htl-w01-v14-HP_S0Std | Htl | CZ01 | 14 | HP_S0Std | 440.15 | 4083058 | 566447.625 | 0 | 1692748 | 1196863.5 | 114371.6016 | 0 | 1121.6216 | 298586.4375 | 0 | 212919.5781 | 0 | 0 | 44847.4214 | 0 | 0 | 44847.4214 | 6636.9541 | -5906.8901 | 0 | 0 | 0 | 0 | 1823862.7388
Htl-w01-v14-HP_S2Std | Htl | CZ01 | 14 | HP_S2Std | 428.6723 | 4107642.75 | 566447.625 | 0 | 1692748 | 1262438.5 | 90846.4531 | 0 | 1121.6216 | 280361.5 | 0 | 213678.6719 | 0 | 0 | 44847.7338 | 0 | 0 | 44847.7338 | 6568.0708 | -5845.5835 | 0 | 0 | 0 | 0 | 1848446.7466
Htl-w01-v14-HP_SHi | Htl | CZ01 | 14 | HP_SHi | 420.1489 | 3888675.5 | 566447.625 | 0 | 1692748 | 1061047.375 | 89658.8984 | 0 | 1121.6216 | 262943.0938 | 0 | 214707.0938 | 0 | 0 | 44847.7491 | 0 | 0 | 44847.7491 | 6580.3721 | -5856.5312 | 0 | 0 | 0 | 0 | 1629478.0825 | 1512%
Htl-w01-v14-HP_E2Std | Htl | CZ01 | 14 | HP_E2Std | 448.151 | 4064383.75 | 566447.625 | 0 | 1692748 | 1131490.875 | 102156.75 | 0 | 1121.6216 | 360591.9688 | 0 | 209825.9062 | 0 | 0 | 44847.6058 | 0 | 0 | 44847.6058 | 6564.374 | -5842.292 | 0 | 0 | 0 | 0 | 1805187.1216
Htl-w01-v14-HP_EHi | Htl | CZ01 | 14 | HP_EHi | 434.5873 | 3939077.25 | 566447.625 | 0 | 1692748 | 1016978.25 | 90831.5781 | 0 | 1121.6216 | 360591.9688 | 0 | 210356.9688 | 0 | 0 | 44847.6058 | 0 | 0 | 44847.6058 | 6564.374 | -5842.292 | 0 | 0 | 0 | 0 | 1679880.3872
Htl-w01-v14-VRF_HP_OAU0 | Htl | CZ01 | 14 | VRF_HP_OAU0 | 440.3357 | 3981387.5 | 566447.625 | 0 | 1692748 | 1209171.375 | 94976.8828 | 0 | 1121.6216 | 416920.9375 | 0 | 0 | 0 | 0 | 44847.5648 | 0 | 0 | 44847.5648 | 5258.0396 | -5467.249 | 0.045657 | 0 | 1 | 3 | 1722190.8169 | 4.219%
Htl-w01-v14-VRF_HP_OAU1 | Htl | CZ01 | 14 | VRF_HP_OAU1 | 424.7982 | 3839662.75 | 566447.625 | 0 | 1692748 | 1081819.375 | 80604.8047 | 0 | 1121.6216 | 416920.875 | 0 | 0 | 0 | 0 | 44847.5648 | 0 | 0 | 44847.5648 | 5258.0239 | -5467.2324 | 0.045657 | 0 | 1 | 3 | 1580466.6763
Htl-w01-v14-VRF_HP_OAU2 | Htl | CZ01 | 14 | VRF_HP_OAU2 | 413.1888 | 3723684 | 566447.625 | 0 | 1692748 | 976314 | 70131.2656 | 0 | 1121.6216 | 416920.875 | 0 | 0 | 0 | 0 | 44847.5648 | 0 | 0 | 44847.5648 | 5258.0093 | -5467.2168 | 0.045657 | 0 | 1 | 3 | 1464487.7622 | 81.13%
Htl-w01-v14-VRF_HR_OAU0 | Htl | CZ01 | 14 | VRF_HR_OAU0 | 435.3592 | 3842653 | 566447.625 | 0 | 1692748 | 1075220 | 89759.9453 | 0 | 1121.6216 | 417355.5625 | 0 | 0 | 0 | 0 | 44847.6518 | 0 | 0 | 44847.6518 | 5236.7393 | -5445.1504 | 1.0501 | 0 | 67 | 25 | 1583457.1294
Htl-w01-v14-VRF_HR_OAU1 | Htl | CZ01 | 14 | VRF_HR_OAU1 | 420.6089 | 3713791 | 566447.625 | 0 | 1692748 | 959847 | 76270.375 | 0 | 1121.6216 | 417355.5312 | 0 | 0 | 0 | 0 | 44847.6518 | 0 | 0 | 44847.6518 | 5236.7031 | -5445.1123 | 1.0501 | 0 | 67 | 25 | 1454594.5278
Htl-w01-v14-VRF_HR_OAU2 | Htl | CZ01 | 14 | VRF_HR_OAU2 | 409.9117 | 3607963.5 | 566447.625 | 0 | 1692748 | 863879.375 | 66410.8672 | 0 | 1121.6216 | 417355.5312 | 0 | 0 | 0 | 0 | 44847.6518 | 0 | 0 | 44847.6518 | 5236.6685 | -5445.0767 | 1.0501 | 0 | 67 | 25 | 1348767.395
OfS-w02-v14-HP_S1Std | OfS | CZ02 | 14 | HP_S1Std | 39.4308 | 101010.1094 | 31593.9805 | 0 | 50648.0078 | 1496.3361 | 8294.7871 | 0 | 0 | 8907.6406 | 0 | 69.4253 | 0 | 0 | 185.4729 | 0 | 0 | 185.4729 | 260.7516 | -232.069 | 0 | 0 | 0 | 0 | 18768.1891
OfS-w02-v14-HP_S0Std | OfS | CZ02 | 14 | HP_S0Std | 39.4323 | 104559 | 31593.9805 | 0 | 50648.0078 | 1495.0955 | 11845.1729 | 0 | 0 | 8907.4902 | 0 | 69.3561 | 0 | 0 | 185.472 | 0 | 0 | 185.472 | 260.765 | -232.0808 | 0 | 0 | 0 | 0 | 22317.1147 | 1.409%
OfS-w02-v14-HP_S2Std | OfS | CZ02 | 14 | HP_S2Std | 39.7309 | 97882.2031 | 31593.9805 | 0 | 50648.0078 | 1775.9365 | 8864.7988 | 0 | 0 | 4908.7559 | 0 | 90.8039 | 0 | 0 | 185.5393 | 0 | 0 | 185.5393 | 258.4824 | -230.0493 | 0 | 0 | 0 | 0 | 15640.2951
OfS-w02-v14-HP_SHi | OfS | CZ02 | 14 | HP_SHi | 36.248 | 95277.8047 | 31593.9805 | 0 | 50648.0078 | 1483.838 | 6906.4912 | 0 | 0 | 4558.145 | 0 | 87.4327 | 0 | 0 | 185.5411 | 0 | 0 | 185.5411 | 259.4578 | -230.9174 | 0 | 0 | 0 | 0 | 13035.9069 | 99.83% | 0.98908
OfS-w02-v14-HP_E2Std | OfS | CZ02 | 14 | HP_E2Std | 41.2974 | 99706.4766 | 31593.9805 | 0 | 50648.0078 | 1464.6343 | 8886.8955 | 0 | 0 | 7031.1143 | 0 | 81.9369 | 0 | 0 | 185.5236 | 0 | 0 | 185.5236 | 257.7997 | -229.4417 | 0 | 0 | 0 | 0 | 17464.5809
OfS-w02-v14-HP_EHi | OfS | CZ02 | 14 | HP_EHi | 38.8053 | 98389.2344 | 31593.9805 | 0 | 50648.0078 | 1369.2776 | 7663.314 | 0 | 0 | 7031.1143 | 0 | 83.6516 | 0 | 0 | 185.5236 | 0 | 0 | 185.5236 | 257.7997 | -229.4417 | 0 | 0 | 0 | 0 | 16147.3575
OfS-w02-v14-VRF_HP_OAU0 | OfS | CZ02 | 14 | VRF_HP_OAU0 | 38.5875 | 100233.4766 | 31593.9805 | 0 | 50648.0078 | 2258.0845 | 11086.4121 | 0 | 0 | 4647.0903 | 0 | 0 | 0 | 0 | 185.4687 | 0 | 0 | 185.4687 | 248.8797 | -260.1894 | 0 | 0 | 0 | 0 | 17991.5869
OfS-w02-v14-VRF_HP_OAU1 | OfS | CZ02 | 14 | VRF_HP_OAU1 | 36.5264 | 98737.8359 | 31593.9805 | 0 | 50648.0078 | 2053.7354 | 9795.1338 | 0 | 0 | 4647.0903 | 0 | 0 | 0 | 0 | 185.4687 | 0 | 0 | 185.4687 | 248.8797 | -260.1894 | 0 | 0 | 0 | 0 | 16495.9595
OfS-w02-v14-VRF_HP_OAU2 | OfS | CZ02 | 14 | VRF_HP_OAU2 | 34.8006 | 97465.6406 | 31593.9805 | 0 | 50648.0078 | 1872.1362 | 8704.5225 | 0 | 0 | 4647.0903 | 0 | 0 | 0 | 0 | 185.4687 | 0 | 0 | 185.4687 | 248.8797 | -260.1894 | 0 | 0 | 0 | 0 | 15223.749
OfS-w02-v14-VRF_HR_OAU0 | OfS | CZ02 | 14 | VRF_HR_OAU0 | 38.2281 | 99037.8281 | 31593.9805 | 0 | 50648.0078 | 1877.6206 | 10275.7432 | 0 | 0 | 4642.5913 | 0 | 0 | 0 | 0 | 185.4552 | 0 | 0 | 185.4552 | 247.916 | -259.181 | 0 | 0 | 0 | 0 | 16795.9551
OfS-w02-v14-VRF_HR_OAU1 | OfS | CZ02 | 14 | VRF_HR_OAU1 | 36.085 | 97696.4766 | 31593.9805 | 0 | 50648.0078 | 1700.8121 | 9111.1865 | 0 | 0 | 4642.5913 | 0 | 0 | 0 | 0 | 185.4552 | 0 | 0 | 185.4552 | 247.916 | -259.181 | 0 | 0 | 0 | 0 | 15454.59
OfS-w02-v14-VRF_HR_OAU2 | OfS | CZ02 | 14 | VRF_HR_OAU2 | 34.3452 | 96548.0938 | 31593.9805 | 0 | 50648.0078 | 1547.9126 | 8115.7124 | 0 | 0 | 4642.5913 | 0 | 0 | 0 | 0 | 185.4552 | 0 | 0 | 185.4552 | 247.916 | -259.181 | 0 | 0 | 0 | 0 | 14306.2163 | 86.73%
OfL-w02-v14-HP_S1Std | OfL | CZ02 | 14 | HP_S1Std | 616.5421 | 1688957.875 | 500422.4062 | 0 | 883691.5 | 7194.103 | 156390.4844 | 0 | 213.4769 | 140804.7969 | 0 | 242.535 | 0 | 0 | 3105.6474 | 0 | 0 | 3105.6474 | 4140.0161 | -3684.614 | 0 | 0 | 0 | 0 | 304845.3962 | -284.3%
OfL-w02-v14-HP_S0Std | OfL | CZ02 | 14 | HP_S0Std | 616.5555 | 1767092.875 | 500422.4062 | 0 | 883691.5 | 7185.4961 | 234522.125 | 0 | 213.4769 | 140816.9219 | 0 | 242.0931 | 0 | 0 | 3105.6451 | 0 | 0 | 3105.6451 | 4140.0015 | -3684.6011 | 0 | 0 | 0 | 0 | 382980.113
OfL-w02-v14-HP_S2Std | OfL | CZ02 | 14 | HP_S2Std | 622.7432 | 1643448 | 500422.4062 | 0 | 883691.5 | 9059.8223 | 167774.3594 | 0 | 213.4769 | 81919.2266 | 0 | 368.8148 | 0 | 0 | 3105.7203 | 0 | 0 | 3105.7203 | 4162.6826 | -3704.7874 | 0 | 0 | 0 | 0 | 259335.6999
OfL-w02-v14-HP_SHi | OfL | CZ02 | 14 | HP_SHi | 567.6478 | 1599431 | 500422.4062 | 0 | 883691.5 | 7557.6313 | 130925.8047 | 0 | 213.4769 | 76259.5469 | 0 | 362.5059 | 0 | 0 | 3105.7222 | 0 | 0 | 3105.7222 | 4190.4707 | -3729.5186 | 0 | 0 | 0 | 0 | 215318.9657
OfL-w02-v14-HP_E2Std | OfL | CZ02 | 14 | HP_E2Std | 649.9915 | 1679698.875 | 500422.4062 | 0 | 883691.5 | 7322.9746 | 167107.1719 | 0 | 213.4769 | 120536.4375 | 0 | 406.3763 | 0 | 0 | 3105.7011 | 0 | 0 | 3105.7011 | 4247.7524 | -3780.4995 | 0 | 0 | 0 | 0 | 295586.4372
OfL-w02-v14-HP_EHi | OfL | CZ02 | 14 | HP_EHi | 609.5598 | 1656224 | 500422.4062 | 0 | 883691.5 | 6845.123 | 144099.2656 | 0 | 213.4769 | 120536.4375 | 0 | 417.541 | 0 | 0 | 3105.7011 | 0 | 0 | 3105.7011 | 4247.7524 | -3780.4995 | 0 | 0 | 0 | 0 | 272111.8441
OfL-w02-v14-VRF_HP_OAU0 | OfL | CZ02 | 14 | VRF_HP_OAU0 | 640.9734 | 1706650.125 | 500422.4062 | 0 | 883691.5 | 13596.6855 | 223689.9844 | 0 | 213.4769 | 85037.3594 | 0 | 0 | 0 | 0 | 3105.6922 | 0 | 0 | 3105.6922 | 4449.811 | -4652.3506 | 0 | 0 | 0 | 0 | 322537.5062 | 297505.9375
OfL-w02-v14-VRF_HP_OAU1 | OfL | CZ02 | 14 | VRF_HP_OAU1 | 585.6895 | 1665167.75 | 500422.4062 | 0 | 883691.5 | 11714.9004 | 184089.4844 | 0 | 213.4769 | 85037.3594 | 0 | 0 | 0 | 0 | 3105.6922 | 0 | 0 | 3105.6922 | 4449.811 | -4652.3506 | 0 | 0 | 0 | 0 | 281055.221 | 532195.6719
OfL-w02-v14-VRF_HP_OAU2 | OfL | CZ02 | 14 | VRF_HP_OAU2 | 555.5587 | 1642262.375 | 500422.4062 | 0 | 883691.5 | 10613.7021 | 162285.2812 | 0 | 213.4769 | 85037.3594 | 0 | 0 | 0 | 0 | 3105.6922 | 0 | 0 | 3105.6922 | 4449.811 | -4652.3506 | 0 | 0 | 0 | 0 | 258149.8196
OfL-w02-v14-VRF_HR_OAU0 | OfL | CZ02 | 14 | VRF_HR_OAU0 | 646.5062 | 1691293.5 | 500422.4062 | 0 | 883691.5 | 11351.3027 | 209101.8438 | 0 | 213.4769 | 86514.4844 | 0 | 0 | 0 | 0 | 3105.6765 | 0 | 0 | 3105.6765 | 4592.4668 | -4801.2891 | 0 | 0 | 0 | 0 | 307181.1077 | -65.83%
OfL-w02-v14-VRF_HR_OAU1 | OfL | CZ02 | 14 | VRF_HR_OAU1 | 591.2188 | 1652487.75 | 500422.4062 | 0 | 883691.5 | 9687.0674 | 171960.6094 | 0 | 213.4769 | 86514.4844 | 0 | 0 | 0 | 0 | 3105.6765 | 0 | 0 | 3105.6765 | 4592.4668 | -4801.2891 | 0 | 0 | 0 | 0 | 268375.638 | 532195.6719
OfL-w02-v14-VRF_HR_OAU2 | OfL | CZ02 | 14 | VRF_HR_OAU2 | 560.7246 | 1631300.625 | 500422.4062 | 0 | 883691.5 | 8729.209 | 151731.375 | 0 | 213.4769 | 86514.4844 | 0 | 0 | 0 | 0 | 3105.6765 | 0 | 0 | 3105.6765 | 4592.4668 | -4801.2891 | 0 | 0 | 0 | 0 | 247188.5452 | 24923.2989
EPr-w02-v14-HP_S1Std | EPr | CZ02 | 14 | HP_S1Std | 1.7044 | 375659.9375 | 133157.6562 | 0 | 99493.7734 | 48548.1953 | 29114.3691 | 0 | 0 | 58071.4883 | 0 | 7274.522 | 0 | 0 | 2396.6765 | 110.3944 | 0 | 2286.2819 | 1680.5381 | -1495.6788 | 0 | 0 | 0 | 0 | 143008.5747
EPr-w02-v14-HP_S0Std | EPr | CZ02 | 14 | HP_S0Std | 1.7044 | 380500.2188 | 133157.6562 | 0 | 99493.7734 | 48546.9141 | 33955.6992 | 0 | 0 | 58071.5078 | 0 | 7274.646 | 0 | 0 | 2396.6762 | 110.3944 | 0 | 2286.2814 | 1680.541 | -1495.6813 | 0 | 0 | 0 | 0 | 147848.7671
EPr-w02-v14-HP_S2Std | EPr | CZ02 | 14 | HP_S2Std | 1.7105 | 367188.875 | 133157.6562 | 0 | 99493.7734 | 52627.4062 | 31015.7383 | 0 | 0 | 43901.9141 | 0 | 6992.4062 | 0 | 0 | 2396.8371 | 110.3944 | 0 | 2286.4426 | 1634.4602 | -1454.6694 | 0 | 0 | 0 | 0 | 134537.4648
EPr-w02-v14-HP_SHi | EPr | CZ02 | 14 | HP_SHi | 1.6912 | 350022.1875 | 133157.6562 | 0 | 99493.7734 | 44314.3906 | 24153.498 | 0 | 0 | 41868.5781 | 0 | 7034.334 | 0 | 0 | 2396.8378 | 110.3944 | 0 | 2286.4434 | 1655.6879 | -1473.5624 | 0 | 0 | 0 | 0 | 117370.8008
EPr-w02-v14-HP_E2Std | EPr | CZ02 | 14 | HP_E2Std | 1.7195 | 372122.9062 | 133157.6562 | 0 | 99493.7734 | 44345.6328 | 31698.6562 | 0 | 0 | 56898.2695 | 0 | 6528.8906 | 0 | 0 | 2396.8138 | 110.3944 | 0 | 2286.42 | 1700.4364 | -1513.3882 | 0 | 0 | 0 | 0 | 139471.4492
EPr-w02-v14-HP_EHi | EPr | CZ02 | 14 | HP_EHi | 1.7086 | 364907.6875 | 133157.6562 | 0 | 99493.7734 | 41469.9258 | 27334.2734 | 0 | 0 | 56898.2695 | 0 | 6553.8115 | 0 | 0 | 2396.8138 | 110.3944 | 0 | 2286.42 | 1700.4364 | -1513.3882 | 0 | 0 | 0 | 0 | 132256.2803
EPr-w02-v14-VRF_HP_OAU0 | EPr | CZ02 | 14 | VRF_HP_OAU0 | 1.6302 | 368148.75 | 133157.6562 | 0 | 99493.7734 | 52232.7227 | 32158.4219 | 0 | 0 | 51106.2969 | 0 | 0 | 0 | 0 | 2396.4064 | 110.3944 | 0 | 2286.0117 | 1400.6188 | -1464.0166 | 0 | 0 | 0 | 0 | 135497.4414 | 0.75%
EPr-w02-v14-VRF_HP_OAU1 | EPr | CZ02 | 14 | VRF_HP_OAU1 | 1.6302 | 359583.2188 | 133157.6562 | 0 | 99493.7734 | 47425.1328 | 28400.4082 | 0 | 0 | 51106.2969 | 0 | 0 | 0 | 0 | 2396.4064 | 110.3944 | 0 | 2286.0117 | 1400.6188 | -1464.0166 | 0 | 0 | 0 | 0 | 126931.8379 | 108.1%
EPr-w02-v14-VRF_HP_OAU2 | EPr | CZ02 | 14 | VRF_HP_OAU2 | 1.6302 | 352132.6562 | 133157.6562 | 0 | 99493.7734 | 43113.1797 | 25261.8516 | 0 | 0 | 51106.2969 | 0 | 0 | 0 | 0 | 2396.4064 | 110.3944 | 0 | 2286.0117 | 1400.6188 | -1464.0166 | 0 | 0 | 0 | 0 | 119481.3281
EPr-w02-v14-VRF_HR_OAU0 | EPr | CZ02 | 14 | VRF_HR_OAU0 | 1.6302 | 357226.875 | 133157.6562 | 0 | 99493.7734 | 44956.6914 | 28597.5898 | 0 | 0 | 51021.0586 | 0 | 0 | 0 | 0 | 2396.3986 | 110.3944 | 0 | 2286.0043 | 1385.8632 | -1448.4897 | 0.19106 | 0 | 0 | 5 | 124575.3398
EPr-w02-v14-VRF_HR_OAU1 | EPr | CZ02 | 14 | VRF_HR_OAU1 | 1.6302 | 349664.8438 | 133157.6562 | 0 | 99493.7734 | 40662.0781 | 25330.2402 | 0 | 0 | 51021.0586 | 0 | 0 | 0 | 0 | 2396.3986 | 110.3944 | 0 | 2286.0043 | 1385.8632 | -1448.4897 | 0.19106 | 0 | 0 | 5 | 117013.377
EPr-w02-v14-VRF_HR_OAU2 | EPr | CZ02 | 14 | VRF_HR_OAU2 | 1.6302 | 343008.3125 | 133157.6562 | 0 | 99493.7734 | 36819.9766 | 22515.8984 | 0 | 0 | 51021.0586 | 0 | 0 | 0 | 0 | 2396.3986 | 110.3944 | 0 | 2286.0043 | 1385.8632 | -1448.4897 | 0.19106 | 0 | 0 | 5 | 110356.9336
Htl-w02-v14-HP_S1Std | Htl | CZ02 | 14 | HP_S1Std | 844.0309 | 4133723 | 566447.625 | 0 | 1692748 | 919494.375 | 455316.6875 | 0 | 1121.6216 | 357600.8125 | 0 | 140993.375 | 0 | 0 | 40747.5968 | 0 | 0 | 40747.5968 | 8951.4014 | -7966.7466 | 0 | 0 | 0 | 0 | 1874526.8716 | 1569%
Htl-w02-v14-HP_S0Std | Htl | CZ02 | 14 | HP_S0Std | 844.032 | 4153777.5 | 566447.625 | 0 | 1692748 | 919488.625 | 475375.2812 | 0 | 1121.6216 | 357602.25 | 0 | 140993.2812 | 0 | 0 | 40747.5917 | 0 | 0 | 40747.5917 | 8951.417 | -7966.7607 | 0 | 0 | 0 | 0 | 1894581.0591
Htl-w02-v14-HP_S2Std | Htl | CZ02 | 14 | HP_S2Std | 819.7172 | 4125698.25 | 566447.625 | 0 | 1692748 | 966165.125 | 425123.2812 | 0 | 1121.6216 | 332506.0938 | 0 | 141585.6562 | 0 | 0 | 40747.9654 | 0 | 0 | 40747.9654 | 8897.5449 | -7918.8145 | 0 | 0 | 0 | 0 | 1866501.7778
Htl-w02-v14-HP_SHi | Htl | CZ02 | 14 | HP_SHi | 777.1842 | 3923206 | 566447.625 | 0 | 1692748 | 808247.625 | 400249.5938 | 0 | 1121.6216 | 312172.9375 | 0 | 142218.2031 | 0 | 0 | 40747.9936 | 0 | 0 | 40747.9936 | 8911.9219 | -7931.6118 | 0 | 0 | 0 | 0 | 1664009.981 | -2095%
Htl-w02-v14-HP_E2Std | Htl | CZ02 | 14 | HP_E2Std | 884.9598 | 4160671 | 566447.625 | 0 | 1692748 | 858249.0625 | 470827.0312 | 0 | 1121.6216 | 433051.8438 | 0 | 138224.4375 | 0 | 0 | 40747.7939 | 0 | 0 | 40747.7939 | 8902.3564 | -7923.0981 | 0 | 0 | 0 | 0 | 1901473.9966
Htl-w02-v14-HP_EHi | Htl | CZ02 | 14 | HP_EHi | 819.4415 | 4019508.25 | 566447.625 | 0 | 1692748 | 771408.8125 | 416085.4375 | 0 | 1121.6216 | 433051.8438 | 0 | 138643.6719 | 0 | 0 | 40747.7939 | 0 | 0 | 40747.7939 | 8902.3564 | -7923.0981 | 0 | 0 | 0 | 0 | 1760311.3872 | 92.91%
Htl-w02-v14-VRF_HP_OAU0 | Htl | CZ02 | 14 | VRF_HP_OAU0 | 845.901 | 4052447.5 | 566447.625 | 0 | 1692748 | 917263.75 | 429441.5938 | 0 | 1121.6216 | 445424.0938 | 0 | 0 | 0 | 0 | 40747.8477 | 0 | 0 | 40747.8477 | 7407.1011 | -7701.6753 | 0.17121 | 0 | 15 | 0 | 1793251.0591
Htl-w02-v14-VRF_HP_OAU1 | Htl | CZ02 | 14 | VRF_HP_OAU1 | 775.3184 | 3891685.5 | 566447.625 | 0 | 1692748 | 820307.5625 | 365635.9375 | 0 | 1121.6216 | 445424.0938 | 0 | 0 | 0 | 0 | 40747.8477 | 0 | 0 | 40747.8477 | 7407.0991 | -7701.6738 | 0.17121 | 0 | 15 | 0 | 1632489.2153
Htl-w02-v14-VRF_HP_OAU2 | Htl | CZ02 | 14 | VRF_HP_OAU2 | 720.9396 | 3763636.75 | 566447.625 | 0 | 1692748 | 739442 | 318452.3125 | 0 | 1121.6216 | 445424.0938 | 0 | 0 | 0 | 0 | 40747.8477 | 0 | 0 | 40747.8477 | 7407.0972 | -7701.6714 | 0.17121 | 0 | 15 | 0 | 1504440.0278
Htl-w02-v14-VRF_HR_OAU0 | Htl | CZ02 | 14 | VRF_HR_OAU0 | 827.0341 | 3926173.25 | 566447.625 | 0 | 1692748 | 816720.625 | 404124.0625 | 0 | 1121.6216 | 445009.8125 | 0 | 0 | 0 | 0 | 40747.8195 | 0 | 0 | 40747.8195 | 7372.2271 | -7665.1572 | 1.3583 | 0 | 105 | 14 | 1666976.1216
Htl-w02-v14-VRF_HR_OAU1 | Htl | CZ02 | 14 | VRF_HR_OAU1 | 756.2947 | 3776112.5 | 566447.625 | 0 | 1692748 | 727398.3125 | 343473.0938 | 0 | 1121.6216 | 444922.9062 | 0 | 0 | 0 | 0 | 40747.8246 | 0 | 0 | 40747.8246 | 7363.8691 | -7656.3994 | 1.3811 | 0 | 107 | 14 | 1516915.9341 | 84.59%
Htl-w02-v14-VRF_HR_OAU2 | Htl | CZ02 | 14 | VRF_HR_OAU2 | 704.3146 | 3656588.25 | 566447.625 | 0 | 1692748 | 652587.5 | 298894.1875 | 0 | 1121.6216 | 444788.9688 | 0 | 0 | 0 | 0 | 40747.8298 | 0 | 0 | 40747.8298 | 7351.0327 | -7642.9453 | 1.3697 | 0 | 106 | 14 | 1397392.2778
OfS-w03-v14-HP_S1Std | OfS | CZ03 | 14 | HP_S1Std | 32.6964 | 95215.1016 | 31593.9805 | 0 | 50648.0078 | 952.7744 | 4051.0708 | 0 | 0 | 7945.103 | 0 | 24.2616 | 0 | 0 | 186.0288 | 0 | 0 | 186.0288 | 219.5786 | -195.4249 | 0 | 0 | 0 | 0 | 12973.2098 | 99.87%
OfS-w03-v14-HP_S0Std | OfS | CZ03 | 14 | HP_S0Std | 32.6942 | 99503.9375 | 31593.9805 | 0 | 50648.0078 | 951.6682 | 8341.0469 | 0 | 0 | 7945.103 | 0 | 24.2364 | 0 | 0 | 186.0274 | 0 | 0 | 186.0274 | 219.6436 | -195.4828 | 0 | 0 | 0 | 0 | 17262.0545
OfS-w03-v14-HP_S2Std | OfS | CZ03 | 14 | HP_S2Std | 32.4459 | 92338.7422 | 31593.9805 | 0 | 50648.0078 | 1150.4375 | 4303.2642 | 0 | 0 | 4616.4365 | 0 | 26.6978 | 0 | 0 | 186.0917 | 0 | 0 | 186.0917 | 215.6265 | -191.9076 | 0 | 0 | 0 | 0 | 10096.836
OfS-w03-v14-HP_SHi | OfS | CZ03 | 14 | HP_SHi | 30.3026 | 90860.1016 | 31593.9805 | 0 | 50648.0078 | 956.2724 | 3364.7356 | 0 | 0 | 4270.3965 | 0 | 26.7897 | 0 | 0 | 186.094 | 0 | 0 | 186.094 | 217.2692 | -193.3696 | 0 | 0 | 0 | 0 | 8618.1941
OfS-w03-v14-HP_E2Std | OfS | CZ03 | 14 | HP_E2Std | 33.7519 | 94169.7266 | 31593.9805 | 0 | 50648.0078 | 950.8203 | 4427.5034 | 0 | 0 | 6523.6909 | 0 | 25.8013 | 0 | 0 | 186.0768 | 0 | 0 | 186.0768 | 216.7861 | -192.9397 | 0 | 0 | 0 | 0 | 11927.8159
OfS-w03-v14-HP_EHi | OfS | CZ03 | 14 | HP_EHi | 32.2116 | 93498.875 | 31593.9805 | 0 | 50648.0078 | 889.2693 | 3817.9082 | 0 | 0 | 6523.6909 | 0 | 26.0841 | 0 | 0 | 186.0768 | 0 | 0 | 186.0768 | 216.7861 | -192.9397 | 0 | 0 | 0 | 0 | 11256.9526
OfS-w03-v14-VRF_HP_OAU0 | OfS | CZ03 | 14 | VRF_HP_OAU0 | 31.2316 | 96118.1172 | 31593.9805 | 0 | 50648.0078 | 1509.5461 | 7968.5444 | 0 | 0 | 4398.1299 | 0 | 0 | 0 | 0 | 186.0483 | 0 | 0 | 186.0483 | 227.3238 | -237.9122 | 0 | 0 | 0 | 0 | 13876.2205
OfS-w03-v14-VRF_HP_OAU1 | OfS | CZ03 | 14 | VRF_HP_OAU1 | 30.1333 | 95048.7266 | 31593.9805 | 0 | 50648.0078 | 1366.9429 | 7041.7437 | 0 | 0 | 4398.1299 | 0 | 0 | 0 | 0 | 186.0483 | 0 | 0 | 186.0483 | 227.3238 | -237.9122 | 0 | 0 | 0 | 0 | 12806.8164
OfS-w03-v14-VRF_HP_OAU2 | OfS | CZ03 | 14 | VRF_HP_OAU2 | 29.1765 | 94147.6797 | 31593.9805 | 0 | 50648.0078 | 1243.7725 | 6263.8657 | 0 | 0 | 4398.1299 | 0 | 0 | 0 | 0 | 186.0483 | 0 | 0 | 186.0483 | 227.3238 | -237.9122 | 0 | 0 | 0 | 0 | 11905.7681 | 99.82%
OfS-w03-v14-VRF_HR_OAU0 | OfS | CZ03 | 14 | VRF_HR_OAU0 | 30.7528 | 95255.75 | 31593.9805 | 0 | 50648.0078 | 1222.464 | 7393.1016 | 0 | 0 | 4398.2891 | 0 | 0 | 0 | 0 | 186.0378 | 0 | 0 | 186.0378 | 226.9061 | -237.4857 | 0 | 0 | 0 | 0 | 13013.8546 | -37.47%
OfS-w03-v14-VRF_HR_OAU1 | OfS | CZ03 | 14 | VRF_HR_OAU1 | 29.7434 | 94306.2656 | 31593.9805 | 0 | 50648.0078 | 1103.514 | 6562.5649 | 0 | 0 | 4398.2891 | 0 | 0 | 0 | 0 | 186.0378 | 0 | 0 | 186.0378 | 226.9061 | -237.4857 | 0 | 0 | 0 | 0 | 12064.368
OfS-w03-v14-VRF_HR_OAU2 | OfS | CZ03 | 14 | VRF_HR_OAU2 | 28.8972 | 93503.3828 | 31593.9805 | 0 | 50648.0078 | 998.74 | 5864.4561 | 0 | 0 | 4398.2891 | 0 | 0 | 0 | 0 | 186.0378 | 0 | 0 | 186.0378 | 226.9061 | -237.4857 | 0 | 0 | 0 | 0 | 11261.4851 | -4.5325
OfL-w03-v14-HP_S1Std | OfL | CZ03 | 14 | HP_S1Std | 512.8057 | 1610998.375 | 500422.4062 | 0 | 883691.5 | 2746.3643 | 102537.5078 | 0 | 213.4769 | 121347.0781 | 0 | 42.2384 | 0 | 0 | 3114.8106 | 0 | 0 | 3114.8106 | 3346.0903 | -2978.0205 | 0 | 0 | 0 | 0 | 226886.6655
OfL-w03-v14-HP_S0Std | OfL | CZ03 | 14 | HP_S0Std | 512.8026 | 1701378.875 | 500422.4062 | 0 | 883691.5 | 2740.7471 | 192887.5469 | 0 | 213.4769 | 121382.1172 | 0 | 42.1952 | 0 | 0 | 3114.8074 | 0 | 0 | 3114.8074 | 3347.2412 | -2979.0444 | 0 | 0 | 0 | 0 | 317266.0832
OfL-w03-v14-HP_S2Std | OfL | CZ03 | 14 | HP_S2Std | 514.3814 | 1575416.5 | 500422.4062 | 0 | 883691.5 | 3533.8289 | 110731.1484 | 0 | 213.4769 | 76757.7109 | 0 | 68.448 | 0 | 0 | 3114.8614 | 0 | 0 | 3114.8614 | 3315.9124 | -2951.1619 | 0 | 0 | 0 | 0 | 191304.6131
OfL-w03-v14-HP_SHi | OfL | CZ03 | 14 | HP_SHi | 482.1166 | 1545495.75 | 500422.4062 | 0 | 883691.5 | 2948.9775 | 87189.25 | 0 | 213.4769 | 70966.3984 | 0 | 65.8005 | 0 | 0 | 3114.8637 | 0 | 0 | 3114.8637 | 3375.6987 | -3004.3718 | 0 | 0 | 0 | 0 | 161383.9033
OfL-w03-v14-HP_E2Std | OfL | CZ03 | 14 | HP_E2Std | 538.3654 | 1610247.375 | 500422.4062 | 0 | 883691.5 | 2888.4399 | 110405.7734 | 0 | 213.4769 | 112561.8516 | 0 | 65.5599 | 0 | 0 | 3114.8493 | 0 | 0 | 3114.8493 | 3482.686 | -3099.5901 | 0 | 0 | 0 | 0 | 226135.1017
OfL-w03-v14-HP_EHi | OfL | CZ03 | 14 | HP_EHi | 512.0895 | 1594860.5 | 500422.4062 | 0 | 883691.5 | 2701.1023 | 95204.7344 | 0 | 213.4769 | 112561.8516 | 0 | 67.2721 | 0 | 0 | 3114.8493 | 0 | 0 | 3114.8493 | 3482.686 | -3099.5901 | 0 | 0 | 0 | 0 | 210748.4372
OfL-w03-v14-VRF_HP_OAU0 | OfL | CZ03 | 14 | VRF_HP_OAU0 | 509.9232 | 1651887 | 500422.4062 | 0 | 883691.5 | 5641.9932 | 180693.5469 | 0 | 213.4769 | 81225.3125 | 0 | 0 | 0 | 0 | 3114.8742 | 0 | 0 | 3114.8742 | 4135.0625 | -4327.3262 | 0 | 0 | 0 | 0 | 267774.3294 | -59.66%
OfL-w03-v14-VRF_HP_OAU1 | OfL | CZ03 | 14 | VRF_HP_OAU1 | 478.9447 | 1619044.375 | 500422.4062 | 0 | 883691.5 | 4835.9756 | 148657.3125 | 0 | 213.4769 | 81225.3125 | 0 | 0 | 0 | 0 | 3114.8742 | 0 | 0 | 3114.8742 | 4135.0625 | -4327.3262 | 0 | 0 | 0 | 0 | 234932.0775
OfL-w03-v14-VRF_HP_OAU2 | OfL | CZ03 | 14 | VRF_HP_OAU2 | 461.8945 | 1600921.125 | 500422.4062 | 0 | 883691.5 | 4364.415 | 131005.7266 | 0 | 213.4769 | 81225.3125 | 0 | 0 | 0 | 0 | 3114.8742 | 0 | 0 | 3114.8742 | 4135.0625 | -4327.3262 | 0 | 0 | 0 | 0 | 216808.931
OfL-w03-v14-VRF_HR_OAU0 | OfL | CZ03 | 14 | VRF_HR_OAU0 | 508.9862 | 1640503.5 | 500422.4062 | 0 | 883691.5 | 4546.6577 | 170099.5312 | 0 | 213.4769 | 81531.4297 | 0 | 0 | 0 | 0 | 3114.8589 | 0 | 0 | 3114.8589 | 4145.0288 | -4337.3857 | 0 | 0 | 0 | 0 | 256391.0955
OfL-w03-v14-VRF_HR_OAU1 | OfL | CZ03 | 14 | VRF_HR_OAU1 | 478.1314 | 1609612 | 500422.4062 | 0 | 883691.5 | 3855.1104 | 139899.7812 | 0 | 213.4769 | 81531.4297 | 0 | 0 | 0 | 0 | 3114.8589 | 0 | 0 | 3114.8589 | 4145.0288 | -4337.3857 | 0 | 0 | 0 | 0 | 225499.7982
OfL-w03-v14-VRF_HR_OAU2 | OfL | CZ03 | 14 | VRF_HR_OAU2 | 461.149 | 1592671.625 | 500422.4062 | 0 | 883691.5 | 3460.7725 | 123353.8906 | 0 | 213.4769 | 81531.4297 | 0 | 0 | 0 | 0 | 3114.8589 | 0 | 0 | 3114.8589 | 4145.0288 | -4337.3857 | 0 | 0 | 0 | 0 | 208559.5696
EPr-w03-v14-HP_S1Std | EPr | CZ03 | 14 | HP_S1Std | 1.6302 | 341331.75 | 133157.6562 | 0 | 99493.7734 | 41909.0312 | 13257.7598 | 0 | 0 | 52135.6211 | 0 | 1377.8645 | 0 | 0 | 2399.1821 | 110.3944 | 0 | 2288.7878 | 1454.1506 | -1294.1942 | 0 | 0 | 0 | 0 | 108680.2766
EPr-w03-v14-HP_S0Std | EPr | CZ03 | 14 | HP_S0Std | 1.6302 | 345347.2188 | 133157.6562 | 0 | 99493.7734 | 41908.1523 | 17274.0078 | 0 | 0 | 52136.0039 | 0 | 1377.8491 | 0 | 0 | 2399.1819 | 110.3944 | 0 | 2288.7872 | 1454.1575 | -1294.2001 | 0 | 0 | 0 | 0 | 112696.0132
EPr-w03-v14-HP_S2Std | EPr | CZ03 | 14 | HP_S2Std | 1.6302 | 334803.6875 | 133157.6562 | 0 | 99493.7734 | 45641.9883 | 14621.3633 | 0 | 0 | 40637.7109 | 0 | 1251.2844 | 0 | 0 | 2399.339 | 110.3944 | 0 | 2288.9445 | 1401.9688 | -1247.7522 | 0 | 0 | 0 | 0 | 102152.3469
EPr-w03-v14-HP_SHi | EPr | CZ03 | 14 | HP_SHi | 1.6302 | 321990.2188 | 133157.6562 | 0 | 99493.7734 | 38010.8594 | 11175.1836 | 0 | 0 | 38909.1602 | 0 | 1244.2217 | 0 | 0 | 2399.3394 | 110.3944 | 0 | 2288.9451 | 1426.8495 | -1269.896 | 0 | 0 | 0 | 0 | 89339.4248 | -998.3%
EPr-w03-v14-HP_E2Std | EPr | CZ03 | 14 | HP_E2Std | 1.6302 | 338817.75 | 133157.6562 | 0 | 99493.7734 | 38418.1953 | 14687.5752 | 0 | 0 | 51932.7539 | 0 | 1127.8374 | 0 | 0 | 2399.3149 | 110.3944 | 0 | 2288.92 | 1450.5923 | -1291.0271 | 0 | 0 | 0 | 0 | 106166.3618 | 97.69%
EPr-w03-v14-HP_EHi | EPr | CZ03 | 14 | HP_EHi | 1.6302 | 334315.5625 | 133157.6562 | 0 | 99493.7734 | 35934.2695 | 12665.3408 | 0 | 0 | 51932.7539 | 0 | 1131.9172 | 0 | 0 | 2399.3149 | 110.3944 | 0 | 2288.92 | 1450.5923 | -1291.0271 | 0 | 0 | 0 | 0 | 101664.2815
EPr-w03-v14-VRF_HP_OAU0 | EPr | CZ03 | 14 | VRF_HP_OAU0 | 1.6302 | 339935.9375 | 133157.6562 | 0 | 99493.7734 | 41855.4375 | 15668.0166 | 0 | 0 | 49761.0273 | 0 | 0 | 0 | 0 | 2398.9216 | 110.3944 | 0 | 2288.5272 | 1206.2437 | -1262.2875 | 0 | 0 | 0 | 0 | 107284.4814
EPr-w03-v14-VRF_HP_OAU1 | EPr | CZ03 | 14 | VRF_HP_OAU1 | 1.6302 | 334130.5 | 133157.6562 | 0 | 99493.7734 | 37858.4688 | 13859.5947 | 0 | 0 | 49761.0273 | 0 | 0 | 0 | 0 | 2398.9216 | 110.3944 | 0 | 2288.5272 | 1206.2437 | -1262.2875 | 0 | 0 | 0 | 0 | 101479.0908
EPr-w03-v14-VRF_HP_OAU2 | EPr | CZ03 | 14 | VRF_HP_OAU2 | 1.6302 | 329078.1562 | 133157.6562 | 0 | 99493.7734 | 34324.8047 | 12341.124 | 0 | 0 | 49761.0273 | 0 | 0 | 0 | 0 | 2398.9216 | 110.3944 | 0 | 2288.5272 | 1206.2437 | -1262.2875 | 0 | 0 | 0 | 0 | 96426.9561
EPr-w03-v14-VRF_HR_OAU0 | EPr | CZ03 | 14 | VRF_HR_OAU0 | 1.6302 | 332385.5625 | 133157.6562 | 0 | 99493.7734 | 35721.8516 | 14280.0957 | 0 | 0 | 49732.2656 | 0 | 0 | 0 | 0 | 2398.9182 | 110.3944 | 0 | 2288.5232 | 1199.9064 | -1255.447 | 0.038212 | 0 | 0 | 1 | 99734.2129 | 98.1%
EPr-w03-v14-VRF_HR_OAU1 | EPr | CZ03 | 14 | VRF_HR_OAU1 | 1.6302 | 327171.5312 | 133157.6562 | 0 | 99493.7734 | 32141.9277 | 12646.0967 | 0 | 0 | 49732.2656 | 0 | 0 | 0 | 0 | 2398.9182 | 110.3944 | 0 | 2288.5232 | 1199.9064 | -1255.447 | 0.038212 | 0 | 0 | 1 | 94520.29
EPr-w03-v14-VRF_HR_OAU2 | EPr | CZ03 | 14 | VRF_HR_OAU2 | 1.6302 | 322717.4062 | 133157.6562 | 0 | 99493.7734 | 29064.5938 | 11269.5205 | 0 | 0 | 49732.2656 | 0 | 0 | 0 | 0 | 2398.9182 | 110.3944 | 0 | 2288.5232 | 1199.9064 | -1255.447 | 0.038212 | 0 | 0 | 1 | 90066.3799
Htl-w03-v14-HP_S1Std | Htl | CZ03 | 14 | HP_S1Std | 604.3668 | 3642545.5 | 566447.625 | 0 | 1692748 | 790073.6875 | 250956.6719 | 0 | 1121.6216 | 302463.625 | 0 | 38732.6953 | 0 | 0 | 40910.2106 | 0 | 0 | 40910.2106 | 7563.438 | -6731.4604 | 0 | 0 | 0 | 0 | 1383348.3013 | -2202%
Htl-w03-v14-HP_S0Std | Htl | CZ03 | 14 | HP_S0Std | 604.3617 | 3664989.25 | 566447.625 | 0 | 1692748 | 790069.0625 | 273405.25 | 0 | 1121.6216 | 302463.6875 | 0 | 38732.6562 | 0 | 0 | 40910.2054 | 0 | 0 | 40910.2054 | 7563.4727 | -6731.4917 | 0 | 0 | 0 | 0 | 1405792.2778
Htl-w03-v14-HP_S2Std | Htl | CZ03 | 14 | HP_S2Std | 589.6464 | 3648302.75 | 566447.625 | 0 | 1692748 | 837686.375 | 230010.0312 | 0 | 1121.6216 | 281358.1875 | 0 | 38930.6641 | 0 | 0 | 40910.5229 | 0 | 0 | 40910.5229 | 7495.1587 | -6670.6914 | 0 | 0 | 0 | 0 | 1389106.8794 | 1470%
Htl-w03-v14-HP_SHi | Htl | CZ03 | 14 | HP_SHi | 567.5627 | 3483342.75 | 566447.625 | 0 | 1692748 | 697891.125 | 222045.9062 | 0 | 1121.6216 | 263965.1562 | 0 | 39122.6172 | 0 | 0 | 40910.5434 | 0 | 0 | 40910.5434 | 7508.938 | -6682.9531 | 0 | 0 | 0 | 0 | 1224146.4263
Htl-w03-v14-HP_E2Std | Htl | CZ03 | 14 | HP_E2Std | 627.9093 | 3662319.25 | 566447.625 | 0 | 1692748 | 741900.625 | 256704.3906 | 0 | 1121.6216 | 365254.4375 | 0 | 38142.0703 | 0 | 0 | 40910.3872 | 0 | 0 | 40910.3872 | 7492.3198 | -6668.1646 | 0 | 0 | 0 | 0 | 1403123.145
Htl-w03-v14-HP_EHi | Htl | CZ03 | 14 | HP_EHi | 592.6998 | 3560154.75 | 566447.625 | 0 | 1692748 | 668739.1875 | 227614 | 0 | 1121.6216 | 365254.4375 | 0 | 38229.5 | 0 | 0 | 40910.3872 | 0 | 0 | 40910.3872 | 7492.3198 | -6668.1646 | 0 | 0 | 0 | 0 | 1300958.7466
Htl-w03-v14-VRF_HP_OAU0 | Htl | CZ03 | 14 | VRF_HP_OAU0 | 590.1246 | 3664908.5 | 566447.625 | 0 | 1692748 | 734412.9375 | 244332.875 | 0 | 1121.6216 | 425844.6562 | 0 | 0 | 0 | 0 | 40910.4666 | 0 | 0 | 40910.4666 | 6343.4697 | -6596.0454 | 0 | 0 | 0 | 0 | 1405712.0903
Htl-w03-v14-VRF_HP_OAU1 | Htl | CZ03 | 14 | VRF_HP_OAU1 | 553.4656 | 3549787.25 | 566447.625 | 0 | 1692748 | 656357.125 | 207267.5 | 0 | 1121.6216 | 425844.625 | 0 | 0 | 0 | 0 | 40910.4666 | 0 | 0 | 40910.4666 | 6343.4629 | -6596.0381 | 0 | 0 | 0 | 0 | 1290590.8716 | 105.4%
Htl-w03-v14-VRF_HP_OAU2 | Htl | CZ03 | 14 | VRF_HP_OAU2 | 524.8334 | 3457756 | 566447.625 | 0 | 1692748 | 591403.5625 | 180190.2656 | 0 | 1121.6216 | 425844.75 | 0 | 0 | 0 | 0 | 40910.4666 | 0 | 0 | 40910.4666 | 6343.459 | -6596.0337 | 0 | 0 | 0 | 0 | 1198560.1997
Htl-w03-v14-VRF_HR_OAU0 | Htl | CZ03 | 14 | VRF_HR_OAU0 | 570.4153 | 3563423.5 | 566447.625 | 0 | 1692748 | 650624.3125 | 227801.2344 | 0 | 1121.6216 | 424680.0938 | 0 | 0 | 0 | 0 | 40910.4794 | 0 | 0 | 40910.4794 | 6291.3896 | -6541.4814 | 0.86748 | 0 | 75 | 1 | 1304227.2622
Htl-w03-v14-VRF_HR_OAU1 | Htl | CZ03 | 14 | VRF_HR_OAU1 | 537.048 | 3454070.25 | 566447.625 | 0 | 1692748 | 576450.25 | 192600.3594 | 0 | 1121.6216 | 424701.75 | 0 | 0 | 0 | 0 | 40910.4794 | 0 | 0 | 40910.4794 | 6291.3853 | -6541.4775 | 0.86748 | 0 | 75 | 1 | 1194873.981
Htl-w03-v14-VRF_HR_OAU2 | Htl | CZ03 | 14 | VRF_HR_OAU2 | 512.4104 | 3368493 | 566447.625 | 0 | 1692748 | 516348.125 | 167125.3594 | 0 | 1121.6216 | 424701.8125 | 0 | 0 | 0 | 0 | 40910.4794 | 0 | 0 | 40910.4794 | 6291.3789 | -6541.4707 | 0.86748 | 0 | 75 | 1 | 1109296.9185
OfS-w04-v14-HP_S1Std | OfS | CZ04 | 14 | HP_S1Std | 37.5833 | 100629.8125 | 31593.9805 | 0 | 50648.0078 | 736.4832 | 9211.6006 | 0 | 0 | 8413.0176 | 0 | 26.8319 | 0 | 0 | 180.6269 | 0 | 0 | 180.6269 | 239.424 | -213.0873 | 0 | 0 | 0 | 0 | 18387.9332 | 1.534%
OfS-w04-v14-HP_S0Std | OfS | CZ04 | 14 | HP_S0Std | 37.5859 | 104472.7031 | 31593.9805 | 0 | 50648.0078 | 735.4927 | 13055.7129 | 0 | 0 | 8412.8037 | 0 | 26.8014 | 0 | 0 | 180.6258 | 0 | 0 | 180.6258 | 239.5504 | -213.1998 | 0 | 0 | 0 | 0 | 22230.8107
OfS-w04-v14-HP_S2Std | OfS | CZ04 | 14 | HP_S2Std | 37.955 | 97940.7969 | 31593.9805 | 0 | 50648.0078 | 888.799 | 9900.5234 | 0 | 0 | 4877.4092 | 0 | 32.2024 | 0 | 0 | 180.6896 | 0 | 0 | 180.6896 | 238.5882 | -212.3434 | 0 | 0 | 0 | 0 | 15698.934
OfS-w04-v14-HP_SHi | OfS | CZ04 | 14 | HP_SHi | 35.0475 | 95318.2969 | 31593.9805 | 0 | 50648.0078 | 742.2557 | 7784.5366 | 0 | 0 | 4517.3262 | 0 | 32.2891 | 0 | 0 | 180.6914 | 0 | 0 | 180.6914 | 238.7962 | -212.5286 | 0 | 0 | 0 | 0 | 13076.4076
OfS-w04-v14-HP_E2Std | OfS | CZ04 | 14 | HP_E2Std | 39.7004 | 100144.9766 | 31593.9805 | 0 | 50648.0078 | 735.8979 | 10060.4062 | 0 | 0 | 7076.4053 | 0 | 30.3947 | 0 | 0 | 180.6735 | 0 | 0 | 180.6735 | 237.5443 | -211.4144 | 0 | 0 | 0 | 0 | 17903.1042
OfS-w04-v14-HP_EHi | OfS | CZ04 | 14 | HP_EHi | 37.4306 | 98712.6484 | 31593.9805 | 0 | 50648.0078 | 688.0922 | 8675.2549 | 0 | 0 | 7076.4053 | 0 | 31.0145 | 0 | 0 | 180.6735 | 0 | 0 | 180.6735 | 237.5443 | -211.4144 | 0 | 0 | 0 | 0 | 16470.7669 | 74.09%
OfS-w04-v14-VRF_HP_OAU0 | OfS | CZ04 | 14 | VRF_HP_OAU0 | 37.1539 | 100640.4141 | 31593.9805 | 0 | 50648.0078 | 1236.071 | 12599.5205 | 0 | 0 | 4562.9531 | 0 | 0 | 0 | 0 | 180.6242 | 0 | 0 | 180.6242 | 240.5686 | -250.9182 | 0 | 0 | 0 | 0 | 18398.5447
OfS-w04-v14-VRF_HP_OAU1 | OfS | CZ04 | 14 | VRF_HP_OAU1 | 35.3165 | 99057.7188 | 31593.9805 | 0 | 50648.0078 | 1119.3917 | 11133.4814 | 0 | 0 | 4562.9531 | 0 | 0 | 0 | 0 | 180.6242 | 0 | 0 | 180.6242 | 240.5686 | -250.9182 | 0 | 0 | 0 | 0 | 16815.8263
OfS-w04-v14-VRF_HP_OAU2 | OfS | CZ04 | 14 | VRF_HP_OAU2 | 33.7657 | 97719.0234 | 31593.9805 | 0 | 50648.0078 | 1017.7495 | 9896.4219 | 0 | 0 | 4562.9531 | 0 | 0 | 0 | 0 | 180.6242 | 0 | 0 | 180.6242 | 240.5686 | -250.9182 | 0 | 0 | 0 | 0 | 15477.1245
OfS-w04-v14-VRF_HR_OAU0 | OfS | CZ04 | 14 | VRF_HR_OAU0 | 36.5883 | 99637.6719 | 31593.9805 | 0 | 50648.0078 | 1005.204 | 11829.1094 | 0 | 0 | 4561.4644 | 0 | 0 | 0 | 0 | 180.6088 | 0 | 0 | 180.6088 | 239.221 | -249.5032 | 0 | 0 | 0 | 0 | 17395.7778
OfS-w04-v14-VRF_HR_OAU1 | OfS | CZ04 | 14 | VRF_HR_OAU1 | 34.7484 | 98161.7109 | 31593.9805 | 0 | 50648.0078 | 905.8532 | 10452.4912 | 0 | 0 | 4561.4644 | 0 | 0 | 0 | 0 | 180.6088 | 0 | 0 | 180.6088 | 239.221 | -249.5032 | 0 | 0 | 0 | 0 | 15919.8088 | 86.53%
OfS-w04-v14-VRF_HR_OAU2 | OfS | CZ04 | 14 | VRF_HR_OAU2 | 33.236 | 96923.1719 | 31593.9805 | 0 | 50648.0078 | 821.1799 | 9298.6074 | 0 | 0 | 4561.4644 | 0 | 0 | 0 | 0 | 180.6088 | 0 | 0 | 180.6088 | 239.221 | -249.5032 | 0 | 0 | 0 | 0 | 14681.2517
OfL-w04-v14-HP_S1Std | OfL | CZ04 | 14 | HP_S1Std | 586.6006 | 1695797.75 | 500422.4062 | 0 | 883691.5 | 3634.3103 | 175586.6406 | 0 | 213.4769 | 132169.625 | 0 | 81.7005 | 0 | 0 | 3017.5811 | 0 | 0 | 3017.5811 | 3779.4209 | -3363.6846 | 0 | 0 | 0 | 0 | 311685.7533
OfL-w04-v14-HP_S0Std | OfL | CZ04 | 14 | HP_S0Std | 586.6159 | 1774236.875 | 500422.4062 | 0 | 883691.5 | 3628.0776 | 254003.1406 | 0 | 213.4769 | 132198.4531 | 0 | 81.5679 | 0 | 0 | 3017.5782 | 0 | 0 | 3017.5782 | 3780.1135 | -3364.301 | 0 | 0 | 0 | 0 | 390124.7162
OfL-w04-v14-HP_S2Std | OfL | CZ04 | 14 | HP_S2Std | 595.6278 | 1658471.875 | 500422.4062 | 0 | 883691.5 | 4564.2271 | 188081.9375 | 0 | 213.4769 | 81378.4141 | 0 | 121.535 | 0 | 0 | 3017.6394 | 0 | 0 | 3017.6394 | 3787.9036 | -3371.2344 | 0 | 0 | 0 | 0 | 274359.5905
OfL-w04-v14-HP_SHi | OfL | CZ04 | 14 | HP_SHi | 549.0314 | 1612276.75 | 500422.4062 | 0 | 883691.5 | 3805.8765 | 148671.0312 | 0 | 213.4769 | 75354.6172 | 0 | 119.6661 | 0 | 0 | 3017.6406 | 0 | 0 | 3017.6406 | 3824.2021 | -3403.5403 | 0 | 0 | 0 | 0 | 228164.6679 | 1554%
OfL-w04-v14-HP_E2Std | OfL | CZ04 | 14 | HP_E2Std | 624.4694 | 1699583.75 | 500422.4062 | 0 | 883691.5 | 3753.6094 | 190622.0156 | 0 | 213.4769 | 120750.875 | 0 | 131.3249 | 0 | 0 | 3017.6237 | 0 | 0 | 3017.6237 | 3874.0796 | -3447.9309 | 0 | 0 | 0 | 0 | 315471.3017
OfL-w04-v14-HP_EHi | OfL | CZ04 | 14 | HP_EHi | 587.5552 | 1673097.5 | 500422.4062 | 0 | 883691.5 | 3509.4722 | 164376.5312 | 0 | 213.4769 | 120750.875 | 0 | 135.1697 | 0 | 0 | 3017.6237 | 0 | 0 | 3017.6237 | 3874.0796 | -3447.9309 | 0 | 0 | 0 | 0 | 288985.525
OfL-w04-v14-VRF_HP_OAU0 | OfL | CZ04 | 14 | VRF_HP_OAU0 | 617.9565 | 1721443 | 500422.4062 | 0 | 883691.5 | 7030.1963 | 248128.1094 | 0 | 213.4769 | 81959.0078 | 0 | 0 | 0 | 0 | 3017.5926 | 0 | 0 | 3017.5926 | 4137.459 | -4317.314 | 0 | 0 | 0 | 0 | 337330.7903
OfL-w04-v14-VRF_HP_OAU1 | OfL | CZ04 | 14 | VRF_HP_OAU1 | 567.2574 | 1676628.125 | 500422.4062 | 0 | 883691.5 | 6062.6733 | 204280.9062 | 0 | 213.4769 | 81959.0078 | 0 | 0 | 0 | 0 | 3017.5926 | 0 | 0 | 3017.5926 | 4137.459 | -4317.314 | 0 | 0 | 0 | 0 | 292516.0643
OfL-w04-v14-VRF_HP_OAU2 | OfL | CZ04 | 14 | VRF_HP_OAU2 | 544.3799 | 1652924.625 | 500422.4062 | 0 | 883691.5 | 5487.6909 | 181620.8125 | 0 | 213.4769 | 81490.2578 | 0 | 0 | 0 | 0 | 3017.5882 | 0 | 0 | 3017.5882 | 4094.8596 | -4272.5107 | 0 | 0 | 0 | 0 | 268812.2381 | 85.21%
OfL-w04-v14-VRF_HR_OAU0 | OfL | CZ04 | 14 | VRF_HR_OAU0 | 624.8077 | 1707524.25 | 500422.4062 | 0 | 883691.5 | 5725.8843 | 234710.7031 | 0 | 213.4769 | 82761.7734 | 0 | 0 | 0 | 0 | 3017.5718 | 0 | 0 | 3017.5718 | 4217.4199 | -4398.7437 | 0 | 0 | 0 | 0 | 323411.8377
OfL-w04-v14-VRF_HR_OAU1 | OfL | CZ04 | 14 | VRF_HR_OAU1 | 567.3309 | 1665430.125 | 500422.4062 | 0 | 883691.5 | 4904.8262 | 193437.5 | 0 | 213.4769 | 82761.7734 | 0 | 0 | 0 | 0 | 3017.5718 | 0 | 0 | 3017.5718 | 4217.4199 | -4398.7437 | 0 | 0 | 0 | 0 | 281317.5765
OfL-w04-v14-VRF_HR_OAU2 | OfL | CZ04 | 14 | VRF_HR_OAU2 | 535.7767 | 1642464.75 | 500422.4062 | 0 | 883691.5 | 4431.8384 | 170945.5469 | 0 | 213.4769 | 82761.7734 | 0 | 0 | 0 | 0 | 3017.5718 | 0 | 0 | 3017.5718 | 4217.4199 | -4398.7437 | 0 | 0 | 0 | 0 | 258352.6356
EPr-w04-v14-HP_S1Std | EPr | CZ04 | 14 | HP_S1Std | 177.8111 | 355023.5938 | 133157.6562 | 0 | 99493.7734 | 33762.6289 | 32443.5371 | 0 | 0 | 52841.6719 | 0 | 3324.4155 | 0 | 0 | 2333.2496 | 110.3944 | 0 | 2222.855 | 1479.5771 | -1316.8236 | 0 | 0 | 0 | 0 | 122372.2534
EPr-w04-v14-HP_S0Std | EPr | CZ04 | 14 | HP_S0Std | 177.812 | 359258.25 | 133157.6562 | 0 | 99493.7734 | 33761.6758 | 36678.9766 | 0 | 0 | 52841.9062 | 0 | 3324.3774 | 0 | 0 | 2333.249 | 110.3944 | 0 | 2222.8546 | 1479.5829 | -1316.8289 | 0 | 0 | 0 | 0 | 126606.936 | 39.15%
EPr-w04-v14-HP_S2Std | EPr | CZ04 | 14 | HP_S2Std | 178.5119 | 348907.25 | 133157.6562 | 0 | 99493.7734 | 36848.082 | 35016.8203 | 0 | 0 | 41447.2812 | 0 | 2943.7561 | 0 | 0 | 2333.4006 | 110.3944 | 0 | 2223.0061 | 1446.5026 | -1287.3873 | 0 | 0 | 0 | 0 | 116255.9397
EPr-w04-v14-HP_SHi | EPr | CZ04 | 14 | HP_SHi | 162.8932 | 333662.6562 | 133157.6562 | 0 | 99493.7734 | 30909.9023 | 27550.2891 | 0 | 0 | 39619.9648 | 0 | 2931.1567 | 0 | 0 | 2333.4014 | 110.3944 | 0 | 2223.0074 | 1468.0938 | -1306.6035 | 0 | 0 | 0 | 0 | 101011.313
EPr-w04-v14-HP_E2Std | EPr | CZ04 | 14 | HP_E2Std | 193.4275 | 356039.5 | 133157.6562 | 0 | 99493.7734 | 31167.9316 | 36095.0156 | 0 | 0 | 53336.4023 | 0 | 2788.7876 | 0 | 0 | 2333.3738 | 110.3944 | 0 | 2222.9792 | 1494.5525 | -1330.1519 | 0 | 0 | 0 | 0 | 123388.1372
EPr-w04-v14-HP_EHi | EPr | CZ04 | 14 | HP_EHi | 179.7897 | 349062.5 | 133157.6562 | 0 | 99493.7734 | 29149.5137 | 31125.3242 | 0 | 0 | 53336.4023 | 0 | 2799.8274 | 0 | 0 | 2333.3738 | 110.3944 | 0 | 2222.9792 | 1494.5525 | -1330.1519 | 0 | 0 | 0 | 0 | 116411.0676
EPr-w04-v14-VRF_HP_OAU0 | EPr | CZ04 | 14 | VRF_HP_OAU0 | 182.5331 | 354592.1875 | 133157.6562 | 0 | 99493.7734 | 35372.4141 | 36067.9062 | 0 | 0 | 50500.3672 | 0 | 0 | 0 | 0 | 2332.9682 | 110.3944 | 0 | 2222.5742 | 1308.2451 | -1364.29 | 0 | 0 | 0 | 0 | 121940.6875 | 104.9%
EPr-w04-v14-VRF_HP_OAU1 | EPr | CZ04 | 14 | VRF_HP_OAU1 | 172.2173 | 347043.4375 | 133157.6562 | 0 | 99493.7734 | 32037.4453 | 31854.248 | 0 | 0 | 50500.3711 | 0 | 0 | 0 | 0 | 2332.9682 | 110.3944 | 0 | 2222.5742 | 1308.2468 | -1364.2917 | 0 | 0 | 0 | 0 | 114392.0645
EPr-w04-v14-VRF_HP_OAU2 | EPr | CZ04 | 14 | VRF_HP_OAU2 | 163.3393 | 340567.4062 | 133157.6562 | 0 | 99493.7734 | 29113.7637 | 28301.8789 | 0 | 0 | 50500.3711 | 0 | 0 | 0 | 0 | 2332.9682 | 110.3944 | 0 | 2222.5742 | 1308.2468 | -1364.2917 | 0 | 0 | 0 | 0 | 107916.0137
EPr-w04-v14-VRF_HR_OAU0 | EPr | CZ04 | 14 | VRF_HR_OAU0 | 174.3795 | 345854.6875 | 133157.6562 | 0 | 99493.7734 | 30338.3867 | 32403.4121 | 0 | 0 | 50461.6055 | 0 | 0 | 0 | 0 | 2332.9602 | 110.3944 | 0 | 2222.5662 | 1299.5657 | -1355.0792 | 0.076423 | 0 | 0 | 2 | 113203.4043
EPr-w04-v14-VRF_HR_OAU1 | EPr | CZ04 | 14 | VRF_HR_OAU1 | 165.2983 | 339109.5312 | 133157.6562 | 0 | 99493.7734 | 27373.7207 | 28622.9336 | 0 | 0 | 50461.6055 | 0 | 0 | 0 | 0 | 2332.9602 | 110.3944 | 0 | 2222.5662 | 1299.5657 | -1355.0792 | 0.076423 | 0 | 0 | 2 | 106458.2598
EPr-w04-v14-VRF_HR_OAU2 | EPr | CZ04 | 14 | VRF_HR_OAU2 | 156.1986 | 333275.8125 | 133157.6562 | 0 | 99493.7734 | 24781.1992 | 25381.7773 | 0 | 0 | 50461.6055 | 0 | 0 | 0 | 0 | 2332.9602 | 110.3944 | 0 | 2222.5662 | 1299.5657 | -1355.0792 | 0.076423 | 0 | 0 | 2 | 100624.582
Htl-w04-v14-HP_S1Std | Htl | CZ04 | 14 | HP_S1Std | 791.864 | 3990329 | 566447.625 | 0 | 1692748 | 755373.125 | 481084.375 | 0 | 1121.6216 | 389570 | 0 | 103983.4688 | 0 | 0 | 39199.3856 | 0 | 0 | 39199.3856 | 9105.5859 | -8103.9722 | 0 | 0 | 0 | 0 | 1731132.5903
Htl-w04-v14-HP_S0Std | Htl | CZ04 | 14 | HP_S0Std | 791.8644 | 4012504.25 | 566447.625 | 0 | 1692748 | 755368.5 | 503266.25 | 0 | 1121.6216 | 389568.9062 | 0 | 103983.4141 | 0 | 0 | 39199.3805 | 0 | 0 | 39199.3805 | 9105.5723 | -8103.9604 | 0 | 0 | 0 | 0 | 1753308.6919
Htl-w04-v14-HP_S2Std | Htl | CZ04 | 14 | HP_S2Std | 776.8533 | 3980180.5 | 566447.625 | 0 | 1692748 | 797161.0625 | 450225.4375 | 0 | 1121.6216 | 374198.1875 | 0 | 98277.4062 | 0 | 0 | 39199.7363 | 0 | 0 | 39199.7363 | 9155.1211 | -8148.0576 | 0 | 0 | 0 | 0 | 1720983.7153
Htl-w04-v14-HP_SHi | Htl | CZ04 | 14 | HP_SHi | 733.3773 | 3797554 | 566447.625 | 0 | 1692748 | 663951.75 | 424040.3438 | 0 | 1121.6216 | 350099.1875 | 0 | 99144.6406 | 0 | 0 | 39199.7645 | 0 | 0 | 39199.7645 | 9161.8535 | -8154.0483 | 0 | 0 | 0 | 0 | 1538357.5435
Htl-w04-v14-HP_E2Std | Htl | CZ04 | 14 | HP_E2Std | 833.5109 | 4048677.25 | 566447.625 | 0 | 1692748 | 705153.375 | 500982.5 | 0 | 1121.6216 | 486912.75 | 0 | 95311.2031 | 0 | 0 | 39199.5904 | 0 | 0 | 39199.5904 | 9132.4229 | -8127.8564 | 0 | 0 | 0 | 0 | 1789481.4497 | 103.4%
Htl-w04-v14-HP_EHi | Htl | CZ04 | 14 | HP_EHi | 775.1055 | 3919950 | 566447.625 | 0 | 1692748 | 634278.25 | 442735.25 | 0 | 1121.6216 | 486912.75 | 0 | 95705.4062 | 0 | 0 | 39199.5904 | 0 | 0 | 39199.5904 | 9132.4229 | -8127.8564 | 0 | 0 | 0 | 0 | 1660753.2778
Htl-w04-v14-VRF_HP_OAU0 | Htl | CZ04 | 14 | VRF_HP_OAU0 | 774.0236 | 3904156.75 | 566447.625 | 0 | 1692748 | 740510.4375 | 462149.1562 | 0 | 1121.6216 | 441179.375 | 0 | 0 | 0 | 0 | 39199.6467 | 0 | 0 | 39199.6467 | 7048.8691 | -7311.3452 | 0.22828 | 0 | 20 | 0 | 1644960.5903
Htl-w04-v14-VRF_HP_OAU1 | Htl | CZ04 | 14 | VRF_HP_OAU1 | 710.2145 | 3762466.25 | 566447.625 | 0 | 1692748 | 665547.9375 | 395420.8438 | 0 | 1121.6216 | 441179.2812 | 0 | 0 | 0 | 0 | 39199.6467 | 0 | 0 | 39199.6467 | 7048.8428 | -7311.3174 | 0.22828 | 0 | 20 | 0 | 1503269.6841
Htl-w04-v14-VRF_HP_OAU2 | Htl | CZ04 | 14 | VRF_HP_OAU2 | 665.2898 | 3649118.5 | 566447.625 | 0 | 1692748 | 601863.0625 | 345757.625 | 0 | 1121.6216 | 441179.25 | 0 | 0 | 0 | 0 | 39199.6467 | 0 | 0 | 39199.6467 | 7048.8164 | -7311.29 | 0.22828 | 0 | 20 | 0 | 1389921.5591
Htl-w04-v14-VRF_HR_OAU0 | Htl | CZ04 | 14 | VRF_HR_OAU0 | 744.9257 | 3807330.25 | 566447.625 | 0 | 1692748 | 662553.375 | 443539.75 | 0 | 1121.6216 | 440919.3125 | 0 | 0 | 0 | 0 | 39199.616 | 0 | 0 | 39199.616 | 7011.6909 | -7272.7886 | 1.1757 | 0 | 101 | 2 | 1548134.0591 | 93.22%
Htl-w04-v14-VRF_HR_OAU1 | Htl | CZ04 | 14 | VRF_HR_OAU1 | 688.3589 | 3673781.75 | 566447.625 | 0 | 1692748 | 591951.5625 | 380593.25 | 0 | 1121.6216 | 440918.4375 | 0 | 0 | 0 | 0 | 39199.616 | 0 | 0 | 39199.616 | 7011.6519 | -7272.7466 | 1.1757 | 0 | 101 | 2 | 1414584.8716
Htl-w04-v14-VRF_HR_OAU2 | Htl | CZ04 | 14 | VRF_HR_OAU2 | 645.2029 | 3568011 | 566447.625 | 0 | 1692748 | 533306.1875 | 333469.5625 | 0 | 1121.6216 | 440917.375 | 0 | 0 | 0 | 0 | 39199.616 | 0 | 0 | 39199.616 | 7011.6118 | -7272.7056 | 1.1757 | 0 | 101 | 2 | 1308814.7466
OfS-w05-v14-HP_S1Std | OfS | CZ05 | 14 | HP_S1Std | 30.429 | 95000.8906 | 31593.9805 | 0 | 50648.0078 | 1010.8911 | 4191.5498 | 0 | 0 | 7483.2466 | 0 | 73.2919 | 0 | 0 | 188.6276 | 0 | 0 | 188.6276 | 199.4338 | -177.496 | 0 | 0 | 0 | 0 | 12758.9794
OfS-w05-v14-HP_S0Std | OfS | CZ05 | 14 | HP_S0Std | 30.5664 | 98812.2266 | 31593.9805 | 0 | 50648.0078 | 1009.382 | 8004.9961 | 0 | 0 | 7482.7769 | 0 | 73.1473 | 0 | 0 | 188.6262 | 0 | 0 | 188.6262 | 199.4358 | -177.4979 | 0 | 0 | 0 | 0 | 16570.3022
OfS-w05-v14-HP_S2Std | OfS | CZ05 | 14 | HP_S2Std | 30.0629 | 92282.5156 | 31593.9805 | 0 | 50648.0078 | 1187.9495 | 4429.6895 | 0 | 0 | 4343.9692 | 0 | 78.9924 | 0 | 0 | 188.6841 | 0 | 0 | 188.6841 | 195.8062 | -174.2675 | 0 | 0 | 0 | 0 | 10040.6005 | 0.7098%
OfS-w05-v14-HP_SHi | OfS | CZ05 | 14 | HP_SHi | 28.3038 | 90812.7031 | 31593.9805 | 0 | 50648.0078 | 992.7295 | 3458.1812 | 0 | 0 | 4040.8401 | 0 | 79.03 | 0 | 0 | 188.6844 | 0 | 0 | 188.6844 | 197.0049 | -175.3343 | 0 | 0 | 0 | 0 | 8570.7807
OfS-w05-v14-HP_E2Std | OfS | CZ05 | 14 | HP_E2Std | 31.1267 | 93991.1797 | 31593.9805 | 0 | 50648.0078 | 992.061 | 4563.6396 | 0 | 0 | 6119.0723 | 0 | 74.5051 | 0 | 0 | 188.6705 | 0 | 0 | 188.6705 | 196.165 | -174.5869 | 0 | 0 | 0 | 0 | 11749.278
OfS-w05-v14-HP_EHi | OfS | CZ05 | 14 | HP_EHi | 29.9247 | 93299.1875 | 31593.9805 | 0 | 50648.0078 | 927.6485 | 3935.3013 | 0 | 0 | 6119.0723 | 0 | 75.2558 | 0 | 0 | 188.6705 | 0 | 0 | 188.6705 | 196.165 | -174.5869 | 0 | 0 | 0 | 0 | 11057.2778
OfS-w05-v14-VRF_HP_OAU0 | OfS | CZ05 | 14 | VRF_HP_OAU0 | 29.3567 | 95856.4766 | 31593.9805 | 0 | 50648.0078 | 1558.5337 | 7748.8306 | 0 | 0 | 4307.2056 | 0 | 0 | 0 | 0 | 188.6437 | 0 | 0 | 188.6437 | 210.0628 | -219.5686 | 0 | 0 | 0 | 0 | 13614.5698
OfS-w05-v14-VRF_HP_OAU1 | OfS | CZ05 | 14 | VRF_HP_OAU1 | 28.4383 | 94812.7031 | 31593.9805 | 0 | 50648.0078 | 1414.9033 | 6848.6997 | 0 | 0 | 4307.2056 | 0 | 0 | 0 | 0 | 188.6437 | 0 | 0 | 188.6437 | 210.0628 | -219.5686 | 0 | 0 | 0 | 0 | 12570.8086 | 146.7%
OfS-w05-v14-VRF_HP_OAU2 | OfS | CZ05 | 14 | VRF_HP_OAU2 | 27.7014 | 93926.5312 | 31593.9805 | 0 | 50648.0078 | 1287.3616 | 6090.0781 | 0 | 0 | 4307.2056 | 0 | 0 | 0 | 0 | 188.6437 | 0 | 0 | 188.6437 | 210.0628 | -219.5686 | 0 | 0 | 0 | 0 | 11684.6453
OfS-w05-v14-VRF_HR_OAU0 | OfS | CZ05 | 14 | VRF_HR_OAU0 | 28.8604 | 94961.6406 | 31593.9805 | 0 | 50648.0078 | 1269.3711 | 7136.2456 | 0 | 0 | 4314.1245 | 0 | 0 | 0 | 0 | 188.6342 | 0 | 0 | 188.6342 | 211.0312 | -220.5697 | 0 | 0 | 0 | 0 | 12719.7412
OfS-w05-v14-VRF_HR_OAU1 | OfS | CZ05 | 14 | VRF_HR_OAU1 | 27.7478 | 94042.0703 | 31593.9805 | 0 | 50648.0078 | 1149.0042 | 6337.041 | 0 | 0 | 4314.1245 | 0 | 0 | 0 | 0 | 188.6342 | 0 | 0 | 188.6342 | 211.0312 | -220.5697 | 0 | 0 | 0 | 0 | 11800.1697
OfS-w05-v14-VRF_HR_OAU2 | OfS | CZ05 | 14 | VRF_HR_OAU2 | 27.0882 | 93237.6172 | 31593.9805 | 0 | 50648.0078 | 1042.3671 | 5639.2275 | 0 | 0 | 4314.1245 | 0 | 0 | 0 | 0 | 188.6342 | 0 | 0 | 188.6342 | 211.0312 | -220.5697 | 0 | 0 | 0 | 0 | 10995.7191
OfL-w05-v14-HP_S1Std | OfL | CZ05 | 14 | HP_S1Std | 484.85 | 1618467.375 | 500422.4062 | 0 | 883691.5 | 4102.8599 | 114458.9844 | 0 | 213.4769 | 115396.5703 | 0 | 183.4127 | 0 | 0 | 3162.8918 | 0 | 0 | 3162.8918 | 3101.8892 | -2760.6812 | 0 | 0 | 0 | 0 | 234355.3041 | 2006%
OfL-w05-v14-HP_S0Std | OfL | CZ05 | 14 | HP_S0Std | 486.6595 | 1695905 | 500422.4062 | 0 | 883691.5 | 4092.812 | 191872.2188 | 0 | 213.4769 | 115430.9531 | 0 | 183.0117 | 0 | 0 | 3162.889 | 0 | 0 | 3162.889 | 3102.1833 | -2760.9431 | 0 | 0 | 0 | 0 | 311792.4724
OfL-w05-v14-HP_S2Std | OfL | CZ05 | 14 | HP_S2Std | 483.9367 | 1586732.25 | 500422.4062 | 0 | 883691.5 | 5040.5859 | 122865.3672 | 0 | 213.4769 | 74259.8359 | 0 | 241.3354 | 0 | 0 | 3162.9389 | 0 | 0 | 3162.9389 | 3078.071 | -2739.4834 | 0 | 0 | 0 | 0 | 202620.6013
OfL-w05-v14-HP_SHi | OfL | CZ05 | 14 | HP_SHi | 455.4932 | 1554302.5 | 500422.4062 | 0 | 883691.5 | 4213.0361 | 96801.8828 | 0 | 213.4769 | 68725.0078 | 0 | 237.307 | 0 | 0 | 3162.9398 | 0 | 0 | 3162.9398 | 3095.144 | -2754.678 | 0 | 0 | 0 | 0 | 170190.7106
OfL-w05-v14-HP_E2Std | OfL | CZ05 | 14 | HP_E2Std | 504.0071 | 1622952.375 | 500422.4062 | 0 | 883691.5 | 4169.0459 | 126454.8359 | 0 | 213.4769 | 107781.8438 | 0 | 220.911 | 0 | 0 | 3162.9251 | 0 | 0 | 3162.9251 | 3123.4844 | -2779.9014 | 0 | 0 | 0 | 0 | 238840.1134
OfL-w05-v14-HP_EHi | OfL | CZ05 | 14 | HP_EHi | 482.3074 | 1605274.375 | 500422.4062 | 0 | 883691.5 | 3898.0579 | 109044.0859 | 0 | 213.4769 | 107781.8438 | 0 | 224.7859 | 0 | 0 | 3162.9251 | 0 | 0 | 3162.9251 | 3123.4844 | -2779.9014 | 0 | 0 | 0 | 0 | 221162.2503
OfL-w05-v14-VRF_HP_OAU0 | OfL | CZ05 | 14 | VRF_HP_OAU0 | 483.8961 | 1652499.75 | 500422.4062 | 0 | 883691.5 | 7915.5127 | 183438.5938 | 0 | 213.4769 | 76819.8281 | 0 | 0 | 0 | 0 | 3162.9085 | 0 | 0 | 3162.9085 | 3732.1743 | -3901.1418 | 0 | 0 | 0 | 0 | 268387.4114
OfL-w05-v14-VRF_HP_OAU1 | OfL | CZ05 | 14 | VRF_HP_OAU1 | 457.5725 | 1618959 | 500422.4062 | 0 | 883691.5 | 6809.4165 | 151004.4844 | 0 | 213.4769 | 76819.8281 | 0 | 0 | 0 | 0 | 3162.9085 | 0 | 0 | 3162.9085 | 3732.1743 | -3901.1418 | 0 | 0 | 0 | 0 | 234847.2059
OfL-w05-v14-VRF_HP_OAU2 | OfL | CZ05 | 14 | VRF_HP_OAU2 | 442.9832 | 1600438 | 500422.4062 | 0 | 883691.5 | 6154.5576 | 133138 | 0 | 213.4769 | 76819.8281 | 0 | 0 | 0 | 0 | 3162.9085 | 0 | 0 | 3162.9085 | 3732.1743 | -3901.1418 | 0 | 0 | 0 | 0 | 216325.8626
OfL-w05-v14-VRF_HR_OAU0 | OfL | CZ05 | 14 | VRF_HR_OAU0 | 481.0333 | 1640997.75 | 500422.4062 | 0 | 883691.5 | 6450.667 | 174012.8438 | 0 | 213.4769 | 76208.0938 | 0 | 0 | 0 | 0 | 3162.8736 | 0 | 0 | 3162.8736 | 3664.6289 | -3830.1799 | 0 | 0 | 0 | 0 | 256885.0814
OfL-w05-v14-VRF_HR_OAU1 | OfL | CZ05 | 14 | VRF_HR_OAU1 | 455.0973 | 1609156.125 | 500422.4062 | 0 | 883691.5 | 5530.916 | 143091.5625 | 0 | 213.4769 | 76208.0938 | 0 | 0 | 0 | 0 | 3162.8736 | 0 | 0 | 3162.8736 | 3664.6289 | -3830.1799 | 0 | 0 | 0 | 0 | 225044.0491 | 83.85%
OfL-w05-v14-VRF_HR_OAU2 | OfL | CZ05 | 14 | VRF_HR_OAU2 | 440.8018 | 1591693.375 | 500422.4062 | 0 | 883691.5 | 4995.0918 | 126164.75 | 0 | 213.4769 | 76208.0938 | 0 | 0 | 0 | 0 | 3162.8736 | 0 | 0 | 3162.8736 | 3664.6289 | -3830.1799 | 0 | 0 | 0 | 0 | 207581.4124
EPr-w05-v14-HP_S1Std | EPr | CZ05 | 14 | HP_S1Std | 124.9133 | 344561.125 | 133157.6562 | 0 | 99493.7734 | 41269.8477 | 16803.2148 | 0 | 0 | 45328.4531 | 0 | 8508.2734 | 0 | 0 | 2432.6203 | 110.3944 | 0 | 2322.2253 | 1182.9681 | -1052.8417 | 0 | 0 | 0 | 0 | 111909.7891
EPr-w05-v14-HP_S0Std | EPr | CZ05 | 14 | HP_S0Std | 125.0273 | 346292.9062 | 133157.6562 | 0 | 99493.7734 | 41269.1992 | 18535.582 | 0 | 0 | 45328.4531 | 0 | 8508.2178 | 0 | 0 | 2432.6198 | 110.3944 | 0 | 2322.2251 | 1182.9684 | -1052.8418 | 0 | 0 | 0 | 0 | 113641.4521
EPr-w05-v14-HP_S2Std | EPr | CZ05 | 14 | HP_S2Std | 124.1119 | 340341.9688 | 133157.6562 | 0 | 99493.7734 | 44869.3555 | 18053.1953 | 0 | 0 | 36364.793 | 0 | 8403.4463 | 0 | 0 | 2432.7522 | 110.3944 | 0 | 2322.3581 | 1156.9829 | -1029.7148 | 0 | 0 | 0 | 0 | 107690.79
EPr-w05-v14-HP_SHi | EPr | CZ05 | 14 | HP_SHi | 115.462 | 327875.9688 | 133157.6562 | 0 | 99493.7734 | 37883.7188 | 14191.3545 | 0 | 0 | 34739.2266 | 0 | 8410.7129 | 0 | 0 | 2432.7541 | 110.3944 | 0 | 2322.3595 | 1166.2078 | -1037.9248 | 0 | 0 | 0 | 0 | 95225.0127 | 45.87%
EPr-w05-v14-HP_E2Std | EPr | CZ05 | 14 | HP_E2Std | 129.1349 | 343020.0625 | 133157.6562 | 0 | 99493.7734 | 38324.1328 | 18683.2988 | 0 | 0 | 45483.4844 | 0 | 7877.7266 | 0 | 0 | 2432.7317 | 110.3944 | 0 | 2322.3371 | 1173.0037 | -1043.9733 | 0 | 0 | 0 | 0 | 110368.6426
EPr-w05-v14-HP_EHi | EPr | CZ05 | 14 | HP_EHi | 123.5838 | 337977.3438 | 133157.6562 | 0 | 99493.7734 | 35843.5586 | 16110.9141 | 0 | 0 | 45483.4844 | 0 | 7888.2202 | 0 | 0 | 2432.7317 | 110.3944 | 0 | 2322.3371 | 1173.0037 | -1043.9733 | 0 | 0 | 0 | 0 | 105326.1772
EPr-w05-v14-VRF_HP_OAU0 | EPr | CZ05 | 14 | VRF_HP_OAU0 | 128.2902 | 343380.3438 | 133157.6562 | 0 | 99493.7734 | 44326.043 | 17618.5332 | 0 | 0 | 48784.4805 | 0 | 0 | 0 | 0 | 2432.3555 | 110.3944 | 0 | 2321.9611 | 1089.5944 | -1138.1432 | 0.15285 | 0 | 0 | 4 | 110729.0566
EPr-w05-v14-VRF_HP_OAU1 | EPr | CZ05 | 14 | VRF_HP_OAU1 | 123.7844 | 337134.375 | 133157.6562 | 0 | 99493.7734 | 40140.2734 | 15558.5508 | 0 | 0 | 48784.4805 | 0 | 0 | 0 | 0 | 2432.3555 | 110.3944 | 0 | 2321.9611 | 1089.5944 | -1138.1432 | 0.15285 | 0 | 0 | 4 | 104483.3047
EPr-w05-v14-VRF_HP_OAU2 | EPr | CZ05 | 14 | VRF_HP_OAU2 | 119.9089 | 331704.5938 | 133157.6562 | 0 | 99493.7734 | 36452.3516 | 13816.8018 | 0 | 0 | 48784.4805 | 0 | 0 | 0 | 0 | 2432.3555 | 110.3944 | 0 | 2321.9611 | 1089.5944 | -1138.1432 | 0.15285 | 0 | 0 | 4 | 99053.6338 | 89.75%
EPr-w05-v14-VRF_HR_OAU0 | EPr | CZ05 | 14 | VRF_HR_OAU0 | 124.3877 | 335575.75 | 133157.6562 | 0 | 99493.7734 | 38049.4414 | 16148.2412 | 0 | 0 | 48727.0156 | 0 | 0 | 0 | 0 | 2432.3536 | 110.3944 | 0 | 2321.9594 | 1076.9205 | -1124.2559 | 0.53496 | 0 | 0 | 14 | 102924.6982
EPr-w05-v14-VRF_HR_OAU1 | EPr | CZ05 | 14 | VRF_HR_OAU1 | 119.4398 | 329972.75 | 133157.6562 | 0 | 99493.7734 | 34339.0547 | 14255.8096 | 0 | 0 | 48727.0156 | 0 | 0 | 0 | 0 | 2432.3536 | 110.3944 | 0 | 2321.9594 | 1076.9205 | -1124.2559 | 0.53496 | 0 | 0 | 14 | 97321.8799
EPr-w05-v14-VRF_HR_OAU2 | EPr | CZ05 | 14 | VRF_HR_OAU2 | 116.4475 | 325121.8438 | 133157.6562 | 0 | 99493.7734 | 31062.6113 | 12681.3906 | 0 | 0 | 48727.0156 | 0 | 0 | 0 | 0 | 2432.3536 | 110.3944 | 0 | 2321.9594 | 1076.9205 | -1124.2559 | 0.53496 | 0 | 0 | 14 | 92471.0176
Htl-w05-v14-HP_S1Std | Htl | CZ05 | 14 | HP_S1Std | 547.3505 | 3773364 | 566447.625 | 0 | 1692748 | 857924.5 | 254727.3125 | 0 | 1121.6216 | 293237.875 | 0 | 107155.6641 | 0 | 0 | 41755.351 | 0 | 0 | 41755.351 | 7096.9932 | -6316.3242 | 0 | 0 | 0 | 0 | 1514166.9731
Htl-w05-v14-HP_S0Std | Htl | CZ05 | 14 | HP_S0Std | 547.7236 | 3791178.5 | 566447.625 | 0 | 1692748 | 857917.125 | 272549.5625 | 0 | 1121.6216 | 293237.375 | 0 | 107155.4375 | 0 | 0 | 41755.3459 | 0 | 0 | 41755.3459 | 7096.9912 | -6316.3223 | 0 | 0 | 0 | 0 | 1531981.1216 | 1488%
Htl-w05-v14-HP_S2Std | Htl | CZ05 | 14 | HP_S2Std | 533.5369 | 3784987.75 | 566447.625 | 0 | 1692748 | 909847.75 | 233085.3906 | 0 | 1121.6216 | 274862.5938 | 0 | 106874.0391 | 0 | 0 | 41755.671 | 0 | 0 | 41755.671 | 7047.0977 | -6271.917 | 0 | 0 | 0 | 0 | 1525791.395
Htl-w05-v14-HP_SHi | Htl | CZ05 | 14 | HP_SHi | 517.2444 | 3613705.5 | 566447.625 | 0 | 1692748 | 762714.5 | 225302.4375 | 0 | 1121.6216 | 257876.7656 | 0 | 107494.1094 | 0 | 0 | 41755.689 | 0 | 0 | 41755.689 | 7053.3442 | -6277.4771 | 0 | 0 | 0 | 0 | 1354509.4341
Htl-w05-v14-HP_E2Std | Htl | CZ05 | 14 | HP_E2Std | 564.8547 | 3789909 | 566447.625 | 0 | 1692748 | 809901 | 260511.0938 | 0 | 1121.6216 | 354513.0625 | 0 | 104665.3906 | 0 | 0 | 41755.5379 | 0 | 0 | 41755.5379 | 7033.3979 | -6259.7246 | 0 | 0 | 0 | 0 | 1530712.1685
Htl-w05-v14-HP_EHi | Htl | CZ05 | 14 | HP_EHi | 537.2103 | 3680241.25 | 566447.625 | 0 | 1692748 | 729526.875 | 231007.4844 | 0 | 1121.6216 | 354513.0625 | 0 | 104876.4531 | 0 | 0 | 41755.5379 | 0 | 0 | 41755.5379 | 7033.3979 | -6259.7246 | 0 | 0 | 0 | 0 | 1421045.4966
Htl-w05-v14-VRF_HP_OAU0 | Htl | CZ05 | 14 | VRF_HP_OAU0 | 541.9229 | 3760854.75 | 566447.625 | 0 | 1692748 | 836765.4375 | 241563 | 0 | 1121.6216 | 422208.125 | 0 | 0 | 0 | 0 | 41755.5686 | 0 | 0 | 41755.5686 | 5963.3716 | -6196.0405 | 0.33101 | 0 | 29 | 0 | 1501658.1841 | 98.42%
Htl-w05-v14-VRF_HP_OAU1 | Htl | CZ05 | 14 | VRF_HP_OAU1 | 511.8399 | 3636325.5 | 566447.625 | 0 | 1692748 | 748685 | 205113.8438 | 0 | 1121.6216 | 422208.2188 | 0 | 0 | 0 | 0 | 41755.5686 | 0 | 0 | 41755.5686 | 5963.3462 | -6196.0132 | 0.33101 | 0 | 29 | 0 | 1377128.6841
Htl-w05-v14-VRF_HP_OAU2 | Htl | CZ05 | 14 | VRF_HP_OAU2 | 489.9726 | 3536370.75 | 566447.625 | 0 | 1692748 | 675398 | 178447.3281 | 0 | 1121.6216 | 422208.2188 | 0 | 0 | 0 | 0 | 41755.5686 | 0 | 0 | 41755.5686 | 5963.3208 | -6195.9873 | 0.33101 | 0 | 29 | 0 | 1277175.1685
Htl-w05-v14-VRF_HR_OAU0 | Htl | CZ05 | 14 | VRF_HR_OAU0 | 525.9209 | 3648833.75 | 566447.625 | 0 | 1692748 | 740037.5625 | 226349.9844 | 0 | 1121.6216 | 422127.7812 | 0 | 0 | 0 | 0 | 41755.5917 | 0 | 0 | 41755.5917 | 5923.6353 | -6154.2251 | 1.267 | 0 | 90 | 21 | 1389636.9497
Htl-w05-v14-VRF_HR_OAU1 | Htl | CZ05 | 14 | VRF_HR_OAU1 | 498.0431 | 3534305.75 | 566447.625 | 0 | 1692748 | 659360.9375 | 192499.4219 | 0 | 1121.6216 | 422127.8438 | 0 | 0 | 0 | 0 | 41755.5917 | 0 | 0 | 41755.5917 | 5923.6016 | -6154.1909 | 1.267 | 0 | 90 | 21 | 1275109.8247
Htl-w05-v14-VRF_HR_OAU2 | Htl | CZ05 | 14 | VRF_HR_OAU2 | 477.8394 | 3443263 | 566447.625 | 0 | 1692748 | 592594.0625 | 168223.1875 | 0 | 1121.6216 | 422127.8438 | 0 | 0 | 0 | 0 | 41755.5917 | 0 | 0 | 41755.5917 | 5923.5684 | -6154.1558 | 1.267 | 0 | 90 | 21 | 1184066.7153 | 85.98%
OfS-w06-v14-HP_S1Std | OfS | CZ06 | 14 | HP_S1Std | 35.456 | 101765.1719 | 31593.9805 | 0 | 50648.0078 | 256.5651 | 10649.9434 | 0 | 0 | 8616.0479 | 0 | 0.73193 | 0 | 0 | 175.8075 | 0 | 0 | 175.8075 | 239.7583 | -213.3849 | 0 | 0 | 0 | 0 | 19523.2882
OfS-w06-v14-HP_S0Std | OfS | CZ06 | 14 | HP_S0Std | 35.456 | 105596.6016 | 31593.9805 | 0 | 50648.0078 | 256.0731 | 14481.9102 | 0 | 0 | 8616.0059 | 0 | 0.72994 | 0 | 0 | 175.8067 | 0 | 0 | 175.8067 | 239.7594 | -213.3859 | 0 | 0 | 0 | 0 | 23354.719
OfS-w06-v14-HP_S2Std | OfS | CZ06 | 14 | HP_S2Std | 35.5932 | 99236.6016 | 31593.9805 | 0 | 50648.0078 | 319.9794 | 11798.7129 | 0 | 0 | 4874.8296 | 0 | 1.1848 | 0 | 0 | 175.8663 | 0 | 0 | 175.8663 | 235.3811 | -209.4892 | 0 | 0 | 0 | 0 | 16994.7066
OfS-w06-v14-HP_SHi | OfS | CZ06 | 14 | HP_SHi | 33.1987 | 96310.8438 | 31593.9805 | 0 | 50648.0078 | 266.1172 | 9279.1953 | 0 | 0 | 4522.5708 | 0 | 1.0489 | 0 | 0 | 175.8673 | 0 | 0 | 175.8673 | 236.7833 | -210.7371 | 0 | 0 | 0 | 0 | 14068.9322
OfS-w06-v14-HP_E2Std | OfS | CZ06 | 14 | HP_E2Std | 37.49 | 101701 | 31593.9805 | 0 | 50648.0078 | 262.5674 | 12003.9395 | 0 | 0 | 7192.1538 | 0 | 0.43934 | 0 | 0 | 175.8509 | 0 | 0 | 175.8509 | 239.4214 | -213.085 | 0 | 0 | 0 | 0 | 19459.1
OfS-w06-v14-HP_EHi | OfS | CZ06 | 14 | HP_EHi | 35.5156 | 100031.2969 | 31593.9805 | 0 | 50648.0078 | 245.5956 | 10351.1943 | 0 | 0 | 7192.1538 | 0 | 0.45642 | 0 | 0 | 175.8509 | 0 | 0 | 175.8509 | 239.4214 | -213.085 | 0 | 0 | 0 | 0 | 17789.4002
OfS-w06-v14-VRF_HP_OAU0 | OfS | CZ06 | 14 | VRF_HP_OAU0 | 34.9187 | 101261.9297 | 31593.9805 | 0 | 50648.0078 | 471.6616 | 13701.0918 | 0 | 0 | 4847.2876 | 0 | 0 | 0 | 0 | 175.8461 | 0 | 0 | 175.8461 | 264.7291 | -276.3384 | 0 | 0 | 0 | 0 | 19020.041
OfS-w06-v14-VRF_HP_OAU1 | OfS | CZ06 | 14 | VRF_HP_OAU1 | 33.3196 | 99600.9219 | 31593.9805 | 0 | 50648.0078 | 426.7663 | 12084.9512 | 0 | 0 | 4847.2876 | 0 | 0 | 0 | 0 | 175.8461 | 0 | 0 | 175.8461 | 264.7291 | -276.3384 | 0 | 0 | 0 | 0 | 17359.0051
OfS-w06-v14-VRF_HP_OAU2 | OfS | CZ06 | 14 | VRF_HP_OAU2 | 31.9898 | 98198.5547 | 31593.9805 | 0 | 50648.0078 | 386.9174 | 10722.4404 | 0 | 0 | 4847.2876 | 0 | 0 | 0 | 0 | 175.8461 | 0 | 0 | 175.8461 | 264.7291 | -276.3384 | 0 | 0 | 0 | 0 | 15956.6454
OfS-w06-v14-VRF_HR_OAU0 | OfS | CZ06 | 14 | VRF_HR_OAU0 | 34.8647 | 99933.7812 | 31593.9805 | 0 | 50648.0078 | 388.8785 | 12457.7012 | 0 | 0 | 4845.2891 | 0 | 0 | 0 | 0 | 175.8206 | 0 | 0 | 175.8206 | 264.255 | -275.8398 | 0 | 0 | 0 | 0 | 17691.8688
OfS-w06-v14-VRF_HR_OAU1 | OfS | CZ06 | 14 | VRF_HR_OAU1 | 33.3256 | 98409.8594 | 31593.9805 | 0 | 50648.0078 | 348.1335 | 10974.5137 | 0 | 0 | 4845.2891 | 0 | 0 | 0 | 0 | 175.8206 | 0 | 0 | 175.8206 | 264.255 | -275.8398 | 0 | 0 | 0 | 0 | 16167.9362
OfS-w06-v14-VRF_HR_OAU2 | OfS | CZ06 | 14 | VRF_HR_OAU2 | 32.0302 | 97126.1016 | 31593.9805 | 0 | 50648.0078 | 312.8351 | 9726.0801 | 0 | 0 | 4845.2891 | 0 | 0 | 0 | 0 | 175.8206 | 0 | 0 | 175.8206 | 264.255 | -275.8398 | 0 | 0 | 0 | 0 | 14884.2042
OfL-w06-v14-HP_S1Std | OfL | CZ06 | 14 | HP_S1Std | 550.4313 | 1730393.25 | 500422.4062 | 0 | 883691.5 | 1366.7615 | 210660.875 | 0 | 213.4769 | 134035.0938 | 0 | 4.9435 | 0 | 0 | 2929.1757 | 0 | 0 | 2929.1757 | 3834.0374 | -3412.2935 | 0 | 0 | 0 | 0 | 346281.1506
OfL-w06-v14-HP_S0Std | OfL | CZ06 | 14 | HP_S0Std | 550.4333 | 1802321.75 | 500422.4062 | 0 | 883691.5 | 1363.8308 | 282567.9062 | 0 | 213.4769 | 134058.6875 | 0 | 4.9379 | 0 | 0 | 2929.1738 | 0 | 0 | 2929.1738 | 3834.147 | -3412.3906 | 0 | 0 | 0 | 0 | 418208.8393
OfL-w06-v14-HP_S2Std | OfL | CZ06 | 14 | HP_S2Std | 554.9183 | 1701948.25 | 500422.4062 | 0 | 883691.5 | 1774.8591 | 235704.1875 | 0 | 213.4769 | 80138.0703 | 0 | 5.1117 | 0 | 0 | 2929.2256 | 0 | 0 | 2929.2256 | 3757.7339 | -3344.3831 | 0.029994 | 0 | 1 | 0 | 317835.7055 | 1966%
OfL-w06-v14-HP_SHi | OfL | CZ06 | 14 | HP_SHi | 516.1315 | 1646990 | 500422.4062 | 0 | 883691.5 | 1479.1609 | 186548.0312 | 0 | 213.4769 | 74631.9844 | 0 | 5.0992 | 0 | 0 | 2929.2272 | 0 | 0 | 2929.2272 | 3812.6841 | -3393.2893 | 0 | 0 | 0 | 0 | 262877.7526
OfL-w06-v14-HP_E2Std | OfL | CZ06 | 14 | HP_E2Std | 584.2407 | 1744703.625 | 500422.4062 | 0 | 883691.5 | 1448.3672 | 237013.2656 | 0 | 213.4769 | 121910.5 | 0 | 5.1592 | 0 | 0 | 2929.2134 | 0 | 0 | 2929.2134 | 3912.8003 | -3482.3918 | 0 | 0 | 0 | 0 | 360590.7689
OfL-w06-v14-HP_EHi | OfL | CZ06 | 14 | HP_EHi | 552.5196 | 1711977 | 500422.4062 | 0 | 883691.5 | 1354.7241 | 204380.4062 | 0 | 213.4769 | 121910.5 | 0 | 5.3119 | 0 | 0 | 2929.2134 | 0 | 0 | 2929.2134 | 3912.8003 | -3482.3918 | 0 | 0 | 0 | 0 | 327864.4191
OfL-w06-v14-VRF_HP_OAU0 | OfL | CZ06 | 14 | VRF_HP_OAU0 | 571.913 | 1748237 | 500422.4062 | 0 | 883691.5 | 2823.3745 | 275769.8438 | 0 | 213.4769 | 85317.0703 | 0 | 0 | 0 | 0 | 2929.2214 | 0 | 0 | 2929.2214 | 4447.752 | -4643.1929 | 0 | 0 | 0 | 0 | 364123.7654
OfL-w06-v14-VRF_HP_OAU1 | OfL | CZ06 | 14 | VRF_HP_OAU1 | 529.96 | 1698959.125 | 500422.4062 | 0 | 883691.5 | 2411.5938 | 226904.4219 | 0 | 213.4769 | 85317.0703 | 0 | 0 | 0 | 0 | 2929.2214 | 0 | 0 | 2929.2214 | 4447.752 | -4643.1929 | 0 | 0 | 0 | 0 | 314846.5628 | 119.8%
OfL-w06-v14-VRF_HP_OAU2 | OfL | CZ06 | 14 | VRF_HP_OAU2 | 506.932 | 1671821 | 500422.4062 | 0 | 883691.5 | 2170.0764 | 200007.7656 | 0 | 213.4769 | 85317.0703 | 0 | 0 | 0 | 0 | 2929.2214 | 0 | 0 | 2929.2214 | 4447.752 | -4643.1929 | 0 | 0 | 0 | 0 | 287708.3892
OfL-w06-v14-VRF_HR_OAU0 | OfL | CZ06 | 14 | VRF_HR_OAU0 | 571.5601 | 1725647.625 | 500422.4062 | 0 | 883691.5 | 2288.8066 | 253206.7031 | 0 | 213.4769 | 85825.8359 | 0 | 0 | 0 | 0 | 2929.1866 | 0 | 0 | 2929.1866 | 4528.939 | -4727.5923 | 0 | 0 | 0 | 0 | 341534.8226
OfL-w06-v14-VRF_HR_OAU1 | OfL | CZ06 | 14 | VRF_HR_OAU1 | 530.3149 | 1680286.5 | 500422.4062 | 0 | 883691.5 | 1938.5649 | 208196.2656 | 0 | 213.4769 | 85825.8438 | 0 | 0 | 0 | 0 | 2929.1866 | 0 | 0 | 2929.1866 | 4528.939 | -4727.5923 | 0 | 0 | 0 | 0 | 296174.1512
OfL-w06-v14-VRF_HR_OAU2 | OfL | CZ06 | 14 | VRF_HR_OAU2 | 507.517 | 1655348.875 | 500422.4062 | 0 | 883691.5 | 1736.5164 | 183460.9375 | 0 | 213.4769 | 85825.7891 | 0 | 0 | 0 | 0 | 2929.1866 | 0 | 0 | 2929.1866 | 4528.939 | -4727.5923 | 0 | 0 | 0 | 0 | 271236.7198
EPr-w06-v14-HP_S1Std | EPr | CZ06 | 14 | HP_S1Std | 162.6461 | 341711.1875 | 133157.6562 | 0 | 99493.7734 | 21908.209 | 35163.6562 | 0 | 0 | 51113.5664 | 0 | 874.4763 | 0 | 0 | 2263.9923 | 110.3944 | 0 | 2153.5974 | 1420.2946 | -1264.0623 | 0.30569 | 0 | 8 | 0 | 109059.908 | 37.91%
EPr-w06-v14-HP_S0Std | EPr | CZ06 | 14 | HP_S0Std | 162.6462 | 346841.4688 | 133157.6562 | 0 | 99493.7734 | 21907.0352 | 40295.0156 | 0 | 0 | 51113.6602 | 0 | 874.4727 | 0 | 0 | 2263.992 | 110.3944 | 0 | 2153.597 | 1420.2986 | -1264.0658 | 0.30569 | 0 | 8 | 0 | 114190.1836
EPr-w06-v14-HP_S2Std | EPr | CZ06 | 14 | HP_S2Std | 164.7964 | 336714.0312 | 133157.6562 | 0 | 99493.7734 | 24089.6309 | 38910.5039 | 0 | 0 | 40168.9375 | 0 | 893.6127 | 0 | 0 | 2264.1238 | 110.3944 | 0 | 2153.7291 | 1409.5044 | -1254.4591 | 0.076423 | 0 | 2 | 0 | 104062.685
EPr-w06-v14-HP_SHi | EPr | CZ06 | 14 | HP_SHi | 151.4639 | 322853.2188 | 133157.6562 | 0 | 99493.7734 | 20140.2539 | 30850.8848 | 0 | 0 | 38357.5508 | 0 | 853.4324 | 0 | 0 | 2264.1245 | 110.3944 | 0 | 2153.7296 | 1420.8878 | -1264.5901 | 0.15285 | 0 | 4 | 0 | 90202.1218
EPr-w06-v14-HP_E2Std | EPr | CZ06 | 14 | HP_E2Std | 177.9769 | 346202.7188 | 133157.6562 | 0 | 99493.7734 | 20353.6934 | 40599.1562 | 0 | 0 | 51974.6016 | 0 | 623.937 | 0 | 0 | 2264.0965 | 110.3944 | 0 | 2153.7018 | 1449.3385 | -1289.9114 | 0.30569 | 0 | 8 | 0 | 113551.3882
EPr-w06-v14-HP_EHi | EPr | CZ06 | 14 | HP_EHi | 166.3711 | 339298.25 | 133157.6562 | 0 | 99493.7734 | 19038.3164 | 35009.3164 | 0 | 0 | 51974.6016 | 0 | 624.7009 | 0 | 0 | 2264.0965 | 110.3944 | 0 | 2153.7018 | 1449.3385 | -1289.9114 | 0.30569 | 0 | 8 | 0 | 106646.9352 | 93.39%
EPr-w06-v14-VRF_HP_OAU0 | EPr | CZ06 | 14 | VRF_HP_OAU0 | 165.5972 | 341700.0312 | 133157.6562 | 0 | 99493.7734 | 21003.832 | 36918.0039 | 0 | 0 | 51126.8242 | 0 | 0 | 0 | 0 | 2263.7285 | 110.3944 | 0 | 2153.3339 | 1415.2002 | -1476.0255 | 0.038212 | 0 | 1 | 0 | 109048.6602
EPr-w06-v14-VRF_HP_OAU1 | EPr | CZ06 | 14 | VRF_HP_OAU1 | 156.5564 | 335362.75 | 133157.6562 | 0 | 99493.7734 | 18996.8516 | 32588.2578 | 0 | 0 | 51126.3047 | 0 | 0 | 0 | 0 | 2263.7285 | 110.3944 | 0 | 2153.3341 | 1415.2002 | -1476.0255 | 0.038212 | 0 | 1 | 0 | 102711.4141
EPr-w06-v14-VRF_HP_OAU2 | EPr | CZ06 | 14 | VRF_HP_OAU2 | 149.0937 | 329928.0312 | 133157.6562 | 0 | 99493.7734 | 17221.0039 | 28929.7852 | 0 | 0 | 51126.0625 | 0 | 0 | 0 | 0 | 2263.7285 | 110.3944 | 0 | 2153.3341 | 1415.2002 | -1476.0255 | 0.038212 | 0 | 1 | 0 | 97276.8516
EPr-w06-v14-VRF_HR_OAU0 | EPr | CZ06 | 14 | VRF_HR_OAU0 | 158.9985 | 335063.0312 | 133157.6562 | 0 | 99493.7734 | 17803.0977 | 33516.0859 | 0 | 0 | 51092.5469 | 0 | 0 | 0 | 0 | 2263.716 | 110.3944 | 0 | 2153.3218 | 1406.7474 | -1467.144 | 0.038212 | 0 | 1 | 0 | 102411.7305
EPr-w06-v14-VRF_HR_OAU1 | EPr | CZ06 | 14 | VRF_HR_OAU1 | 150.7964 | 329384.3125 | 133157.6562 | 0 | 99493.7734 | 16035.8369 | 29604.8027 | 0 | 0 | 51092.5469 | 0 | 0 | 0 | 0 | 2263.716 | 110.3944 | 0 | 2153.3218 | 1406.7474 | -1467.144 | 0.038212 | 0 | 1 | 0 | 96733.1865 | 88.71%
EPr-w06-v14-VRF_HR_OAU2 | EPr | CZ06 | 14 | VRF_HR_OAU2 | 144.0569 | 324558.4688 | 133157.6562 | 0 | 99493.7734 | 14493.3223 | 26321.6172 | 0 | 0 | 51092.5469 | 0 | 0 | 0 | 0 | 2263.716 | 110.3944 | 0 | 2153.3218 | 1406.7474 | -1467.144 | 0.038212 | 0 | 1 | 0 | 91907.4863
Htl-w06-v14-HP_S1Std | Htl | CZ06 | 14 | HP_S1Std | 676.7952 | 3545649.25 | 566447.625 | 0 | 1692748 | 491583.9688 | 459497.3125 | 0 | 1121.6216 | 308946.6562 | 0 | 25301.9414 | 0 | 0 | 37643.5866 | 0 | 0 | 37643.5866 | 7799.2935 | -6941.3711 | 0.022828 | 0 | 2 | 0 | 1286451.5005
Htl-w06-v14-HP_S0Std | Htl | CZ06 | 14 | HP_S0Std | 676.7949 | 3568444.5 | 566447.625 | 0 | 1692748 | 491580.875 | 482296.5625 | 0 | 1121.6216 | 308946.625 | 0 | 25301.9316 | 0 | 0 | 37643.584 | 0 | 0 | 37643.584 | 7799.2876 | -6941.3662 | 0.022828 | 0 | 2 | 0 | 1309247.6157
Htl-w06-v14-HP_S2Std | Htl | CZ06 | 14 | HP_S2Std | 658.8589 | 3523543 | 566447.625 | 0 | 1692748 | 523097.125 | 428115.3125 | 0 | 1121.6216 | 286828.5938 | 0 | 25183.6484 | 0 | 0 | 37643.8989 | 0 | 0 | 37643.8989 | 7746.8755 | -6894.7197 | 0.022828 | 0 | 2 | 0 | 1264346.3013
Htl-w06-v14-HP_SHi | Htl | CZ06 | 14 | HP_SHi | 633.6462 | 3399200.25 | 566447.625 | 0 | 1692748 | 436653.8438 | 407384.9375 | 0 | 1121.6216 | 269579.1562 | 0 | 25264.1992 | 0 | 0 | 37643.9194 | 0 | 0 | 37643.9194 | 7758.4717 | -6905.0396 | 0.022828 | 0 | 2 | 0 | 1140003.7583
Htl-w06-v14-HP_E2Std | Htl | CZ06 | 14 | HP_E2Std | 707.4154 | 3598469.75 | 566447.625 | 0 | 1692748 | 461270.5 | 477217.4688 | 0 | 1121.6216 | 375422.75 | 0 | 24241.127 | 0 | 0 | 37643.7504 | 0 | 0 | 37643.7504 | 7764.5288 | -6910.4302 | 0.022828 | 0 | 2 | 0 | 1339273.4673
Htl-w06-v14-HP_EHi | Htl | CZ06 | 14 | HP_EHi | 663.1124 | 3498813.5 | 566447.625 | 0 | 1692748 | 416557.8125 | 422223.6562 | 0 | 1121.6216 | 375422.75 | 0 | 24291.3438 | 0 | 0 | 37643.7504 | 0 | 0 | 37643.7504 | 7764.5288 | -6910.4302 | 0.022828 | 0 | 2 | 0 | 1239617.1841
Htl-w06-v14-VRF_HP_OAU0 | Htl | CZ06 | 14 | VRF_HP_OAU0 | 661.5298 | 3586188.5 | 566447.625 | 0 | 1692748 | 445297.9688 | 438956.875 | 0 | 1121.6216 | 441615.625 | 0 | 0 | 0 | 0 | 37643.8656 | 0 | 0 | 37643.8656 | 6766.2988 | -7018.2119 | 0.034243 | 0 | 3 | 0 | 1326992.0903
Htl-w06-v14-VRF_HP_OAU1 | Htl | CZ06 | 14 | VRF_HP_OAU1 | 614.8466 | 3473885.75 | 566447.625 | 0 | 1692748 | 398297.8438 | 373653.8125 | 0 | 1121.6216 | 441615.5938 | 0 | 0 | 0 | 0 | 37643.8656 | 0 | 0 | 37643.8656 | 6766.2949 | -7018.2075 | 0.034243 | 0 | 3 | 0 | 1214688.8716
Htl-w06-v14-VRF_HP_OAU2 | Htl | CZ06 | 14 | VRF_HP_OAU2 | 580.7201 | 3386339.25 | 566447.625 | 0 | 1692748 | 358899.8438 | 325505.4375 | 0 | 1121.6216 | 441615.5312 | 0 | 0 | 0 | 0 | 37643.8656 | 0 | 0 | 37643.8656 | 6766.2949 | -7018.207 | 0.034243 | 0 | 3 | 0 | 1127142.4341 | 84.16%
Htl-w06-v14-VRF_HR_OAU0 | Htl | CZ06 | 14 | VRF_HR_OAU0 | 644.6546 | 3499994.5 | 566447.625 | 0 | 1692748 | 391771.375 | 406470.4062 | 0 | 1121.6216 | 441434.7812 | 0 | 0 | 0 | 0 | 37643.7914 | 0 | 0 | 37643.7914 | 6738.9722 | -6990.0981 | 0.82182 | 0 | 69 | 3 | 1240798.1841
Htl-w06-v14-VRF_HR_OAU1 | Htl | CZ06 | 14 | VRF_HR_OAU1 | 599.5163 | 3399312 | 566447.625 | 0 | 1692748 | 349650.6875 | 347908.4688 | 0 | 1121.6216 | 441434.4062 | 0 | 0 | 0 | 0 | 37643.7914 | 0 | 0 | 37643.7914 | 6738.9805 | -6990.1064 | 0.82182 | 0 | 69 | 3 | 1140115.1841
Htl-w06-v14-VRF_HR_OAU2 | Htl | CZ06 | 14 | VRF_HR_OAU2 | 566.535 | 3320872.5 | 566447.625 | 0 | 1692748 | 314603 | 304517.4688 | 0 | 1121.6216 | 441434.3438 | 0 | 0 | 0 | 0 | 37643.7914 | 0 | 0 | 37643.7914 | 6738.9731 | -6990.0991 | 0.82182 | 0 | 69 | 3 | 1061676.4341
OfS-w07-v14-HP_S1Std | OfS | CZ07 | 14 | HP_S1Std | 33.5809 | 99463.0391 | 31593.9805 | 0 | 50648.0078 | 57.1247 | 8860.4746 | 0 | 0 | 8303.5566 | 0 | 0 | 0 | 0 | 174.065 | 0 | 0 | 174.065 | 227.7943 | -202.7369 | 0 | 0 | 0 | 0 | 17221.156
OfS-w07-v14-HP_S0Std | OfS | CZ07 | 14 | HP_S0Std | 33.5809 | 104649.2891 | 31593.9805 | 0 | 50648.0078 | 56.8333 | 14047.0352 | 0 | 0 | 8303.5938 | 0 | 0 | 0 | 0 | 174.0637 | 0 | 0 | 174.0637 | 227.7909 | -202.7339 | 0 | 0 | 0 | 0 | 22407.4622 | 1.806%
OfS-w07-v14-HP_S2Std | OfS | CZ07 | 14 | HP_S2Std | 33.6051 | 97118.2891 | 31593.9805 | 0 | 50648.0078 | 78.4352 | 9847.8223 | 0 | 0 | 4950.1157 | 0 | 0 | 0 | 0 | 174.12 | 0 | 0 | 174.12 | 221.7271 | -197.3371 | 0 | 0 | 0 | 0 | 14876.3731
OfS-w07-v14-HP_SHi | OfS | CZ07 | 14 | HP_SHi | 31.575 | 94663.75 | 31593.9805 | 0 | 50648.0078 | 65.4857 | 7761.7266 | 0 | 0 | 4594.6284 | 0 | 0 | 0 | 0 | 174.1211 | 0 | 0 | 174.1211 | 224.7299 | -200.0096 | 0 | 0 | 0 | 0 | 12421.8407
OfS-w07-v14-HP_E2Std | OfS | CZ07 | 14 | HP_E2Std | 35.4685 | 99656.6875 | 31593.9805 | 0 | 50648.0078 | 61.7931 | 10021.2656 | 0 | 0 | 7331.7285 | 0 | 0 | 0 | 0 | 174.1056 | 0 | 0 | 174.1056 | 230.0399 | -204.7355 | 0 | 0 | 0 | 0 | 17414.7872
OfS-w07-v14-HP_EHi | OfS | CZ07 | 14 | HP_EHi | 33.7427 | 98272.9297 | 31593.9805 | 0 | 50648.0078 | 57.8006 | 8641.5039 | 0 | 0 | 7331.7285 | 0 | 0 | 0 | 0 | 174.1056 | 0 | 0 | 174.1056 | 230.0399 | -204.7355 | 0 | 0 | 0 | 0 | 16031.033
OfS-w07-v14-VRF_HP_OAU0 | OfS | CZ07 | 14 | VRF_HP_OAU0 | 32.9332 | 100426.6172 | 31593.9805 | 0 | 50648.0078 | 163.6478 | 13229.1504 | 0 | 0 | 4791.9121 | 0 | 0 | 0 | 0 | 174.1169 | 0 | 0 | 174.1169 | 259.1264 | -270.7664 | 0 | 0 | 0 | 0 | 18184.7103 | 122.2%
OfS-w07-v14-VRF_HP_OAU1 | OfS | CZ07 | 14 | VRF_HP_OAU1 | 31.6171 | 98834.1172 | 31593.9805 | 0 | 50648.0078 | 147.8461 | 11652.4414 | 0 | 0 | 4791.9121 | 0 | 0 | 0 | 0 | 174.1169 | 0 | 0 | 174.1169 | 259.1264 | -270.7664 | 0 | 0 | 0 | 0 | 16592.1996
OfS-w07-v14-VRF_HP_OAU2 | OfS | CZ07 | 14 | VRF_HP_OAU2 | 30.5096 | 97499.5938 | 31593.9805 | 0 | 50648.0078 | 134.0778 | 10331.6973 | 0 | 0 | 4791.9121 | 0 | 0 | 0 | 0 | 174.1169 | 0 | 0 | 174.1169 | 259.1264 | -270.7664 | 0 | 0 | 0 | 0 | 15257.6871
OfS-w07-v14-VRF_HR_OAU0 | OfS | CZ07 | 14 | VRF_HR_OAU0 | 32.6948 | 99354.125 | 31593.9805 | 0 | 50648.0078 | 127.6465 | 12197.3428 | 0 | 0 | 4787.229 | 0 | 0 | 0 | 0 | 174.093 | 0 | 0 | 174.093 | 258.2537 | -269.8861 | 0 | 0 | 0 | 0 | 17112.2183
OfS-w07-v14-VRF_HR_OAU1 | OfS | CZ07 | 14 | VRF_HR_OAU1 | 31.41 | 97884.1484 | 31593.9805 | 0 | 50648.0078 | 114.0822 | 10740.9492 | 0 | 0 | 4787.229 | 0 | 0 | 0 | 0 | 174.093 | 0 | 0 | 174.093 | 258.2537 | -269.8861 | 0 | 0 | 0 | 0 | 15642.2604
OfS-w07-v14-VRF_HR_OAU2 | OfS | CZ07 | 14 | VRF_HR_OAU2 | 30.3282 | 96649.2734 | 31593.9805 | 0 | 50648.0078 | 102.5556 | 9517.5938 | 0 | 0 | 4787.229 | 0 | 0 | 0 | 0 | 174.093 | 0 | 0 | 174.093 | 258.2537 | -269.8861 | 0 | 0 | 0 | 0 | 14407.3784 | 86.83%
OfL-w07-v14-HP_S1Std | OfL | CZ07 | 14 | HP_S1Std | 525.8876 | 1699532.875 | 500422.4062 | 0 | 883691.5 | 243.1385 | 185059.0312 | 0 | 213.4769 | 129904.6797 | 0 | 0 | 0 | 0 | 2898.4166 | 0 | 0 | 2898.4166 | 3683.7043 | -3278.4976 | 0 | 0 | 0 | 0 | 315420.3263
OfL-w07-v14-HP_S0Std | OfL | CZ07 | 14 | HP_S0Std | 525.8881 | 1788965.125 | 500422.4062 | 0 | 883691.5 | 242.1961 | 274445.875 | 0 | 213.4769 | 129950.9219 | 0 | 0 | 0 | 0 | 2898.4144 | 0 | 0 | 2898.4144 | 3683.7349 | -3278.5244 | 0 | 0 | 0 | 0 | 404852.4698
OfL-w07-v14-HP_S2Std | OfL | CZ07 | 14 | HP_S2Std | 530.0952 | 1676253.25 | 500422.4062 | 0 | 883691.5 | 359.4699 | 210225.6719 | 0 | 213.4769 | 81342.2109 | 0 | 0 | 0 | 0 | 2898.4582 | 0 | 0 | 2898.4582 | 3538.5925 | -3149.3469 | 0 | 0 | 0 | 0 | 292140.8296
OfL-w07-v14-HP_SHi | OfL | CZ07 | 14 | HP_SHi | 496.3747 | 1626294 | 500422.4062 | 0 | 883691.5 | 302.0117 | 165928.5781 | 0 | 213.4769 | 75737.8438 | 0 | 0 | 0 | 0 | 2898.4602 | 0 | 0 | 2898.4602 | 3599.1296 | -3203.2251 | 0 | 0 | 0 | 0 | 242181.9104
OfL-w07-v14-HP_E2Std | OfL | CZ07 | 14 | HP_E2Std | 558.4816 | 1717849.875 | 500422.4062 | 0 | 883691.5 | 283.5417 | 210100.7969 | 0 | 213.4769 | 123139.3281 | 0 | 0 | 0 | 0 | 2898.4496 | 0 | 0 | 2898.4496 | 3689.8643 | -3283.9795 | 0 | 0 | 0 | 0 | 333737.1436 | 105.8%
OfL-w07-v14-HP_EHi | OfL | CZ07 | 14 | HP_EHi | 530.0248 | 1688904 | 500422.4062 | 0 | 883691.5 | 265.222 | 181173.3906 | 0 | 213.4769 | 123139.3281 | 0 | 0 | 0 | 0 | 2898.4496 | 0 | 0 | 2898.4496 | 3689.8643 | -3283.9795 | 0 | 0 | 0 | 0 | 304791.4177
OfL-w07-v14-VRF_HP_OAU0 | OfL | CZ07 | 14 | VRF_HP_OAU0 | 543.9774 | 1734554 | 500422.4062 | 0 | 883691.5 | 785.8928 | 264685.6562 | 0 | 213.4769 | 84756.4219 | 0 | 0 | 0 | 0 | 2898.4698 | 0 | 0 | 2898.4698 | 4432.8906 | -4635.6611 | 0 | 0 | 0 | 0 | 350441.4478
OfL-w07-v14-VRF_HP_OAU1 | OfL | CZ07 | 14 | VRF_HP_OAU1 | 507.5477 | 1687503 | 500422.4062 | 0 | 883691.5 | 669.5625 | 217751.4062 | 0 | 213.4769 | 84756.4219 | 0 | 0 | 0 | 0 | 2898.4698 | 0 | 0 | 2898.4698 | 4432.8906 | -4635.6611 | 0 | 0 | 0 | 0 | 303390.8675
OfL-w07-v14-VRF_HP_OAU2 | OfL | CZ07 | 14 | VRF_HP_OAU2 | 487.4075 | 1661581.625 | 500422.4062 | 0 | 883691.5 | 601.0217 | 191898.6719 | 0 | 213.4769 | 84756.4219 | 0 | 0 | 0 | 0 | 2898.4698 | 0 | 0 | 2898.4698 | 4432.8906 | -4635.6611 | 0 | 0 | 0 | 0 | 277469.5923
OfL-w07-v14-VRF_HR_OAU0 | OfL | CZ07 | 14 | VRF_HR_OAU0 | 547.4134 | 1717497 | 500422.4062 | 0 | 883691.5 | 573.9694 | 248592.7969 | 0 | 213.4769 | 84003.7812 | 0 | 0 | 0 | 0 | 2898.432 | 0 | 0 | 2898.432 | 4310.8257 | -4507.96 | 0 | 0 | 0 | 0 | 333384.0244 | 109.4%
OfL-w07-v14-VRF_HR_OAU1 | OfL | CZ07 | 14 | VRF_HR_OAU1 | 510.4171 | 1673210.5 | 500422.4062 | 0 | 883691.5 | 484.351 | 204396.375 | 0 | 213.4769 | 84003.7812 | 0 | 0 | 0 | 0 | 2898.432 | 0 | 0 | 2898.432 | 4310.8257 | -4507.96 | 0 | 0 | 0 | 0 | 289097.9841
OfL-w07-v14-VRF_HR_OAU2 | OfL | CZ07 | 14 | VRF_HR_OAU2 | 489.9534 | 1648873.375 | 500422.4062 | 0 | 883691.5 | 433.2198 | 180110.6562 | 0 | 213.4769 | 84003.7812 | 0 | 0 | 0 | 0 | 2898.432 | 0 | 0 | 2898.432 | 4310.8257 | -4507.96 | 0 | 0 | 0 | 0 | 264761.1341
EPr-w07-v14-HP_S1Std | EPr | CZ07 | 14 | HP_S1Std | 149.8009 | 329756.25 | 133157.6562 | 0 | 99493.7734 | 17566.041 | 25564.3828 | 0 | 0 | 53554.9844 | 0 | 420.253 | 0 | 0 | 2239.2507 | 110.3944 | 0 | 2128.8557 | 1502.0638 | -1336.8367 | 0 | 0 | 0 | 0 | 97105.6612
EPr-w07-v14-HP_S0Std | EPr | CZ07 | 14 | HP_S0Std | 149.8009 | 338501.1562 | 133157.6562 | 0 | 99493.7734 | 17564.8066 | 34310.125 | 0 | 0 | 53554.9844 | 0 | 420.2496 | 0 | 0 | 2239.2499 | 110.3944 | 0 | 2128.855 | 1502.0638 | -1336.8367 | 0 | 0 | 0 | 0 | 105850.1656
EPr-w07-v14-HP_S2Std | EPr | CZ07 | 14 | HP_S2Std | 150.1249 | 322444.5625 | 133157.6562 | 0 | 99493.7734 | 19641.3828 | 28952.6328 | 0 | 0 | 40704.3281 | 0 | 495.5118 | 0 | 0 | 2239.3949 | 110.3944 | 0 | 2129 | 1439.7609 | -1281.3871 | 0 | 0 | 0 | 0 | 89793.8555 | 31.06%
EPr-w07-v14-HP_SHi | EPr | CZ07 | 14 | HP_SHi | 138.0065 | 311054.1562 | 133157.6562 | 0 | 99493.7734 | 16396.2773 | 22551.123 | 0 | 0 | 38996.7852 | 0 | 459.2625 | 0 | 0 | 2239.3963 | 110.3944 | 0 | 2129.0018 | 1471.3981 | -1309.5444 | 0 | 0 | 0 | 0 | 78403.448
EPr-w07-v14-HP_E2Std | EPr | CZ07 | 14 | HP_E2Std | 161.1464 | 332318.8438 | 133157.6562 | 0 | 99493.7734 | 16433.8691 | 29326.0449 | 0 | 0 | 53601.2383 | 0 | 306.8344 | 0 | 0 | 2239.3682 | 110.3944 | 0 | 2128.9739 | 1572.0393 | -1399.1149 | 0 | 0 | 0 | 0 | 99667.9868
EPr-w07-v14-HP_EHi | EPr | CZ07 | 14 | HP_EHi | 151.6998 | 327219.25 | 133157.6562 | 0 | 99493.7734 | 15372.0742 | 25288.3301 | 0 | 0 | 53601.2383 | 0 | 306.8344 | 0 | 0 | 2239.3682 | 110.3944 | 0 | 2128.9739 | 1572.0393 | -1399.1149 | 0 | 0 | 0 | 0 | 94568.477
EPr-w07-v14-VRF_HP_OAU0 | EPr | CZ07 | 14 | VRF_HP_OAU0 | 145.8362 | 331790.1875 | 133157.6562 | 0 | 99493.7734 | 16631.9199 | 29636.8457 | 0 | 0 | 52870.668 | 0 | 0 | 0 | 0 | 2239.019 | 110.3944 | 0 | 2128.6245 | 1634.2548 | -1708.65 | 0 | 0 | 0 | 0 | 99139.4336
EPr-w07-v14-VRF_HP_OAU1 | EPr | CZ07 | 14 | VRF_HP_OAU1 | 139.5118 | 326678.2812 | 133157.6562 | 0 | 99493.7734 | 15039.0986 | 26117.9199 | 0 | 0 | 52870.668 | 0 | 0 | 0 | 0 | 2239.019 | 110.3944 | 0 | 2128.6245 | 1634.2548 | -1708.65 | 0 | 0 | 0 | 0 | 94027.6865 | 119.9%
EPr-w07-v14-VRF_HP_OAU2 | EPr | CZ07 | 14 | VRF_HP_OAU2 | 134.186 | 322322.1562 | 133157.6562 | 0 | 99493.7734 | 13641.9141 | 23158.9434 | 0 | 0 | 52870.668 | 0 | 0 | 0 | 0 | 2239.019 | 110.3944 | 0 | 2128.6245 | 1634.2548 | -1708.65 | 0 | 0 | 0 | 0
EPr-w07-v14-VRF_HR_OAU0 | EPr | CZ07 | 14 | VRF_HR_OAU0 | 139.5154 | 326292.4375 | 133157.6562 | 0 | 99493.7734 | 13992.9404 | 26834.0469 | 0 | 0 | 52814.75 | 0 | 0 | 0 | 0 | 2239.007 | 110.3944 | 0 | 2128.6123 | 1623.6324 | -1697.4565 | 0.038212 | 0 | 1 | 0 | 93641.7373
EPr-w07-v14-VRF_HR_OAU1 | EPr | CZ07 | 14 | VRF_HR_OAU1 | 133.9307 | 321695.1562 | 133157.6562 | 0 | 99493.7734 | 12589.748 | 23640 | 0 | 0 | 52814.75 | 0 | 0 | 0 | 0 | 2239.007 | 110.3944 | 0 | 2128.6123 | 1623.6324 | -1697.4565 | 0.038212 | 0 | 1 | 0
EPr-w07-v14-VRF_HR_OAU2 | EPr | CZ07 | 14 | VRF_HR_OAU2 | 129.2277 | 317787.3438 | 133157.6562 | 0 | 99493.7734 | 11361.8086 | 20960.1387 | 0 | 0 | 52814.75 | 0 | 0 | 0 | 0 | 2239.007 | 110.3944 | 0 | 2128.6123 | 1623.6324 | -1697.4565 | 0.038212 | 0 | 1 | 0 | 85136.6973
Htl-w07-v14-HP_S1Std | Htl | CZ07 | 14 | HP_S1Std | 591.9256 | 3327341.75 | 566447.625 | 0 | 1692748 | 357844.2188 | 421422.375 | 0 | 1121.6216 | 277539.6562 | 0 | 10218.3457 | 0 | 0 | 37102.912 | 0 | 0 | 37102.912 | 6803.4624 | -6055.0835 | 0 | 0 | 0 | 0
Htl-w07-v14-HP_S0Std | Htl | CZ07 | 14 | HP_S0Std | 591.9257 | 3356719.25 | 566447.625 | 0 | 1692748 | 357843.0312 | 450800.75 | 0 | 1121.6216 | 277539.5938 | 0 | 10218.3457 | 0 | 0 | 37102.9069 | 0 | 0 | 37102.9069 | 6803.4653 | -6055.0854 | 0 | 0 | 0 | 0
Htl-w07-v14-HP_S2Std | Htl | CZ07 | 14 | HP_S2Std | 573.9636 | 3304554 | 566447.625 | 0 | 1692748 | 386087.6875 | 390268.75 | 0 | 1121.6216 | 257879.1875 | 0 | 10000.2158 | 0 | 0 | 37103.2013 | 0 | 0 | 37103.2013 | 6759.7256 | -6016.1567 | 0 | 0 | 0 | 0
Htl-w07-v14-HP_SHi | Htl | CZ07 | 14 | HP_SHi | 559.2335 | 3210217.75 | 566447.625 | 0 | 1692748 | 322740.9062 | 374373.1562 | 0 | 1121.6216 | 242664.7656 | 0 | 10120.6611 | 0 | 0 | 37103.2166 | 0 | 0 | 37103.2166 | 6779.0229 | -6033.3296 | 0 | 0 | 0 | 0
Htl-w07-v14-HP_E2Std | Htl | CZ07 | 14 | HP_E2Std | 615.6858 | 3379736.5 | 566447.625 | 0 | 1692748 | 336054.75 | 434836.875 | 0 | 1121.6216 | 340486.6875 | 0 | 8040.8257 | 0 | 0 | 37103.0682 | 0 | 0 | 37103.0682 | 6825.9795 | -6075.1221 | 0 | 0 | 0 | 0
Htl-w07-v14-HP_EHi | Htl | CZ07 | 14 | HP_EHi | 582.0492 | 3299408.5 | 566447.625 | 0 | 1692748 | 305383.375 | 385179.9375 | 0 | 1121.6216 | 340486.6875 | 0 | 8040.8257 | 0 | 0 | 37103.0682 | 0 | 0 | 37103.0682 | 6825.9795 | -6075.1221 | 0 | 0 | 0 | 0
Htl-w07-v14-VRF_HP_OAU0 | Htl | CZ07 | 14 | VRF_HP_OAU0 | 586.3513 | 3404922.5 | 566447.625 | 0 | 1692748 | 299823.1562 | 406391.8125 | 0 | 1121.6216 | 438389.75 | 0 | 0 | 0 | 0 | 37103.2371 | 0 | 0 | 37103.2371 | 6472.5601 | -6718.1362 | 0.1598 | 0 | 14 | 0 |  |  | #DIV/0! | #DIV/0! | #DIV/0! | #DIV/0! | #DIV/0! | #DIV/0! | #DIV/0! | #DIV/0! | #DIV/0! | #DIV/0!
Htl-w07-v14-VRF_HP_OAU1 | Htl | CZ07 | 14 | VRF_HP_OAU1 | 550.5527 | 3311787.5 | 566447.625 | 0 | 1692748 | 268561.2812 | 344518.1875 | 0 | 1121.6216 | 438389.75 | 0 | 0 | 0 | 0 | 37103.2371 | 0 | 0 | 37103.2371 | 6472.5601 | -6718.1362 | 0.1598 | 0 | 14 | 0 |  |  | #DIV/0! | #DIV/0! | #DIV/0! | #DIV/0! | #DIV/0! | #DIV/0! | #DIV/0! | #DIV/0! | #DIV/0! | #DIV/0!
Htl-w07-v14-VRF_HP_OAU2 | Htl | CZ07 | 14 | VRF_HP_OAU2 | 523.8713 | 3240294.25 | 566447.625 | 0 | 1692748 | 242271.2812 | 299314.7812 | 0 | 1121.6216 | 438389.75 | 0 | 0 | 0 | 0 | 37103.2371 | 0 | 0 | 37103.2371 | 6472.5601 | -6718.1362 | 0.1598 | 0 | 14 | 0
Htl-w07-v14-VRF_HR_OAU0 | Htl | CZ07 | 14 | VRF_HR_OAU0 | 573.1324 | 3338953 | 566447.625 | 0 | 1692748 | 264923.9688 | 375752.5625 | 0 | 1121.6216 | 437958.125 | 0 | 0 | 0 | 0 | 37103.145 | 0 | 0 | 37103.145 | 6440.0986 | -6684.2852 | 0.61637 | 0 | 49 | 5
Htl-w07-v14-VRF_HR_OAU1 | Htl | CZ07 | 14 | VRF_HR_OAU1 | 538.9573 | 3252381.5 | 566447.625 | 0 | 1692748 | 236013.5938 | 318092.0312 | 0 | 1121.6216 | 437958.125 | 0 | 0 | 0 | 0 | 37103.145 | 0 | 0 | 37103.145 | 6440.0986 | -6684.2852 | 0.61637 | 0 | 49 | 5
Htl-w07-v14-VRF_HR_OAU2 | Htl | CZ07 | 14 | VRF_HR_OAU2 | 513.835 | 3186567.5 | 566447.625 | 0 | 1692748 | 212172.5156 | 276118.8125 | 0 | 1121.6216 | 437958.125 | 0 | 0 | 0 | 0 | 37103.145 | 0 | 0 | 37103.145 | 6440.0986 | -6684.2852 | 0.61637 | 0 | 49 | 5
OfS-w08-v14-HP_S1Std | OfS | CZ08 | 14 | HP_S1Std | 38.591 | 105138.4688 | 31593.9805 | 0 | 50648.0078 | 200.1775 | 13142.8018 | 0 | 0 | 9553.1816 | 0 | 0.45429 | 0 | 0 | 171.5882 | 0 | 0 | 171.5882 | 279.0415 | -248.347 | 0 | 0 | 0 | 0
OfS-w08-v14-HP_S0Std | OfS | CZ08 | 14 | HP_S0Std | 38.591 | 109331.6172 | 31593.9805 | 0 | 50648.0078 | 199.8383 | 17336.3652 | 0 | 0 | 9553.124 | 0 | 0.45382 | 0 | 0 | 171.5873 | 0 | 0 | 171.5873 | 279.0472 | -248.352 | 0 | 0 | 0 | 0
OfS-w08-v14-HP_S2Std | OfS | CZ08 | 14 | HP_S2Std | 38.6609 | 102204.8516 | 31593.9805 | 0 | 50648.0078 | 260.0881 | 14362.1348 | 0 | 0 | 5340.042 | 0 | 0.71635 | 0 | 0 | 171.6495 | 0 | 0 | 171.6495 | 276.1034 | -245.732 | 0 | 0 | 0 | 0
OfS-w08-v14-HP_SHi | OfS | CZ08 | 14 | HP_SHi | 35.4652 | 98633.0859 | 31593.9805 | 0 | 50648.0078 | 216.5731 | 11217.0371 | 0 | 0 | 4956.877 | 0 | 0.6986 | 0 | 0 | 171.6507 | 0 | 0 | 171.6507 | 277.2504 | -246.7529 | 0 | 0 | 0 | 0
OfS-w08-v14-HP_E2Std | OfS | CZ08 | 14 | HP_E2Std | 40.4554 | 104861.4219 | 31593.9805 | 0 | 50648.0078 | 211.2487 | 14565.4229 | 0 | 0 | 7842.1113 | 0 | 0.77528 | 0 | 0 | 171.6348 | 0 | 0 | 171.6348 | 277.1935 | -246.7022 | 0 | 0 | 0 | 0
OfS-w08-v14-HP_EHi | OfS | CZ08 | 14 | HP_EHi | 38.0922 | 102842.375 | 31593.9805 | 0 | 50648.0078 | 197.5899 | 12560.0068 | 0 | 0 | 7842.1113 | 0 | 0.79925 | 0 | 0 | 171.6348 | 0 | 0 | 171.6348 | 277.1935 | -246.7022 | 0 | 0 | 0 | 0
OfS-w08-v14-VRF_HP_OAU0 | OfS | CZ08 | 14 | VRF_HP_OAU0 | 37.5952 | 104053.8906 | 31593.9805 | 0 | 50648.0078 | 413.6516 | 16387.4277 | 0 | 0 | 5010.9429 | 0 | 0 | 0 | 0 | 171.6173 | 0 | 0 | 171.6173 | 282.2449 | -294.4751 | 0 | 0 | 0 | 0
OfS-w08-v14-VRF_HP_OAU1 | OfS | CZ08 | 14 | VRF_HP_OAU1 | 35.7216 | 102060.4922 | 31593.9805 | 0 | 50648.0078 | 372.661 | 14435.0283 | 0 | 0 | 5010.9429 | 0 | 0 | 0 | 0 | 171.6173 | 0 | 0 | 171.6173 | 282.2449 | -294.4751 | 0 | 0 | 0 | 0
OfS-w08-v14-VRF_HP_OAU2 | OfS | CZ08 | 14 | VRF_HP_OAU2 | 34.1484 | 100389.4844 | 31593.9805 | 0 | 50648.0078 | 336.4799 | 12800.1719 | 0 | 0 | 5010.9429 | 0 | 0 | 0 | 0 | 171.6173 | 0 | 0 | 171.6173 | 282.2449 | -294.4751 | 0 | 0 | 0 | 0
OfS-w08-v14-VRF_HR_OAU0 | OfS | CZ08 | 14 | VRF_HR_OAU0 | 37.0789 | 102654.3828 | 31593.9805 | 0 | 50648.0078 | 340.8357 | 15066.4004 | 0 | 0 | 5005.2627 | 0 | 0 | 0 | 0 | 171.5926 | 0 | 0 | 171.5926 | 280.6155 | -292.7953 | 0 | 0 | 0 | 0
OfS-w08-v14-VRF_HR_OAU1 | OfS | CZ08 | 14 | VRF_HR_OAU1 | 35.2705 | 100827.8672 | 31593.9805 | 0 | 50648.0078 | 305.3661 | 13275.3496 | 0 | 0 | 5005.2627 | 0 | 0 | 0 | 0 | 171.5926 | 0 | 0 | 171.5926 | 280.6155 | -292.7953 | 0 | 0 | 0 | 0
OfS-w08-v14-VRF_HR_OAU2 | OfS | CZ08 | 14 | VRF_HR_OAU2 | 33.7517 | 99288.4844 | 31593.9805 | 0 | 50648.0078 | 275.6943 | 11765.6367 | 0 | 0 | 5005.2627 | 0 | 0 | 0 | 0 | 171.5926 | 0 | 0 | 171.5926 | 280.6155 | -292.7953 | 0 | 0 | 0 | 0
OfL-w08-v14-HP_S1Std | OfL | CZ08 | 14 | HP_S1Std | 591.9037 | 1771460.5 | 500422.4062 | 0 | 883691.5 | 658.9868 | 239850.1406 | 0 | 213.4769 | 146623.7656 | 0 | 1.7676 | 0 | 0 | 2851.6496 | 0 | 0 | 2851.6496 | 4326.9927 | -3851.0237 | 0 | 0 | 0 | 0
OfL-w08-v14-HP_S0Std | OfL | CZ08 | 14 | HP_S0Std | 591.9045 | 1851932.375 | 500422.4062 | 0 | 883691.5 | 657.3478 | 320300.4688 | 0 | 213.4769 | 146646.2969 | 0 | 1.7662 | 0 | 0 | 2851.6474 | 0 | 0 | 2851.6474 | 4327 | -3851.0298 | 0 | 0 | 0 | 0
OfL-w08-v14-HP_S2Std | OfL | CZ08 | 14 | HP_S2Std | 593.8756 | 1735524.75 | 500422.4062 | 0 | 883691.5 | 923.0138 | 264128.4688 | 0 | 213.4769 | 86144.0547 | 0 | 2.8774 | 0 | 0 | 2851.7046 | 0 | 0 | 2851.7046 | 4286.1099 | -3814.6377 | 0 | 0 | 0 | 0
OfL-w08-v14-HP_SHi | OfL | CZ08 | 14 | HP_SHi | 545.1284 | 1672496 | 500422.4062 | 0 | 883691.5 | 772.241 | 207292.4375 | 0 | 213.4769 | 80102.875 | 0 | 2.7701 | 0 | 0 | 2851.7056 | 0 | 0 | 2851.7056 | 4315.8091 | -3841.0701 | 0 | 0 | 0 | 0 | 288383.8005
OfL-w08-v14-HP_E2Std | OfL | CZ08 | 14 | HP_E2Std | 621.4928 | 1781853.75 | 500422.4062 | 0 | 883691.5 | 741.4954 | 267747.8438 | 0 | 213.4769 | 129034.5938 | 0 | 3.3959 | 0 | 0 | 2851.6886 | 0 | 0 | 2851.6886 | 4319.478 | -3844.3347 | 0 | 0 | 0 | 0 | 397740.8056
OfL-w08-v14-HP_EHi | OfL | CZ08 | 14 | HP_EHi | 584.8672 | 1744941 | 500422.4062 | 0 | 883691.5 | 693.5433 | 230883.3125 | 0 | 213.4769 | 129034.5938 | 0 | 3.5009 | 0 | 0 | 2851.6886 | 0 | 0 | 2851.6886 | 4319.478 | -3844.3347 | 0 | 0 | 0 | 0 | 360828.4274
OfL-w08-v14-VRF_HP_OAU0 | OfL | CZ08 | 14 | VRF_HP_OAU0 | 603.8354 | 1785899.375 | 500422.4062 | 0 | 883691.5 | 1754.5933 | 313954.375 | 0 | 213.4769 | 85863.9375 | 0 | 0 | 0 | 0 | 2851.6618 | 0 | 0 | 2851.6618 | 4524.6167 | -4717.79 | 0 | 0 | 0 | 0
OfL-w08-v14-VRF_HP_OAU1 | OfL | CZ08 | 14 | VRF_HP_OAU1 | 556.37 | 1729977 | 500422.4062 | 0 | 883691.5 | 1496.6882 | 258290.2656 | 0 | 213.4769 | 85863.9375 | 0 | 0 | 0 | 0 | 2851.6618 | 0 | 0 | 2851.6618 | 4524.6167 | -4717.79 | 0 | 0 | 0 | 0
OfL-w08-v14-VRF_HP_OAU2 | OfL | CZ08 | 14 | VRF_HP_OAU2 | 530.2334 | 1699156 | 500422.4062 | 0 | 883691.5 | 1345.2794 | 227620.9375 | 0 | 213.4769 | 85863.9375 | 0 | 0 | 0 | 0 | 2851.6618 | 0 | 0 | 2851.6618 | 4524.6167 | -4717.79 | 0 | 0 | 0 | 0
OfL-w08-v14-VRF_HR_OAU0 | OfL | CZ08 | 14 | VRF_HR_OAU0 | 599.7673 | 1763648 | 500422.4062 | 0 | 883691.5 | 1410.5823 | 288344.3438 | 0 | 213.4769 | 89567.0859 | 0 | 0 | 0 | 0 | 2851.6464 | 0 | 0 | 2851.6464 | 4865.7949 | -5074.1201 | 0 | 0 | 0 | 0 | 379535.4888
OfL-w08-v14-VRF_HR_OAU1 | OfL | CZ08 | 14 | VRF_HR_OAU1 | 553.1279 | 1712165 | 500422.4062 | 0 | 883691.5 | 1190.9417 | 237081.0312 | 0 | 213.4769 | 89567.0859 | 0 | 0 | 0 | 0 | 2851.6464 | 0 | 0 | 2851.6464 | 4865.7949 | -5074.1201 | 0 | 0 | 0 | 0
OfL-w08-v14-VRF_HR_OAU2 | OfL | CZ08 | 14 | VRF_HR_OAU2 | 527.4609 | 1683870.875 | 500422.4062 | 0 | 883691.5 | 1066.9854 | 208911.2656 | 0 | 213.4769 | 89567.0859 | 0 | 0 | 0 | 0 | 2851.6464 | 0 | 0 | 2851.6464 | 4865.7949 | -5074.1201 | 0 | 0 | 0 | 0 | 299758.8138
EPr-w08-v14-HP_S1Std | EPr | CZ08 | 14 | HP_S1Std | 191.9834 | 362855.875 | 133157.6562 | 0 | 99493.7734 | 19295.9395 | 44779.1602 | 0 | 0 | 65983.0859 | 0 | 146.3375 | 0 | 0 | 2208.0776 | 110.3944 | 0 | 2097.683 | 2002.3323 | -1782.0758 | 0.038212 | 0 | 1 | 0
EPr-w08-v14-HP_S0Std | EPr | CZ08 | 14 | HP_S0Std | 191.9835 | 373375.5938 | 133157.6562 | 0 | 99493.7734 | 19294.8008 | 55299.9883 | 0 | 0 | 65983.0781 | 0 | 146.336 | 0 | 0 | 2208.0771 | 110.3944 | 0 | 2097.6826 | 2002.3323 | -1782.0758 | 0.038212 | 0 | 1 | 0
EPr-w08-v14-HP_S2Std | EPr | CZ08 | 14 | HP_S2Std | 192.1149 | 352023.125 | 133157.6562 | 0 | 99493.7734 | 21272.1621 | 48546.7461 | 0 | 0 | 49400.418 | 0 | 152.4667 | 0 | 0 | 2208.2243 | 110.3944 | 0 | 2097.8298 | 1962.2849 | -1746.4336 | 0 | 0 | 0 | 0
EPr-w08-v14-HP_SHi | EPr | CZ08 | 14 | HP_SHi | 170.8767 | 335389.5938 | 133157.6562 | 0 | 99493.7734 | 17687.9395 | 37854.8906 | 0 | 0 | 47045.9492 | 0 | 149.6139 | 0 | 0 | 2208.2256 | 110.3944 | 0 | 2097.8312 | 1986.9656 | -1768.3992 | 0 | 0 | 0 | 0
EPr-w08-v14-HP_E2Std | EPr | CZ08 | 14 | HP_E2Std | 204.7647 | 366399.5 | 133157.6562 | 0 | 99493.7734 | 17681.8281 | 50592.7578 | 0 | 0 | 65349.5352 | 0 | 123.8147 | 0 | 0 | 2208.2022 | 110.3944 | 0 | 2097.8078 | 2047.0254 | -1821.8527 | 0.038212 | 0 | 1 | 0
EPr-w08-v14-HP_EHi | EPr | CZ08 | 14 | HP_EHi | 189.9531 | 358291.375 | 133157.6562 | 0 | 99493.7734 | 16539.1953 | 43626.9688 | 0 | 0 | 65349.5352 | 0 | 124.3041 | 0 | 0 | 2208.2022 | 110.3944 | 0 | 2097.8078 | 2047.0254 | -1821.8527 | 0.038212 | 0 | 1 | 0
EPr-w08-v14-VRF_HP_OAU0 | EPr | CZ08 | 14 | VRF_HP_OAU0 | 186.5554 | 356049.6562 | 133157.6562 | 0 | 99493.7734 | 18712.0898 | 49145.9258 | 0 | 0 | 55540.1719 | 0 | 0 | 0 | 0 | 2207.8205 | 110.3944 | 0 | 2097.4261 | 1872.8015 | -1950.6532 | 0 | 0 | 0 | 0
EPr-w08-v14-VRF_HP_OAU1 | EPr | CZ08 | 14 | VRF_HP_OAU1 | 175.4443 | 348401.75 | 133157.6562 | 0 | 99493.7734 | 16909.3027 | 43300.9492 | 0 | 0 | 55540.1719 | 0 | 0 | 0 | 0 | 2207.8205 | 110.3944 | 0 | 2097.4261 | 1872.8015 | -1950.6532 | 0 | 0 | 0 | 0
EPr-w08-v14-VRF_HP_OAU2 | EPr | CZ08 | 14 | VRF_HP_OAU2 | 165.981 | 341910.1562 | 133157.6562 | 0 | 99493.7734 | 15327.9668 | 38390.7148 | 0 | 0 | 55540.1719 | 0 | 0 | 0 | 0 | 2207.8205 | 110.3944 | 0 | 2097.4261 | 1872.8015 | -1950.6532 | 0 | 0 | 0 | 0
EPr-w08-v14-VRF_HR_OAU0 | EPr | CZ08 | 14 | VRF_HR_OAU0 | 173.916 | 347836.0625 | 133157.6562 | 0 | 99493.7734 | 15898.9434 | 43939.3633 | 0 | 0 | 55346.3867 | 0 | 0 | 0 | 0 | 2207.8077 | 110.3944 | 0 | 2097.4136 | 1856.6548 | -1934.1979 | 0 | 0 | 0 | 0
EPr-w08-v14-VRF_HR_OAU1 | EPr | CZ08 | 14 | VRF_HR_OAU1 | 164.281 | 340989.75 | 133157.6562 | 0 | 99493.7734 | 14287.8467 | 38704.1836 | 0 | 0 | 55346.3867 | 0 | 0 | 0 | 0 | 2207.8077 | 110.3944 | 0 | 2097.4136 | 1856.6548 | -1934.1979 | 0 | 0 | 0 | 0
EPr-w08-v14-VRF_HR_OAU2 | EPr | CZ08 | 14 | VRF_HR_OAU2 | 156.1852 | 335180.0625 | 133157.6562 | 0 | 99493.7734 | 12872.8555 | 34309.5117 | 0 | 0 | 55346.3867 | 0 | 0 | 0 | 0 | 2207.8077 | 110.3944 | 0 | 2097.4136 | 1856.6548 | -1934.1979 | 0 | 0 | 0 | 0
Htl-w08-v14-HP_S1Std | Htl | CZ08 | 14 | HP_S1Std | 769.9399 | 3596998 | 566447.625 | 0 | 1692748 | 415942.3438 | 586258.5 | 0 | 1121.6216 | 313156.6875 | 0 | 21323.1211 | 0 | 0 | 36280.9037 | 0 | 0 | 36280.9037 | 8387.0869 | -7464.5063 | 0.034243 | 0 | 3 | 0
Htl-w08-v14-HP_S0Std | Htl | CZ08 | 14 | HP_S0Std | 769.9403 | 3625205.75 | 566447.625 | 0 | 1692748 | 415940.2812 | 614468.5625 | 0 | 1121.6216 | 313156.6562 | 0 | 21323.125 | 0 | 0 | 36280.9011 | 0 | 0 | 36280.9011 | 8387.0869 | -7464.5063 | 0.034243 | 0 | 3 | 0
Htl-w08-v14-HP_S2Std | Htl | CZ08 | 14 | HP_S2Std | 741.2432 | 3563569.5 | 566447.625 | 0 | 1692748 | 443246.875 | 547944.9375 | 0 | 1121.6216 | 289060.3125 | 0 | 22999.2012 | 0 | 0 | 36281.2698 | 0 | 0 | 36281.2698 | 8314.7041 | -7400.0854 | 0.011414 | 0 | 1 | 0
Htl-w08-v14-HP_SHi | Htl | CZ08 | 14 | HP_SHi | 711.9275 | 3444413 | 566447.625 | 0 | 1692748 | 371808.125 | 517240.5625 | 0 | 1121.6216 | 271932.75 | 0 | 23112.4961 | 0 | 0 | 36281.2928 | 0 | 0 | 36281.2928 | 8332.1855 | -7415.6455 | 0.011414 | 0 | 1 | 0
Htl-w08-v14-HP_E2Std | Htl | CZ08 | 14 | HP_E2Std | 806.6417 | 3658691.25 | 566447.625 | 0 | 1692748 | 395173.5938 | 611626.4375 | 0 | 1121.6216 | 379660.1875 | 0 | 11912.5049 | 0 | 0 | 36281.1213 | 0 | 0 | 36281.1213 | 8484.3887 | -7551.1064 | 0.034243 | 0 | 3 | 0
Htl-w08-v14-HP_EHi | Htl | CZ08 | 14 | HP_EHi | 750.5835 | 3549253 | 566447.625 | 0 | 1692748 | 356849.25 | 540503.25 | 0 | 1121.6216 | 379660.1875 | 0 | 11922.2676 | 0 | 0 | 36281.1213 | 0 | 0 | 36281.1213 | 8484.3887 | -7551.1064 | 0.034243 | 0 | 3 | 0
Htl-w08-v14-VRF_HP_OAU0 | Htl | CZ08 | 14 | VRF_HP_OAU0 | 781.0082 | 3653933.75 | 566447.625 | 0 | 1692748 | 379750.6562 | 563429.6875 | 0 | 1121.6216 | 450436.1562 | 0 | 0 | 0 | 0 | 36281.2416 | 0 | 0 | 36281.2416 | 7656.1924 | -7936.7246 | 0.17121 | 0 | 15 | 0
Htl-w08-v14-VRF_HP_OAU1 | Htl | CZ08 | 14 | VRF_HP_OAU1 | 717.6024 | 3529140.5 | 566447.625 | 0 | 1692748 | 339342.3125 | 479043.9062 | 0 | 1121.6216 | 450436.125 | 0 | 0 | 0 | 0 | 36281.2416 | 0 | 0 | 36281.2416 | 7656.1934 | -7936.7256 | 0.17121 | 0 | 15 | 0
Htl-w08-v14-VRF_HP_OAU2 | Htl | CZ08 | 14 | VRF_HP_OAU2 | 669.9186 | 3432986.5 | 566447.625 | 0 | 1692748 | 305344.4375 | 416888.0312 | 0 | 1121.6216 | 450436.1562 | 0 | 0 | 0 | 0 | 36281.2416 | 0 | 0 | 36281.2416 | 7656.1934 | -7936.7256 | 0.17121 | 0 | 15 | 0
Htl-w08-v14-VRF_HR_OAU0 | Htl | CZ08 | 14 | VRF_HR_OAU0 | 760.9274 | 3575003.5 | 566447.625 | 0 | 1692748 | 336809.1875 | 528381.125 | 0 | 1121.6216 | 449495.3125 | 0 | 0 | 0 | 0 | 36281.1418 | 0 | 0 | 36281.1418 | 7655.1055 | -7935.165 | 0.67344 | 0 | 58 | 1
Htl-w08-v14-VRF_HR_OAU1 | Htl | CZ08 | 14 | VRF_HR_OAU1 | 698.9775 | 3458398.5 | 566447.625 | 0 | 1692748 | 299687.5 | 448897.6562 | 0 | 1121.6216 | 449495.3125 | 0 | 0 | 0 | 0 | 36281.1418 | 0 | 0 | 36281.1418 | 7655.1055 | -7935.165 | 0.67344 | 0 | 58 | 1
Htl-w08-v14-VRF_HR_OAU2 | Htl | CZ08 | 14 | VRF_HR_OAU2 | 653.9363 | 3369451 | 566447.625 | 0 | 1692748 | 269216.9375 | 390421.1562 | 0 | 1121.6216 | 449495.25 | 0 | 0 | 0 | 0 | 36281.1418 | 0 | 0 | 36281.1418 | 7655.1055 | -7935.165 | 0.67344 | 0 | 58 | 1
OfS-w09-v14-HP_S1Std | OfS | CZ09 | 14 | HP_S1Std | 44.2753 | 108067.7266 | 31593.9805 | 0 | 50648.0078 | 213.4928 | 14621.4551 | 0 | 0 | 10990.5605 | 0 | 0.31383 | 0 | 0 | 171.3766 | 0 | 0 | 171.3766 | 328.6857 | -292.5303 | 0 | 0 | 0 | 0
OfS-w09-v14-HP_S0Std | OfS | CZ09 | 14 | HP_S0Std | 44.2754 | 112762.2969 | 31593.9805 | 0 | 50648.0078 | 213.0747 | 19316.4609 | 0 | 0 | 10990.5605 | 0 | 0.31345 | 0 | 0 | 171.3757 | 0 | 0 | 171.3757 | 328.6857 | -292.5303 | 0 | 0 | 0 | 0
OfS-w09-v14-HP_S2Std | OfS | CZ09 | 14 | HP_S2Std | 44.2994 | 104315.0078 | 31593.9805 | 0 | 50648.0078 | 292.4047 | 15738.1113 | 0 | 0 | 6042.1299 | 0 | 0.49904 | 0 | 0 | 171.4475 | 0 | 0 | 171.4475 | 329.4393 | -293.2009 | 0 | 0 | 0 | 0
OfS-w09-v14-HP_SHi | OfS | CZ09 | 14 | HP_SHi | 40.1282 | 100275.8438 | 31593.9805 | 0 | 50648.0078 | 244.9781 | 12201.4336 | 0 | 0 | 5587.0581 | 0 | 0.48141 | 0 | 0 | 171.4491 | 0 | 0 | 171.4491 | 329.9243 | -293.6326 | 0 | 0 | 0 | 0 | 18033.9512
OfS-w09-v14-HP_E2Std | OfS | CZ09 | 14 | HP_E2Std | 46.6681 | 106983.8672 | 31593.9805 | 0 | 50648.0078 | 228.0461 | 15839.4443 | 0 | 0 | 8673.918 | 0 | 0.59819 | 0 | 0 | 171.432 | 0 | 0 | 171.432 | 333.2789 | -296.6182 | 0 | 0 | 0 | 0 | 24742.0066
OfS-w09-v14-HP_EHi | OfS | CZ09 | 14 | HP_EHi | 43.5161 | 104788.3281 | 31593.9805 | 0 | 50648.0078 | 213.3042 | 13658.6152 | 0 | 0 | 8673.918 | 0 | 0.61669 | 0 | 0 | 171.432 | 0 | 0 | 171.432 | 333.2789 | -296.6182 | 0 | 0 | 0 | 0 | 22546.4541
OfS-w09-v14-VRF_HP_OAU0 | OfS | CZ09 | 14 | VRF_HP_OAU0 | 43.5573 | 105939.9219 | 31593.9805 | 0 | 50648.0078 | 494.4865 | 17787.6289 | 0 | 0 | 5415.9463 | 0 | 0 | 0 | 0 | 171.4197 | 0 | 0 | 171.4197 | 320.4725 | -334.1638 | 0 | 0 | 0 | 0
OfS-w09-v14-VRF_HP_OAU1 | OfS | CZ09 | 14 | VRF_HP_OAU1 | 40.9736 | 103775.375 | 31593.9805 | 0 | 50648.0078 | 445.3463 | 15672.1992 | 0 | 0 | 5415.9463 | 0 | 0 | 0 | 0 | 171.4197 | 0 | 0 | 171.4197 | 320.4725 | -334.1638 | 0 | 0 | 0 | 0
OfS-w09-v14-VRF_HP_OAU2 | OfS | CZ09 | 14 | VRF_HP_OAU2 | 38.8057 | 101951.7578 | 31593.9805 | 0 | 50648.0078 | 402.2104 | 13891.7324 | 0 | 0 | 5415.9463 | 0 | 0 | 0 | 0 | 171.4197 | 0 | 0 | 171.4197 | 320.4725 | -334.1638 | 0 | 0 | 0 | 0
OfS-w09-v14-VRF_HR_OAU0 | OfS | CZ09 | 14 | VRF_HR_OAU0 | 42.86 | 104451 | 31593.9805 | 0 | 50648.0078 | 406.8786 | 16345.1982 | 0 | 0 | 5457.0303 | 0 | 0 | 0 | 0 | 171.3998 | 0 | 0 | 171.3998 | 323.7407 | -337.628 | 0 | 0 | 0 | 0 | 22209.1071
OfS-w09-v14-VRF_HR_OAU1 | OfS | CZ09 | 14 | VRF_HR_OAU1 | 40.3656 | 102460.6719 | 31593.9805 | 0 | 50648.0078 | 364.7633 | 14397.0127 | 0 | 0 | 5457.0303 | 0 | 0 | 0 | 0 | 171.3998 | 0 | 0 | 171.3998 | 323.7407 | -337.628 | 0 | 0 | 0 | 0
OfS-w09-v14-VRF_HR_OAU2 | OfS | CZ09 | 14 | VRF_HR_OAU2 | 38.2728 | 100786.3203 | 31593.9805 | 0 | 50648.0078 | 328.7008 | 12758.708 | 0 | 0 | 5457.0303 | 0 | 0 | 0 | 0 | 171.3998 | 0 | 0 | 171.3998 | 323.7407 | -337.628 | 0 | 0 | 0 | 0 | 18544.4391
OfL-w09-v14-HP_S1Std | OfL | CZ09 | 14 | HP_S1Std | 684.9026 | 1808650.25 | 500422.4062 | 0 | 883691.5 | 871.8657 | 253976.1875 | 0 | 213.4769 | 169474.4688 | 0 | 1.944 | 0 | 0 | 2848.3974 | 0 | 0 | 2848.3974 | 5078.9385 | -4520.2549 | 0 | 0 | 0 | 0
OfL-w09-v14-HP_S0Std | OfL | CZ09 | 14 | HP_S0Std | 684.9023 | 1899722.875 | 500422.4062 | 0 | 883691.5 | 869.8938 | 345033.1562 | 0 | 213.4769 | 169491.5625 | 0 | 1.9423 | 0 | 0 | 2848.3955 | 0 | 0 | 2848.3955 | 5078.9272 | -4520.2451 | 0 | 0 | 0 | 0
OfL-w09-v14-HP_S2Std | OfL | CZ09 | 14 | HP_S2Std | 687.6671 | 1757439.125 | 500422.4062 | 0 | 883691.5 | 1313.2721 | 274429.7812 | 0 | 213.4769 | 97366.9297 | 0 | 3.2032 | 0 | 0 | 2848.4634 | 0 | 0 | 2848.4634 | 5165.3262 | -4597.1401 | 0 | 0 | 0 | 0
OfL-w09-v14-HP_SHi | OfL | CZ09 | 14 | HP_SHi | 623.6114 | 1688915.25 | 500422.4062 | 0 | 883691.5 | 1108.9583 | 213253.6875 | 0 | 213.4769 | 90223.5625 | 0 | 3.1004 | 0 | 0 | 2848.4646 | 0 | 0 | 2848.4646 | 5186.4707 | -4615.959 | 0 | 0 | 0 | 0
OfL-w09-v14-HP_E2Std | OfL | CZ09 | 14 | HP_E2Std | 728.7156 | 1803447.5 | 500422.4062 | 0 | 883691.5 | 1006.5961 | 274453.8125 | 0 | 213.4769 | 143656.9844 | 0 | 3.8303 | 0 | 0 | 2848.4531 | 0 | 0 | 2848.4531 | 5358.2598 | -4768.8511 | 0 | 0 | 0 | 0
OfL-w09-v14-HP_EHi | OfL | CZ09 | 14 | HP_EHi | 678.5904 | 1765594.5 | 500422.4062 | 0 | 883691.5 | 941.5103 | 236665.9375 | 0 | 213.4769 | 143656.9844 | 0 | 3.9487 | 0 | 0 | 2848.4531 | 0 | 0 | 2848.4531 | 5358.2598 | -4768.8511 | 0 | 0 | 0 | 0
OfL-w09-v14-VRF_HP_OAU0 | OfL | CZ09 | 14 | VRF_HP_OAU0 | 723.0115 | 1812363.25 | 500422.4062 | 0 | 883691.5 | 2656.3977 | 331034.5938 | 0 | 213.4769 | 94346.1641 | 0 | 0 | 0 | 0 | 2848.4579 | 0 | 0 | 2848.4579 | 5291.5991 | -5516.0581 | 0 | 0 | 0 | 0
OfL-w09-v14-VRF_HP_OAU1 | OfL | CZ09 | 14 | VRF_HP_OAU1 | 654.3314 | 1753191.125 | 500422.4062 | 0 | 883691.5 | 2270.2422 | 272248.6562 | 0 | 213.4769 | 94346.1641 | 0 | 0 | 0 | 0 | 2848.4579 | 0 | 0 | 2848.4579 | 5291.5991 | -5516.0581 | 0 | 0 | 0 | 0
OfL-w09-v14-VRF_HP_OAU2 | OfL | CZ09 | 14 | VRF_HP_OAU2 | 616.5828 | 1720595.5 | 500422.4062 | 0 | 883691.5 | 2041.8013 | 239881.5312 | 0 | 213.4769 | 94346.1641 | 0 | 0 | 0 | 0 | 2848.4579 | 0 | 0 | 2848.4579 | 5291.5991 | -5516.0581 | 0 | 0 | 0 | 0
OfL-w09-v14-VRF_HR_OAU0 | OfL | CZ09 | 14 | VRF_HR_OAU0 | 697.2673 | 1783016.125 | 500422.4062 | 0 | 883691.5 | 2149.1428 | 301554.6562 | 0 | 213.4769 | 94985.625 | 0 | 0 | 0 | 0 | 2848.4291 | 0 | 0 | 2848.4291 | 5347.8628 | -5575.1655 | 0 | 0 | 0 | 0
OfL-w09-v14-VRF_HR_OAU1 | OfL | CZ09 | 14 | VRF_HR_OAU1 | 633.4772 | 1729189.625 | 500422.4062 | 0 | 883691.5 | 1818.9736 | 248058.5938 | 0 | 213.4769 | 94985.625 | 0 | 0 | 0 | 0 | 2848.4291 | 0 | 0 | 2848.4291 | 5347.8628 | -5575.1655 | 0 | 0 | 0 | 0
OfL-w09-v14-VRF_HR_OAU2 | OfL | CZ09 | 14 | VRF_HR_OAU2 | 598.3779 | 1699684 | 500422.4062 | 0 | 883691.5 | 1631.0464 | 218741.4531 | 0 | 213.4769 | 94985.625 | 0 | 0 | 0 | 0 | 2848.4291 | 0 | 0 | 2848.4291 | 5347.8628 | -5575.1655 | 0 | 0 | 0 | 0
EPr-w09-v14-HP_S1Std | EPr | CZ09 | 14 | HP_S1Std | 232.945 | 376992.5938 | 133157.6562 | 0 | 99493.7734 | 22260.002 | 50371.5039 | 0 | 0 | 71587.125 | 0 | 122.5987 | 0 | 0 | 2208.4562 | 110.3944 | 0 | 2098.0614 | 2221.459 | -1977.0984 | 0 | 0 | 0 | 0
EPr-w09-v14-HP_S0Std | EPr | CZ09 | 14 | HP_S0Std | 232.945 | 387460.9062 | 133157.6562 | 0 | 99493.7734 | 22258.7285 | 60841.1211 | 0 | 0 | 71587.125 | 0 | 122.5982 | 0 | 0 | 2208.4555 | 110.3944 | 0 | 2098.0608 | 2221.459 | -1977.0984 | 0 | 0 | 0 | 0
EPr-w09-v14-HP_S2Std | EPr | CZ09 | 14 | HP_S2Std | 225.843 | 362094.4375 | 133157.6562 | 0 | 99493.7734 | 24419.0723 | 53073.1602 | 0 | 0 | 51763.707 | 0 | 187.2896 | 0 | 0 | 2208.6184 | 110.3944 | 0 | 2098.224 | 2141.2625 | -1905.7234 | 0 | 0 | 0 | 0
EPr-w09-v14-HP_SHi | EPr | CZ09 | 14 | HP_SHi | 201.6673 | 344126 | 133157.6562 | 0 | 99493.7734 | 20334.5898 | 41558.7227 | 0 | 0 | 49428.957 | 0 | 152.5237 | 0 | 0 | 2208.6197 | 110.3944 | 0 | 2098.2254 | 2174.1025 | -1934.951 | 0 | 0 | 0 | 0
EPr-w09-v14-HP_E2Std | EPr | CZ09 | 14 | HP_E2Std | 252.5219 | 378915.3125 | 133157.6562 | 0 | 99493.7734 | 19983.6934 | 55598.0273 | 0 | 0 | 70614.3906 | 0 | 67.5866 | 0 | 0 | 2208.5954 | 110.3944 | 0 | 2098.2013 | 2315.5601 | -2060.8484 | 0 | 0 | 0 | 0
EPr-w09-v14-HP_EHi | EPr | CZ09 | 14 | HP_EHi | 231.6658 | 369969.3125 | 133157.6562 | 0 | 99493.7734 | 18692.3242 | 47943.1016 | 0 | 0 | 70614.3906 | 0 | 68.1123 | 0 | 0 | 2208.5954 | 110.3944 | 0 | 2098.2013 | 2315.5601 | -2060.8484 | 0 | 0 | 0 | 0
EPr-w09-v14-VRF_HP_OAU0 | EPr | CZ09 | 14 | VRF_HP_OAU0 | 226.7763 | 364528.625 | 133157.6562 | 0 | 99493.7734 | 21991.8672 | 54167.7617 | 0 | 0 | 55717.5781 | 0 | 0 | 0 | 0 | 2208.2019 | 110.3944 | 0 | 2097.807 | 1902.5726 | -1982.5986 | 0 | 0 | 0 | 0
EPr-w09-v14-VRF_HP_OAU1 | EPr | CZ09 | 14 | VRF_HP_OAU1 | 210.7884 | 355941.625 | 133157.6562 | 0 | 99493.7734 | 19855.2461 | 47717.6055 | 0 | 0 | 55717.5781 | 0 | 0 | 0 | 0 | 2208.2019 | 110.3944 | 0 | 2097.807 | 1902.5726 | -1982.5986 | 0 | 0 | 0 | 0
EPr-w09-v14-VRF_HP_OAU2 | EPr | CZ09 | 14 | VRF_HP_OAU2 | 197.3702 | 348645.0312 | 133157.6562 | 0 | 99493.7734 | 17976.2773 | 42300.0469 | 0 | 0 | 55717.5781 | 0 | 0 | 0 | 0 | 2208.2019 | 110.3944 | 0 | 2097.807 | 1902.5726 | -1982.5986 | 0 | 0 | 0 | 0
EPr-w09-v14-VRF_HR_OAU0 | EPr | CZ09 | 14 | VRF_HR_OAU0 | 208.2677 | 355064.75 | 133157.6562 | 0 | 99493.7734 | 18647.0527 | 48454.4375 | 0 | 0 | 55311.9922 | 0 | 0 | 0 | 0 | 2208.1893 | 110.3944 | 0 | 2097.7946 | 1871.9775 | -1950.6975 | 0 | 0 | 0 | 0
EPr-w09-v14-VRF_HR_OAU1 | EPr | CZ09 | 14 | VRF_HR_OAU1 | 194.5599 | 347404.9375 | 133157.6562 | 0 | 99493.7734 | 16751.4355 | 42690.2383 | 0 | 0 | 55311.9922 | 0 | 0 | 0 | 0 | 2208.1893 | 110.3944 | 0 | 2097.7946 | 1871.9775 | -1950.6975 | 0 | 0 | 0 | 0
EPr-w09-v14-VRF_HR_OAU2 | EPr | CZ09 | 14 | VRF_HR_OAU2 | 183.0398 | 340926.875 | 133157.6562 | 0 | 99493.7734 | 15119.7432 | 37843.9297 | 0 | 0 | 55311.9922 | 0 | 0 | 0 | 0 | 2208.1893 | 110.3944 | 0 | 2097.7946 | 1871.9775 | -1950.6975 | 0 | 0 | 0 | 0
Htl-w09-v14-HP_S1Std | Htl | CZ09 | 14 | HP_S1Std | 937.8008 | 3814234.75 | 566447.625 | 0 | 1692748 | 492897.875 | 682193.1875 | 0 | 1121.6216 | 366478.0938 | 0 | 12348.1133 | 0 | 0 | 36223.9693 | 0 | 0 | 36223.9693 | 9644.8389 | -8583.9082 | 0 | 0 | 0 | 0
Htl-w09-v14-HP_S0Std | Htl | CZ09 | 14 | HP_S0Std | 937.8011 | 3844442 | 566447.625 | 0 | 1692748 | 492895.5625 | 712401.0625 | 0 | 1121.6216 | 366478.0938 | 0 | 12348.0947 | 0 | 0 | 36223.9616 | 0 | 0 | 36223.9616 | 9644.8389 | -8583.9082 | 0 | 0 | 0 | 0
Htl-w09-v14-HP_S2Std | Htl | CZ09 | 14 | HP_S2Std | 885.649 | 3753942.5 | 566447.625 | 0 | 1692748 | 516428.2812 | 636038.375 | 0 | 1121.6216 | 320843.625 | 0 | 20314.125 | 0 | 0 | 36224.3917 | 0 | 0 | 36224.3917 | 9397.3955 | -8363.6836 | 0 | 0 | 0 | 0
Htl-w09-v14-HP_SHi | Htl | CZ09 | 14 | HP_SHi | 849.8644 | 3608983.5 | 566447.625 | 0 | 1692748 | 432854.9375 | 596042.8125 | 0 | 1121.6216 | 301505.5625 | 0 | 18262.3125 | 0 | 0 | 36224.4275 | 0 | 0 | 36224.4275 | 9449.4014 | -8409.9688 | 0 | 0 | 0 | 0 | 1349787.2466
Htl-w09-v14-HP_E2Std | Htl | CZ09 | 14 | HP_E2Std | 991.321 | 3898183.25 | 566447.625 | 0 | 1692748 | 459184.6562 | 713579.75 | 0 | 1121.6216 | 456983.8438 | 0 | 8115.8477 | 0 | 0 | 36224.2099 | 0 | 0 | 36224.2099 | 9782.2275 | -8706.1826 | 0 | 0 | 0 | 0 | 1638985.7192
Htl-w09-v14-HP_EHi | Htl | CZ09 | 14 | HP_EHi | 913.4854 | 3769295.25 | 566447.625 | 0 | 1692748 | 414096.2812 | 629755.75 | 0 | 1121.6216 | 456983.8438 | 0 | 8140.5566 | 0 | 0 | 36224.2099 | 0 | 0 | 36224.2099 | 9782.2275 | -8706.1826 | 0 | 0 | 0 | 0 | 1510098.0532
Htl-w09-v14-VRF_HP_OAU0 | Htl | CZ09 | 14 | VRF_HP_OAU0 | 960.8306 | 3819061 | 566447.625 | 0 | 1692748 | 446970.5625 | 640474.625 | 0 | 1121.6216 | 471298.5 | 0 | 0 | 0 | 0 | 36224.4326 | 0 | 0 | 36224.4326 | 8435.1973 | -8736.9824 | 0.19404 | 0 | 17 | 0
Htl-w09-v14-VRF_HP_OAU1 | Htl | CZ09 | 14 | VRF_HP_OAU1 | 873.3163 | 3675679 | 566447.625 | 0 | 1692748 | 398710.1562 | 545352.6875 | 0 | 1121.6216 | 471298.5 | 0 | 0 | 0 | 0 | 36224.4326 | 0 | 0 | 36224.4326 | 8435.1973 | -8736.9824 | 0.19404 | 0 | 17 | 0
Htl-w09-v14-VRF_HP_OAU2 | Htl | CZ09 | 14 | VRF_HP_OAU2 | 807.2155 | 3565062.25 | 566447.625 | 0 | 1692748 | 358698.3125 | 474747 | 0 | 1121.6216 | 471298.5 | 0 | 0 | 0 | 0 | 36224.4326 | 0 | 0 | 36224.4326 | 8435.1973 | -8736.9824 | 0.19404 | 0 | 17 | 0
Htl-w09-v14-VRF_HR_OAU0 | Htl | CZ09 | 14 | VRF_HR_OAU0 | 925.9567 | 3740948.25 | 566447.625 | 0 | 1692748 | 400741.9688 | 610030.3125 | 0 | 1121.6216 | 469857.9688 | 0 | 0 | 0 | 0 | 36224.3533 | 0 | 0 | 36224.3533 | 8385.6924 | -8684.4717 | 0.91314 | 0 | 77 | 3 | 1481751.8716
Htl-w09-v14-VRF_HR_OAU1 | Htl | CZ09 | 14 | VRF_HR_OAU1 | 843.2548 | 3604181.25 | 566447.625 | 0 | 1692748 | 355246.875 | 518757.5625 | 0 | 1121.6216 | 469857.9688 | 0 | 0 | 0 | 0 | 36224.3533 | 0 | 0 | 36224.3533 | 8385.6924 | -8684.4717 | 0.91314 | 0 | 77 | 3
Htl-w09-v14-VRF_HR_OAU2 | Htl | CZ09 | 14 | VRF_HR_OAU2 | 780.8423 | 3499637.5 | 566447.625 | 0 | 1692748 | 318066.0312 | 451396.2188 | 0 | 1121.6216 | 469857.9688 | 0 | 0 | 0 | 0 | 36224.3533 | 0 | 0 | 36224.3533 | 8385.6924 | -8684.4717 | 0.91314 | 0 | 77 | 3 | 1240441.8403
OfS-w10-v14-HP_S1Std | OfS | CZ10 | 14 | HP_S1Std | 44.9926 | 108684.9219 | 31593.9805 | 0 | 50648.0078 | 285.1779 | 16125.5791 | 0 | 0 | 10031.4326 | 0 | 0.85166 | 0 | 0 | 170.6834 | 0 | 0 | 170.6834 | 298.6417 | -265.7911 | 0 | 0 | 0 | 0
OfS-w10-v14-HP_S0Std | OfS | CZ10 | 14 | HP_S0Std | 44.9926 | 112890.1719 | 31593.9805 | 0 | 50648.0078 | 284.6635 | 20331.7891 | 0 | 0 | 10031.0244 | 0 | 0.85073 | 0 | 0 | 170.6825 | 0 | 0 | 170.6825 | 298.6454 | -265.7944 | 0 | 0 | 0 | 0
OfS-w10-v14-HP_S2Std | OfS | CZ10 | 14 | HP_S2Std | 46.1504 | 105621.1094 | 31593.9805 | 0 | 50648.0078 | 366.5989 | 17340.0449 | 0 | 0 | 5671.1792 | 0 | 1.4066 | 0 | 0 | 170.7503 | 0 | 0 | 170.7503 | 302.781 | -269.475 | 0 | 0 | 0 | 0
OfS-w10-v14-HP_SHi | OfS | CZ10 | 14 | HP_SHi | 41.3721 | 101277.875 | 31593.9805 | 0 | 50648.0078 | 305.7237 | 13501.0586 | 0 | 0 | 5227.8521 | 0 | 1.3643 | 0 | 0 | 170.7518 | 0 | 0 | 170.7518 | 301.8883 | -268.6806 | 0 | 0 | 0 | 0
OfS-w10-v14-HP_E2Std | OfS | CZ10 | 14 | HP_E2Std | 47.7777 | 108145.6719 | 31593.9805 | 0 | 50648.0078 | 292.9405 | 17418.1055 | 0 | 0 | 8191.1855 | 0 | 1.5725 | 0 | 0 | 170.7346 | 0 | 0 | 170.7346 | 298.9301 | -266.0478 | 0 | 0 | 0 | 0
OfS-w10-v14-HP_EHi | OfS | CZ10 | 14 | HP_EHi | 44.476 | 105728.5938 | 31593.9805 | 0 | 50648.0078 | 273.9932 | 15019.9189 | 0 | 0 | 8191.1855 | 0 | 1.6211 | 0 | 0 | 170.7346 | 0 | 0 | 170.7346 | 298.9301 | -266.0478 | 0 | 0 | 0 | 0
OfS-w10-v14-VRF_HP_OAU0 | OfS | CZ10 | 14 | VRF_HP_OAU0 | 45.5965 | 106994.4062 | 31593.9805 | 0 | 50648.0078 | 577.6074 | 19088.4121 | 0 | 0 | 5086.5303 | 0 | 0 | 0 | 0 | 170.6959 | 0 | 0 | 170.6959 | 290.071 | -302.3511 | 0 | 0 | 0 | 0
OfS-w10-v14-VRF_HP_OAU1 | OfS | CZ10 | 14 | VRF_HP_OAU1 | 42.7461 | 104666.875 | 31593.9805 | 0 | 50648.0078 | 521.3123 | 16817.1582 | 0 | 0 | 5086.5303 | 0 | 0 | 0 | 0 | 170.6959 | 0 | 0 | 170.6959 | 290.071 | -302.3511 | 0 | 0 | 0 | 0
OfS-w10-v14-VRF_HP_OAU2 | OfS | CZ10 | 14 | VRF_HP_OAU2 | 40.3598 | 102705.25 | 31593.9805 | 0 | 50648.0078 | 471.5565 | 14905.3086 | 0 | 0 | 5086.5303 | 0 | 0 | 0 | 0 | 170.6959 | 0 | 0 | 170.6959 | 290.071 | -302.3511 | 0 | 0 | 0 | 0
OfS-w10-v14-VRF_HR_OAU0 | OfS | CZ10 | 14 | VRF_HR_OAU0 | 44.9341 | 105516.7188 | 31593.9805 | 0 | 50648.0078 | 474.4633 | 17708.3203 | 0 | 0 | 5092.0645 | 0 | 0 | 0 | 0 | 170.6744 | 0 | 0 | 170.6744 | 290.0569 | -302.3555 | 0 | 0 | 0 | 0
OfS-w10-v14-VRF_HR_OAU1 | OfS | CZ10 | 14 | VRF_HR_OAU1 | 42.1703 | 103355.7266 | 31593.9805 | 0 | 50648.0078 | 425.6846 | 15596.085 | 0 | 0 | 5092.0645 | 0 | 0 | 0 | 0 | 170.6744 | 0 | 0 | 170.6744 | 290.0569 | -302.3555 | 0 | 0 | 0 | 0
OfS-w10-v14-VRF_HR_OAU2 | OfS | CZ10 | 14 | VRF_HR_OAU2 | 39.8555 | 101539.4219 | 31593.9805 | 0 | 50648.0078 | 383.2244 | 13822.2461 | 0 | 0 | 5092.0645 | 0 | 0 | 0 | 0 | 170.6744 | 0 | 0 | 170.6744 | 290.0569 | -302.3555 | 0 | 0 | 0 | 0
OfL-w10-v14-HP_S1Std | OfL | CZ10 | 14 | HP_S1Std | 690.4971 | 1819499.625 | 500422.4062 | 0 | 883691.5 | 1450.4016 | 278556.7188 | 0 | 213.4769 | 155161.2656 | 0 | 4.2467 | 0 | 0 | 2835.287 | 0 | 0 | 2835.287 | 4581.5132 | -4077.5474 | 0 | 0 | 0 | 0
OfL-w10-v14-HP_S0Std | OfL | CZ10 | 14 | HP_S0Std | 690.5007 | 1899215.625 | 500422.4062 | 0 | 883691.5 | 1447.3184 | 358256.5938 | 0 | 213.4769 | 155180.1562 | 0 | 4.2423 | 0 | 0 | 2835.2851 | 0 | 0 | 2835.2851 | 4581.6636 | -4077.6812 | 0 | 0 | 0 | 0
OfL-w10-v14-HP_S2Std | OfL | CZ10 | 14 | HP_S2Std | 709.4033 | 1778456.375 | 500422.4062 | 0 | 883691.5 | 2017.5938 | 300412.0625 | 0 | 213.4769 | 91692.4688 | 0 | 8.0155 | 0 | 0 | 2835.3507 | 0 | 0 | 2835.3507 | 4710.5044 | -4192.3491 | 0 | 0 | 0 | 0
OfL-w10-v14-HP_SHi | OfL | CZ10 | 14 | HP_SHi | 636.0509 | 1705483 | 500422.4062 | 0 | 883691.5 | 1693.1406 | 234823.9219 | 0 | 213.4769 | 84632.1953 | 0 | 7.8259 | 0 | 0 | 2835.351 | 0 | 0 | 2835.351 | 4701.6436 | -4184.4629 | 0 | 0 | 0 | 0
OfL-w10-v14-HP_E2Std | OfL | CZ10 | 14 | HP_E2Std | 737.6284 | 1823745.5 | 500422.4062 | 0 | 883691.5 | 1590.2725 | 302110.1562 | 0 | 213.4769 | 135709.4688 | 0 | 9.2684 | 0 | 0 | 2835.3354 | 0 | 0 | 2835.3354 | 4742.3662 | -4220.7061 | 0 | 0 | 0 | 0
OfL-w10-v14-HP_EHi | OfL | CZ10 | 14 | HP_EHi | 686.186 | 1782047.25 | 500422.4062 | 0 | 883691.5 | 1487.402 | 260514.6094 | 0 | 213.4769 | 135709.4688 | 0 | 9.5551 | 0 | 0 | 2835.3354 | 0 | 0 | 2835.3354 | 4742.3662 | -4220.7061 | 0 | 0 | 0 | 0
OfL-w10-v14-VRF_HP_OAU0 | OfL | CZ10 | 14 | VRF_HP_OAU0 | 738.1511 | 1825547.5 | 500422.4062 | 0 | 883691.5 | 3504.8416 | 347007.7188 | 0 | 213.4769 | 90708.4766 | 0 | 0 | 0 | 0 | 2835.3149 | 0 | 0 | 2835.3149 | 4957.3569 | -5163.021 | 0 | 0 | 0 | 0
OfL-w10-v14-VRF_HP_OAU1 | OfL | CZ10 | 14 | VRF_HP_OAU1 | 666.1469 | 1763459.875 | 500422.4062 | 0 | 883691.5 | 2998.0845 | 285426.9062 | 0 | 213.4769 | 90708.4766 | 0 | 0 | 0 | 0 | 2835.3149 | 0 | 0 | 2835.3149 | 4957.3569 | -5163.021 | 0 | 0 | 0 | 0
OfL-w10-v14-VRF_HP_OAU2 | OfL | CZ10 | 14 | VRF_HP_OAU2 | 626.6702 | 1729282 | 500422.4062 | 0 | 883691.5 | 2703.1733 | 251544.375 | 0 | 213.4769 | 90708.4766 | 0 | 0 | 0 | 0 | 2835.3149 | 0 | 0 | 2835.3149 | 4957.3569 | -5163.021 | 0 | 0 | 0 | 0
OfL-w10-v14-VRF_HR_OAU0 | OfL | CZ10 | 14 | VRF_HR_OAU0 | 750.4159 | 1804381.875 | 500422.4062 | 0 | 883691.5 | 2876.7776 | 325323.0625 | 0 | 213.4769 | 91855.5078 | 0 | 0 | 0 | 0 | 2835.288 | 0 | 0 | 2835.288 | 5057.1123 | -5265.6294 | 0 | 0 | 0 | 0
OfL-w10-v14-VRF_HR_OAU1 | OfL | CZ10 | 14 | VRF_HR_OAU1 | 675.9462 | 1746165.25 | 500422.4062 | 0 | 883691.5 | 2441.5625 | 267541.9375 | 0 | 213.4769 | 91855.5078 | 0 | 0 | 0 | 0 | 2835.288 | 0 | 0 | 2835.288 | 5057.1123 | -5265.6294 | 0 | 0 | 0 | 0
OfL-w10-v14-VRF_HR_OAU2 | OfL | CZ10 | 14 | VRF_HR_OAU2 | 635.1567 | 1714238.25 | 500422.4062 | 0 | 883691.5 | 2188.9819 | 235867.7188 | 0 | 213.4769 | 91855.5078 | 0 | 0 | 0 | 0 | 2835.288 | 0 | 0 | 2835.288 | 5057.1123 | -5265.6294 | 0 | 0 | 0 | 0
EPr-w10-v14-HP_S1Std | EPr | CZ10 | 14 | HP_S1Std | 230.9907 | 375774.4688 | 133157.6562 | 0 | 99493.7734 | 23177.5645 | 57230.7461 | 0 | 0 | 62064.7969 | 0 | 649.7605 | 0 | 0 | 2201.4965 | 110.3944 | 0 | 2091.1022 | 1848.114 | -1644.8217 | 0.22927 | 0 | 6 | 0
EPr-w10-v14-HP_S0Std | EPr | CZ10 | 14 | HP_S0Std | 230.9911 | 383700.5625 | 133157.6562 | 0 | 99493.7734 | 23176.4336 | 65158.0234 | 0 | 0 | 62064.7969 | 0 | 649.7498 | 0 | 0 | 2201.496 | 110.3944 | 0 | 2091.1016 | 1848.1143 | -1644.8219 | 0.22927 | 0 | 6 | 0
EPr-w10-v14-HP_S2Std | EPr | CZ10 | 14 | HP_S2Std | 232.6042 | 366268.3125 | 133157.6562 | 0 | 99493.7734 | 25202.2891 | 60843.0898 | 0 | 0 | 46876.9922 | 0 | 694.6635 | 0 | 0 | 2201.6485 | 110.3944 | 0 | 2091.2542 | 1807.0117 | -1608.2405 | 0.22927 | 0 | 6 | 0
EPr-w10-v14-HP_SHi | EPr | CZ10 | 14 | HP_SHi | 206.8537 | 346984.375 | 133157.6562 | 0 | 99493.7734 | 21050.4023 | 47935.875 | 0 | 0 | 44679.1211 | 0 | 667.7517 | 0 | 0 | 2201.6501 | 110.3944 | 0 | 2091.2557 | 1829.1628 | -1627.9547 | 0.22927 | 0 | 6 | 0 | 114333.1501
EPr-w10-v14-HP_E2Std | EPr | CZ10 | 14 | HP_E2Std | 254.8218 | 379676.9688 | 133157.6562 | 0 | 99493.7734 | 20938.2695 | 63295.4453 | 0 | 0 | 62336.3398 | 0 | 455.397 | 0 | 0 | 2201.623 | 110.3944 | 0 | 2091.2286 | 1893.256 | -1684.9979 | 0.30569 | 0 | 8 | 0 | 147025.4517
EPr-w10-v14-HP_EHi | EPr | CZ10 | 14 | HP_EHi | 233.4447 | 369610.2812 | 133157.6562 | 0 | 99493.7734 | 19584.6445 | 54580.6797 | 0 | 0 | 62336.3398 | 0 | 457.2922 | 0 | 0 | 2201.623 | 110.3944 | 0 | 2091.2286 | 1893.256 | -1684.9979 | 0.30569 | 0 | 8 | 0 | 136958.9562
EPr-w10-v14-VRF_HP_OAU0 | EPr | CZ10 | 14 | VRF_HP_OAU0 | 253.1601 | 368788.875 | 133157.6562 | 0 | 99493.7734 | 22990.5352 | 61231.9492 | 0 | 0 | 51915.0234 | 0 | 0 | 0 | 0 | 2201.1917 | 110.3944 | 0 | 2090.7973 | 1509.0607 | -1571.7618 | 0.038212 | 0 | 1 | 0
EPr-w10-v14-VRF_HP_OAU1 | EPr | CZ10 | 14 | VRF_HP_OAU1 | 233.2884 | 359285.0625 | 133157.6562 | 0 | 99493.7734 | 20778.2305 | 53940.6836 | 0 | 0 | 51915.0195 | 0 | 0 | 0 | 0 | 2201.1917 | 110.3944 | 0 | 2090.7973 | 1509.0607 | -1571.7618 | 0.038212 | 0 | 1 | 0
EPr-w10-v14-VRF_HP_OAU2 | EPr | CZ10 | 14 | VRF_HP_OAU2 | 216.5591 | 351214.1562 | 133157.6562 | 0 | 99493.7734 | 18832.375 | 47815.6602 | 0 | 0 | 51915.0273 | 0 | 0 | 0 | 0 | 2201.1917 | 110.3944 | 0 | 2090.7973 | 1509.0607 | -1571.7618 | 0.038212 | 0 | 1 | 0
EPr-w10-v14-VRF_HR_OAU0 | EPr | CZ10 | 14 | VRF_HR_OAU0 | 240.8104 | 359537.4062 | 133157.6562 | 0 | 99493.7734 | 19487.5391 | 55597.6914 | 0 | 0 | 51800.9453 | 0 | 0 | 0 | 0 | 2201.1805 | 110.3944 | 0 | 2090.7856 | 1499.205 | -1560.2159 | 0.076423 | 0 | 2 | 0 | 126886.1758
EPr-w10-v14-VRF_HR_OAU1 | EPr | CZ10 | 14 | VRF_HR_OAU1 | 222.5002 | 351004.0312 | 133157.6562 | 0 | 99493.7734 | 17557.2988 | 48994.5352 | 0 | 0 | 51800.9453 | 0 | 0 | 0 | 0 | 2201.1805 | 110.3944 | 0 | 2090.7856 | 1499.205 | -1560.2159 | 0.038212 | 0 | 1 | 0
EPr-w10-v14-VRF_HR_OAU2 | EPr | CZ10 | 14 | VRF_HR_OAU2 | 207.3084 | 343753.375 | 133157.6562 | 0 | 99493.7734 | 15842.8516 | 43458.25 | 0 | 0 | 51800.9453 | 0 | 0 | 0 | 0 | 2201.1805 | 110.3944 | 0 | 2090.7856 | 1499.205 | -1560.2159 | 0.038212 | 0 | 1 | 0 | 111102.0469
Htl-w10-v14-HP_S1Std | Htl | CZ10 | 14 | HP_S1Std | 997.8928 | 3961245.5 | 566447.625 | 0 | 1692748 | 542181.125 | 766378.3125 | 0 | 1121.6216 | 356840.9688 | 0 | 35527.7344 | 0 | 0 | 35993.3722 | 0 | 0 | 35993.3722 | 9420.626 | -8384.3555 | 0.022828 | 0 | 2 | 0
Htl-w10-v14-HP_S0Std | Htl | CZ10 | 14 | HP_S0Std | 997.893 | 3987841.25 | 566447.625 | 0 | 1692748 | 542178.0625 | 792976.0625 | 0 | 1121.6216 | 356841.0938 | 0 | 35527.7305 | 0 | 0 | 35993.3722 | 0 | 0 | 35993.3722 | 9420.626 | -8384.3564 | 0.022828 | 0 | 2 | 0
Htl-w10-v14-HP_S2Std | Htl | CZ10 | 14 | HP_S2Std | 939.9042 | 3900879 | 566447.625 | 0 | 1692748 | 564203.75 | 717116.625 | 0 | 1121.6216 | 311046.75 | 0 | 48194.3359 | 0 | 0 | 35993.7741 | 0 | 0 | 35993.7741 | 9181.041 | -8171.126 | 0 | 0 | 0 | 0
Htl-w10-v14-HP_SHi | Htl | CZ10 | 14 | HP_SHi | 899.8943 | 3744065 | 566447.625 | 0 | 1692748 | 475126.5 | 668925.1875 | 0 | 1121.6216 | 294159.2188 | 0 | 45536.082 | 0 | 0 | 35993.7997 | 0 | 0 | 35993.7997 | 9218.4619 | -8204.4297 | 0 | 0 | 0 | 0
Htl-w10-v14-HP_E2Std | Htl | CZ10 | 14 | HP_E2Std | 1054.9982 | 4044321.25 | 566447.625 | 0 | 1692748 | 508466.9062 | 801719.9375 | 0 | 1121.6216 | 445622 | 0 | 28193.875 | 0 | 0 | 35993.6026 | 0 | 0 | 35993.6026 | 9542.3447 | -8492.6875 | 0.034243 | 0 | 3 | 0
Htl-w10-v14-HP_EHi | Htl | CZ10 | 14 | HP_EHi | 969.4766 | 3899340 | 566447.625 | 0 | 1692748 | 458009.6562 | 707103.875 | 0 | 1121.6216 | 445622 | 0 | 28287.5703 | 0 | 0 | 35993.6026 | 0 | 0 | 35993.6026 | 9542.3447 | -8492.6875 | 0.034243 | 0 | 3 | 0
Htl-w10-v14-VRF_HP_OAU0 | Htl | CZ10 | 14 | VRF_HP_OAU0 | 1076.2277 | 3956137.5 | 566447.625 | 0 | 1692748 | 508595.75 | 726736.6875 | 0 | 1121.6216 | 460487.2188 | 0 | 0 | 0 | 0 | 35993.7075 | 0 | 0 | 35993.7075 | 8111.0288 | -8393.3076 | 0.2397 | 0 | 21 | 0
Htl-w10-v14-VRF_HP_OAU1 | Htl | CZ10 | 14 | VRF_HP_OAU1 | 967.8876 | 3795329.5 | 566447.625 | 0 | 1692748 | 454253.0312 | 620270.6875 | 0 | 1121.6216 | 460487.2812 | 0 | 0 | 0 | 0 | 35993.7075 | 0 | 0 | 35993.7075 | 8111.0366 | -8393.3164 | 0.2397 | 0 | 21 | 0
Htl-w10-v14-VRF_HP_OAU2 | Htl | CZ10 | 14 | VRF_HP_OAU2 | 886.3603 | 3670392.5 | 566447.625 | 0 | 1692748 | 408923.9062 | 540663.625 | 0 | 1121.6216 | 460487.2812 | 0 | 0 | 0 | 0 | 35993.7075 | 0 | 0 | 35993.7075 | 8111.0366 | -8393.3164 | 0.2397 | 0 | 21 | 0
Htl-w10-v14-VRF_HR_OAU0 | Htl | CZ10 | 14 | VRF_HR_OAU0 | 1041.4476 | 3866708 | 566447.625 | 0 | 1692748 | 457265.875 | 689494.875 | 0 | 1121.6216 | 459629.1562 | 0 | 0 | 0 | 0 | 35993.6102 | 0 | 0 | 35993.6102 | 8078.8682 | -8358.6289 | 0.97021 | 0 | 85 | 0
Htl-w10-v14-VRF_HR_OAU1 | Htl | CZ10 | 14 | VRF_HR_OAU1 | 939.3483 | 3713750.5 | 566447.625 | 0 | 1692748 | 406514.3125 | 587288.8125 | 0 | 1121.6216 | 459629.1562 | 0 | 0 | 0 | 0 | 35993.6102 | 0 | 0 | 35993.6102 | 8078.8682 | -8358.6289 | 0.97021 | 0 | 85 | 0
Htl-w10-v14-VRF_HR_OAU2 | Htl | CZ10 | 14 | VRF_HR_OAU2 | 862.931 | 3596485.75 | 566447.625 | 0 | 1692748 | 364810.9688 | 511726.875 | 0 | 1121.6216 | 459629.1562 | 0 | 0 | 0 | 0 | 35993.6102 | 0 | 0 | 35993.6102 | 8078.8682 | -8358.6289 | 0.97021 | 0 | 85 | 0
OfS-w11-v14-HP_S1Std | OfS | CZ11 | 14 | HP_S1Std | 44.7476 | 111335.1484 | 31593.9805 | 0 | 50648.0078 | 1713.1528 | 16660.2637 | 0 | 0 | 10694.2402 | 0 | 25.5731 | 0 | 0 | 172.8595 | 0 | 0 | 172.8595 | 314.3682 | -279.7877 | 0 | 0 | 0 | 0
OfS-w11-v14-HP_S0Std | OfS | CZ11 | 14 | HP_S0Std | 44.7488 | 114654.5391 | 31593.9805 | 0 | 50648.0078 | 1712.0446 | 19980.1895 | 0 | 0 | 10694.8506 | 0 | 25.5549 | 0 | 0 | 172.8586 | 0 | 0 | 172.8586 | 314.3865 | -279.804 | 0 | 0 | 0 | 0
OfS-w11-v14-HP_S2Std | OfS | CZ11 | 14 | HP_S2Std | 45.8995 | 108238.1328 | 31593.9805 | 0 | 50648.0078 | 2048.1499 | 17899.791 | 0 | 0 | 6012.6836 | 0 | 35.6193 | 0 | 0 | 172.9297 | 0 | 0 | 172.9297 | 321.7743 | -286.3792 | 0 | 0 | 0 | 0
OfS-w11-v14-HP_SHi | OfS | CZ11 | 14 | HP_SHi | 40.7565 | 103379.5156 | 31593.9805 | 0 | 50648.0078 | 1700.1427 | 13874.2607 | 0 | 0 | 5527.9565 | 0 | 35.271 | 0 | 0 | 172.9316 | 0 | 0 | 172.9316 | 317.989 | -283.0103 | 0 | 0 | 0 | 0
OfS-w11-v14-HP_E2Std | OfS | CZ11 | 14 | HP_E2Std | 46.9862 | 110385.4297 | 31593.9805 | 0 | 50648.0078 | 1656.6868 | 17833.5625 | 0 | 0 | 8615.9697 | 0 | 37.3244 | 0 | 0 | 172.9128 | 0 | 0 | 172.9128 | 313.65 | -279.1485 | 0 | 0 | 0 | 0
OfS-w11-v14-HP_EHi | OfS | CZ11 | 14 | HP_EHi | 43.7719 | 107823.6406 | 31593.9805 | 0 | 50648.0078 | 1549.1807 | 15378.1729 | 0 | 0 | 8615.9697 | 0 | 38.4379 | 0 | 0 | 172.9128 | 0 | 0 | 172.9128 | 313.65 | -279.1485 | 0 | 0 | 0 | 0
OfS-w11-v14-VRF_HP_OAU0 | OfS | CZ11 | 14 | VRF_HP_OAU0 | 43.952 | 108806.875 | 31593.9805 | 0 | 50648.0078 | 2416.4893 | 18965.5938 | 0 | 0 | 5182.9189 | 0 | 0 | 0 | 0 | 172.824 | 0 | 0 | 172.824 | 291.9276 | -304.9084 | 0 | 0 | 0 | 0
OfS-w11-v14-VRF_HP_OAU1 | OfS | CZ11 | 14 | VRF_HP_OAU1 | 41.303 | 106331.9531 | 31593.9805 | 0 | 50648.0078 | 2186.2351 | 16720.9199 | 0 | 0 | 5182.9189 | 0 | 0 | 0 | 0 | 172.824 | 0 | 0 | 172.824 | 291.9276 | -304.9084 | 0 | 0 | 0 | 0
OfS-w11-v14-VRF_HP_OAU2 | OfS | CZ11 | 14 | VRF_HP_OAU2 | 39.035 | 104232.9297 | 31593.9805 | 0 | 50648.0078 | 1983.4587 | 14824.71 | 0 | 0 | 5182.9189 | 0 | 0 | 0 | 0 | 172.824 | 0 | 0 | 172.824 | 291.9276 | -304.9084 | 0 | 0 | 0 | 0
OfS-w11-v14-VRF_HR_OAU0 | OfS | CZ11 | 14 | VRF_HR_OAU0 | 43.2172 | 107319.6562 | 31593.9805 | 0 | 50648.0078 | 2030.7018 | 17859.1641 | 0 | 0 | 5187.918 | 0 | 0 | 0 | 0 | 172.8072 | 0 | 0 | 172.8072 | 290.0702 | -302.9825 | 0 | 0 | 0 | 0
OfS-w11-v14-VRF_HR_OAU1 | OfS | CZ11 | 14 | VRF_HR_OAU1 | 40.6611 | 104995.5781 | 31593.9805 | 0 | 50648.0078 | 1826.475 | 15739.3164 | 0 | 0 | 5187.918 | 0 | 0 | 0 | 0 | 172.8072 | 0 | 0 | 172.8072 | 290.0702 | -302.9825 | 0 | 0 | 0 | 0
OfS-w11-v14-VRF_HR_OAU2 | OfS | CZ11 | 14 | VRF_HR_OAU2 | 38.5192 | 103029.3906 | 31593.9805 | 0 | 50648.0078 | 1648.9993 | 13950.5986 | 0 | 0 | 5187.918 | 0 | 0 | 0 | 0 | 172.8072 | 0 | 0 | 172.8072 | 290.0702 | -302.9825 | 0 | 0 | 0 | 0
OfL-w11-v14-HP_S1Std | OfL | CZ11 | 14 | HP_S1Std | 679.0725 | 1826462 | 500422.4062 | 0 | 883691.5 | 8872.5684 | 271095.1562 | 0 | 213.4769 | 162034.125 | 0 | 133.5782 | 0 | 0 | 2872.663 | 0 | 0 | 2872.663 | 4747.9512 | -4225.6768 | 0 | 0 | 0 | 0
OfL-w11-v14-HP_S0Std | OfL | CZ11 | 14 | HP_S0Std | 679.0809 | 1893768.625 | 500422.4062 | 0 | 883691.5 | 8864.5654 | 338390 | 0 | 213.4769 | 162054.2969 | 0 | 133.4921 | 0 | 0 | 2872.6611 | 0 | 0 | 2872.6611 | 4748.0044 | -4225.7241 | 0 | 0 | 0 | 0
OfL-w11-v14-HP_S2Std | OfL | CZ11 | 14 | HP_S2Std | 697.9282 | 1782225.125 | 500422.4062 | 0 | 883691.5 | 11338.8027 | 291921.7812 | 0 | 213.4769 | 94425.6719 | 0 | 213.0537 | 0 | 0 | 2872.7472 | 0 | 0 | 2872.7472 | 4914.2554 | -4373.6865 | 0 | 0 | 0 | 0
OfL-w11-v14-HP_SHi | OfL | CZ11 | 14 | HP_SHi | 620.5895 | 1707433.375 | 500422.4062 | 0 | 883691.5 | 9470.2578 | 226619.4688 | 0 | 213.4769 | 86807.2734 | 0 | 210.5797 | 0 | 0 | 2872.7494 | 0 | 0 | 2872.7494 | 4884.0068 | -4346.7666 | 0 | 0 | 0 | 0 | 323321.0565
OfL-w11-v14-HP_E2Std | OfL | CZ11 | 14 | HP_E2Std | 717.1005 | 1822171.375 | 500422.4062 | 0 | 883691.5 | 8993.0869 | 291114.125 | 0 | 213.4769 | 137491.3594 | 0 | 246.6289 | 0 | 0 | 2872.7245 | 0 | 0 | 2872.7245 | 4893.979 | -4355.6406 | 0 | 0 | 0 | 0 | 438058.6771
OfL-w11-v14-HP_EHi | OfL | CZ11 | 14 | HP_EHi | 667.9198 | 1781512.875 | 500422.4062 | 0 | 883691.5 | 8408.9092 | 251032.5312 | 0 | 213.4769 | 137491.3594 | 0 | 254.0641 | 0 | 0 | 2872.7245 | 0 | 0 | 2872.7245 | 4893.979 | -4355.6406 | 0 | 0 | 0 | 0 | 397400.3408
OfL-w11-v14-VRF_HP_OAU0 | OfL | CZ11 | 14 | VRF_HP_OAU0 | 693.4312 | 1820022.75 | 500422.4062 | 0 | 883691.5 | 15663.0898 | 330187.3125 | 0 | 213.4769 | 89846.3281 | 0 | 0 | 0 | 0 | 2872.6659 | 0 | 0 | 2872.6659 | 4846.2744 | -5062.8667 | 0 | 0 | 0 | 0
OfL-w11-v14-VRF_HP_OAU1 | OfL | CZ11 | 14 | VRF_HP_OAU1 | 629.5374 | 1759258.375 | 500422.4062 | 0 | 883691.5 | 13453.4863 | 271632.625 | 0 | 213.4769 | 89846.3281 | 0 | 0 | 0 | 0 | 2872.6659 | 0 | 0 | 2872.6659 | 4846.2744 | -5062.8667 | 0 | 0 | 0 | 0
OfL-w11-v14-VRF_HP_OAU2 | OfL | CZ11 | 14 | VRF_HP_OAU2 | 594.394 | 1725780.75 | 500422.4062 | 0 | 883691.5 | 12160.8242 | 239447.9062 | 0 | 213.4769 | 89846.3047 | 0 | 0 | 0 | 0 | 2872.6659 | 0 | 0 | 2872.6659 | 4846.2744 | -5062.8667 | 0 | 0 | 0 | 0
OfL-w11-v14-VRF_HR_OAU0 | OfL | CZ11 | 14 | VRF_HR_OAU0 | 694.1595 | 1805504.375 | 500422.4062 | 0 | 883691.5 | 13128.5127 | 317759.625 | 0 | 213.4769 | 90289.9688 | 0 | 0 | 0 | 0 | 2872.6448 | 0 | 0 | 2872.6448 | 4853.9902 | -5070.1304 | 0 | 0 | 0 | 0 | 421391.5833
OfL-w11-v14-VRF_HR_OAU1 | OfL | CZ11 | 14 | VRF_HR_OAU1 | 630.1627 | 1747130.125 | 500422.4062 | 0 | 883691.5 | 11205.0312 | 261309.2344 | 0 | 213.4769 | 90289.9297 | 0 | 0 | 0 | 0 | 2872.6448 | 0 | 0 | 2872.6448 | 4853.9902 | -5070.1304 | 0 | 0 | 0 | 0
OfL-w11-v14-VRF_HR_OAU2 | OfL | CZ11 | 14 | VRF_HR_OAU2 | 595.0364 | 1715311 | 500422.4062 | 0 | 883691.5 | 10063.2256 | 230632.0781 | 0 | 213.4769 | 90289.9297 | 0 | 0 | 0 | 0 | 2872.6448 | 0 | 0 | 2872.6448 | 4853.9902 | -5070.1304 | 0 | 0 | 0 | 0 | 331198.7103
EPr-w11-v14-HP_S1Std | EPr | CZ11 | 14 | HP_S1Std | 16.408 | 398352 | 133157.6562 | 0 | 99493.7734 | 46192.1289 | 53514.918 | 0 | 0 | 61571.2109 | 0 | 4422.4141 | 0 | 0 | 2242.9134 | 110.3944 | 0 | 2132.519 | 1802.8176 | -1604.5077 | 0 | 0 | 0 | 0
EPr-w11-v14-HP_S0Std | EPr | CZ11 | 14 | HP_S0Std | 16.408 | 403324.625 | 133157.6562 | 0 | 99493.7734 | 46191.1289 | 58488.3086 | 0 | 0 | 61571.457 | 0 | 4422.3896 | 0 | 0 | 2242.913 | 110.3944 | 0 | 2132.5184 | 1802.8207 | -1604.5104 | 0 | 0 | 0 | 0
EPr-w11-v14-HP_S2Std | EPr | CZ11 | 14 | HP_S2Std | 18.7746 | 391078.875 | 133157.6562 | 0 | 99493.7734 | 49566.2773 | 57278.0078 | 0 | 0 | 47161.1289 | 0 | 4422.106 | 0 | 0 | 2243.0685 | 110.3944 | 0 | 2132.6734 | 1797.2704 | -1599.5706 | 0 | 0 | 0 | 0
EPr-w11-v14-HP_SHi | EPr | CZ11 | 14 | HP_SHi | 14.5959 | 368143.4375 | 133157.6562 | 0 | 99493.7734 | 41660.2617 | 44729.1992 | 0 | 0 | 44766.1211 | 0 | 4336.5576 | 0 | 0 | 2243.0701 | 110.3944 | 0 | 2132.675 | 1804.454 | -1605.964 | 0 | 0 | 0 | 0
EPr-w11-v14-HP_E2Std | EPr | CZ11 | 14 | HP_E2Std | 22.3921 | 400606.8438 | 133157.6562 | 0 | 99493.7734 | 41637.9609 | 59018.4297 | 0 | 0 | 64107.8945 | 0 | 3191.3955 | 0 | 0 | 2243.041 | 110.3944 | 0 | 2132.6467 | 1952.9175 | -1738.0962 | 0.038212 | 0 | 1 | 0
EPr-w11-v14-HP_EHi | EPr | CZ11 | 14 | HP_EHi | 20.145 | 389801.6875 | 133157.6562 | 0 | 99493.7734 | 38939.8086 | 50892.5703 | 0 | 0 | 64107.8945 | 0 | 3210.2751 | 0 | 0 | 2243.041 | 110.3944 | 0 | 2132.6467 | 1952.9175 | -1738.0962 | 0.038212 | 0 | 1 | 0
EPr-w11-v14-VRF_HP_OAU0 | EPr | CZ11 | 14 | VRF_HP_OAU0 | 15.9982 | 388574.7188 | 133157.6562 | 0 | 99493.7734 | 47821.6328 | 56407.957 | 0 | 0 | 51693.9297 | 0 | 0 | 0 | 0 | 2242.6144 | 110.3944 | 0 | 2132.22 | 1452.3049 | -1515.7874 | 0 | 0 | 0 | 0
EPr-w11-v14-VRF_HP_OAU1 | EPr | CZ11 | 14 | VRF_HP_OAU1 | 14.3217 | 377554.4688 | 133157.6562 | 0 | 99493.7734 | 43427.2852 | 49781.8594 | 0 | 0 | 51693.9297 | 0 | 0 | 0 | 0 | 2242.6144 | 110.3944 | 0 | 2132.22 | 1452.3049 | -1515.7874 | 0 | 0 | 0 | 0
EPr-w11-v14-VRF_HP_OAU2 | EPr | CZ11 | 14 | VRF_HP_OAU2 | 12.8646 | 367959.0938 | 133157.6562 | 0 | 99493.7734 | 39450.5977 | 44163.3164 | 0 | 0 | 51693.9297 | 0 | 0 | 0 | 0 | 2242.6144 | 110.3944 | 0 | 2132.22 | 1452.3049 | -1515.7874 | 0 | 0 | 0 | 0
EPr-w11-v14-VRF_HR_OAU0 | EPr | CZ11 | 14 | VRF_HR_OAU0 | 17.1767 | 377282.875 | 133157.6562 | 0 | 99493.7734 | 41209.7812 | 51823.6055 | 0 | 0 | 51598.1367 | 0 | 0 | 0 | 0 | 2242.6059 | 110.3944 | 0 | 2132.2114 | 1443.3651 | -1506.0936 | 0 | 0 | 0 | 0
EPr-w11-v14-VRF_HR_OAU1 | EPr | CZ11 | 14 | VRF_HR_OAU1 | 15.4466 | 367227.0938 | 133157.6562 | 0 | 99493.7734 | 37245.3008 | 45732.4219 | 0 | 0 | 51598.1367 | 0 | 0 | 0 | 0 | 2242.6059 | 110.3944 | 0 | 2132.2114 | 1443.3651 | -1506.0936 | 0 | 0 | 0 | 0
EPr-w11-v14-VRF_HR_OAU2 | EPr | CZ11 | 14 | VRF_HR_OAU2 | 13.9421 | 358599.6875 | 133157.6562 | 0 | 99493.7734 | 33709.0469 | 40641.2305 | 0 | 0 | 51598.1367 | 0 | 0 | 0 | 0 | 2242.6059 | 110.3944 | 0 | 2132.2114 | 1443.3651 | -1506.0936 | 0 | 0 | 0 | 0
Htl-w11-v14-HP_S1Std | Htl | CZ11 | 14 | HP_S1Std | 983.491 | 4464396.5 | 566447.625 | 0 | 1692748 | 797394.375 | 899636.9375 | 0 | 1121.6216 | 397245.4062 | 0 | 109801.5625 | 0 | 0 | 36647.6365 | 0 | 0 | 36647.6365 | 10427.1572 | -9280.1709 | 0 | 0 | 0 | 0
Htl-w11-v14-HP_S0Std | Htl | CZ11 | 14 | HP_S0Std | 983.4938 | 4484611.5 | 566447.625 | 0 | 1692748 | 797390.4375 | 919856 | 0 | 1121.6216 | 397245.9375 | 0 | 109801.5312 | 0 | 0 | 36647.6314 | 0 | 0 | 36647.6314 | 10427.1631 | -9280.1768 | 0 | 0 | 0 | 0
Htl-w11-v14-HP_S2Std | Htl | CZ11 | 14 | HP_S2Std | 945.7734 | 4416429 | 566447.625 | 0 | 1692748 | 828373.25 | 849632.875 | 0 | 1121.6216 | 361256.2188 | 0 | 116849.2969 | 0 | 0 | 36648.0384 | 0 | 0 | 36648.0384 | 10327.7637 | -9191.7109 | 0 | 0 | 0 | 0
Htl-w11-v14-HP_SHi | Htl | CZ11 | 14 | HP_SHi | 892.7681 | 4195160 | 566447.625 | 0 | 1692748 | 695627.5 | 783592.0625 | 0 | 1121.6216 | 338227.5938 | 0 | 117394.4688 | 0 | 0 | 36648.0666 | 0 | 0 | 36648.0666 | 10320.4141 | -9185.168 | 0 | 0 | 0 | 0
Htl-w11-v14-HP_E2Std | Htl | CZ11 | 14 | HP_E2Std | 1039.5908 | 4543504.5 | 566447.625 | 0 | 1692748 | 751533.0625 | 941122.25 | 0 | 1121.6216 | 498169 | 0 | 92362.4219 | 0 | 0 | 36647.8746 | 0 | 0 | 36647.8746 | 10565.2363 | -9403.0605 | 0.011414 | 0 | 1 | 0
Htl-w11-v14-HP_EHi | Htl | CZ11 | 14 | HP_EHi | 956.0021 | 4352468.5 | 566447.625 | 0 | 1692748 | 672001.375 | 829248.875 | 0 | 1121.6216 | 498169 | 0 | 92731.1094 | 0 | 0 | 36647.8746 | 0 | 0 | 36647.8746 | 10565.2363 | -9403.0605 | 0.011414 | 0 | 1 | 0
Htl-w11-v14-VRF_HP_OAU0 | Htl | CZ11 | 14 | VRF_HP_OAU0 | 1004.489 | 4369382 | 566447.625 | 0 | 1692748 | 796522.5625 | 847455.125 | 0 | 1121.6216 | 465085.9688 | 0 | 0 | 0 | 0 | 36647.8566 | 0 | 0 | 36647.8566 | 8719.7822 | -9056.749 | 0.057071 | 0 | 5 | 0
Htl-w11-v14-VRF_HP_OAU1 | Htl | CZ11 | 14 | VRF_HP_OAU1 | 907.9666 | 4159700 | 566447.625 | 0 | 1692748 | 710524.6875 | 723771.375 | 0 | 1121.6216 | 465085.9688 | 0 | 0 | 0 | 0 | 36647.8566 | 0 | 0 | 36647.8566 | 8719.7822 | -9056.749 | 0.057071 | 0 | 5 | 0
Htl-w11-v14-VRF_HP_OAU2 | Htl | CZ11 | 14 | VRF_HP_OAU2 | 835.7545 | 3997685 | 566447.625 | 0 | 1692748 | 640686.5625 | 631593.8125 | 0 | 1121.6216 | 465085.9688 | 0 | 0 | 0 | 0 | 36647.8566 | 0 | 0 | 36647.8566 | 8719.7842 | -9056.751 | 0.057071 | 0 | 5 | 0
Htl-w11-v14-VRF_HR_OAU0 | Htl | CZ11 | 14 | VRF_HR_OAU0 | 981.4542 | 4257311 | 566447.625 | 0 | 1692748 | 723035.75 | 809650.375 | 0 | 1121.6216 | 464306.5 | 0 | 0 | 0 | 0 | 36647.7824 | 0 | 0 | 36647.7824 | 8748.4902 | -9085.9648 | 0.82182 | 0 | 66 | 6
Htl-w11-v14-VRF_HR_OAU1 | Htl | CZ11 | 14 | VRF_HR_OAU1 | 889.4972 | 4056874.25 | 566447.625 | 0 | 1692748 | 641660.6875 | 690555.9375 | 0 | 1121.6216 | 464339.4688 | 0 | 0 | 0 | 0 | 36647.7824 | 0 | 0 | 36647.7824 | 8757.1445 | -9095.0137 | 0.81041 | 0 | 65 | 6
Htl-w11-v14-VRF_HR_OAU2 | Htl | CZ11 | 14 | VRF_HR_OAU2 | 819.2943 | 3902098.75 | 566447.625 | 0 | 1692748 | 575606.5625 | 601834.1875 | 0 | 1121.6216 | 464339.4688 | 0 | 0 | 0 | 0 | 36647.7824 | 0 | 0 | 36647.7824 | 8757.1445 | -9095.0137 | 0.81041 | 0 | 65 | 6
OfS-w12-v14-HP_S1Std | OfS | CZ12 | 14 | HP_S1Std | 42.3419 | 106878.8203 | 31593.9805 | 0 | 50648.0078 | 1529.2949 | 12585.873 | 0 | 0 | 10488.8164 | 0 | 32.9873 | 0 | 0 | 177.7772 | 0 | 0 | 177.7772 | 312.7828 | -278.3767 | 0 | 0 | 0 | 0
OfS-w12-v14-HP_S0Std | OfS | CZ12 | 14 | HP_S0Std | 42.3418 | 110635.1016 | 31593.9805 | 0 | 50648.0078 | 1528.521 | 16342.6279 | 0 | 0 | 10489.0723 | 0 | 32.9751 | 0 | 0 | 177.7764 | 0 | 0 | 177.7764 | 312.7804 | -278.3745 | 0 | 0 | 0 | 0
OfS-w12-v14-HP_S2Std | OfS | CZ12 | 14 | HP_S2Std | 42.5506 | 103482.9531 | 31593.9805 | 0 | 50648.0078 | 1858.7858 | 13496.5156 | 0 | 0 | 5838.6831 | 0 | 47.0819 | 0 | 0 | 177.8475 | 0 | 0 | 177.8475 | 317.0517 | -282.1761 | 0 | 0 | 0 | 0
OfS-w12-v14-HP_SHi | OfS | CZ12 | 14 | HP_SHi | 38.1023 | 99660.5234 | 31593.9805 | 0 | 50648.0078 | 1549.5071 | 10432.1494 | 0 | 0 | 5390.4189 | 0 | 46.5669 | 0 | 0 | 177.8496 | 0 | 0 | 177.8496 | 316.4692 | -281.6576 | 0 | 0 | 0 | 0 | 17418.6423
OfS-w12-v14-HP_E2Std | OfS | CZ12 | 14 | HP_E2Std | 43.9611 | 105576.4766 | 31593.9805 | 0 | 50648.0078 | 1522.2726 | 13420.3398 | 0 | 0 | 8344.0908 | 0 | 47.8825 | 0 | 0 | 177.8308 | 0 | 0 | 177.8308 | 315.967 | -281.2107 | 0 | 0 | 0 | 0 | 23334.5858
OfS-w12-v14-HP_EHi | OfS | CZ12 | 14 | HP_EHi | 41.1273 | 103631.2031 | 31593.9805 | 0 | 50648.0078 | 1423.309 | 11572.583 | 0 | 0 | 8344.0908 | 0 | 49.3307 | 0 | 0 | 177.8308 | 0 | 0 | 177.8308 | 315.967 | -281.2107 | 0 | 0 | 0 | 0 | 21389.3134
OfS-w12-v14-VRF_HP_OAU0 | OfS | CZ12 | 14 | VRF_HP_OAU0 | 40.7297 | 104677.6797 | 31593.9805 | 0 | 50648.0078 | 2281.2522 | 15103.79 | 0 | 0 | 5050.7783 | 0 | 0 | 0 | 0 | 177.767 | 0 | 0 | 177.767 | 287.1164 | -300.391 | 0 | 0 | 0 | 0
OfS-w12-v14-VRF_HP_OAU1 | OfS | CZ12 | 14 | VRF_HP_OAU1 | 38.4707 | 102660.3047 | 31593.9805 | 0 | 50648.0078 | 2061.9475 | 13305.7305 | 0 | 0 | 5050.7783 | 0 | 0 | 0 | 0 | 177.767 | 0 | 0 | 177.767 | 287.1164 | -300.391 | 0 | 0 | 0 | 0
OfS-w12-v14-VRF_HP_OAU2 | OfS | CZ12 | 14 | VRF_HP_OAU2 | 36.576 | 100969.1797 | 31593.9805 | 0 | 50648.0078 | 1866.9873 | 11809.5342 | 0 | 0 | 5050.7783 | 0 | 0 | 0 | 0 | 177.767 | 0 | 0 | 177.767 | 287.1164 | -300.391 | 0 | 0 | 0 | 0
OfS-w12-v14-VRF_HR_OAU0 | OfS | CZ12 | 14 | VRF_HR_OAU0 | 39.8811 | 103269.1875 | 31593.9805 | 0 | 50648.0078 | 1911.3533 | 14057.8838 | 0 | 0 | 5058.0713 | 0 | 0 | 0 | 0 | 177.7505 | 0 | 0 | 177.7505 | 287.2633 | -300.4697 | 0 | 0 | 0 | 0 | 21027.3083
OfS-w12-v14-VRF_HR_OAU1 | OfS | CZ12 | 14 | VRF_HR_OAU1 | 37.7276 | 101410.6016 | 31593.9805 | 0 | 50648.0078 | 1719.5836 | 12391.0742 | 0 | 0 | 5058.0713 | 0 | 0 | 0 | 0 | 177.7505 | 0 | 0 | 177.7505 | 287.2633 | -300.4697 | 0 | 0 | 0 | 0
OfS-w12-v14-VRF_HR_OAU2 | OfS | CZ12 | 14 | VRF_HR_OAU2 | 35.9206 | 99837.25 | 31593.9805 | 0 | 50648.0078 | 1554.5768 | 10982.7188 | 0 | 0 | 5058.0713 | 0 | 0 | 0 | 0 | 177.7505 | 0 | 0 | 177.7505 | 287.2633 | -300.4697 | 0 | 0 | 0 | 0 | 17595.3668
OfL-w12-v14-HP_S1Std | OfL | CZ12 | 14 | HP_S1Std | 656.3979 | 1771118.375 | 500422.4062 | 0 | 883691.5 | 7324.6729 | 213958.3281 | 0 | 213.4769 | 165340.5781 | 0 | 169.2186 | 0 | 0 | 2963.6038 | 0 | 0 | 2963.6038 | 4894.7812 | -4356.3564 | 0 | 0 | 0 | 0
OfL-w12-v14-HP_S0Std | OfL | CZ12 | 14 | HP_S0Std | 656.3958 | 1852433.75 | 500422.4062 | 0 | 883691.5 | 7318.6514 | 295265.8125 | 0 | 213.4769 | 165353.4844 | 0 | 169.1446 | 0 | 0 | 2963.6019 | 0 | 0 | 2963.6019 | 4894.5708 | -4356.1689 | 0 | 0 | 0 | 0
OfL-w12-v14-HP_S2Std | OfL | CZ12 | 14 | HP_S2Std | 657.5795 | 1719151.75 | 500422.4062 | 0 | 883691.5 | 9493.8838 | 229447.9688 | 0 | 213.4769 | 95609.4297 | 0 | 274.5255 | 0 | 0 | 2963.6858 | 0 | 0 | 2963.6858 | 4971.209 | -4424.3765 | 0 | 0 | 0 | 0
OfL-w12-v14-HP_SHi | OfL | CZ12 | 14 | HP_SHi | 590.7112 | 1658650.625 | 500422.4062 | 0 | 883691.5 | 7930.1963 | 177623.7969 | 0 | 213.4769 | 88501.8438 | 0 | 269.0507 | 0 | 0 | 2963.6883 | 0 | 0 | 2963.6883 | 4985.9766 | -4437.5186 | 0 | 0 | 0 | 0
OfL-w12-v14-HP_E2Std | OfL | CZ12 | 14 | HP_E2Std | 684.0938 | 1759576.875 | 500422.4062 | 0 | 883691.5 | 7611.6636 | 227640.0156 | 0 | 213.4769 | 139693.8594 | 0 | 305.4434 | 0 | 0 | 2963.6656 | 0 | 0 | 2963.6656 | 5090.7622 | -4530.7778 | 0 | 0 | 0 | 0
OfL-w12-v14-HP_EHi | OfL | CZ12 | 14 | HP_EHi | 639.317 | 1727748.375 | 500422.4062 | 0 | 883691.5 | 7115.9146 | 196297.7188 | 0 | 213.4769 | 139693.8594 | 0 | 314.8905 | 0 | 0 | 2963.6656 | 0 | 0 | 2963.6656 | 5090.7622 | -4530.7778 | 0 | 0 | 0 | 0
OfL-w12-v14-VRF_HP_OAU0 | OfL | CZ12 | 14 | VRF_HP_OAU0 | 662.7319 | 1770493.125 | 500422.4062 | 0 | 883691.5 | 13773.3633 | 282457.25 | 0 | 213.4769 | 89936.3672 | 0 | 0 | 0 | 0 | 2963.6566 | 0 | 0 | 2963.6566 | 4887.0034 | -5112.3052 | 0 | 0 | 0 | 0
OfL-w12-v14-VRF_HP_OAU1 | OfL | CZ12 | 14 | VRF_HP_OAU1 | 604.6044 | 1718477.75 | 500422.4062 | 0 | 883691.5 | 11815.459 | 232400.0469 | 0 | 213.4769 | 89936.3672 | 0 | 0 | 0 | 0 | 2963.6566 | 0 | 0 | 2963.6566 | 4887.0034 | -5112.3052 | 0 | 0 | 0 | 0
OfL-w12-v14-VRF_HP_OAU2 | OfL | CZ12 | 14 | VRF_HP_OAU2 | 572.6025 | 1689773.5 | 500422.4062 | 0 | 883691.5 | 10721.873 | 204789.2188 | 0 | 213.4769 | 89936.3672 | 0 | 0 | 0 | 0 | 2963.6566 | 0 | 0 | 2963.6566 | 4887.0034 | -5112.3052 | 0 | 0 | 0 | 0
OfL-w12-v14-VRF_HR_OAU0 | OfL | CZ12 | 14 | VRF_HR_OAU0 | 641.9423 | 1749842.75 | 500422.4062 | 0 | 883691.5 | 11616.3721 | 262150.0625 | 0 | 213.4769 | 91750.5 | 0 | 0 | 0 | 0 | 2963.6378 | 0 | 0 | 2963.6378 | 5047.771 | -5280.8213 | 0 | 0 | 0 | 0
OfL-w12-v14-VRF_HR_OAU1 | OfL | CZ12 | 14 | VRF_HR_OAU1 | 587.7536 | 1701565.75 | 500422.4062 | 0 | 883691.5 | 9919.4551 | 215570.0156 | 0 | 213.4769 | 91750.5 | 0 | 0 | 0 | 0 | 2963.6378 | 0 | 0 | 2963.6378 | 5047.771 | -5280.8213 | 0 | 0 | 0 | 0
OfL-w12-v14-VRF_HR_OAU2 | OfL | CZ12 | 14 | VRF_HR_OAU2 | 557.9487 | 1675156.625 | 500422.4062 | 0 | 883691.5 | 8931.0371 | 190149.5938 | 0 | 213.4769 | 91750.5 | 0 | 0 | 0 | 0 | 2963.6378 | 0 | 0 | 2963.6378 | 5047.771 | -5280.8213 | 0 | 0 | 0 | 0
EPr-w12-v14-HP_S1Std | EPr | CZ12 | 14 | HP_S1Std | 5.8119 | 383173.2812 | 133157.6562 | 0 | 99493.7734 | 44049.168 | 41951.2148 | 0 | 0 | 60095.7578 | 0 | 4425.7798 | 0 | 0 | 2300.1773 | 110.3944 | 0 | 2189.7827 | 1757.4709 | -1564.1493 | 0 | 0 | 0 | 0
EPr-w12-v14-HP_S0Std | EPr | CZ12 | 14 | HP_S0Std | 5.812 | 388584.1562 | 133157.6562 | 0 | 99493.7734 | 44048.2344 | 47362.8711 | 0 | 0 | 60095.9961 | 0 | 4425.7607 | 0 | 0 | 2300.1768 | 110.3944 | 0 | 2189.7821 | 1757.4788 | -1564.156 | 0 | 0 | 0 | 0
EPr-w12-v14-HP_S2Std | EPr | CZ12 | 14 | HP_S2Std | 6.3286 | 374967.25 | 133157.6562 | 0 | 99493.7734 | 47735.2031 | 44822.1094 | 0 | 0 | 45808.5977 | 0 | 3949.9155 | 0 | 0 | 2300.3368 | 110.3944 | 0 | 2189.9419 | 1714.4312 | -1525.8439 | 0 | 0 | 0 | 0
EPr-w12-v14-HP_SHi | EPr | CZ12 | 14 | HP_SHi | 5.228 | 355421.9688 | 133157.6562 | 0 | 99493.7734 | 40052.6797 | 35123.4922 | 0 | 0 | 43620.5742 | 0 | 3973.793 | 0 | 0 | 2300.3381 | 110.3944 | 0 | 2189.9435 | 1735.1478 | -1544.2816 | 0 | 0 | 0 | 0
EPr-w12-v14-HP_E2Std | EPr | CZ12 | 14 | HP_E2Std | 7.826 | 382455.9375 | 133157.6562 | 0 | 99493.7734 | 40067.75 | 46204.9844 | 0 | 0 | 59908.6836 | 0 | 3623.2036 | 0 | 0 | 2300.311 | 110.3944 | 0 | 2189.917 | 1770.8293 | -1576.0381 | 0 | 0 | 0 | 0
EPr-w12-v14-HP_EHi | EPr | CZ12 | 14 | HP_EHi | 7.1712 | 373516.25 | 133157.6562 | 0 | 99493.7734 | 37471.1719 | 39843.3203 | 0 | 0 | 59908.6836 | 0 | 3641.7637 | 0 | 0 | 2300.311 | 110.3944 | 0 | 2189.917 | 1770.8293 | -1576.0381 | 0 | 0 | 0 | 0
EPr-w12-v14-VRF_HP_OAU0 | EPr | CZ12 | 14 | VRF_HP_OAU0 | 6.0218 | 374748.1562 | 133157.6562 | 0 | 99493.7734 | 46183.6562 | 44572.6367 | 0 | 0 | 51340.4453 | 0 | 0 | 0 | 0 | 2299.8864 | 110.3944 | 0 | 2189.4917 | 1431.6334 | -1497.323 | 0 | 0 | 0 | 0
EPr-w12-v14-VRF_HP_OAU1 | EPr | CZ12 | 14 | VRF_HP_OAU1 | 5.5019 | 365158 | 133157.6562 | 0 | 99493.7734 | 41822.6055 | 39343.4883 | 0 | 0 | 51340.4453 | 0 | 0 | 0 | 0 | 2299.8864 | 110.3944 | 0 | 2189.4917 | 1431.6334 | -1497.323 | 0 | 0 | 0 | 0
EPr-w12-v14-VRF_HP_OAU2 | EPr | CZ12 | 14 | VRF_HP_OAU2 | 5.081 | 356953.8125 | 133157.6562 | 0 | 99493.7734 | 37982.543 | 34979.4375 | 0 | 0 | 51340.4453 | 0 | 0 | 0 | 0 | 2299.8864 | 110.3944 | 0 | 2189.4917 | 1431.6334 | -1497.323 | 0 | 0 | 0 | 0
EPr-w12-v14-VRF_HR_OAU0 | EPr | CZ12 | 14 | VRF_HR_OAU0 | 6.598 | 363983.9375 | 133157.6562 | 0 | 99493.7734 | 39821.8945 | 40242.5742 | 0 | 0 | 51268.2188 | 0 | 0 | 0 | 0 | 2299.8779 | 110.3944 | 0 | 2189.4838 | 1420.8591 | -1485.3528 | 0 | 0 | 0 | 0
EPr-w12-v14-VRF_HR_OAU1 | EPr | CZ12 | 14 | VRF_HR_OAU1 | 6.0129 | 355474.875 | 133157.6562 | 0 | 99493.7734 | 35953.3555 | 35602.0156 | 0 | 0 | 51268.2188 | 0 | 0 | 0 | 0 | 2299.8779 | 110.3944 | 0 | 2189.4838 | 1420.8591 | -1485.3528 | 0 | 0 | 0 | 0
EPr-w12-v14-VRF_HR_OAU2 | EPr | CZ12 | 14 | VRF_HR_OAU2 | 5.5356 | 348131.3125 | 133157.6562 | 0 | 99493.7734 | 32554.0176 | 31657.8301 | 0 | 0 | 51268.2188 | 0 | 0 | 0 | 0 | 2299.8779 | 110.3944 | 0 | 2189.4838 | 1420.8591 | -1485.3528 | 0 | 0 | 0 | 0
Htl-w12-v14-HP_S1Std | Htl | CZ12 | 14 | HP_S1Std | 901.8695 | 4204932 | 566447.625 | 0 | 1692748 | 793233.4375 | 658661.3125 | 0 | 1121.6216 | 391176.8125 | 0 | 101541.6172 | 0 | 0 | 38248.5376 | 0 | 0 | 38248.5376 | 9884.4385 | -8797.1504 | 0 | 0 | 0 | 0
Htl-w12-v14-HP_S0Std | Htl | CZ12 | 14 | HP_S0Std | 901.8697 | 4228821 | 566447.625 | 0 | 1692748 | 793229.625 | 682554.5625 | 0 | 1121.6216 | 391176.9688 | 0 | 101541.5469 | 0 | 0 | 38248.5376 | 0 | 0 | 38248.5376 | 9884.4404 | -8797.1523 | 0 | 0 | 0 | 0
Htl-w12-v14-HP_S2Std | Htl | CZ12 | 14 | HP_S2Std | 872.1 | 4174666.5 | 566447.625 | 0 | 1692748 | 831936.875 | 620780.9375 | 0 | 1121.6216 | 358462.4375 | 0 | 103168.5703 | 0 | 0 | 38248.9421 | 0 | 0 | 38248.9421 | 9812.3818 | -8733.0205 | 0 | 0 | 0 | 0
Htl-w12-v14-HP_SHi | Htl | CZ12 | 14 | HP_SHi | 823.5853 | 3971790 | 566447.625 | 0 | 1692748 | 695701.625 | 575972.6875 | 0 | 1121.6216 | 336529.75 | 0 | 103268.3906 | 0 | 0 | 38248.9805 | 0 | 0 | 38248.9805 | 9826.4023 | -8745.4961 | 0 | 0 | 0 | 0 | 1712594.0747
Htl-w12-v14-HP_E2Std | Htl | CZ12 | 14 | HP_E2Std | 946.2075 | 4257808.5 | 566447.625 | 0 | 1692748 | 741245.375 | 684863.25 | 0 | 1121.6216 | 472650.3125 | 0 | 98730.7344 | 0 | 0 | 38248.7578 | 0 | 0 | 38248.7578 | 9854.8193 | -8770.7891 | 0 | 0 | 0 | 0 | 1998611.2935
Htl-w12-v14-HP_EHi | Htl | CZ12 | 14 | HP_EHi | 873.6489 | 4100759.5 | 566447.625 | 0 | 1692748 | 664581 | 604161 | 0 | 1121.6216 | 472650.3125 | 0 | 99049.3047 | 0 | 0 | 38248.7578 | 0 | 0 | 38248.7578 | 9854.8193 | -8770.7891 | 0 | 0 | 0 | 0 | 1841563.2388
Htl-w12-v14-VRF_HP_OAU0 | Htl | CZ12 | 14 | VRF_HP_OAU0 | 907.0268 | 4132330.5 | 566447.625 | 0 | 1692748 | 783935.8125 | 622924.9375 | 0 | 1121.6216 | 465152.25 | 0 | 0 | 0 | 0 | 38248.8422 | 0 | 0 | 38248.8422 | 8281.2705 | -8613.1436 | 0.022828 | 0 | 2 | 0
Htl-w12-v14-VRF_HP_OAU1 | Htl | CZ12 | 14 | VRF_HP_OAU1 | 826.3005 | 3957195 | 566447.625 | 0 | 1692748 | 700383 | 531342.5625 | 0 | 1121.6216 | 465152.25 | 0 | 0 | 0 | 0 | 38248.8422 | 0 | 0 | 38248.8422 | 8281.2705 | -8613.1436 | 0.022828 | 0 | 2 | 0
Htl-w12-v14-VRF_HP_OAU2 | Htl | CZ12 | 14 | VRF_HP_OAU2 | 764.7094 | 3819950.25 | 566447.625 | 0 | 1692748 | 630959.25 | 463521.4062 | 0 | 1121.6216 | 465152.2812 | 0 | 0 | 0 | 0 | 38248.8422 | 0 | 0 | 38248.8422 | 8281.2734 | -8613.1455 | 0.022828 | 0 | 2 | 0
Htl-w12-v14-VRF_HR_OAU0 | Htl | CZ12 | 14 | VRF_HR_OAU0 | 873.8115 | 4022644.25 | 566447.625 | 0 | 1692748 | 707025 | 593021.125 | 0 | 1121.6216 | 462280.6875 | 0 | 0 | 0 | 0 | 38248.791 | 0 | 0 | 38248.791 | 8239.7227 | -8567.1143 | 1.1072 | 0 | 95 | 2 | 1763448.4341
Htl-w12-v14-VRF_HR_OAU1 | Htl | CZ12 | 14 | VRF_HR_OAU1 | 798.3113 | 3856527.5 | 566447.625 | 0 | 1692748 | 628776.75 | 505181.125 | 0 | 1121.6216 | 462252.0625 | 0 | 0 | 0 | 0 | 38248.791 | 0 | 0 | 38248.791 | 8243.1709 | -8570.749 | 1.0958 | 0 | 94 | 2
Htl-w12-v14-VRF_HR_OAU2 | Htl | CZ12 | 14 | VRF_HR_OAU2 | 741.4512 | 3726462 | 566447.625 | 0 | 1692748 | 563883.875 | 440007.7812 | 0 | 1121.6216 | 462252.0625 | 0 | 0 | 0 | 0 | 38248.791 | 0 | 0 | 38248.791 | 8243.1709 | -8570.749 | 1.0958 | 0 | 94 | 2 | 1467265.3403
OfS-w13-v14-HP_S1Std | OfS | CZ13 | 14 | HP_S1Std | 43.0139 | 111784.2266 | 31593.9805 | 0 | 50648.0078 | 1512.072 | 17434.3984 | 0 | 0 | 10569.1387 | 0 | 26.7603 | 0 | 0 | 170.9466 | 0 | 0 | 170.9466 | 310.7265 | -276.5466 | 0 | 0 | 0 | 0
OfS-w13-v14-HP_S0Std | OfS | CZ13 | 14 | HP_S0Std | 43.0142 | 115037.3516 | 31593.9805 | 0 | 50648.0078 | 1511.3271 | 20688.5703 | 0 | 0 | 10568.8086 | 0 | 26.7497 | 0 | 0 | 170.9458 | 0 | 0 | 170.9458 | 310.7303 | -276.55 | 0 | 0 | 0 | 0
OfS-w13-v14-HP_S2Std | OfS | CZ13 | 14 | HP_S2Std | 43.3253 | 108773.1953 | 31593.9805 | 0 | 50648.0078 | 1813.5925 | 18744.8242 | 0 | 0 | 5933.1836 | 0 | 39.6972 | 0 | 0 | 171.0175 | 0 | 0 | 171.0175 | 314.3496 | -279.7712 | 0 | 0 | 0 | 0
OfS-w13-v14-HP_SHi | OfS | CZ13 | 14 | HP_SHi | 39.0562 | 103904.9453 | 31593.9805 | 0 | 50648.0078 | 1505.8403 | 14625.1621 | 0 | 0 | 5493.5137 | 0 | 38.5412 | 0 | 0 | 171.0194 | 0 | 0 | 171.0194 | 314.6106 | -280.0034 | 0 | 0 | 0 | 0
OfS-w13-v14-HP_E2Std | OfS | CZ13 | 14 | HP_E2Std | 45.1068 | 111298.8984 | 31593.9805 | 0 | 50648.0078 | 1484.9307 | 18777.0293 | 0 | 0 | 8753.6211 | 0 | 41.431 | 0 | 0 | 170.9998 | 0 | 0 | 170.9998 | 314.8649 | -280.2298 | 0 | 0 | 0 | 0
OfS-w13-v14-HP_EHi | OfS | CZ13 | 14 | HP_EHi | 42.151 | 108618.4375 | 31593.9805 | 0 | 50648.0078 | 1388.4475 | 16191.7393 | 0 | 0 | 8753.6211 | 0 | 42.7251 | 0 | 0 | 170.9998 | 0 | 0 | 170.9998 | 314.8649 | -280.2298 | 0 | 0 | 0 | 0
OfS-w13-v14-VRF_HP_OAU0 | OfS | CZ13 | 14 | VRF_HP_OAU0 | 42.278 | 109466.25 | 31593.9805 | 0 | 50648.0078 | 2166.5989 | 19733.7637 | 0 | 0 | 5324.0039 | 0 | 0 | 0 | 0 | 170.9197 | 0 | 0 | 170.9197 | 309.0247 | -323.0406 | 0 | 0 | 0 | 0
OfS-w13-v14-VRF_HP_OAU1 | OfS | CZ13 | 14 | VRF_HP_OAU1 | 39.8396 | 106920.3125 | 31593.9805 | 0 | 50648.0078 | 1958.4716 | 17395.9453 | 0 | 0 | 5324.0039 | 0 | 0 | 0 | 0 | 170.9197 | 0 | 0 | 170.9197 | 309.0247 | -323.0406 | 0 | 0 | 0 | 0
OfS-w13-v14-VRF_HP_OAU2 | OfS | CZ13 | 14 | VRF_HP_OAU2 | 37.796 | 104766.5781 | 31593.9805 | 0 | 50648.0078 | 1774.7449 | 15425.9277 | 0 | 0 | 5324.0039 | 0 | 0 | 0 | 0 | 170.9197 | 0 | 0 | 170.9197 | 309.0247 | -323.0406 | 0 | 0 | 0 | 0
OfS-w13-v14-VRF_HR_OAU0 | OfS | CZ13 | 14 | VRF_HR_OAU0 | 41.4402 | 107779.6406 | 31593.9805 | 0 | 50648.0078 | 1829.2644 | 18383.416 | 0 | 0 | 5325.0747 | 0 | 0 | 0 | 0 | 170.9019 | 0 | 0 | 170.9019 | 308.1987 | -322.1943 | 0 | 0 | 0 | 0
OfS-w13-v14-VRF_HR_OAU1 | OfS | CZ13 | 14 | VRF_HR_OAU1 | 39.1081 | 105410.9844 | 31593.9805 | 0 | 50648.0078 | 1644.0686 | 16199.9424 | 0 | 0 | 5325.0747 | 0 | 0 | 0 | 0 | 170.9019 | 0 | 0 | 170.9019 | 308.1987 | -322.1943 | 0 | 0 | 0 | 0
OfS-w13-v14-VRF_HR_OAU2 | OfS | CZ13 | 14 | VRF_HR_OAU2 | 37.1518 | 103411.8516 | 31593.9805 | 0 | 50648.0078 | 1484.2234 | 14360.6445 | 0 | 0 | 5325.0747 | 0 | 0 | 0 | 0 | 170.9019 | 0 | 0 | 170.9019 | 308.1987 | -322.1943 | 0 | 0 | 0 | 0
OfL-w13-v14-HP_S1Std | OfL | CZ13 | 14 | HP_S1Std | 654.9395 | 1833304 | 500422.4062 | 0 | 883691.5 | 7488.4888 | 279985.3438 | 0 | 213.4769 | 161382.8438 | 0 | 121.2787 | 0 | 0 | 2837.6762 | 0 | 0 | 2837.6762 | 4702.0449 | -4184.8193 | 0 | 0 | 0 | 0
OfL-w13-v14-HP_S0Std | OfL | CZ13 | 14 | HP_S0Std | 654.9412 | 1900345.25 | 500422.4062 | 0 | 883691.5 | 7482.7368 | 347011.5 | 0 | 213.4769 | 161402.6562 | 0 | 121.3071 | 0 | 0 | 2837.6746 | 0 | 0 | 2837.6746 | 4702.0093 | -4184.7881 | 0 | 0 | 0 | 0
OfL-w13-v14-HP_S2Std | OfL | CZ13 | 14 | HP_S2Std | 659.7557 | 1789423.5 | 500422.4062 | 0 | 883691.5 | 9697.7695 | 301339.2812 | 0 | 213.4769 | 93849.1797 | 0 | 211.3631 | 0 | 0 | 2837.76 | 0 | 0 | 2837.76 | 4810.144 | -4281.0278 | 0 | 0 | 0 | 0
OfL-w13-v14-HP_SHi | OfL | CZ13 | 14 | HP_SHi | 596.4301 | 1714803 | 500422.4062 | 0 | 883691.5 | 8085.5386 | 235148.2188 | 0 | 213.4769 | 87037.2578 | 0 | 206.197 | 0 | 0 | 2837.7626 | 0 | 0 | 2837.7626 | 4836.3604 | -4304.3613 | 0 | 0 | 0 | 0
OfL-w13-v14-HP_E2Std | OfL | CZ13 | 14 | HP_E2Std | 690.5919 | 1834711.875 | 500422.4062 | 0 | 883691.5 | 7739.022 | 301911.5938 | 0 | 213.4769 | 140496.6406 | 0 | 238.5733 | 0 | 0 | 2837.7373 | 0 | 0 | 2837.7373 | 4966.8008 | -4420.4526 | 0 | 0 | 0 | 0
OfL-w13-v14-HP_EHi | OfL | CZ13 | 14 | HP_EHi | 645.1727 | 1792647.5 | 500422.4062 | 0 | 883691.5 | 7235.9019 | 260343.3906 | 0 | 213.4769 | 140496.6406 | 0 | 245.9523 | 0 | 0 | 2837.7373 | 0 | 0 | 2837.7373 | 4966.8008 | -4420.4526 | 0 | 0 | 0 | 0
OfL-w13-v14-VRF_HP_OAU0 | OfL | CZ13 | 14 | VRF_HP_OAU0 | 678.7822 | 1835242.375 | 500422.4062 | 0 | 883691.5 | 13710.4199 | 347289.5625 | 0 | 213.4769 | 89915.5469 | 0 | 0 | 0 | 0 | 2837.6886 | 0 | 0 | 2837.6886 | 4863.5815 | -5082.8467 | 0 | 0 | 0 | 0
OfL-w13-v14-VRF_HP_OAU1 | OfL | CZ13 | 14 | VRF_HP_OAU1 | 617.7266 | 1771809.5 | 500422.4062 | 0 | 883691.5 | 11787.1807 | 285780.5625 | 0 | 213.4769 | 89915.6172 | 0 | 0 | 0 | 0 | 2837.6886 | 0 | 0 | 2837.6886 | 4863.5815 | -5082.8467 | 0 | 0 | 0 | 0
OfL-w13-v14-VRF_HP_OAU2 | OfL | CZ13 | 14 | VRF_HP_OAU2 | 584.1791 | 1736744 | 500422.4062 | 0 | 883691.5 | 10650.9062 | 251851.375 | 0 | 213.4769 | 89915.6328 | 0 | 0 | 0 | 0 | 2837.6886 | 0 | 0 | 2837.6886 | 4863.5815 | -5082.8467 | 0 | 0 | 0 | 0
OfL-w13-v14-VRF_HR_OAU0 | OfL | CZ13 | 14 | VRF_HR_OAU0 | 658.8677 | 1812517 | 500422.4062 | 0 | 883691.5 | 11333.3232 | 322973.2812 | 0 | 213.4769 | 93884.1094 | 0 | 0 | 0 | 0 | 2837.6851 | 0 | 0 | 2837.6851 | 5214.4434 | -5449.4453 | 0 | 0 | 0 | 0
OfL-w13-v14-VRF_HR_OAU1 | OfL | CZ13 | 14 | VRF_HR_OAU1 | 601.6908 | 1753513.125 | 500422.4062 | 0 | 883691.5 | 9653.5703 | 265649.7188 | 0 | 213.4769 | 93884.1094 | 0 | 0 | 0 | 0 | 2837.6851 | 0 | 0 | 2837.6851 | 5214.4434 | -5449.4453 | 0 | 0 | 0 | 0
OfL-w13-v14-VRF_HR_OAU2 | OfL | CZ13 | 14 | VRF_HR_OAU2 | 570.2557 | 1721284.875 | 500422.4062 | 0 | 883691.5 | 8678.0459 | 234396.9219 | 0 | 213.4769 | 93884.1094 | 0 | 0 | 0 | 0 | 2837.6851 | 0 | 0 | 2837.6851 | 5214.4434 | -5449.4453 | 0 | 0 | 0 | 0
EPr-w13-v14-HP_S1Std | EPr | CZ13 | 14 | HP_S1Std | 14.7597 | 396932.9375 | 133157.6562 | 0 | 99493.7734 | 40306.0977 | 59095.9609 | 0 | 0 | 60184.3633 | 0 | 4695.3154 | 0 | 0 | 2216.112 | 110.3944 | 0 | 2105.7173 | 1745.0585 | -1553.1022 | 0.11464 | 0 | 3 | 0
EPr-w13-v14-HP_S0Std | EPr | CZ13 | 14 | HP_S0Std | 14.7597 | 402406.7812 | 133157.6562 | 0 | 99493.7734 | 40305.1172 | 64570.2969 | 0 | 0 | 60184.6133 | 0 | 4695.3047 | 0 | 0 | 2216.1114 | 110.3944 | 0 | 2105.717 | 1745.0612 | -1553.1044 | 0.11464 | 0 | 3 | 0
EPr-w13-v14-HP_S2Std | EPr | CZ13 | 14 | HP_S2Std | 16.1648 | 389740.3125 | 133157.6562 | 0 | 99493.7734 | 43654.918 | 63128.9062 | 0 | 0 | 46000.1172 | 0 | 4305.061 | 0 | 0 | 2216.2701 | 110.3944 | 0 | 2105.8755 | 1707.391 | -1519.5778 | 0.038212 | 0 | 1 | 0
EPr-w13-v14-HP_SHi | EPr | CZ13 | 14 | HP_SHi | 12.9225 | 367507.9688 | 133157.6562 | 0 | 99493.7734 | 36731.6914 | 49976.4102 | 0 | 0 | 43832.332 | 0 | 4316.3525 | 0 | 0 | 2216.2714 | 110.3944 | 0 | 2105.8766 | 1730.6029 | -1540.2366 | 0.038212 | 0 | 1 | 0
EPr-w13-v14-HP_E2Std | EPr | CZ13 | 14 | HP_E2Std | 19.6625 | 400302.75 | 133157.6562 | 0 | 99493.7734 | 36791.8008 | 65825.3438 | 0 | 0 | 61160.4805 | 0 | 3873.8169 | 0 | 0 | 2216.2422 | 110.3944 | 0 | 2105.8482 | 1782.5126 | -1586.4362 | 0.26748 | 0 | 7 | 0
EPr-w13-v14-HP_EHi | EPr | CZ13 | 14 | HP_EHi | 17.693 | 388872.6875 | 133157.6562 | 0 | 99493.7734 | 34407.3164 | 56762.2734 | 0 | 0 | 61160.4805 | 0 | 3891.3215 | 0 | 0 | 2216.2422 | 110.3944 | 0 | 2105.8482 | 1782.5126 | -1586.4362 | 0.26748 | 0 | 7 | 0
EPr-w13-v14-VRF_HP_OAU0 | EPr | CZ13 | 14 | VRF_HP_OAU0 | 15.3945 | 390094.9375 | 133157.6562 | 0 | 99493.7734 | 42415.0156 | 62915.4219 | 0 | 0 | 52113.3125 | 0 | 0 | 0 | 0 | 2215.7872 | 110.3944 | 0 | 2105.393 | 1505.2594 | -1572.3184 | 0 | 0 | 0 | 0
EPr-w13-v14-VRF_HP_OAU1 | EPr | CZ13 | 14 | VRF_HP_OAU1 | 13.9327 | 378599 | 133157.6562 | 0 | 99493.7734 | 38378.2812 | 55456.2969 | 0 | 0 | 52113.207 | 0 | 0 | 0 | 0 | 2215.7872 | 110.3944 | 0 | 2105.393 | 1505.2594 | -1572.3184 | 0 | 0 | 0 | 0
EPr-w13-v14-VRF_HP_OAU2 | EPr | CZ13 | 14 | VRF_HP_OAU2 | 12.7246 | 368770 | 133157.6562 | 0 | 99493.7734 | 34815.6875 | 49189.8672 | 0 | 0 | 52113.1914 | 0 | 0 | 0 | 0 | 2215.7872 | 110.3944 | 0 | 2105.393 | 1505.2594 | -1572.3184 | 0 | 0 | 0 | 0
EPr-w13-v14-VRF_HR_OAU0 | EPr | CZ13 | 14 | VRF_HR_OAU0 | 16.9038 | 378728.875 | 133157.6562 | 0 | 99493.7734 | 36517.457 | 57576.6797 | 0 | 0 | 51983.4805 | 0 | 0 | 0 | 0 | 2215.7765 | 110.3944 | 0 | 2105.3819 | 1487.6208 | -1553.8656 | 0.076423 | 0 | 2 | 0
EPr-w13-v14-VRF_HR_OAU1 | EPr | CZ13 | 14 | VRF_HR_OAU1 | 15.2168 | 368326.9375 | 133157.6562 | 0 | 99493.7734 | 32969.6484 | 50722.5586 | 0 | 0 | 51983.4805 | 0 | 0 | 0 | 0 | 2215.7765 | 110.3944 | 0 | 2105.3819 | 1487.6208 | -1553.8656 | 0.076423 | 0 | 2 | 0
EPr-w13-v14-VRF_HR_OAU2 | EPr | CZ13 | 14 | VRF_HR_OAU2 | 13.7987 | 359527.75 | 133157.6562 | 0 | 99493.7734 | 29876.043 | 45017.0742 | 0 | 0 | 51983.4805 | 0 | 0 | 0 | 0 | 2215.7765 | 110.3944 | 0 | 2105.3819 | 1487.6208 | -1553.8656 | 0.076423 | 0 | 2 | 0
Htl-w13-v14-HP_S1Std | Htl | CZ13 | 14 | HP_S1Std | 903.8147 | 4374471 | 566447.625 | 0 | 1692748 | 693795 | 932099.75 | 0 | 1121.6216 | 378941.8438 | 0 | 109316.1875 | 0 | 0 | 36032.169 | 0 | 0 | 36032.169 | 9535.6279 | -8486.708 | 0 | 0 | 0 | 0
Htl-w13-v14-HP_S0Std | Htl | CZ13 | 14 | HP_S0Std | 903.8155 | 4396434 | 566447.625 | 0 | 1692748 | 693791.75 | 954066.25 | 0 | 1121.6216 | 378941.8125 | 0 | 109316.1562 | 0 | 0 | 36032.169 | 0 | 0 | 36032.169 | 9535.6279 | -8486.708 | 0 | 0 | 0 | 0
Htl-w13-v14-HP_S2Std | Htl | CZ13 | 14 | HP_S2Std | 871.1259 | 4326385 | 566447.625 | 0 | 1692748 | 728766.4375 | 880453.9375 | 0 | 1121.6216 | 346683.5625 | 0 | 110163.4219 | 0 | 0 | 36032.599 | 0 | 0 | 36032.599 | 9477.0801 | -8434.5996 | 0 | 0 | 0 | 0
Htl-w13-v14-HP_SHi | Htl | CZ13 | 14 | HP_SHi | 826.5499 | 4125139 | 566447.625 | 0 | 1692748 | 612827.375 | 815293.75 | 0 | 1121.6216 | 326177.0312 | 0 | 110522.2891 | 0 | 0 | 36032.6298 | 0 | 0 | 36032.6298 | 9489.0527 | -8445.2578 | 0 | 0 | 0 | 0
Htl-w13-v14-HP_E2Std | Htl | CZ13 | 14 | HP_E2Std | 951.8326 | 4455602 | 566447.625 | 0 | 1692748 | 657960 | 975714.0625 | 0 | 1121.6216 | 465037.9688 | 0 | 96571.1406 | 0 | 0 | 36032.4173 | 0 | 0 | 36032.4173 | 9610.3076 | -8553.1738 | 0 | 0 | 0 | 0
Htl-w13-v14-HP_EHi | Htl | CZ13 | 14 | HP_EHi | 878.5966 | 4271818 | 566447.625 | 0 | 1692748 | 589664.75 | 859929.375 | 0 | 1121.6216 | 465037.9688 | 0 | 96867.375 | 0 | 0 | 36032.4173 | 0 | 0 | 36032.4173 | 9610.3076 | -8553.1738 | 0 | 0 | 0 | 0
Htl-w13-v14-VRF_HP_OAU0 | Htl | CZ13 | 14 | VRF_HP_OAU0 | 916.6836 | 4321205 | 566447.625 | 0 | 1692748 | 702105.6875 | 886185.5625 | 0 | 1121.6216 | 472595.375 | 0 | 0 | 0 | 0 | 36032.4378 | 0 | 0 | 36032.4378 | 8257.7773 | -8580.9268 | 0.011414 | 0 | 1 | 0
Htl-w13-v14-VRF_HP_OAU1 | Htl | CZ13 | 14 | VRF_HP_OAU1 | 833.8052 | 4115847.5 | 566447.625 | 0 | 1692748 | 626026.25 | 756907.6875 | 0 | 1121.6216 | 472595.2188 | 0 | 0 | 0 | 0 | 36032.4378 | 0 | 0 | 36032.4378 | 8257.7773 | -8580.9268 | 0.011414 | 0 | 1 | 0
Htl-w13-v14-VRF_HP_OAU2 | Htl | CZ13 | 14 | VRF_HP_OAU2 | 770.8766 | 3958058 | 566447.625 | 0 | 1692748 | 564551 | 660594.375 | 0 | 1121.6216 | 472595.2188 | 0 | 0 | 0 | 0 | 36032.4378 | 0 | 0 | 36032.4378 | 8257.7803 | -8580.9297 | 0.011414 | 0 | 1 | 0
Htl-w13-v14-VRF_HR_OAU0 | Htl | CZ13 | 14 | VRF_HR_OAU0 | 890.2174 | 4206312 | 566447.625 | 0 | 1692748 | 633913.3125 | 842259.125 | 0 | 1121.6216 | 469821.5312 | 0 | 0 | 0 | 0 | 36032.3584 | 0 | 0 | 36032.3584 | 8189.2529 | -8508.8408 | 0.6392 | 0 | 56 | 0
Htl-w13-v14-VRF_HR_OAU1 | Htl | CZ13 | 14 | VRF_HR_OAU1 | 811.9958 | 4010617 | 566447.625 | 0 | 1692748 | 562222.875 | 718254.4375 | 0 | 1121.6216 | 469821.5312 | 0 | 0 | 0 | 0 | 36032.3584 | 0 | 0 | 36032.3584 | 8189.2529 | -8508.8408 | 0.6392 | 0 | 56 | 0
Htl-w13-v14-VRF_HR_OAU2 | Htl | CZ13 | 14 | VRF_HR_OAU2 | 752.295 | 3861139.25 | 566447.625 | 0 | 1692748 | 504632.9375 | 626326.9375 | 0 | 1121.6216 | 469860.5312 | 0 | 0 | 0 | 0 | 36032.3584 | 0 | 0 | 36032.3584 | 8194.3174 | -8514.1445 | 0.6392 | 0 | 56 | 0
OfS-w14-v14-HP_S1Std | OfS | CZ14 | 14 | HP_S1Std | 43.9496 | 112092.2344 | 31593.9805 | 0 | 50648.0078 | 1657.8225 | 17904.457 | 0 | 0 | 10248.8643 | 0 | 39.2221 | 0 | 0 | 173.9829 | 0 | 0 | 173.9829 | 303.9237 | -270.4921 | 0.029994 | 0 | 1 | 0
OfS-w14-v14-HP_S0Std | OfS | CZ14 | 14 | HP_S0Std | 43.9502 | 115186.2656 | 31593.9805 | 0 | 50648.0078 | 1656.2588 | 21000.082 | 0 | 0 | 10248.8711 | 0 | 39.1841 | 0 | 0 | 173.982 | 0 | 0 | 173.982 | 303.9241 | -270.4924 | 0.029994 | 0 | 1 | 0
OfS-w14-v14-HP_S2Std | OfS | CZ14 | 14 | HP_S2Std | 44.922 | 109109.6094 | 31593.9805 | 0 | 50648.0078 | 1953.5378 | 19139.3496 | 0 | 0 | 5718.3091 | 0 | 56.5256 | 0 | 0 | 174.0518 | 0 | 0 | 174.0518 | 304.3717 | -270.8908 | 0.029994 | 0 | 1 | 0
OfS-w14-v14-HP_SHi | OfS | CZ14 | 14 | HP_SHi | 40.261 | 104097.5781 | 31593.9805 | 0 | 50648.0078 | 1625.8718 | 14888.4893 | 0 | 0 | 5286.814 | 0 | 54.5175 | 0 | 0 | 174.0537 | 0 | 0 | 174.0537 | 304.9459 | -271.4018 | 0.029994 | 0 | 1 | 0
OfS-w14-v14-HP_E2Std | OfS | CZ14 | 14 | HP_E2Std | 46.088 | 111385.9453 | 31593.9805 | 0 | 50648.0078 | 1594.2483 | 19187.7676 | 0 | 0 | 8310.3623 | 0 | 51.698 | 0 | 0 | 174.0366 | 0 | 0 | 174.0366 | 306.0112 | -272.35 | 0.029994 | 0 | 1 | 0
OfS-w14-v14-HP_EHi | OfS | CZ14 | 14 | HP_EHi | 42.9869 | 108641.9609 | 31593.9805 | 0 | 50648.0078 | 1490.6458 | 16545.9316 | 0 | 0 | 8310.3623 | 0 | 53.131 | 0 | 0 | 174.0366 | 0 | 0 | 174.0366 | 306.0112 | -272.35 | 0.029994 | 0 | 1 | 0
OfS-w14-v14-VRF_HP_OAU0 | OfS | CZ14 | 14 | VRF_HP_OAU0 | 42.9855 | 109859.5859 | 31593.9805 | 0 | 50648.0078 | 2322.4399 | 20070.9219 | 0 | 0 | 5224.3604 | 0 | 0 | 0 | 0 | 173.9505 | 0 | 0 | 173.9505 | 298.7489 | -309.1107 | 0 | 0 | 0 | 0
OfS-w14-v14-VRF_HP_OAU1 | OfS | CZ14 | 14 | VRF_HP_OAU1 | 40.3789 | 107254.9062 | 31593.9805 | 0 | 50648.0078 | 2109.9146 | 17678.7637 | 0 | 0 | 5224.3506 | 0 | 0 | 0 | 0 | 173.9505 | 0 | 0 | 173.9505 | 298.7489 | -309.1107 | 0 | 0 | 0 | 0
OfS-w14-v14-VRF_HP_OAU2 | OfS | CZ14 | 14 | VRF_HP_OAU2 | 38.227 | 105067.1953 | 31593.9805 | 0 | 50648.0078 | 1923.6189 | 15677.3418 | 0 | 0 | 5224.3506 | 0 | 0 | 0 | 0 | 173.9505 | 0 | 0 | 173.9505 | 298.7489 | -309.1107 | 0 | 0 | 0 | 0
OfS-w14-v14-VRF_HR_OAU0 | OfS | CZ14 | 14 | VRF_HR_OAU0 | 42.5486 | 108056.9141 | 31593.9805 | 0 | 50648.0078 | 1879.6298 | 18727.0059 | 0 | 0 | 5208.4209 | 0 | 0 | 0 | 0 | 173.9321 | 0 | 0 | 173.9321 | 296.3867 | -306.7601 | 0 | 0 | 0 | 0
OfS-w14-v14-VRF_HR_OAU1 | OfS | CZ14 | 14 | VRF_HR_OAU1 | 40.0808 | 105644.8281 | 31593.9805 | 0 | 50648.0078 | 1694.9463 | 16499.584 | 0 | 0 | 5208.4209 | 0 | 0 | 0 | 0 | 173.9321 | 0 | 0 | 173.9321 | 296.3867 | -306.7601 | 0 | 0 | 0 | 0
OfS-w14-v14-VRF_HR_OAU2 | OfS | CZ14 | 14 | VRF_HR_OAU2 | 37.8262 | 103595.7266 | 31593.9805 | 0 | 50648.0078 | 1535.4998 | 14610.0791 | 0 | 0 | 5208.271 | 0 | 0 | 0 | 0 | 173.9321 | 0 | 0 | 173.9321 | 296.3867 | -306.7601 | 0 | 0 | 0 | 0
OfL-w14-v14-HP_S1Std | OfL | CZ14 | 14 | HP_S1Std | 669.6315 | 1846949.625 | 500422.4062 | 0 | 883691.5 | 11049.8457 | 292053.4062 | 0 | 213.4769 | 159315.2188 | 0 | 204.8277 | 0 | 0 | 2893.9315 | 0 | 0 | 2893.9315 | 4725.4683 | -4205.667 | 0.17996 | 0 | 6 | 0
OfL-w14-v14-HP_S0Std | OfL | CZ14 | 14 | HP_S0Std | 669.6428 | 1910444 | 500422.4062 | 0 | 883691.5 | 11038.3076 | 355528.2188 | 0 | 213.4769 | 159346.1094 | 0 | 204.638 | 0 | 0 | 2893.9296 | 0 | 0 | 2893.9296 | 4725.5073 | -4205.7012 | 0.17996 | 0 | 6 | 0
OfL-w14-v14-HP_S2Std | OfL | CZ14 | 14 | HP_S2Std | 683.0986 | 1803222 | 500422.4062 | 0 | 883691.5 | 13551.2646 | 313321.6875 | 0 | 213.4769 | 91700.1719 | 0 | 323.2094 | 0 | 0 | 2894.0131 | 0 | 0 | 2894.0131 | 4804.6084 | -4276.1016 | 0.11998 | 0 | 4 | 0
OfL-w14-v14-HP_SHi | OfL | CZ14 | 14 | HP_SHi | 612.1196 | 1723782.625 | 500422.4062 | 0 | 883691.5 | 11265.9043 | 242893.5312 | 0 | 213.4769 | 84980.6797 | 0 | 316.6042 | 0 | 0 | 2894.0154 | 0 | 0 | 2894.0154 | 4827.4326 | -4296.4146 | 0.11998 | 0 | 4 | 0
OfL-w14-v14-HP_E2Std | OfL | CZ14 | 14 | HP_E2Std | 704.0812 | 1844469.625 | 500422.4062 | 0 | 883691.5 | 10847.8252 | 313236.8438 | 0 | 213.4769 | 135694.75 | 0 | 364.0314 | 0 | 0 | 2893.9946 | 0 | 0 | 2893.9946 | 4942.9917 | -4399.2622 | 0.11998 | 0 | 4 | 0
OfL-w14-v14-HP_EHi | OfL | CZ14 | 14 | HP_EHi | 656.4906 | 1800646.875 | 500422.4062 | 0 | 883691.5 | 10142.5557 | 270109.375 | 0 | 213.4769 | 135694.75 | 0 | 374.5055 | 0 | 0 | 2893.9946 | 0 | 0 | 2893.9946 | 4942.9917 | -4399.2622 | 0.11998 | 0 | 4 | 0
OfL-w14-v14-VRF_HP_OAU0 | OfL | CZ14 | 14 | VRF_HP_OAU0 | 686.7355 | 1852394 | 500422.4062 | 0 | 883691.5 | 17951.4688 | 357067.1875 | 0 | 213.4769 | 93049.1406 | 0 | 0 | 0 | 0 | 2893.9674 | 0 | 0 | 2893.9674 | 5130.7285 | -5309.5376 | 0 | 0 | 0 | 0
OfL-w14-v14-VRF_HP_OAU1 | OfL | CZ14 | 14 | VRF_HP_OAU1 | 623.8884 | 1786588.875 | 500422.4062 | 0 | 883691.5 | 15519.7695 | 293693.8125 | 0 | 213.4769 | 93049.2109 | 0 | 0 | 0 | 0 | 2893.9674 | 0 | 0 | 2893.9674 | 5130.7285 | -5309.5376 | 0 | 0 | 0 | 0
OfL-w14-v14-VRF_HP_OAU2 | OfL | CZ14 | 14 | VRF_HP_OAU2 | 589.3152 | 1750221.125 | 500422.4062 | 0 | 883691.5 | 14082.0527 | 258765.4531 | 0 | 213.4769 | 93048.1562 | 0 | 0 | 0 | 0 | 2893.9674 | 0 | 0 | 2893.9674 | 5130.7285 | -5309.5376 | 0 | 0 | 0 | 0
OfL-w14-v14-VRF_HR_OAU0 | OfL | CZ14 | 14 | VRF_HR_OAU0 | 675.8004 | 1827628.875 | 500422.4062 | 0 | 883691.5 | 14496.6152 | 335208.5625 | 0 | 213.4769 | 93597.3281 | 0 | 0 | 0 | 0 | 2893.9405 | 0 | 0 | 2893.9405 | 5175.8716 | -5355.1909 | 0 | 0 | 0 | 0
OfL-w14-v14-VRF_HR_OAU1 | OfL | CZ14 | 14 | VRF_HR_OAU1 | 615.2073 | 1766305.75 | 500422.4062 | 0 | 883691.5 | 12381.9404 | 276001.0625 | 0 | 213.4769 | 93596.5938 | 0 | 0 | 0 | 0 | 2893.9405 | 0 | 0 | 2893.9405 | 5175.8716 | -5355.1909 | 0 | 0 | 0 | 0
OfL-w14-v14-VRF_HR_OAU2 | OfL | CZ14 | 14 | VRF_HR_OAU2 | 581.7066 | 1732262.25 | 500422.4062 | 0 | 883691.5 | 11191.0254 | 243149.4219 | 0 | 213.4769 | 93596.1328 | 0 | 0 | 0 | 0 | 2893.9405 | 0 | 0 | 2893.9405 | 5175.8716 | -5355.1909 | 0 | 0 | 0 | 0
EPr-w14-v14-HP_S1Std | EPr | CZ14 | 14 | HP_S1Std | 226.6254 | 414817.5 | 133157.6562 | 0 | 99493.7734 | 46214.3242 | 62354.8203 | 0 | 0 | 66927.7969 | 0 | 6669.27 | 0 | 0 | 2258.6619 | 110.3944 | 0 | 2148.2675 | 2008.1141 | -1787.2214 | 0.22927 | 0 | 6 | 0
EPr-w14-v14-HP_S0Std | EPr | CZ14 | 14 | HP_S0Std | 226.6259 | 420441.7812 | 133157.6562 | 0 | 99493.7734 | 46213.6523 | 67979.5547 | 0 | 0 | 66927.9531 | 0 | 6669.2637 | 0 | 0 | 2258.6619 | 110.3944 | 0 | 2148.2672 | 2008.1144 | -1787.2219 | 0.22927 | 0 | 6 | 0
EPr-w14-v14-HP_S2Std | EPr | CZ14 | 14 | HP_S2Std | 230.1519 | 405802.3125 | 133157.6562 | 0 | 99493.7734 | 49648.6562 | 66510.6016 | 0 | 0 | 50125 | 0 | 6866.7388 | 0 | 0 | 2258.8214 | 110.3944 | 0 | 2148.4269 | 1968.071 | -1751.5835 | 0.15285 | 0 | 4 | 0
EPr-w14-v14-HP_SHi | EPr | CZ14 | 14 | HP_SHi | 203.3403 | 380555.1562 | 133157.6562 | 0 | 99493.7734 | 41780.1836 | 51688.3281 | 0 | 0 | 47639.4414 | 0 | 6795.7886 | 0 | 0 | 2258.8227 | 110.3944 | 0 | 2148.4278 | 1989.3685 | -1770.5377 | 0.15285 | 0 | 4 | 0
EPr-w14-v14-HP_E2Std | EPr | CZ14 | 14 | HP_E2Std | 245.6962 | 414915.5 | 133157.6562 | 0 | 99493.7734 | 41613.3867 | 68307.6797 | 0 | 0 | 66538.7891 | 0 | 5804.2744 | 0 | 0 | 2258.7997 | 110.3944 | 0 | 2148.4054 | 2036.4758 | -1812.4633 | 0.26748 | 0 | 7 | 0
EPr-w14-v14-HP_EHi | EPr | CZ14 | 14 | HP_EHi | 225.4336 | 402837.25 | 133157.6562 | 0 | 99493.7734 | 38913.7539 | 58902.8438 | 0 | 0 | 66538.7891 | 0 | 5830.499 | 0 | 0 | 2258.7997 | 110.3944 | 0 | 2148.4054 | 2036.4758 | -1812.4633 | 0.26748 | 0 | 7 | 0
EPr-w14-v14-VRF_HP_OAU0 | EPr | CZ14 | 14 | VRF_HP_OAU0 | 223.7777 | 399336.9375 | 133157.6562 | 0 | 99493.7734 | 48931.707 | 64941.6094 | 0 | 0 | 52812.1016 | 0 | 0 | 0 | 0 | 2258.3733 | 110.3944 | 0 | 2147.979 | 1600.3125 | -1655.2233 | 0.19106 | 0 | 5 | 0
EPr-w14-v14-VRF_HP_OAU1 | EPr | CZ14 | 14 | VRF_HP_OAU1 | 208.0271 | 387144.7812 | 133157.6562 | 0 | 99493.7734 | 44394.8828 | 57286.375 | 0 | 0 | 52812.1016 | 0 | 0 | 0 | 0 | 2258.3733 | 110.3944 | 0 | 2147.979 | 1600.3125 | -1655.2233 | 0.19106 | 0 | 5 | 0
EPr-w14-v14-VRF_HP_OAU2 | EPr | CZ14 | 14 | VRF_HP_OAU2 | 195.1109 | 376766.4375 | 133157.6562 | 0 | 99493.7734 | 40368.8008 | 50948.6914 | 0 | 0 | 52797.6914 | 0 | 0 | 0 | 0 | 2258.3733 | 110.3944 | 0 | 2147.979 | 1598.9844 | -1653.847 | 0.19106 | 0 | 5 | 0
EPr-w14-v14-VRF_HR_OAU0 | EPr | CZ14 | 14 | VRF_HR_OAU0 | 211.9917 | 386677.9375 | 133157.6562 | 0 | 99493.7734 | 42206.1797 | 59179.4922 | 0 | 0 | 52640.7305 | 0 | 0 | 0 | 0 | 2258.3632 | 110.3944 | 0 | 2147.969 | 1589.5099 | -1643.9536 | 0.22927 | 0 | 6 | 0
EPr-w14-v14-VRF_HR_OAU1 | EPr | CZ14 | 14 | VRF_HR_OAU1 | 197.976 | 375673.25 | 133157.6562 | 0 | 99493.7734 | 38190.0156 | 52280.043 | 0 | 0 | 52551.957 | 0 | 0 | 0 | 0 | 2258.3632 | 110.3944 | 0 | 2147.969 | 1583.9095 | -1638.125 | 0.22927 | 0 | 6 | 0
EPr-w14-v14-VRF_HR_OAU2 | EPr | CZ14 | 14 | VRF_HR_OAU2 | 186.3643 | 366304.8125 | 133157.6562 | 0 | 99493.7734 | 34640.3984 | 46461.2031 | 0 | 0 | 52551.957 | 0 | 0 | 0 | 0 | 2258.3632 | 110.3944 | 0 | 2147.969 | 1583.9095 | -1638.125 | 0.22927 | 0 | 6 | 0
Htl-w14-v14-HP_S1Std | Htl | CZ14 | 14 | HP_S1Std | 979.3005 | 4620688 | 566447.625 | 0 | 1692748 | 869621.375 | 924567.1875 | 0 | 1121.6216 | 426445.1875 | 0 | 139737.0156 | 0 | 0 | 37021.4528 | 0 | 0 | 37021.4528 | 10314.2256 | -9179.6631 | 0.034243 | 0 | 3 | 0
Htl-w14-v14-HP_S0Std | Htl | CZ14 | 14 | HP_S0Std | 979.3027 | 4638733.5 | 566447.625 | 0 | 1692748 | 869616.875 | 942615.375 | 0 | 1121.6216 | 426445.25 | 0 | 139736.9688 | 0 | 0 | 37021.4528 | 0 | 0 | 37021.4528 | 10314.2266 | -9179.6641 | 0.034243 | 0 | 3 | 0
Htl-w14-v14-HP_S2Std | Htl | CZ14 | 14 | HP_S2Std | 953.6214 | 4586155.5 | 566447.625 | 0 | 1692748 | 909819.9375 | 878847.625 | 0 | 1121.6216 | 399005.875 | 0 | 138164 | 0 | 0 | 37021.8342 | 0 | 0 | 37021.8342 | 10287.1377 | -9155.5537 | 0.034243 | 0 | 3 | 0
Htl-w14-v14-HP_SHi | Htl | CZ14 | 14 | HP_SHi | 896.6042 | 4342825 | 566447.625 | 0 | 1692748 | 762758.375 | 806294.8125 | 0 | 1121.6216 | 374035.25 | 0 | 139418.5469 | 0 | 0 | 37021.865 | 0 | 0 | 37021.865 | 10293.249 | -9160.9922 | 0.034243 | 0 | 3 | 0
Htl-w14-v14-HP_E2Std | Htl | CZ14 | 14 | HP_E2Std | 1028.5867 | 4685996.5 | 566447.625 | 0 | 1692748 | 812325.75 | 960743.5 | 0 | 1121.6216 | 520066.0312 | 0 | 132542.4219 | 0 | 0 | 37021.6704 | 0 | 0 | 37021.6704 | 10296.625 | -9163.998 | 0.045657 | 0 | 4 | 0
Htl-w14-v14-HP_EHi | Htl | CZ14 | 14 | HP_EHi | 946.8467 | 4486181.5 | 566447.625 | 0 | 1692748 | 726183.1875 | 846532.9375 | 0 | 1121.6216 | 520066.0312 | 0 | 133081.5 | 0 | 0 | 37021.6704 | 0 | 0 | 37021.6704 | 10296.625 | -9163.998 | 0.045657 | 0 | 4 | 0
Htl-w14-v14-VRF_HP_OAU0 | Htl | CZ14 | 14 | VRF_HP_OAU0 | 969.8849 | 4450075 | 566447.625 | 0 | 1692748 | 861551 | 855370.5625 | 0 | 1121.6216 | 472836.0938 | 0 | 0 | 0 | 0 | 37021.6678 | 0 | 0 | 37021.6678 | 8326.5029 | -8564.9307 | 0.60495 | 0 | 53 | 0
Htl-w14-v14-VRF_HP_OAU1 | Htl | CZ14 | 14 | VRF_HP_OAU1 | 881.8231 | 4234600.5 | 566447.625 | 0 | 1692748 | 769925.125 | 731521.5 | 0 | 1121.6216 | 472836.0938 | 0 | 0 | 0 | 0 | 37021.6678 | 0 | 0 | 37021.6678 | 8326.5 | -8564.9287 | 0.60495 | 0 | 53 | 0
Htl-w14-v14-VRF_HP_OAU2 | Htl | CZ14 | 14 | VRF_HP_OAU2 | 815.5021 | 4066605 | 566447.625 | 0 | 1692748 | 694884.125 | 638567.8125 | 0 | 1121.6216 | 472836.0938 | 0 | 0 | 0 | 0 | 37021.6678 | 0 | 0 | 37021.6678 | 8326.5039 | -8564.9326 | 0.60495 | 0 | 53 | 0
Htl-w14-v14-VRF_HR_OAU0 | Htl | CZ14 | 14 | VRF_HR_OAU0 | 953.0786 | 4302436.5 | 566447.625 | 0 | 1692748 | 770307.125 | 800802.75 | 0 | 1121.6216 | 471008.7188 | 0 | 0 | 0 | 0 | 37021.591 | 0 | 0 | 37021.591 | 8253.0215 | -8488.332 | 1.0273 | 0 | 85 | 5
Htl-w14-v14-VRF_HR_OAU1 | Htl | CZ14 | 14 | VRF_HR_OAU1 | 865.8883 | 4100431 | 566447.625 | 0 | 1692748 | 686159.1875 | 682940.4375 | 0 | 1121.6216 | 471013.1875 | 0 | 0 | 0 | 0 | 37021.591 | 0 | 0 | 37021.591 | 8244.3516 | -8479.3379 | 1.0273 | 0 | 85 | 5
Htl-w14-v14-VRF_HR_OAU2 | Htl | CZ14 | 14 | VRF_HR_OAU2 | 800.2811 | 3943810 | 566447.625 | 0 | 1692748 | 616578.9375 | 595898.375 | 0 | 1121.6216 | 471014.625 | 0 | 0 | 0 | 0 | 37021.591 | 0 | 0 | 37021.591 | 8241.9414 | -8476.8379 | 1.0273 | 0 | 85 | 5
OfS-w15-v14-HP_S1Std | OfS | CZ15 | 14 | HP_S1Std | 51.8713 | 131965.5 | 31593.9805 | 0 | 50648.0078 | 35.2416 | 35540.8555 | 0 | 0 | 14147.498 | 0 | 0 | 0 | 0 | 146.5395 | 0 | 0 | 146.5395 | 424.0987 | -377.4478 | 0 | 0 | 0 | 0
OfS-w15-v14-HP_S0Std | OfS | CZ15 | 14 | HP_S0Std | 51.8713 | 136179.9844 | 31593.9805 | 0 | 50648.0078 | 35.1163 | 39755.3828 | 0 | 0 | 14147.5576 | 0 | 0 | 0 | 0 | 146.5387 | 0 | 0 | 146.5387 | 424.0987 | -377.4479 | 0 | 0 | 0 | 0
OfS-w15-v14-HP_S2Std | OfS | CZ15 | 14 | HP_S2Std | 52.6428 | 128215 | 31593.9805 | 0 | 50648.0078 | 58.1404 | 38089.7578 | 0 | 0 | 7825.2051 | 0 | 0 | 0 | 0 | 146.6193 | 0 | 0 | 146.6193 | 431.6797 | -384.1949 | 0 | 0 | 0 | 0
OfS-w15-v14-HP_SHi | OfS | CZ15 | 14 | HP_SHi | 45.7047 | 118484.9766 | 31593.9805 | 0 | 50648.0078 | 49.5177 | 29006.4824 | 0 | 0 | 7187.0596 | 0 | 0 | 0 | 0 | 146.6205 | 0 | 0 | 146.6205 | 429.1329 | -381.9283 | 0 | 0 | 0 | 0
OfS-w15-v14-HP_E2Std | OfS | CZ15 | 14 | HP_E2Std | 53.8045 | 131413.875 | 31593.9805 | 0 | 50648.0078 | 41.4797 | 37543.9688 | 0 | 0 | 11586.5449 | 0 | 0 | 0 | 0 | 146.6058 | 0 | 0 | 146.6058 | 437.0353 | -388.9614 | 0 | 0 | 0 | 0
OfS-w15-v14-HP_EHi | OfS | CZ15 | 14 | HP_EHi | 49.7199 | 126242 | 31593.9805 | 0 | 50648.0078 | 38.7997 | 32374.7832 | 0 | 0 | 11586.5449 | 0 | 0 | 0 | 0 | 146.6058 | 0 | 0 | 146.6058 | 437.0353 | -388.9614 | 0 | 0 | 0 | 0
OfS-w15-v14-VRF_HP_OAU0 | OfS | CZ15 | 14 | VRF_HP_OAU0 | 48.7577 | 125929.4453 | 31593.9805 | 0 | 50648.0078 | 135.4584 | 37452.6797 | 0 | 0 | 6099.3989 | 0 | 0 | 0 | 0 | 146.5189 | 0 | 0 | 146.5189 | 375.561 | -391.4367 | 0 | 0 | 0 | 0
OfS-w15-v14-VRF_HP_OAU1 | OfS | CZ15 | 14 | VRF_HP_OAU1 | 45.5557 | 121444.0391 | 31593.9805 | 0 | 50648.0078 | 122.2959 | 32980.4219 | 0 | 0 | 6099.3989 | 0 | 0 | 0 | 0 | 146.5189 | 0 | 0 | 146.5189 | 375.561 | -391.4367 | 0 | 0 | 0 | 0
OfS-w15-v14-VRF_HP_OAU2 | OfS | CZ15 | 14 | VRF_HP_OAU2 | 42.8732 | 117675.9844 | 31593.9805 | 0 | 50648.0078 | 110.7222 | 29223.9648 | 0 | 0 | 6099.3989 | 0 | 0 | 0 | 0 | 146.5189 | 0 | 0 | 146.5189 | 375.561 | -391.4367 | 0 | 0 | 0 | 0
OfS-w15-v14-VRF_HR_OAU0 | OfS | CZ15 | 14 | VRF_HR_OAU0 | 47.0856 | 123111.0078 | 31593.9805 | 0 | 50648.0078 | 102.1707 | 34708.207 | 0 | 0 | 6058.7607 | 0 | 0 | 0 | 0 | 146.4931 | 0 | 0 | 146.4931 | 370.9011 | -386.6328 | 0 | 0 | 0 | 0
OfS-w15-v14-VRF_HR_OAU1 | OfS | CZ15 | 14 | VRF_HR_OAU1 | 44.0965 | 118965.2812 | 31593.9805 | 0 | 50648.0078 | 91.7551 | 30572.8828 | 0 | 0 | 6058.7607 | 0 | 0 | 0 | 0 | 146.4931 | 0 | 0 | 146.4931 | 370.9011 | -386.6328 | 0 | 0 | 0 | 0
OfS-w15-v14-VRF_HR_OAU2 | OfS | CZ15 | 14 | VRF_HR_OAU2 | 41.5906 | 115476.3438 | 31593.9805 | 0 | 50648.0078 | 82.6669 | 27093.0508 | 0 | 0 | 6058.7607 | 0 | 0 | 0 | 0 | 146.4931 | 0 | 0 | 146.4931 | 370.9011 | -386.6328 | 0 | 0 | 0 | 0
OfL-w15-v14-HP_S1Std | OfL | CZ15 | 14 | HP_S1Std | 776.0614 | 2142951.5 | 500422.4062 | 0 | 883691.5 | 311.0286 | 544196.0625 | 0 | 213.4769 | 214117.9219 | 0 | 0 | 0 | 0 | 2389.2907 | 0 | 0 | 2389.2907 | 6394.4512 | -5691.0605 | 0 | 0 | 0 | 0
OfL-w15-v14-HP_S0Std | OfL | CZ15 | 14 | HP_S0Std | 776.0614 | 2215408.5 | 500422.4062 | 0 | 883691.5 | 310.1404 | 616605.5 | 0 | 213.4769 | 214166.1875 | 0 | 0 | 0 | 0 | 2389.2893 | 0 | 0 | 2389.2893 | 6394.4512 | -5691.0605 | 0 | 0 | 0 | 0
OfL-w15-v14-HP_S2Std | OfL | CZ15 | 14 | HP_S2Std | 789.4755 | 2089604.75 | 500422.4062 | 0 | 883691.5 | 559.976 | 583585.0625 | 0 | 213.4769 | 121133.8984 | 0 | 0 | 0 | 0 | 2389.361 | 0 | 0 | 2389.361 | 6584.5991 | -5860.293 | 0 | 0 | 0 | 0
OfL-w15-v14-HP_SHi | OfL | CZ15 | 14 | HP_SHi | 682.6921 | 1939964.5 | 500422.4062 | 0 | 883691.5 | 481.7532 | 443633.9375 | 0 | 213.4769 | 111522.9531 | 0 | 0 | 0 | 0 | 2389.3613 | 0 | 0 | 2389.3613 | 6562.0029 | -5840.1816 | 0 | 0 | 0 | 0
OfL-w15-v14-HP_E2Std | OfL | CZ15 | 14 | HP_E2Std | 805.7048 | 2141750.5 | 500422.4062 | 0 | 883691.5 | 394.0521 | 575004.5 | 0 | 213.4769 | 182025.5 | 0 | 0 | 0 | 0 | 2389.3547 | 0 | 0 | 2389.3547 | 6885.1831 | -6127.8125 | 0 | 0 | 0 | 0
OfL-w15-v14-HP_EHi | OfL | CZ15 | 14 | HP_EHi | 745.0113 | 2062556.25 | 500422.4062 | 0 | 883691.5 | 368.5923 | 495836.125 | 0 | 213.4769 | 182025.5 | 0 | 0 | 0 | 0 | 2389.3547 | 0 | 0 | 2389.3547 | 6885.1831 | -6127.8125 | 0 | 0 | 0 | 0
OfL-w15-v14-VRF_HP_OAU0 | OfL | CZ15 | 14 | VRF_HP_OAU0 | 760.0823 | 2104329.25 | 500422.4062 | 0 | 883691.5 | 1261.5098 | 615189.25 | 0 | 213.4769 | 103551.375 | 0 | 0 | 0 | 0 | 2389.2782 | 0 | 0 | 2389.2782 | 6025.1582 | -6276.9175 | 0 | 0 | 0 | 0
OfL-w15-v14-VRF_HP_OAU1 | OfL | CZ15 | 14 | VRF_HP_OAU1 | 684.9832 | 1994615.75 | 500422.4062 | 0 | 883691.5 | 1076.8361 | 505660.6875 | 0 | 213.4769 | 103551.3672 | 0 | 0 | 0 | 0 | 2389.2782 | 0 | 0 | 2389.2782 | 6025.1582 | -6276.9175 | 0 | 0 | 0 | 0
OfL-w15-v14-VRF_HP_OAU2 | OfL | CZ15 | 14 | VRF_HP_OAU2 | 643.7446 | 1934245.25 | 500422.4062 | 0 | 883691.5 | 968.0884 | 445399.2188 | 0 | 213.4769 | 103551.3594 | 0 | 0 | 0 | 0 | 2389.2782 | 0 | 0 | 2389.2782 | 6025.1582 | -6276.9175 | 0 | 0 | 0 | 0
OfL-w15-v14-VRF_HR_OAU0 | OfL | CZ15 | 14 | VRF_HR_OAU0 | 712.952 | 2047599 | 500422.4062 | 0 | 883691.5 | 1001.5587 | 557905.125 | 0 | 213.4769 | 104364.9062 | 0 | 0 | 0 | 0 | 2389.241 | 0 | 0 | 2389.241 | 6095.5254 | -6350.4404 | 0 | 0 | 0 | 0
OfL-w15-v14-VRF_HR_OAU1 | OfL | CZ15 | 14 | VRF_HR_OAU1 | 646.7087 | 1948247.75 | 500422.4062 | 0 | 883691.5 | 849.2599 | 458706.8125 | 0 | 213.4769 | 104364.9062 | 0 | 0 | 0 | 0 | 2389.241 | 0 | 0 | 2389.241 | 6095.5254 | -6350.4404 | 0 | 0 | 0 | 0
OfL-w15-v14-VRF_HR_OAU2 | OfL | CZ15 | 14 | VRF_HR_OAU2 | 610.2761 | 1893685.25 | 500422.4062 | 0 | 883691.5 | 761.2487 | 404232.3438 | 0 | 213.4769 | 104364.9062 | 0 | 0 | 0 | 0 | 2389.241 | 0 | 0 | 2389.241 | 6095.5254 | -6350.4404 | 0 | 0 | 0 | 0
EPr-w15-v14-HP_S1Std | EPr | CZ15 | 14 | HP_S1Std | 267.6276 | 458318.9688 | 133157.6562 | 0 | 99493.7734 | 10138.6523 | 140609.8281 | 0 | 0 | 74915.1016 | 0 | 4.1564 | 0 | 0 | 1887.4029 | 110.3944 | 0 | 1777.0086 | 2298.9231 | -2046.0416 | 0.84066 | 0 | 22 | 0
EPr-w15-v14-HP_S0Std | EPr | CZ15 | 14 | HP_S0Std | 267.6276 | 466718.5312 | 133157.6562 | 0 | 99493.7734 | 10137.8164 | 149010.0312 | 0 | 0 | 74915.125 | 0 | 4.1564 | 0 | 0 | 1887.4024 | 110.3944 | 0 | 1777.008 | 2298.9231 | -2046.0416 | 0.84066 | 0 | 22 | 0
EPr-w15-v14-HP_S2Std | EPr | CZ15 | 14 | HP_S2Std | 271.3759 | 449113.2812 | 133157.6562 | 0 | 99493.7734 | 11129.6543 | 149723.7344 | 0 | 0 | 55608.1719 | 0 | 0.78327 | 0 | 0 | 1887.5659 | 110.3944 | 0 | 1777.1717 | 2245.7014 | -1998.6743 | 0.68781 | 0 | 18 | 0
EPr-w15-v14-HP_SHi | EPr | CZ15 | 14 | HP_SHi | 236.7063 | 411302.4688 | 133157.6562 | 0 | 99493.7734 | 9243.8916 | 116664.25 | 0 | 0 | 52742.6328 | 0 | 0.82181 | 0 | 0 | 1887.5677 | 110.3944 | 0 | 1777.1734 | 2267.7253 | -2018.2754 | 0.68781 | 0 | 18 | 0
EPr-w15-v14-HP_E2Std | EPr | CZ15 | 14 | HP_E2Std | 293.6539 | 473697.5938 | 133157.6562 | 0 | 99493.7734 | 8905.7256 | 155287.2188 | 0 | 0 | 76853.0234 | 0 | 0.78335 | 0 | 0 | 1887.5437 | 110.3944 | 0 | 1777.1494 | 2353.9624 | -2095.0269 | 0.91708 | 0 | 24 | 0
EPr-w15-v14-HP_EHi | EPr | CZ15 | 14 | HP_EHi | 267.3636 | 451741.7188 | 133157.6562 | 0 | 99493.7734 | 8330.3154 | 133906.7344 | 0 | 0 | 76853.0234 | 0 | 0.80758 | 0 | 0 | 1887.5437 | 110.3944 | 0 | 1777.1494 | 2353.9624 | -2095.0269 | 0.91708 | 0 | 24 | 0
EPr-w15-v14-VRF_HP_OAU0 | EPr | CZ15 | 14 | VRF_HP_OAU0 | 277.119 | 442620.75 | 133157.6562 | 0 | 99493.7734 | 9989.2266 | 144554.9688 | 0 | 0 | 55425.5977 | 0 | 0 | 0 | 0 | 1887.0022 | 110.3944 | 0 | 1776.6077 | 1844.204 | -1924.9391 | 0.42033 | 0 | 11 | 0
EPr-w15-v14-VRF_HP_OAU1 | EPr | CZ15 | 14 | VRF_HP_OAU1 | 254.8702 | 424414.9688 | 133157.6562 | 0 | 99493.7734 | 9027.2246 | 127311.2109 | 0 | 0 | 55425.582 | 0 | 0 | 0 | 0 | 1887.0022 | 110.3944 | 0 | 1776.6077 | 1844.204 | -1924.9391 | 0.42033 | 0 | 11 | 0
EPr-w15-v14-VRF_HP_OAU2 | EPr | CZ15 | 14 | VRF_HP_OAU2 | 236.2355 | 409086.0625 | 133157.6562 | 0 | 99493.7734 | 8181.5005 | 112828.125 | 0 | 0 | 55425.5586 | 0 | 0 | 0 | 0 | 1887.0022 | 110.3944 | 0 | 1776.6077 | 1844.204 | -1924.9391 | 0.42033 | 0 | 11 | 0
EPr-w15-v14-VRF_HR_OAU0 | EPr | CZ15 | 14 | VRF_HR_OAU0 | 253.1359 | 428500.75 | 133157.6562 | 0 | 99493.7734 | 8381.4561 | 132442.3438 | 0 | 0 | 55025.9609 | 0 | 0 | 0 | 0 | 1886.9835 | 110.3944 | 0 | 1776.589 | 1819.7385 | -1899.5409 | 0.42033 | 0 | 11 | 0
EPr-w15-v14-VRF_HR_OAU1 | EPr | CZ15 | 14 | VRF_HR_OAU1 | 233.9241 | 411868.5 | 133157.6562 | 0 | 99493.7734 | 7532.2246 | 116659.3438 | 0 | 0 | 55025.9492 | 0 | 0 | 0 | 0 | 1886.9835 | 110.3944 | 0 | 1776.589 | 1819.7385 | -1899.5409 | 0.42033 | 0 | 11 | 0
EPr-w15-v14-VRF_HR_OAU2 | EPr | CZ15 | 14 | VRF_HR_OAU2 | 217.8033 | 397890.625 | 133157.6562 | 0 | 99493.7734 | 6789.7158 | 103424.0781 | 0 | 0 | 55025.8828 | 0 | 0 | 0 | 0 | 1886.9835 | 110.3944 | 0 | 1776.589 | 1819.7385 | -1899.5409 | 0.42033 | 0 | 11 | 0
Htl-w15-v14-HP_S1Std | Htl | CZ15 | 14 | HP_S1Std | 1144.6877 | 4893713.5 | 566447.625 | 0 | 1692748 | 285368.6875 | 1841322.125 | 0 | 1121.6216 | 506166.5312 | 0 | 537.8392 | 0 | 0 | 28149.5066 | 0 | 0 | 28149.5066 | 12132.584 | -10798 | 0 | 0 | 0 | 0
Htl-w15-v14-HP_S0Std | Htl | CZ15 | 14 | HP_S0Std | 1144.6877 | 4923594.5 | 566447.625 | 0 | 1692748 | 285368.3438 | 1871203.5 | 0 | 1121.6216 | 506166.5312 | 0 | 537.8386 | 0 | 0 | 28149.5014 | 0 | 0 | 28149.5014 | 12132.584 | -10798 | 0 | 0 | 0 | 0
Htl-w15-v14-HP_S2Std | Htl | CZ15 | 14 | HP_S2Std | 1078.9635 | 4709174.5 | 566447.625 | 0 | 1692748 | 296719.8125 | 1724955.875 | 0 | 1121.6216 | 425789.5 | 0 | 1391.6138 | 0 | 0 | 28149.9699 | 0 | 0 | 28149.9699 | 11621.5791 | -10343.2051 | 0 | 0 | 0 | 0
Htl-w15-v14-HP_SHi | Htl | CZ15 | 14 | HP_SHi | 1020.5702 | 4498070.5 | 566447.625 | 0 | 1692748 | 246739.0312 | 1581512.625 | 0 | 1121.6216 | 408531.7188 | 0 | 969.1639 | 0 | 0 | 28149.9981 | 0 | 0 | 28149.9981 | 11738.502 | -10447.2646 | 0 | 0 | 0 | 0
Htl-w15-v14-HP_E2Std | Htl | CZ15 | 14 | HP_E2Std | 1214.1312 | 5090775 | 566447.625 | 0 | 1692748 | 255877.9688 | 1937355.5 | 0 | 1121.6216 | 636800.5625 | 0 | 422.2354 | 0 | 0 | 28149.7907 | 0 | 0 | 28149.7907 | 12331.96 | -10975.4453 | 0 | 0 | 0 | 0
Htl-w15-v14-HP_EHi | Htl | CZ15 | 14 | HP_EHi | 1110.8534 | 4831540.5 | 566447.625 | 0 | 1692748 | 230330.7188 | 1703662.625 | 0 | 1121.6216 | 636800.5625 | 0 | 428.0979 | 0 | 0 | 28149.7907 | 0 | 0 | 28149.7907 | 12331.96 | -10975.4453 | 0 | 0 | 0 | 0
Htl-w15-v14-VRF_HP_OAU0 | Htl | CZ15 | 14 | VRF_HP_OAU0 | 1150.7415 | 4788531 | 566447.625 | 0 | 1692748 | 255011.75 | 1751281.375 | 0 | 1121.6216 | 521920.1875 | 0 | 0 | 0 | 0 | 28150.0083 | 0 | 0 | 28150.0083 | 9895.9072 | -10259.6416 | 0.19404 | 0 | 17 | 0
Htl-w15-v14-VRF_HP_OAU1 | Htl | CZ15 | 14 | VRF_HP_OAU1 | 1036.9456 | 4507421.5 | 566447.625 | 0 | 1692748 | 227244.0156 | 1497939.25 | 0 | 1121.6216 | 521920.1875 | 0 | 0 | 0 | 0 | 28150.0083 | 0 | 0 | 28150.0083 | 9895.9072 | -10259.6416 | 0.19404 | 0 | 17 | 0
Htl-w15-v14-VRF_HP_OAU2 | Htl | CZ15 | 14 | VRF_HP_OAU2 | 950.6299 | 4294308 | 566447.625 | 0 | 1692748 | 204705.5312 | 1307364.375 | 0 | 1121.6216 | 521920.1875 | 0 | 0 | 0 | 0 | 28150.0083 | 0 | 0 | 28150.0083 | 9895.9072 | -10259.6416 | 0.19404 | 0 | 17 | 0
Htl-w15-v14-VRF_HR_OAU0 | Htl | CZ15 | 14 | VRF_HR_OAU0 | 1101.6143 | 4651532 | 566447.625 | 0 | 1692748 | 227777 | 1644025.75 | 0 | 1121.6216 | 519410.4062 | 0 | 0 | 0 | 0 | 28149.8778 | 0 | 0 | 28149.8778 | 10043.4971 | -10412.4775 | 0.84465 | 0 | 71 | 3
Htl-w15-v14-VRF_HR_OAU1 | Htl | CZ15 | 14 | VRF_HR_OAU1 | 994.0775 | 4387135.5 | 566447.625 | 0 | 1692748 | 202366.0938 | 1405040.625 | 0 | 1121.6216 | 519410.4062 | 0 | 0 | 0 | 0 | 28149.8778 | 0 | 0 | 28149.8778 | 10043.4971 | -10412.4775 | 0.84465 | 0 | 71 | 3
Htl-w15-v14-VRF_HR_OAU2 | Htl | CZ15 | 14 | VRF_HR_OAU2 | 912.9232 | 4186869.5 | 566447.625 | 0 | 1692748 | 181316.4219 | 1225824.625 | 0 | 1121.6216 | 519410.4062 | 0 | 0 | 0 | 0 | 28149.8778 | 0 | 0 | 28149.8778 | 10043.4971 | -10412.4775 | 0.84465 | 0 | 71 | 3
OfS-w16-v14-HP_S1Std | OfS | CZ16 | 14 | HP_S1Std | 33.9434 | 105971.5781 | 31593.9805 | 0 | 50648.0078 | 7606.8833 | 5885.3447 | 0 | 0 | 9312.6299 | 0 | 924.8284 | 0 | 0 | 197.4644 | 0 | 0 | 197.4644 | 247.6123 | -220.375 | 0 | 0 | 0 | 0
OfS-w16-v14-HP_S0Std | OfS | CZ16 | 14 | HP_S0Std | 33.9458 | 108741.0469 | 31593.9805 | 0 | 50648.0078 | 7604.5176 | 8660.043 | 0 | 0 | 9309.9805 | 0 | 924.6138 | 0 | 0 | 197.463 | 0 | 0 | 197.463 | 247.6245 | -220.3858 | 0 | 0 | 0 | 0
OfS-w16-v14-HP_S2Std | OfS | CZ16 | 14 | HP_S2Std | 33.5428 | 103331.1641 | 31593.9805 | 0 | 50648.0078 | 8546.5713 | 6273.7881 | 0 | 0 | 5340.5273 | 0 | 928.3991 | 0 | 0 | 197.5102 | 0 | 0 | 197.5102 | 249.8813 | -222.3943 | 0 | 0 | 0 | 0
OfS-w16-v14-HP_SHi | OfS | CZ16 | 14 | HP_SHi | 30.9925 | 100239.5703 | 31593.9805 | 0 | 50648.0078 | 7236.9453 | 4885.875 | 0 | 0 | 4939.145 | 0 | 935.7053 | 0 | 0 | 197.5114 | 0 | 0 | 197.5114 | 250.6069 | -223.0401 | 0 | 0 | 0 | 0
OfS-w16-v14-HP_E2Std | OfS | CZ16 | 14 | HP_E2Std | 34.7161 | 104588.625 | 31593.9805 | 0 | 50648.0078 | 7317.041 | 6564.3442 | 0 | 0 | 7566.939 | 0 | 898.4017 | 0 | 0 | 197.5007 | 0 | 0 | 197.5007 | 250.9303 | -223.3279 | 0 | 0 | 0 | 0
OfS-w16-v14-HP_EHi | OfS | CZ16 | 14 | HP_EHi | 33.071 | 103221.4766 | 31593.9805 | 0 | 50648.0078 | 6837.458 | 5660.543 | 0 | 0 | 7566.939 | 0 | 914.6307 | 0 | 0 | 197.5007 | 0 | 0 | 197.5007 | 250.9303 | -223.3279 | 0 | 0 | 0 | 0
OfS-w16-v14-VRF_HP_OAU0 | OfS | CZ16 | 14 | VRF_HP_OAU0 | 32.096 | 104723.25 | 31593.9805 | 0 | 50648.0078 | 9451.457 | 8394.3145 | 0 | 0 | 4635.6191 | 0 | 0 | 0 | 0 | 197.4371 | 0 | 0 | 197.4371 | 245.1844 | -251.177 | 0 | 0 | 0 | 0
OfS-w16-v14-VRF_HP_OAU1 | OfS | CZ16 | 14 | VRF_HP_OAU1 | 30.9271 | 102938.5156 | 31593.9805 | 0 | 50648.0078 | 8638.4824 | 7422.5234 | 0 | 0 | 4635.6191 | 0 | 0 | 0 | 0 | 197.4371 | 0 | 0 | 197.4371 | 245.1844 | -251.177 | 0 | 0 | 0 | 0
OfS-w16-v14-VRF_HP_OAU2 | OfS | CZ16 | 14 | VRF_HP_OAU2 | 29.8839 | 101389.5391 | 31593.9805 | 0 | 50648.0078 | 7910.0596 | 6601.958 | 0 | 0 | 4635.6191 | 0 | 0 | 0 | 0 | 197.4371 | 0 | 0 | 197.4371 | 245.1844 | -251.177 | 0 | 0 | 0 | 0
OfS-w16-v14-VRF_HR_OAU0 | OfS | CZ16 | 14 | VRF_HR_OAU0 | 31.7224 | 102819.6172 | 31593.9805 | 0 | 50648.0078 | 8099.8477 | 7841.5029 | 0 | 0 | 4636.3755 | 0 | 0 | 0 | 0 | 197.4332 | 0 | 0 | 197.4332 | 244.4382 | -250.4215 | 0 | 0 | 0 | 0
OfS-w16-v14-VRF_HR_OAU1 | OfS | CZ16 | 14 | VRF_HR_OAU1 | 30.5281 | 101204.3125 | 31593.9805 | 0 | 50648.0078 | 7375.354 | 6950.6934 | 0 | 0 | 4636.3755 | 0 | 0 | 0 | 0 | 197.4332 | 0 | 0 | 197.4332 | 244.4382 | -250.4215 | 0 | 0 | 0 | 0
OfS-w16-v14-VRF_HR_OAU2 | OfS | CZ16 | 14 | VRF_HR_OAU2 | 29.3925 | 99799.1484 | 31593.9805 | 0 | 50648.0078 | 6721.5469 | 6199.3267 | 0 | 0 | 4636.3755 | 0 | 0 | 0 | 0 | 197.4332 | 0 | 0 | 197.4332 | 244.4375 | -250.4208 | 0 | 0 | 0 | 0
OfL-w16-v14-HP_S1Std | OfL | CZ16 | 14 | HP_S1Std | 518.0381 | 1689520.375 | 500422.4062 | 0 | 883691.5 | 59054.6992 | 109201.7031 | 0 | 213.4769 | 131218.625 | 0 | 5719.7593 | 0 | 0 | 3324.9485 | 0 | 0 | 3324.9485 | 3478.2102 | -3095.6077 | 0 | 0 | 0 | 0
OfL-w16-v14-HP_S0Std | OfL | CZ16 | 14 | HP_S0Std | 518.0518 | 1740082.875 | 500422.4062 | 0 | 883691.5 | 59034.1172 | 159764.0625 | 0 | 213.4769 | 131239.3438 | 0 | 5719.312 | 0 | 0 | 3324.9466 | 0 | 0 | 3324.9466 | 3478.012 | -3095.4312 | 0 | 0 | 0 | 0
OfL-w16-v14-HP_S2Std | OfL | CZ16 | 14 | HP_S2Std | 515.146 | 1654366.375 | 500422.4062 | 0 | 883691.5 | 67574.7188 | 117505.4297 | 0 | 213.4769 | 77969.6719 | 0 | 6990.8809 | 0 | 0 | 3325.0269 | 0 | 0 | 3325.0269 | 3453.0967 | -3073.2559 | 0 | 0 | 0 | 0
OfL-w16-v14-HP_SHi | OfL | CZ16 | 14 | HP_SHi | 477.998 | 1612110.625 | 500422.4062 | 0 | 883691.5 | 56744.7695 | 92021.4688 | 0 | 213.4769 | 72077.9844 | 0 | 6940.9468 | 0 | 0 | 3325.0291 | 0 | 0 | 3325.0291 | 3467.4253 | -3086.0083 | 0 | 0 | 0 | 0
OfL-w16-v14-HP_E2Std | OfL | CZ16 | 14 | HP_E2Std | 535.7708 | 1683460.5 | 500422.4062 | 0 | 883691.5 | 57232.2656 | 122863.4375 | 0 | 213.4769 | 111875.4531 | 0 | 7163.6118 | 0 | 0 | 3325.0054 | 0 | 0 | 3325.0054 | 3436.9556 | -3058.8906 | 0 | 0 | 0 | 0
OfL-w16-v14-HP_EHi | OfL | CZ16 | 14 | HP_EHi | 509.9446 | 1662926.875 | 500422.4062 | 0 | 883691.5 | 53476.4844 | 105947.1562 | 0 | 213.4769 | 111875.4531 | 0 | 7302.1787 | 0 | 0 | 3325.0054 | 0 | 0 | 3325.0054 | 3436.9556 | -3058.8906 | 0 | 0 | 0 | 0
OfL-w16-v14-VRF_HP_OAU0 | OfL | CZ16 | 14 | VRF_HP_OAU0 | 511.711 | 1706954.375 | 500422.4062 | 0 | 883691.5 | 81641.7188 | 160544.5781 | 0 | 213.4769 | 80442.1562 | 0 | 0 | 0 | 0 | 3324.8621 | 0 | 0 | 3324.8621 | 3988.2754 | -4087.4019 | 0 | 0 | 0 | 0
OfL-w16-v14-VRF_HP_OAU1 | OfL | CZ16 | 14 | VRF_HP_OAU1 | 481.5192 | 1668351.75 | 500422.4062 | 0 | 883691.5 | 71202.4688 | 132381.3438 | 0 | 213.4769 | 80442.1562 | 0 | 0 | 0 | 0 | 3324.8621 | 0 | 0 | 3324.8621 | 3988.2754 | -4087.4019 | 0 | 0 | 0 | 0
OfL-w16-v14-VRF_HP_OAU2 | OfL | CZ16 | 14 | VRF_HP_OAU2 | 465.1384 | 1646619.5 | 500422.4062 | 0 | 883691.5 | 64986.0586 | 117049.1953 | 0 | 213.4769 | 80258.6641 | 0 | 0 | 0 | 0 | 3324.8624 | 0 | 0 | 3324.8624 | 3966.2437 | -4064.6692 | 0 | 0 | 0 | 0
OfL-w16-v14-VRF_HR_OAU0 | OfL | CZ16 | 14 | VRF_HR_OAU0 | 503.0822 | 1685797.5 | 500422.4062 | 0 | 883691.5 | 68250.1641 | 152240.1562 | 0 | 213.4769 | 80981.5156 | 0 | 0 | 0 | 0 | 3324.8531 | 0 | 0 | 3324.8531 | 4011.9595 | -4110.7236 | 0 | 0 | 0 | 0
OfL-w16-v14-VRF_HR_OAU1 | OfL | CZ16 | 14 | VRF_HR_OAU1 | 473.6687 | 1650186.75 | 500422.4062 | 0 | 883691.5 | 59295.4297 | 125584.0781 | 0 | 213.4769 | 80981.5156 | 0 | 0 | 0 | 0 | 3324.8531 | 0 | 0 | 3324.8531 | 4011.9595 | -4110.7236 | 0 | 0 | 0 | 0
OfL-w16-v14-VRF_HR_OAU2 | OfL | CZ16 | 14 | VRF_HR_OAU2 | 457.3015 | 1629941.375 | 500422.4062 | 0 | 883691.5 | 53950.375 | 110683.8594 | 0 | 213.4769 | 80981.5156 | 0 | 0 | 0 | 0 | 3324.8531 | 0 | 0 | 3324.8531 | 4011.9629 | -4110.7275 | 0 | 0 | 0 | 0
EPr-w16-v14-HP_S1Std | EPr | CZ16 | 14 | HP_S1Std | 1.6302 | 451329.4062 | 133157.6562 | 0 | 99493.7734 | 114266.3594 | 12247.4932 | 0 | 0 | 61582.3711 | 0 | 30581.7539 | 0 | 0 | 2569.8115 | 110.3944 | 0 | 2459.4171 | 1752.9158 | -1560.095 | 0 | 0 | 0 | 0
EPr-w16-v14-HP_S0Std | EPr | CZ16 | 14 | HP_S0Std | 1.6302 | 454030.75 | 133157.6562 | 0 | 99493.7734 | 114265.7969 | 14949.4385 | 0 | 0 | 61582.2617 | 0 | 30581.8301 | 0 | 0 | 2569.8112 | 110.3944 | 0 | 2459.4168 | 1752.9119 | -1560.0916 | 0 | 0 | 0 | 0
EPr-w16-v14-HP_S2Std | EPr | CZ16 | 14 | HP_S2Std | 1.6302 | 446058.1875 | 133157.6562 | 0 | 99493.7734 | 122980.7422 | 12923.2129 | 0 | 0 | 49679.1289 | 0 | 27823.9199 | 0 | 0 | 2569.9472 | 110.3944 | 0 | 2459.553 | 1770.5676 | -1575.8052 | 0 | 0 | 0 | 0
EPr-w16-v14-HP_SHi | EPr | CZ16 | 14 | HP_SHi | 1.6302 | 422674 | 133157.6562 | 0 | 99493.7734 | 104953.7891 | 9905.7129 | 0 | 0 | 46958.5234 | 0 | 28204.9668 | 0 | 0 | 2569.9482 | 110.3944 | 0 | 2459.5542 | 1772.8989 | -1577.8799 | 0 | 0 | 0 | 0
EPr-w16-v14-HP_E2Std | EPr | CZ16 | 14 | HP_E2Std | 1.6302 | 442476.3125 | 133157.6562 | 0 | 99493.7734 | 105737.0938 | 13675.9219 | 0 | 0 | 63496.5703 | 0 | 26915.2578 | 0 | 0 | 2569.9371 | 110.3944 | 0 | 2459.5426 | 1762.3223 | -1568.4666 | 0 | 0 | 0 | 0
EPr-w16-v14-HP_EHi | EPr | CZ16 | 14 | HP_EHi | 1.6302 | 433864.5938 | 133157.6562 | 0 | 99493.7734 | 98829.6406 | 11792.9717 | 0 | 0 | 63496.5703 | 0 | 27094.0898 | 0 | 0 | 2569.9371 | 110.3944 | 0 | 2459.5426 | 1762.3223 | -1568.4666 | 0 | 0 | 0 | 0
EPr-w16-v14-VRF_HP_OAU0 | EPr | CZ16 | 14 | VRF_HP_OAU0 | 1.6302 | 425960.4062 | 133157.6562 | 0 | 99493.7734 | 130255.8906 | 14242.6611 | 0 | 0 | 48810.3438 | 0 | 0 | 0 | 0 | 2569.5622 | 110.3944 | 0 | 2459.1682 | 1105.1118 | -1132.5073 | 0 | 0 | 0 | 0
EPr-w16-v14-VRF_HP_OAU1 | EPr | CZ16 | 14 | VRF_HP_OAU1 | 1.6302 | 412711.375 | 133157.6562 | 0 | 99493.7734 | 118663.7031 | 12585.9766 | 0 | 0 | 48810.3438 | 0 | 0 | 0 | 0 | 2569.5622 | 110.3944 | 0 | 2459.1682 | 1105.1118 | -1132.5073 | 0 | 0 | 0 | 0
EPr-w16-v14-VRF_HP_OAU2 | EPr | CZ16 | 14 | VRF_HP_OAU2 | 1.6302 | 401133.25 | 133157.6562 | 0 | 99493.7734 | 108486.1406 | 11185.4697 | 0 | 0 | 48810.3438 | 0 | 0 | 0 | 0 | 2569.5622 | 110.3944 | 0 | 2459.1682 | 1105.1118 | -1132.5073 | 0 | 0 | 0 | 0
EPr-w16-v14-VRF_HR_OAU0 | EPr | CZ16 | 14 | VRF_HR_OAU0 | 1.6302 | 407891.8438 | 133157.6562 | 0 | 99493.7734 | 113289.9844 | 13113.9355 | 0 | 0 | 48836.4922 | 0 | 0 | 0 | 0 | 2569.5715 | 110.3944 | 0 | 2459.1773 | 1102.1665 | -1129.6023 | 0.076423 | 0 | 1 | 1
EPr-w16-v14-VRF_HR_OAU1 | EPr | CZ16 | 14 | VRF_HR_OAU1 | 1.6302 | 395978.9375 | 133157.6562 | 0 | 99493.7734 | 102890.1719 | 11601.0547 | 0 | 0 | 48836.4961 | 0 | 0 | 0 | 0 | 2569.5715 | 110.3944 | 0 | 2459.1773 | 1102.1224 | -1129.5571 | 0.076423 | 0 | 1 | 1
EPr-w16-v14-VRF_HR_OAU2 | EPr | CZ16 | 14 | VRF_HR_OAU2 | 1.6302 | 385390.5938 | 133157.6562 | 0 | 99493.7734 | 93567.0938 | 10335.9785 | 0 | 0 | 48836.5039 | 0 | 0 | 0 | 0 | 2569.5715 | 110.3944 | 0 | 2459.1773 | 1102.0771 | -1129.5105 | 0.076423 | 0 | 1 | 1
Htl-w16-v14-HP_S1Std | Htl | CZ16 | 14 | HP_S1Std | 672.6525 | 5050139.5 | 566447.625 | 0 | 1692748 | 1512479 | 356693.1875 | 0 | 1121.6216 | 431541.875 | 0 | 489107.0625 | 0 | 0 | 44592.5274 | 0 | 0 | 44592.5274 | 9230.7598 | -8215.377 | 0 | 0 | 0 | 0
Htl-w16-v14-HP_S0Std | Htl | CZ16 | 14 | HP_S0Std | 672.6592 | 5064739 | 566447.625 | 0 | 1692748 | 1512475 | 371296.9375 | 0 | 1121.6216 | 431541.875 | 0 | 489107.0312 | 0 | 0 | 44592.5274 | 0 | 0 | 44592.5274 | 9230.7598 | -8215.377 | 0 | 0 | 0 | 0
Htl-w16-v14-HP_S2Std | Htl | CZ16 | 14 | HP_S2Std | 657.2838 | 5068344.5 | 566447.625 | 0 | 1692748 | 1592373.125 | 328707.9375 | 0 | 1121.6216 | 416647.5 | 0 | 470297.8125 | 0 | 0 | 44592.768 | 0 | 0 | 44592.768 | 9253.7246 | -8235.8164 | 0 | 0 | 0 | 0
Htl-w16-v14-HP_SHi | Htl | CZ16 | 14 | HP_SHi | 627.0157 | 4788141 | 566447.625 | 0 | 1692748 | 1348095.75 | 314209.375 | 0 | 1121.6216 | 390528.5625 | 0 | 474989.5312 | 0 | 0 | 44592.7885 | 0 | 0 | 44592.7885 | 9261.9824 | -8243.167 | 0 | 0 | 0 | 0
Htl-w16-v14-HP_E2Std | Htl | CZ16 | 14 | HP_E2Std | 700.7161 | 5069675.5 | 566447.625 | 0 | 1692748 | 1447675.5 | 368245.2188 | 0 | 1121.6216 | 537823.4375 | 0 | 455614 | 0 | 0 | 44592.6605 | 0 | 0 | 44592.6605 | 9225.1338 | -8210.3691 | 0 | 0 | 0 | 0
Htl-w16-v14-HP_EHi | Htl | CZ16 | 14 | HP_EHi | 659.0988 | 4872999.5 | 566447.625 | 0 | 1692748 | 1291015.25 | 326088.375 | 0 | 1121.6216 | 537823.4375 | 0 | 457754.4062 | 0 | 0 | 44592.6605 | 0 | 0 | 44592.6605 | 9225.1338 | -8210.3691 | 0 | 0 | 0 | 0
Htl-w16-v14-VRF_HP_OAU0 | Htl | CZ16 | 14 | VRF_HP_OAU0 | 635.8603 | 4623747.5 | 566447.625 | 0 | 1692748 | 1597092.125 | 315321.6875 | 0 | 1121.6216 | 451016.875 | 0 | 0 | 0 | 0 | 44592.5478 | 0 | 0 | 44592.5478 | 7159.1602 | -7300.4683 | 0.10273 | 0 | 9 | 0
Htl-w16-v14-VRF_HP_OAU1 | Htl | CZ16 | 14 | VRF_HP_OAU1 | 591.6698 | 4416527 | 566447.625 | 0 | 1692748 | 1435989.5 | 269202.8438 | 0 | 1121.6216 | 451016.6562 | 0 | 0 | 0 | 0 | 44592.5478 | 0 | 0 | 44592.5478 | 7159.125 | -7300.4307 | 0.10273 | 0 | 9 | 0
Htl-w16-v14-VRF_HP_OAU2 | Htl | CZ16 | 14 | VRF_HP_OAU2 | 561.0098 | 4247984.5 | 566447.625 | 0 | 1692748 | 1301403.5 | 235245.3906 | 0 | 1121.6216 | 451016.5938 | 0 | 0 | 0 | 0 | 44592.5478 | 0 | 0 | 44592.5478 | 7159.0908 | -7300.395 | 0.10273 | 0 | 9 | 0
Htl-w16-v14-VRF_HR_OAU0 | Htl | CZ16 | 14 | VRF_HR_OAU0 | 617.594 | 4468652 | 566447.625 | 0 | 1692748 | 1442748.25 | 314833.0312 | 0 | 1121.6216 | 450751.8125 | 0 | 0 | 0 | 0 | 44592.5376 | 0 | 0 | 44592.5376 | 7092.5981 | -7231.8662 | 0.92455 | 0 | 77 | 4
Htl-w16-v14-VRF_HR_OAU1 | Htl | CZ16 | 14 | VRF_HR_OAU1 | 579.6564 | 4275192.5 | 566447.625 | 0 | 1692748 | 1294341.75 | 269785.5 | 0 | 1121.6216 | 450747.1875 | 0 | 0 | 0 | 0 | 44592.5376 | 0 | 0 | 44592.5376 | 7092.498 | -7231.7598 | 0.92455 | 0 | 77 | 4
Htl-w16-v14-VRF_HR_OAU2 | Htl | CZ16 | 14 | VRF_HR_OAU2 | 551.2182 | 4117854.5 | 566447.625 | 0 | 1692748 | 1170509.25 | 236281.8906 | 0 | 1121.6216 | 450744.125 | 0 | 0 | 0 | 0 | 44592.5376 | 0 | 0 | 44592.5376 | 7092.4087 | -7231.6636 | 0.93597 | 0 | 78 | 4

## OfS
|  |  | 7 | 7 | 7 | 7 | 7 | 7 | 7 | 7 | 7 | 7 | 7 | 24 | 24 | 24 | 24 | 24 | 24 | [20 empty] | 6 | 6 | 6 | 6 | 6 | 6 | 6 | 6 | 6 | 6 | 6
|  |  | kWhTotal | kWhTotal | kWhTotal | kWhTotal | kWhTotal | kWhTotal | kWhTotal | kWhTotal | kWhTotal | kWhTotal | kWhTotal | CoolCap | CoolCap | CoolCap | CoolCap | CoolCap | CoolCap |  | Baseline is One Speed T-24 HP, |  |  |  |  | Baseline is One Speed T-24 HP, |  |  |  |  | Baseline is 2 Speed T-24 Heat Pump, |  |  |  |  | Baseline is T24 Heat Pump VRF System |  | Baseline is T24 Heat Recovery VRF System |  | kWPkPer | kWPkPer | kWPkPer | kWPkPer | kWPkPer | kWPkPer | kWPkPer | kWPkPer | kWPkPer | kWPkPer | kWPkPer
|  |  | HP_S0Std | HP_S1Std | HP_SHi | HP_E2Std | HP_EHi | VRF_HP_OAU0 | VRF_HP_OAU1 | VRF_HP_OAU2 | VRF_HR_OAU0 | VRF_HR_OAU1 | VRF_HR_OAU2 | VRF_HP_OAU0 | VRF_HP_OAU1 | VRF_HP_OAU2 | VRF_HR_OAU0 | VRF_HR_OAU1 | VRF_HR_OAU2 |  | < 65 kBtuh, with Economizer |  |  |  |  | < 65 kBtuh, without Economizer |  |  |  |  | 65-135 kBtuh | [8 empty] | HP_S0Std | HP_S1Std | HP_SHi | HP_E2Std | HP_EHi | VRF_HP_OAU0 | VRF_HP_OAU1 | VRF_HP_OAU2 | VRF_HR_OAU0 | VRF_HR_OAU1 | VRF_HR_OAU2 |  | Baseline is One Speed T-24 HP, < 65 kBtuh |  |  |  |  | Baseline is One Speed T-24 HP, < 65 kBtuh | [5 empty] | Baseline is 2 Speed T-24 Heat Pump, 65-135 kBtuh |  |  |  | Baseline is T24 Single-Mode VRF System, 14 tons/system
Bldg | CZ | [12 empty] | Tons | Tons | Tons | Tons | Tons | Tons | CZ | Hi Eff HP | VRF HP T-24 | VRF HP Tier2 | VRF HR T-24 | VRF HR Tier2 | Hi Eff HP, w/econo | VRF HP T-24 | VRF HP Tier2 | VRF HR T-24 | VRF HR Tier2 | Hi Eff HP | VRF HP T-24 | VRF HP Tier2 | VRF HR T-24 | VRF HR Tier2 | VRF HP Tier1 | VRF HP Tier2 | VRF HR Tier1 | VRF HR Tier2 | [11 empty] | CZ | Hi Eff HP | VRF HP T-24 | VRF HP Tier2 | VRF HR T-24 | VRF HR Tier2 | Hi Eff HP, w/econo | VRF HP T-24 | VRF HP Tier2 | VRF HR T-24 | VRF HR Tier2 | Hi Eff HP | VRF HP T-24 | VRF HP Tier2 | VRF HR T-24 | VRF HR Tier2 | VRF HP Tier1 | VRF HP Tier2 | VRF HR Tier1 | VRF HR Tier2
OfS | 1 |  | 96209.3906 | 93421.8125 | 89512.9141 | 91440.1328 | 91195.1953 | 93941.7656 | 93202.3438 | 92566.7969 | 93061.2188 | 92404.4141 | 91818.6797 | 16.0248 | 16.0248 | 16.0248 | 15.9207 | 15.9207 | 15.9207 | CZ01 | 243.9278 | -32.4467 | 53.3557 | 22.6493 | 100.6946 | 417.8816 | 141.5071 | 227.3095 | 197.7403 | 275.7855 | 15.2849 | -156.1099 | -70.3075 | -101.8223 | -23.777 | 46.1423 | 85.8025 | 41.2546 | 78.0453 | 27.5532 | 25.6471 | 24.2964 | 25.9491 | 25.4749 | 26.164 | 25.6628 | 25.1979 | 26.0643 | 25.6007 | 25.202 | CZ01 | 0.084289 | -0.032253 | 0.028031 | -0.026207 | 0.027961 | 0.20324 | 0.086696 | 0.14698 | 0.093519 | 0.14769 | 0.02959 | -0.013408 | 0.046875 | -0.0072394 | 0.046929 | 0.031277 | 0.060283 | 0.02912 | 0.054168
OfS | 2 |  | 104559 | 101010.1094 | 95277.8047 | 99706.4766 | 98389.2344 | 100233.4766 | 98737.8359 | 97465.6406 | 99037.8281 | 97696.4766 | 96548.0938 | 20.74 | 20.74 | 20.74 | 20.6597 | 20.6597 | 20.6597 | CZ02 | 276.3892 | 37.4462 | 170.9004 | 95.4653 | 215.9771 | 447.5028 | 208.5598 | 342.0139 | 267.2439 | 387.7558 | 63.5122 | -25.4099 | 108.0443 | 32.3649 | 152.8767 | 72.1139 | 133.4542 | 64.9261 | 120.5118 | 39.4323 | 39.4308 | 36.248 | 41.2974 | 38.8053 | 38.5875 | 36.5264 | 34.8006 | 38.2281 | 36.085 | 34.3452 | CZ02 | 0.15346 | 0.040661 | 0.22325 | 0.058215 | 0.24616 | 0.15353 | 0.040733 | 0.22332 | 0.058287 | 0.24623 | 0.12016 | 0.13066 | 0.31325 | 0.14857 | 0.33651 | 0.099375 | 0.18259 | 0.10373 | 0.18794
OfS | 3 |  | 99503.9375 | 95215.1016 | 90860.1016 | 94169.7266 | 93498.875 | 96118.1172 | 95048.7266 | 94147.6797 | 95255.75 | 94306.2656 | 93503.3828 | 18.9437 | 18.9437 | 18.9437 | 18.9088 | 18.9088 | 18.9088 | CZ03 | 229.8923 | -47.6685 | 56.3472 | -2.1497 | 90.5248 | 456.2919 | 178.7311 | 282.7468 | 224.6667 | 317.3412 | 35.413 | -102.8519 | 1.1638 | -57.4347 | 35.2398 | 56.4511 | 104.0157 | 50.2138 | 92.6745 | 32.6942 | 32.6964 | 30.3026 | 33.7519 | 32.2116 | 31.2316 | 30.1333 | 29.1765 | 30.7528 | 29.7434 | 28.8972 | CZ03 | 0.12636 | 0.077326 | 0.18581 | 0.10279 | 0.20092 | 0.12624 | 0.077206 | 0.18569 | 0.10267 | 0.2008 | 0.081309 | 0.13304 | 0.24153 | 0.15861 | 0.25674 | 0.057976 | 0.10848 | 0.053385 | 0.098133
OfS | 4 |  | 104472.7031 | 100629.8125 | 95318.2969 | 100144.9766 | 98712.6484 | 100640.4141 | 99057.7188 | 97719.0234 | 99637.6719 | 98161.7109 | 96923.1719 | 20.0474 | 20.0474 | 20.0474 | 19.9351 | 19.9351 | 19.9351 | CZ04 | 264.948 | -0.52883 | 145.1954 | 49.7686 | 185.9356 | 456.6384 | 191.1615 | 336.8858 | 242.5388 | 378.7058 | 71.4471 | -24.7133 | 121.0109 | 25.4478 | 161.6148 | 78.9477 | 145.7243 | 74.0384 | 136.167 | 37.5859 | 37.5833 | 35.0475 | 39.7004 | 37.4306 | 37.1539 | 35.3165 | 33.7657 | 36.5883 | 34.7484 | 33.236 | CZ04 | 0.12649 | 0.021422 | 0.19043 | 0.049913 | 0.21807 | 0.12662 | 0.02155 | 0.19056 | 0.050042 | 0.2182 | 0.11322 | 0.12703 | 0.29603 | 0.15611 | 0.32427 | 0.091649 | 0.16901 | 0.092293 | 0.16816
OfS | 5 |  | 98812.2266 | 95000.8906 | 90812.7031 | 93991.1797 | 93299.1875 | 95856.4766 | 94812.7031 | 93926.5312 | 94961.6406 | 94042.0703 | 93237.6172 | 17.5052 | 17.5052 | 17.5052 | 17.5859 | 17.5859 | 17.5859 | CZ05 | 239.2534 | -48.876 | 61.3736 | 2.2319 | 100.2661 | 456.9789 | 168.8495 | 279.0991 | 218.9583 | 316.9925 | 39.5306 | -106.5565 | 3.6931 | -55.1839 | 42.8503 | 59.6264 | 110.2496 | 52.2901 | 98.0342 | 30.5664 | 30.429 | 28.3038 | 31.1267 | 29.9247 | 29.3567 | 28.4383 | 27.7014 | 28.8604 | 27.7478 | 27.0882 | CZ05 | 0.12141 | 0.061259 | 0.15582 | 0.089198 | 0.18997 | 0.12926 | 0.06911 | 0.16367 | 0.097013 | 0.19779 | 0.06866 | 0.10111 | 0.19567 | 0.12887 | 0.22964 | 0.052461 | 0.094559 | 0.063262 | 0.10077
OfS | 6 |  | 105596.6016 | 101765.1719 | 96310.8438 | 101701 | 100031.2969 | 101261.9297 | 99600.9219 | 98198.5547 | 99933.7812 | 98409.8594 | 97126.1016 | 22.0608 | 22.0608 | 22.0608 | 22.0213 | 22.0213 | 22.0213 | CZ06 | 247.2412 | 22.8116 | 161.6725 | 83.1647 | 210.6633 | 420.9175 | 196.4879 | 335.3488 | 257.1525 | 384.6512 | 75.6866 | 19.9028 | 158.7636 | 80.2506 | 207.7493 | 75.2924 | 138.8608 | 69.2023 | 127.4986 | 35.456 | 35.456 | 33.1987 | 37.49 | 35.5156 | 34.9187 | 33.3196 | 31.9898 | 34.8647 | 33.3256 | 32.0302 | CZ06 | 0.10232 | 0.024357 | 0.15712 | 0.026852 | 0.15557 | 0.10232 | 0.024358 | 0.15712 | 0.026853 | 0.15557 | 0.089495 | 0.11656 | 0.24932 | 0.11922 | 0.24793 | 0.072483 | 0.13277 | 0.069892 | 0.12872
OfS | 7 |  | 104649.2891 | 99463.0391 | 94663.75 | 99656.6875 | 98272.9297 | 100426.6172 | 98834.1172 | 97499.5938 | 99354.125 | 97884.1484 | 96649.2734 | 21.5939 | 21.5939 | 21.5939 | 21.5211 | 21.5211 | 21.5211 | CZ07 | 222.2524 | -44.6228 | 90.9261 | 5.0608 | 130.7443 | 462.4248 | 195.5496 | 331.0984 | 246.0448 | 371.7282 | 64.0811 | -35.655 | 99.8938 | 14.0589 | 139.7423 | 73.7478 | 135.5488 | 68.3038 | 125.6835 | 33.5809 | 33.5809 | 31.575 | 35.4685 | 33.7427 | 32.9332 | 31.6171 | 30.5096 | 32.6948 | 31.41 | 30.3282 | CZ07 | 0.092893 | 0.029996 | 0.14223 | 0.041172 | 0.15114 | 0.092892 | 0.029995 | 0.14223 | 0.041171 | 0.15114 | 0.079922 | 0.11741 | 0.22965 | 0.12888 | 0.23885 | 0.060945 | 0.11224 | 0.059702 | 0.10997
OfS | 8 |  | 109331.6172 | 105138.4688 | 98633.0859 | 104861.4219 | 102842.375 | 104053.8906 | 102060.4922 | 100389.4844 | 102654.3828 | 100827.8672 | 99288.4844 | 23.5204 | 23.5204 | 23.5204 | 23.3846 | 23.3846 | 23.3846 | CZ08 | 276.5846 | 46.1122 | 201.9091 | 106.2273 | 250.1637 | 454.8616 | 224.3892 | 380.1861 | 285.5395 | 429.4759 | 85.8423 | 34.3332 | 190.1301 | 94.3799 | 238.3163 | 84.7519 | 155.7969 | 78.1075 | 143.9364 | 38.591 | 38.591 | 35.4652 | 40.4554 | 38.0922 | 37.5952 | 35.7216 | 34.1484 | 37.0789 | 35.2705 | 33.7517 | CZ08 | 0.1329 | 0.042337 | 0.18888 | 0.064662 | 0.20694 | 0.1329 | 0.042341 | 0.18889 | 0.064665 | 0.20694 | 0.10048 | 0.12161 | 0.26815 | 0.14439 | 0.28667 | 0.079659 | 0.14655 | 0.07733 | 0.14228
OfS | 9 |  | 112762.2969 | 108067.7266 | 100275.8438 | 106983.8672 | 104788.3281 | 105939.9219 | 103775.375 | 101951.7578 | 104451 | 102460.6719 | 100786.3203 | 26.706 | 26.706 | 26.706 | 26.9784 | 26.9784 | 26.9784 | CZ09 | 291.7648 | 79.675 | 229.0107 | 134.0601 | 269.8977 | 467.5516 | 255.4618 | 404.7975 | 308.0724 | 443.91 | 82.2113 | 39.0902 | 188.4259 | 93.885 | 229.7226 | 81.0508 | 149.3356 | 73.7749 | 135.8376 | 44.2754 | 44.2753 | 40.1282 | 46.6681 | 43.5161 | 43.5573 | 40.9736 | 38.8057 | 42.86 | 40.3656 | 38.2728 | CZ09 | 0.15529 | 0.026887 | 0.20481 | 0.052463 | 0.22249 | 0.15529 | 0.026888 | 0.20481 | 0.052464 | 0.22249 | 0.11802 | 0.11648 | 0.29441 | 0.14116 | 0.31119 | 0.096745 | 0.17792 | 0.092456 | 0.17003
OfS | 10 |  | 112890.1719 | 108684.9219 | 101277.875 | 108145.6719 | 105728.5938 | 106994.4062 | 104666.875 | 102705.25 | 105516.7188 | 103355.7266 | 101539.4219 | 24.1726 | 24.1726 | 24.1726 | 24.1714 | 24.1714 | 24.1714 | CZ10 | 306.4235 | 69.9353 | 247.3742 | 131.0723 | 295.6178 | 480.3913 | 243.903 | 421.342 | 305.0485 | 469.594 | 99.9926 | 47.6269 | 225.0658 | 108.7629 | 273.3084 | 96.2881 | 177.4389 | 89.4028 | 164.5455 | 44.9926 | 44.9926 | 41.3721 | 47.7777 | 44.476 | 45.5965 | 42.7461 | 40.3598 | 44.9341 | 42.1703 | 39.8555 | CZ10 | 0.14978 | -0.024984 | 0.19166 | 0.0024192 | 0.21253 | 0.14978 | -0.024981 | 0.19166 | 0.0024219 | 0.21253 | 0.13659 | 0.090233 | 0.30687 | 0.11764 | 0.32775 | 0.11792 | 0.21664 | 0.11434 | 0.21011
OfS | 11 |  | 114654.5391 | 111335.1484 | 103379.5156 | 110385.4297 | 107823.6406 | 108806.875 | 106331.9531 | 104232.9297 | 107319.6562 | 104995.5781 | 103029.3906 | 24.3273 | 24.3273 | 24.3273 | 24.1725 | 24.1725 | 24.1725 | CZ11 | 327.025 | 103.9274 | 291.9444 | 166.1181 | 343.6034 | 463.4721 | 240.3746 | 428.3916 | 303.439 | 480.9243 | 105.3051 | 64.8882 | 252.9052 | 126.8289 | 304.3142 | 101.7344 | 188.017 | 96.1455 | 177.4853 | 44.7488 | 44.7476 | 40.7565 | 46.9862 | 43.7719 | 43.952 | 41.303 | 39.035 | 43.2172 | 40.6611 | 38.5192 | CZ11 | 0.16406 | 0.032706 | 0.23483 | 0.063312 | 0.25766 | 0.1641 | 0.032753 | 0.23487 | 0.063359 | 0.25771 | 0.13213 | 0.12472 | 0.32684 | 0.15592 | 0.35027 | 0.10889 | 0.20212 | 0.10574 | 0.19435
OfS | 12 |  | 110635.1016 | 106878.8203 | 99660.5234 | 105576.4766 | 103631.2031 | 104677.6797 | 102660.3047 | 100969.1797 | 103269.1875 | 101410.6016 | 99837.25 | 23.9264 | 23.9264 | 23.9264 | 23.9386 | 23.9386 | 23.9386 | CZ12 | 301.688 | 91.9965 | 246.9928 | 150.7871 | 294.1512 | 458.6814 | 248.9899 | 403.9862 | 307.7002 | 451.0643 | 81.3025 | 37.5651 | 192.5615 | 96.3836 | 239.7477 | 84.316 | 154.9964 | 77.6397 | 143.3641 | 42.3418 | 42.3419 | 38.1023 | 43.9611 | 41.1273 | 40.7297 | 38.4707 | 36.576 | 39.8811 | 37.7276 | 35.9206 | CZ12 | 0.17719 | 0.067385 | 0.24099 | 0.1028 | 0.26824 | 0.17719 | 0.06738 | 0.24098 | 0.10279 | 0.26823 | 0.11844 | 0.13506 | 0.30866 | 0.17044 | 0.33588 | 0.094414 | 0.1736 | 0.089961 | 0.16544
OfS | 13 |  | 115037.3516 | 111784.2266 | 103904.9453 | 111298.8984 | 108618.4375 | 109466.25 | 106920.3125 | 104766.5781 | 107779.6406 | 105410.9844 | 103411.8516 | 25.7521 | 25.7521 | 25.7521 | 25.6832 | 25.6832 | 25.6832 | CZ13 | 305.967 | 90.0113 | 272.5082 | 155.9223 | 325.9862 | 432.2918 | 216.3361 | 398.833 | 282.5857 | 452.6496 | 104.0872 | 71.1651 | 253.662 | 137.0256 | 307.0895 | 98.8634 | 182.4969 | 92.2258 | 170.0639 | 43.0142 | 43.0139 | 39.0562 | 45.1068 | 42.151 | 42.278 | 39.8396 | 37.796 | 41.4402 | 39.1081 | 37.1518 | CZ13 | 0.15369 | 0.028577 | 0.20262 | 0.061273 | 0.22825 | 0.15369 | 0.028586 | 0.20263 | 0.061282 | 0.22826 | 0.11478 | 0.10985 | 0.28389 | 0.14276 | 0.30973 | 0.094689 | 0.17405 | 0.090804 | 0.16697
OfS | 14 |  | 115186.2656 | 112092.2344 | 104097.5781 | 111385.9453 | 108641.9609 | 109859.5859 | 107254.9062 | 105067.1953 | 108056.9141 | 105644.8281 | 103595.7266 | 24.8957 | 24.8957 | 24.8957 | 24.6989 | 24.6989 | 24.6989 | CZ14 | 321.1254 | 89.6799 | 282.1783 | 163.3806 | 344.0036 | 445.405 | 213.9595 | 406.4579 | 288.6506 | 469.2736 | 110.219 | 61.3101 | 253.8085 | 134.7846 | 315.4076 | 104.6235 | 192.4984 | 97.6597 | 180.623 | 43.9502 | 43.9496 | 40.261 | 46.088 | 42.9869 | 42.9855 | 40.3789 | 38.227 | 42.5486 | 40.0808 | 37.8262 | CZ14 | 0.14816 | 0.038728 | 0.22986 | 0.056726 | 0.24792 | 0.14818 | 0.03875 | 0.22989 | 0.056748 | 0.24795 | 0.12456 | 0.12462 | 0.31576 | 0.1433 | 0.3345 | 0.1047 | 0.19114 | 0.099914 | 0.1912
OfS | 15 |  | 136179.9844 | 131965.5 | 118484.9766 | 131413.875 | 126242 | 125929.4453 | 121444.0391 | 117675.9844 | 123111.0078 | 118965.2812 | 115476.3438 | 31.2968 | 31.2968 | 31.2968 | 30.9084 | 30.9084 | 30.9084 | CZ15 | 430.7324 | 192.8652 | 456.5814 | 286.475 | 533.4842 | 565.3944 | 327.5273 | 591.2435 | 422.8289 | 669.8381 | 165.2528 | 175.2396 | 438.9558 | 268.6279 | 515.6371 | 143.3186 | 263.7162 | 134.1293 | 247.0091 | 51.8713 | 51.8713 | 45.7047 | 53.8045 | 49.7199 | 48.7577 | 45.5557 | 42.8732 | 47.0856 | 44.0965 | 41.5906 | CZ15 | 0.19704 | 0.099488 | 0.28751 | 0.15484 | 0.33262 | 0.19704 | 0.099488 | 0.28751 | 0.15484 | 0.33262 | 0.13051 | 0.16126 | 0.34928 | 0.21738 | 0.39517 | 0.10231 | 0.18802 | 0.096706 | 0.17778
OfS | 16 |  | 108741.0469 | 105971.5781 | 100239.5703 | 104588.625 | 103221.4766 | 104723.25 | 102938.5156 | 101389.5391 | 102819.6172 | 101204.3125 | 99799.1484 | 20.432 | 20.432 | 20.432 | 20.3699 | 20.3699 | 20.3698 | CZ16 | 280.5403 | 61.0966 | 224.2576 | 154.7366 | 303.0188 | 416.0857 | 196.6421 | 359.8031 | 290.6958 | 438.9783 | 66.912 | -6.5889 | 156.5721 | 86.8444 | 235.1264 | 87.3498 | 163.161 | 79.2988 | 148.2818 | 33.9458 | 33.9434 | 30.9925 | 34.7161 | 33.071 | 32.096 | 30.9271 | 29.8839 | 31.7224 | 30.5281 | 29.3925 | CZ16 | 0.14442 | 0.090415 | 0.19868 | 0.10903 | 0.22341 | 0.14454 | 0.090534 | 0.1988 | 0.10915 | 0.22353 | 0.080513 | 0.12824 | 0.2365 | 0.14697 | 0.26135 | 0.057209 | 0.10827 | 0.058632 | 0.11438
|  |  | Baseline is One Speed T-24 HP, < 65 kBtuh, with Economizer | [8 empty] | Baseline is One Speed T-24 HP, < 65 kBtuh, without Economizer | [9 empty] | Baseline is 2 Speed T-24 Heat Pump, 65-135 kBtuh | [11 empty] | Baseline is T24 Heat Pump VRF System | [11 empty] | Baseline is T24 Heat Recovery VRF System
-156.1099
669.8381
-0.032253
0.39517

## OfL
|  |  | 7 | 7 | 7 | 7 | 7 | 7 | 7 | 7 | 7 | 7 | 7 | 24 | 24 | 24 | 24 | 24 | 24 | [20 empty] | 6 | 6 | 6 | 6 | 6 | 6 | 6 | 6 | 6 | 6 | 6
|  |  | kWhTotal | kWhTotal | kWhTotal | kWhTotal | kWhTotal | kWhTotal | kWhTotal | kWhTotal | kWhTotal | kWhTotal | kWhTotal | CoolCap | CoolCap | CoolCap | CoolCap | CoolCap | CoolCap |  | Baseline is One Speed T-24 HP, |  |  |  |  | Baseline is One Speed T-24 HP, |  |  |  |  | Baseline is 2 Speed T-24 Heat Pump, |  |  |  |  | Baseline is T24 Heat Pump VRF System |  | Baseline is T24 Heat Recovery VRF System |  | kWPkPer | kWPkPer | kWPkPer | kWPkPer | kWPkPer | kWPkPer | kWPkPer | kWPkPer | kWPkPer | kWPkPer | kWPkPer
|  |  | HP_S0Std | HP_S1Std | HP_SHi | HP_E2Std | HP_EHi | VRF_HP_OAU0 | VRF_HP_OAU1 | VRF_HP_OAU2 | VRF_HR_OAU0 | VRF_HR_OAU1 | VRF_HR_OAU2 | VRF_HP_OAU0 | VRF_HP_OAU1 | VRF_HP_OAU2 | VRF_HR_OAU0 | VRF_HR_OAU1 | VRF_HR_OAU2 |  | < 65 kBtuh, with Economizer |  |  |  |  | < 65 kBtuh, without Economizer |  |  |  |  | 65-135 kBtuh | [8 empty] | HP_S0Std | HP_S1Std | HP_SHi | HP_E2Std | HP_EHi | VRF_HP_OAU0 | VRF_HP_OAU1 | VRF_HP_OAU2 | VRF_HR_OAU0 | VRF_HR_OAU1 | VRF_HR_OAU2 |  | Baseline is One Speed T-24 HP, < 65 kBtuh |  |  |  |  | Baseline is One Speed T-24 HP, < 65 kBtuh | [5 empty] | Baseline is 2 Speed T-24 Heat Pump, 65-135 kBtuh |  |  |  | Baseline is T24 Single-Mode VRF System, 14 tons/system
Bldg | CZ | [12 empty] | Tons | Tons | Tons | Tons | Tons | Tons | CZ | Hi Eff HP | VRF HP T-24 | VRF HP Tier2 | VRF HR T-24 | VRF HR Tier2 | Hi Eff HP, w/econo | VRF HP T-24 | VRF HP Tier2 | VRF HR T-24 | VRF HR Tier2 | Hi Eff HP | VRF HP T-24 | VRF HP Tier2 | VRF HR T-24 | VRF HR Tier2 | VRF HP Tier1 | VRF HP Tier2 | VRF HR Tier1 | VRF HR Tier2 | [11 empty] | CZ | Hi Eff HP | VRF HP T-24 | VRF HP Tier2 | VRF HR T-24 | VRF HR Tier2 | Hi Eff HP, w/econo | VRF HP T-24 | VRF HP Tier2 | VRF HR T-24 | VRF HR Tier2 | Hi Eff HP | VRF HP T-24 | VRF HP Tier2 | VRF HR T-24 | VRF HR Tier2 | VRF HP Tier1 | VRF HP Tier2 | VRF HR Tier1 | VRF HR Tier2
OfL | 1 |  | 1612050.625 | 1541596.75 | 1485794.5 | 1526228.5 | 1520887.875 | 1572293.75 | 1553170.875 | 1542469.25 | 1563456.25 | 1545688.875 | 1536101.5 | 285.1902 | 285.1902 | 285.1902 | 285.878 | 285.878 | 285.878 | CZ01 | 195.6668 | -107.6369 | -3.0594 | -76.4644 | 19.2224 | 442.7085 | 139.4048 | 243.9823 | 169.9829 | 265.6697 | 18.7265 | -161.5247 | -56.9471 | -130.2225 | -34.5357 | 67.0531 | 104.5776 | 62.1502 | 95.6868 | 446.7914 | 424.3064 | 405.793 | 442.0145 | 429.4271 | 438.3591 | 420.0178 | 409.5473 | 436.3544 | 418.3131 | 407.1448 | CZ01 | 0.064916 | -0.049275 | 0.051752 | -0.042144 | 0.060031 | 0.14376 | 0.029567 | 0.13059 | 0.036508 | 0.13868 | 0.044137 | 0.012818 | 0.11384 | 0.019799 | 0.12197 | 0.064312 | 0.10103 | 0.063108 | 0.10218
OfL | 2 |  | 1767092.875 | 1688957.875 | 1599431 | 1679698.875 | 1656224 | 1706650.125 | 1665167.75 | 1642262.375 | 1691293.5 | 1652487.75 | 1631300.625 | 370.8176 | 370.8176 | 370.8176 | 382.7056 | 382.7056 | 382.7056 | CZ02 | 241.431 | -47.7115 | 125.9258 | -6.1029 | 150.6569 | 452.1411 | 162.9986 | 336.6359 | 198.0619 | 354.8217 | 63.3057 | -72.6806 | 100.9566 | -30.2965 | 126.4634 | 111.8673 | 173.6373 | 101.3984 | 156.7599 | 616.5555 | 616.5421 | 567.6478 | 649.9915 | 609.5598 | 640.9734 | 585.6895 | 555.5587 | 646.5062 | 591.2188 | 560.7246 | CZ02 | 0.13186 | -0.065885 | 0.16446 | -0.078296 | 0.14585 | 0.13189 | -0.065849 | 0.16449 | -0.078261 | 0.14588 | 0.10903 | 0.024319 | 0.25466 | 0.009107 | 0.23325 | 0.14909 | 0.23034 | 0.14446 | 0.22415
OfL | 3 |  | 1701378.875 | 1610998.375 | 1545495.75 | 1610247.375 | 1594860.5 | 1651887 | 1619044.375 | 1600921.125 | 1640503.5 | 1609612 | 1592671.625 | 344.5885 | 344.5885 | 344.5885 | 345.4191 | 345.4191 | 345.4191 | CZ03 | 190.0894 | -118.6593 | 29.2443 | -85.4183 | 53.0566 | 452.3747 | 143.626 | 291.5296 | 176.2363 | 314.7112 | 44.6529 | -120.8387 | 27.0649 | -87.5925 | 50.8824 | 95.3097 | 147.9036 | 89.4319 | 138.4749 | 512.8026 | 512.8057 | 482.1166 | 538.3654 | 512.0895 | 509.9232 | 478.9447 | 461.8945 | 508.9862 | 478.1314 | 461.149 | CZ03 | 0.08906 | 0.0083651 | 0.14774 | 0.011058 | 0.14955 | 0.089051 | 0.0083562 | 0.14774 | 0.011049 | 0.14954 | 0.076253 | 0.08254 | 0.22192 | 0.085054 | 0.22354 | 0.0899 | 0.13938 | 0.089326 | 0.13849
OfL | 4 |  | 1774236.875 | 1695797.75 | 1612276.75 | 1699583.75 | 1673097.5 | 1721443 | 1676628.125 | 1652924.625 | 1707524.25 | 1665430.125 | 1642464.75 | 344.7882 | 344.7882 | 341.2383 | 351.4517 | 351.4517 | 351.4517 | CZ04 | 242.2385 | -74.3797 | 125.6398 | -33.3659 | 151.7506 | 469.7379 | 153.1197 | 355.506 | 189.8202 | 374.9367 | 76.8189 | -63.3991 | 136.7347 | -22.5934 | 162.5231 | 129.978 | 200.7933 | 119.7722 | 185.1165 | 586.6159 | 586.6006 | 549.0314 | 624.4694 | 587.5552 | 617.9565 | 567.2574 | 544.3799 | 624.8077 | 567.3309 | 535.7767 | CZ04 | 0.10896 | -0.090943 | 0.12373 | -0.10871 | 0.14461 | 0.10901 | -0.090898 | 0.12377 | -0.10867 | 0.14465 | 0.10706 | 0.018889 | 0.2347 | -0.0009628 | 0.25236 | 0.14704 | 0.21562 | 0.16354 | 0.25332
OfL | 5 |  | 1695905 | 1618467.375 | 1554302.5 | 1622952.375 | 1605274.375 | 1652499.75 | 1618959 | 1600438 | 1640997.75 | 1609156.125 | 1591693.375 | 311.0145 | 311.0145 | 311.0145 | 305.3857 | 305.3857 | 305.3857 | CZ05 | 206.3083 | -109.4237 | 57.9696 | -73.7768 | 87.6727 | 455.2922 | 139.5602 | 306.9535 | 179.7964 | 341.2459 | 56.8398 | -95.0032 | 72.3901 | -59.0904 | 102.3591 | 107.843 | 167.3933 | 104.2669 | 161.4495 | 486.6595 | 484.85 | 455.4932 | 504.0071 | 482.3074 | 483.8961 | 457.5725 | 442.9832 | 481.0333 | 455.0973 | 440.8018 | CZ05 | 0.094391 | 0.0030672 | 0.13461 | 0.012498 | 0.14424 | 0.10021 | 0.0088851 | 0.14043 | 0.018423 | 0.15016 | 0.069771 | 0.064663 | 0.19621 | 0.075229 | 0.20697 | 0.084638 | 0.13155 | 0.084928 | 0.13174
OfL | 6 |  | 1802321.75 | 1730393.25 | 1646990 | 1744703.625 | 1711977 | 1748237 | 1698959.125 | 1671821 | 1725647.625 | 1680286.5 | 1655348.875 | 370.646 | 370.646 | 370.646 | 377.4116 | 377.4116 | 377.4116 | CZ06 | 225.0213 | -48.1423 | 158.0275 | 12.5741 | 198.8396 | 419.0838 | 145.9202 | 352.09 | 203.1578 | 389.4233 | 88.2962 | -9.533 | 196.6368 | 50.4913 | 236.7568 | 132.9513 | 206.1698 | 120.1901 | 186.2655 | 550.4333 | 550.4313 | 516.1315 | 584.2407 | 552.5196 | 571.913 | 529.96 | 506.932 | 571.5601 | 530.3149 | 507.517 | CZ06 | 0.092541 | -0.057958 | 0.11736 | -0.055984 | 0.11371 | 0.092546 | -0.057952 | 0.11737 | -0.055978 | 0.11371 | 0.085583 | 0.03326 | 0.20858 | 0.033599 | 0.20329 | 0.11319 | 0.17532 | 0.10928 | 0.16969
OfL | 7 |  | 1788965.125 | 1699532.875 | 1626294 | 1717849.875 | 1688904 | 1734554 | 1687503 | 1661581.625 | 1717497 | 1673210.5 | 1648873.375 | 369.4076 | 369.4076 | 369.4076 | 359.2355 | 359.2355 | 359.2355 | CZ07 | 198.2604 | -94.8035 | 102.7354 | -50.0065 | 141.0203 | 440.3568 | 147.2929 | 344.8319 | 198.9451 | 389.9719 | 78.3576 | -45.2187 | 152.3202 | 0.98229 | 192.0092 | 127.3688 | 197.5389 | 123.2799 | 191.0269 | 525.8881 | 525.8876 | 496.3747 | 558.4816 | 530.0248 | 543.9774 | 507.5477 | 487.4075 | 547.4134 | 510.4171 | 489.9534 | CZ07 | 0.079893 | -0.04897 | 0.10417 | -0.059921 | 0.10003 | 0.079894 | -0.048969 | 0.10417 | -0.05992 | 0.10003 | 0.077033 | 0.039263 | 0.1924 | 0.03081 | 0.19076 | 0.098617 | 0.15314 | 0.10299 | 0.15995
OfL | 8 |  | 1851932.375 | 1771460.5 | 1672496 | 1781853.75 | 1744941 | 1785899.375 | 1729977 | 1699156 | 1763648 | 1712165 | 1683870.875 | 377.0514 | 377.0514 | 377.0514 | 405.4829 | 405.4829 | 405.4829 | CZ08 | 262.4695 | -38.2942 | 191.763 | 19.2671 | 216.0131 | 475.8937 | 175.13 | 405.1871 | 217.7265 | 414.4725 | 97.8985 | -10.7296 | 219.3275 | 44.8989 | 241.6449 | 148.315 | 230.0572 | 126.9671 | 196.746 | 591.9045 | 591.9037 | 545.1284 | 621.4928 | 584.8672 | 603.8354 | 556.37 | 530.2334 | 599.7673 | 553.1279 | 527.4609 | CZ08 | 0.12406 | -0.031645 | 0.16356 | -0.019393 | 0.15893 | 0.12406 | -0.031643 | 0.16356 | -0.019391 | 0.15893 | 0.097137 | 0.04683 | 0.24203 | 0.053579 | 0.2319 | 0.12589 | 0.1952 | 0.11502 | 0.17832
OfL | 9 |  | 1899722.875 | 1808650.25 | 1688915.25 | 1803447.5 | 1765594.5 | 1812363.25 | 1753191.125 | 1720595.5 | 1783016.125 | 1729189.625 | 1699684 | 440.9666 | 440.9666 | 440.9666 | 445.6552 | 445.6552 | 445.6552 | CZ09 | 271.5285 | -8.4201 | 199.6858 | 57.5201 | 244.508 | 478.058 | 198.1094 | 406.2153 | 261.8768 | 448.8646 | 85.841 | -20.2187 | 187.8872 | 45.8457 | 232.8336 | 134.1873 | 208.1059 | 120.7806 | 186.9879 | 684.9023 | 684.9026 | 623.6114 | 728.7156 | 678.5904 | 723.0115 | 654.3314 | 616.5828 | 697.2673 | 633.4772 | 598.3779 | CZ09 | 0.13899 | -0.086421 | 0.15493 | -0.027745 | 0.19415 | 0.13899 | -0.086422 | 0.15493 | -0.027746 | 0.19415 | 0.11367 | 0.012935 | 0.25429 | 0.070567 | 0.29246 | 0.15575 | 0.24135 | 0.14314 | 0.2219
OfL | 10 |  | 1899215.625 | 1819499.625 | 1705483 | 1823745.5 | 1782047.25 | 1825547.5 | 1763459.875 | 1729282 | 1804381.875 | 1746165.25 | 1714238.25 | 413.1131 | 413.1131 | 413.1131 | 421.426 | 421.426 | 421.426 | CZ10 | 275.9937 | -14.6398 | 218.3848 | 35.8728 | 249.7743 | 468.9579 | 178.3244 | 411.3489 | 225.0306 | 438.932 | 100.9366 | -4.362 | 228.6626 | 45.9479 | 259.8493 | 150.2921 | 233.0246 | 138.142 | 213.9014 | 690.5007 | 690.4971 | 636.0509 | 737.6284 | 686.186 | 738.1511 | 666.1469 | 626.6702 | 750.4159 | 675.9462 | 635.1567 | CZ10 | 0.13179 | -0.11535 | 0.1545 | -0.14218 | 0.13132 | 0.1318 | -0.11534 | 0.15451 | -0.14217 | 0.13133 | 0.12452 | -0.0012651 | 0.26859 | -0.030343 | 0.24315 | 0.1743 | 0.26986 | 0.17671 | 0.2735
OfL | 11 |  | 1893768.625 | 1826462 | 1707433.375 | 1822171.375 | 1781512.875 | 1820022.75 | 1759258.375 | 1725780.75 | 1805504.375 | 1747130.125 | 1715311 | 403.8562 | 403.8562 | 403.8562 | 404.4992 | 404.4992 | 404.4992 | CZ11 | 294.7302 | 15.9444 | 249.2998 | 51.8113 | 274.7867 | 461.3901 | 182.6043 | 415.9596 | 218.2062 | 441.1817 | 100.6757 | 5.3203 | 238.6756 | 41.204 | 264.1795 | 150.4604 | 233.3553 | 144.3124 | 222.9754 | 679.0809 | 679.0725 | 620.5895 | 717.1005 | 667.9198 | 693.4312 | 629.5374 | 594.394 | 694.1595 | 630.1627 | 595.0364 | CZ11 | 0.14481 | -0.035554 | 0.20967 | -0.037298 | 0.20775 | 0.14483 | -0.035533 | 0.2097 | -0.037277 | 0.20777 | 0.12178 | 0.058608 | 0.30384 | 0.056715 | 0.30177 | 0.15821 | 0.24523 | 0.15821 | 0.24505
OfL | 12 |  | 1852433.75 | 1771118.375 | 1658650.625 | 1759576.875 | 1727748.375 | 1770493.125 | 1718477.75 | 1689773.5 | 1749842.75 | 1701565.75 | 1675156.625 | 407.2503 | 407.2503 | 407.2503 | 420.6476 | 420.6476 | 420.6476 | CZ12 | 276.1637 | 1.5353 | 199.7417 | 50.5783 | 228.1286 | 475.833 | 201.2046 | 399.411 | 243.8882 | 421.4386 | 78.1546 | -26.8048 | 171.4017 | 23.1408 | 200.6912 | 127.7234 | 198.2064 | 114.7683 | 177.5503 | 656.3958 | 656.3979 | 590.7112 | 684.0938 | 639.317 | 662.7319 | 604.6044 | 572.6025 | 641.9423 | 587.7536 | 557.9487 | CZ12 | 0.16129 | -0.015553 | 0.20576 | 0.034365 | 0.23404 | 0.16129 | -0.015558 | 0.20575 | 0.03436 | 0.23404 | 0.10995 | 0.052454 | 0.27377 | 0.10021 | 0.29988 | 0.14273 | 0.22131 | 0.12882 | 0.19968
OfL | 13 |  | 1900345.25 | 1833304 | 1714803 | 1834711.875 | 1792647.5 | 1835242.375 | 1771809.5 | 1736744 | 1812517 | 1753513.125 | 1721284.875 | 405.2985 | 405.2985 | 405.2985 | 434.5369 | 434.5369 | 434.5369 | CZ13 | 292.3796 | -4.7826 | 238.2442 | 47.8371 | 257.7896 | 457.7916 | 160.6295 | 403.6562 | 202.1192 | 412.0717 | 103.7862 | -1.3089 | 241.7179 | 51.0771 | 261.0296 | 156.509 | 243.0268 | 135.7856 | 209.9525 | 654.9412 | 654.9395 | 596.4301 | 690.5919 | 645.1727 | 678.7822 | 617.7266 | 584.1791 | 658.8677 | 601.6908 | 570.2557 | CZ13 | 0.14436 | -0.058828 | 0.17459 | -0.0090402 | 0.19488 | 0.14437 | -0.058823 | 0.17459 | -0.0090361 | 0.19489 | 0.11206 | 0.029138 | 0.26255 | 0.073007 | 0.27693 | 0.15064 | 0.23342 | 0.13158 | 0.20392
OfL | 14 |  | 1910444 | 1846949.625 | 1723782.625 | 1844469.625 | 1800646.875 | 1852394 | 1786588.875 | 1750221.125 | 1827628.875 | 1766305.75 | 1732262.25 | 427.5607 | 427.5607 | 427.5607 | 431.3226 | 431.3226 | 431.3226 | CZ14 | 288.069 | -12.7336 | 226.2334 | 44.7942 | 265.897 | 436.5728 | 135.7702 | 374.7371 | 192.0027 | 413.1055 | 102.4948 | -18.5339 | 220.433 | 39.0444 | 260.1472 | 153.9083 | 238.9669 | 142.1746 | 221.1028 | 669.6428 | 669.6315 | 612.1196 | 704.0812 | 656.4906 | 686.7355 | 623.8884 | 589.3152 | 675.8004 | 615.2073 | 581.7066 | CZ14 | 0.13451 | -0.040004 | 0.18785 | -0.014302 | 0.20385 | 0.13454 | -0.039977 | 0.18787 | -0.014276 | 0.20388 | 0.11131 | 0.040569 | 0.26842 | 0.065568 | 0.28372 | 0.14699 | 0.22785 | 0.14048 | 0.21815
OfL | 15 |  | 2215408.5 | 2142951.5 | 1939964.5 | 2141750.5 | 2062556.25 | 2104329.25 | 1994615.75 | 1934245.25 | 2047599 | 1948247.75 | 1893685.25 | 502.0965 | 502.0965 | 502.0965 | 507.9604 | 507.9604 | 507.9604 | CZ15 | 404.2788 | 76.922 | 415.6696 | 187.7164 | 490.7198 | 548.5878 | 221.2309 | 559.9785 | 330.3594 | 633.3628 | 157.7271 | 74.53 | 413.2776 | 185.352 | 488.3554 | 218.5108 | 338.7476 | 195.5886 | 303.0034 | 776.0614 | 776.0614 | 682.6921 | 805.7048 | 745.0113 | 760.0823 | 684.9832 | 643.7446 | 712.952 | 646.7087 | 610.2761 | CZ15 | 0.18596 | 0.031825 | 0.26353 | 0.12424 | 0.32637 | 0.18596 | 0.031825 | 0.26353 | 0.12424 | 0.32637 | 0.12088 | 0.090864 | 0.32257 | 0.1826 | 0.38473 | 0.14957 | 0.2317 | 0.13041 | 0.20213
OfL | 16 |  | 1740082.875 | 1689520.375 | 1612110.625 | 1683460.5 | 1662926.875 | 1706954.375 | 1668351.75 | 1646619.5 | 1685797.5 | 1650186.75 | 1629941.375 | 332.3563 | 332.3563 | 330.5203 | 334.33 | 334.33 | 334.3302 | CZ16 | 232.912 | -52.4558 | 129.798 | 11.1353 | 178.204 | 385.0454 | 99.6777 | 282.7765 | 162.3707 | 329.4392 | 61.782 | -70.6888 | 111.4637 | -6.9901 | 160.0786 | 116.1483 | 182.5451 | 106.5138 | 167.0687 | 518.0518 | 518.0381 | 477.998 | 535.7708 | 509.9446 | 511.711 | 481.5192 | 465.1384 | 503.0822 | 473.6687 | 457.3015 | CZ16 | 0.12047 | 0.019037 | 0.16005 | 0.044734 | 0.18167 | 0.12051 | 0.019078 | 0.16009 | 0.044775 | 0.18171 | 0.077706 | 0.072392 | 0.2137 | 0.097773 | 0.23471 | 0.090842 | 0.14091 | 0.087978 | 0.13693
|  |  | Baseline is One Speed T-24 HP, < 65 kBtuh, with Economizer | [8 empty] | Baseline is One Speed T-24 HP, < 65 kBtuh, without Economizer | [9 empty] | Baseline is 2 Speed T-24 Heat Pump, 65-135 kBtuh | [11 empty] | Baseline is T24 Heat Pump VRF System | [11 empty] | Baseline is T24 Heat Recovery VRF System
-161.5247
633.3628
-0.14218
0.38473

## EPr
|  |  | 7 | 7 | 7 | 7 | 7 | 7 | 7 | 7 | 7 | 7 | 7 | 24 | 24 | 24 | 24 | 24 | 24 | [20 empty] | 6 | 6 | 6 | 6 | 6 | 6 | 6 | 6 | 6 | 6 | 6
|  |  | kWhTotal | kWhTotal | kWhTotal | kWhTotal | kWhTotal | kWhTotal | kWhTotal | kWhTotal | kWhTotal | kWhTotal | kWhTotal | CoolCap | CoolCap | CoolCap | CoolCap | CoolCap | CoolCap |  | Baseline is One Speed T-24 HP, |  |  |  |  | Baseline is One Speed T-24 HP, |  |  |  |  | Baseline is 2 Speed T-24 Heat Pump, |  |  |  |  | Baseline is T24 Heat Pump VRF System |  | Baseline is T24 Heat Recovery VRF System |  | kWPkPer | kWPkPer | kWPkPer | kWPkPer | kWPkPer | kWPkPer | kWPkPer | kWPkPer | kWPkPer | kWPkPer | kWPkPer
|  |  | HP_S0Std | HP_S1Std | HP_SHi | HP_E2Std | HP_EHi | VRF_HP_OAU0 | VRF_HP_OAU1 | VRF_HP_OAU2 | VRF_HR_OAU0 | VRF_HR_OAU1 | VRF_HR_OAU2 | VRF_HP_OAU0 | VRF_HP_OAU1 | VRF_HP_OAU2 | VRF_HR_OAU0 | VRF_HR_OAU1 | VRF_HR_OAU2 |  | < 65 kBtuh, with Economizer |  |  |  |  | < 65 kBtuh, without Economizer |  |  |  |  | 65-135 kBtuh | [8 empty] | HP_S0Std | HP_S1Std | HP_SHi | HP_E2Std | HP_EHi | VRF_HP_OAU0 | VRF_HP_OAU1 | VRF_HP_OAU2 | VRF_HR_OAU0 | VRF_HR_OAU1 | VRF_HR_OAU2 |  | Baseline is One Speed T-24 HP, < 65 kBtuh |  |  |  |  | Baseline is One Speed T-24 HP, < 65 kBtuh | [5 empty] | Baseline is 2 Speed T-24 Heat Pump, 65-135 kBtuh |  |  |  | Baseline is T24 Single-Mode VRF System, 14 tons/system
Bldg | CZ | [12 empty] | Tons | Tons | Tons | Tons | Tons | Tons | CZ | Hi Eff HP | VRF HP T-24 | VRF HP Tier2 | VRF HR T-24 | VRF HR Tier2 | Hi Eff HP, w/econo | VRF HP T-24 | VRF HP Tier2 | VRF HR T-24 | VRF HR Tier2 | Hi Eff HP | VRF HP T-24 | VRF HP Tier2 | VRF HR T-24 | VRF HR Tier2 | VRF HP Tier1 | VRF HP Tier2 | VRF HR Tier1 | VRF HR Tier2 | [11 empty] | CZ | Hi Eff HP | VRF HP T-24 | VRF HP Tier2 | VRF HR T-24 | VRF HR Tier2 | Hi Eff HP, w/econo | VRF HP T-24 | VRF HP Tier2 | VRF HR T-24 | VRF HR Tier2 | Hi Eff HP | VRF HP T-24 | VRF HP Tier2 | VRF HR T-24 | VRF HR Tier2 | VRF HP Tier1 | VRF HP Tier2 | VRF HR Tier1 | VRF HR Tier2
EPr | 1 |  | 370892.2812 | 370436.625 | 351645.0938 | 363265.0625 | 358457.7188 | 365247.5625 | 357245.125 | 350175.6562 | 353799.1562 | 346651.3438 | 340454.9688 | 77.4037 | 77.4037 | 77.4037 | 76.0791 | 76.0786 | 76.0781 | CZ01 | 242.7731 | 67.039 | 261.7572 | 218.6864 | 394.0905 | 248.6599 | 72.9257 | 267.644 | 224.6757 | 400.0798 | 62.1074 | -25.6125 | 169.1058 | 124.4219 | 299.8247 | 103.3858 | 194.7182 | 93.953 | 175.4012 | 106.9223 | 106.0172 | 99.6862 | 107.9294 | 105.5346 | 107.1133 | 104.9332 | 103.3597 | 105.1705 | 103.5775 | 102.1859 | CZ01 | 0.081792 | -0.014161 | 0.034333 | 0.011129 | 0.050361 | 0.093485 | -0.002468 | 0.046026 | 0.023026 | 0.062257 | 0.030938 | 0.010543 | 0.059037 | 0.036263 | 0.075495 | 0.028165 | 0.048494 | 0.02094 | 0.039231
EPr | 2 |  | 380500.2188 | 375659.9375 | 350022.1875 | 372122.9062 | 364907.6875 | 368148.75 | 359583.2188 | 352132.6562 | 357226.875 | 349664.8438 | 343008.3125 | 116.7182 | 116.7182 | 116.7182 | 115.4886 | 115.4886 | 115.4886 | CZ02 | 219.6551 | 64.3532 | 201.5733 | 159.6094 | 282.726 | 261.1249 | 105.823 | 243.0431 | 201.5207 | 324.6373 | 61.8174 | 34.0491 | 171.2693 | 128.9827 | 252.0993 | 73.3864 | 137.2202 | 65.4786 | 123.1166 | 1.7044 | 1.7044 | 1.6912 | 1.7195 | 1.7086 | 1.6302 | 1.6302 | 1.6302 | 1.6302 | 1.6302 | 1.6302 | CZ02 | 0.0001128 | 0.00063538 | 0.00063538 | 0.00064214 | 0.00064214 | 0.0001128 | 0.00063538 | 0.00063538 | 0.00064214 | 0.00064214 | 9.3877e-05 | 0.00076505 | 0.00076505 | 0.0007732 | 0.0007732 | 0 | 0 | 0 | 0
EPr | 3 |  | 345347.2188 | 341331.75 | 321990.2188 | 338817.75 | 334315.5625 | 339935.9375 | 334130.5 | 329078.1562 | 332385.5625 | 327171.5312 | 322717.4062 | 100.5203 | 100.5203 | 100.5203 | 99.9922 | 99.9922 | 99.9922 | CZ03 | 192.4142 | 13.8859 | 121.9017 | 89.4689 | 186.158 | 232.361 | 53.8327 | 161.8485 | 129.6267 | 226.3158 | 44.7888 | -11.124 | 96.8918 | 64.3269 | 161.016 | 57.7539 | 108.0158 | 52.1444 | 96.6891 | 1.6302 | 1.6302 | 1.6302 | 1.6302 | 1.6302 | 1.6302 | 1.6302 | 1.6302 | 1.6302 | 1.6302 | 1.6302 | CZ03 | 0 | 0 | 0 | 0 | 0 | 0 | 0 | 0 | 0 | 0 | 0 | 0 | 0 | 0 | 0 | 0 | 0 | 0 | 0
EPr | 4 |  | 359258.25 | 355023.5938 | 333662.6562 | 356039.5 | 349062.5 | 354592.1875 | 347043.4375 | 340567.4062 | 345854.6875 | 339109.5312 | 333275.8125 | 109.0204 | 109.0206 | 109.0206 | 108.2971 | 108.2971 | 108.2971 | CZ04 | 195.9349 | 3.9571 | 132.6006 | 84.6643 | 200.8158 | 234.7777 | 42.7999 | 171.4433 | 123.7665 | 239.918 | 63.9971 | 13.2756 | 141.919 | 94.0451 | 210.1966 | 69.2415 | 128.6434 | 62.2838 | 116.1515 | 177.812 | 177.8111 | 162.8932 | 193.4275 | 179.7897 | 182.5331 | 172.2173 | 163.3393 | 174.3795 | 165.2983 | 156.1986 | CZ04 | 0.13684 | -0.043314 | 0.13274 | 0.031686 | 0.19957 | 0.13684 | -0.043304 | 0.13275 | 0.031695 | 0.19958 | 0.12509 | 0.09993 | 0.27599 | 0.17589 | 0.34377 | 0.094623 | 0.17606 | 0.083855 | 0.16788
EPr | 5 |  | 346292.9062 | 344561.125 | 327875.9688 | 343020.0625 | 337977.3438 | 343380.3438 | 337134.375 | 331704.5938 | 335575.75 | 329972.75 | 325121.8438 | 90.7995 | 90.7995 | 90.7995 | 89.7434 | 89.7434 | 89.7434 | CZ05 | 183.7582 | 13.0043 | 141.5925 | 100.123 | 216.6096 | 202.8308 | 32.0768 | 160.6651 | 119.42 | 235.9067 | 55.5368 | -3.9679 | 124.6203 | 82.9511 | 199.4378 | 68.7886 | 128.5882 | 62.4336 | 116.4867 | 125.0273 | 124.9133 | 115.462 | 129.1349 | 123.5838 | 128.2902 | 123.7844 | 119.9089 | 124.3877 | 119.4398 | 116.4475 | CZ05 | 0.10409 | -0.037191 | 0.055115 | 0.0058567 | 0.094334 | 0.10535 | -0.035936 | 0.05637 | 0.0071264 | 0.095604 | 0.061136 | 0.0093034 | 0.10161 | 0.052898 | 0.14138 | 0.049624 | 0.092305 | 0.055135 | 0.088477
EPr | 6 |  | 346841.4688 | 341711.1875 | 322853.2188 | 346202.7188 | 339298.25 | 341700.0312 | 335362.75 | 329928.0312 | 335063.0312 | 329384.3125 | 324558.4688 | 117.9333 | 117.9333 | 117.9333 | 117.229 | 117.229 | 117.229 | CZ06 | 159.9036 | 0.094598 | 99.9137 | 56.7109 | 146.3181 | 203.4051 | 43.5961 | 143.4152 | 100.4738 | 190.081 | 58.5455 | 38.1799 | 137.999 | 95.0251 | 184.6323 | 53.7361 | 99.8191 | 48.4413 | 89.6072 | 162.6462 | 162.6461 | 151.4639 | 177.9769 | 166.3711 | 165.5972 | 156.5564 | 149.0937 | 158.9985 | 150.7964 | 144.0569 | CZ06 | 0.094819 | -0.025023 | 0.11492 | 0.031116 | 0.15857 | 0.094819 | -0.025023 | 0.11492 | 0.031116 | 0.15857 | 0.09841 | 0.10497 | 0.24491 | 0.16189 | 0.28935 | 0.076661 | 0.13994 | 0.069967 | 0.12746
EPr | 7 |  | 338501.1562 | 329756.25 | 311054.1562 | 332318.8438 | 327219.25 | 331790.1875 | 326678.2812 | 322322.1562 | 326292.4375 | 321695.1562 | 317787.3438 | 136.1879 | 136.1879 | 136.1879 | 135.3027 | 135.3027 | 135.3027 | CZ07 | 137.3257 | -14.9348 | 54.587 | 25.6005 | 88.4602 | 201.5377 | 49.2773 | 118.7991 | 90.2326 | 153.0924 | 37.4453 | 3.8818 | 73.4036 | 44.5402 | 107.3999 | 37.5357 | 69.5218 | 33.9777 | 62.8597 | 149.8009 | 149.8009 | 138.0065 | 161.1464 | 151.6998 | 145.8362 | 139.5118 | 134.186 | 139.5154 | 133.9307 | 129.2277 | CZ07 | 0.086604 | 0.029112 | 0.11466 | 0.076018 | 0.15205 | 0.086604 | 0.029112 | 0.11466 | 0.076018 | 0.15205 | 0.069364 | 0.11242 | 0.19796 | 0.15987 | 0.23591 | 0.046439 | 0.085545 | 0.041275 | 0.076035
EPr | 8 |  | 373375.5938 | 362855.875 | 335389.5938 | 366399.5 | 358291.375 | 356049.6562 | 348401.75 | 341910.1562 | 347836.0625 | 340989.75 | 335180.0625 | 156.0668 | 156.0668 | 156.0668 | 154.7212 | 154.7212 | 154.7212 | CZ08 | 175.9906 | 43.6109 | 134.21 | 97.0766 | 178.8753 | 243.3958 | 111.0162 | 201.6152 | 165.068 | 246.8668 | 51.9529 | 66.3168 | 156.9158 | 119.9799 | 201.7786 | 49.0041 | 90.599 | 44.2493 | 81.7987 | 191.9835 | 191.9834 | 170.8767 | 204.7647 | 189.9531 | 186.5554 | 175.4443 | 165.981 | 173.916 | 164.281 | 156.1852 | CZ08 | 0.13524 | 0.03478 | 0.16661 | 0.11677 | 0.23137 | 0.13524 | 0.03478 | 0.16661 | 0.11677 | 0.23137 | 0.094905 | 0.11668 | 0.24851 | 0.19938 | 0.31398 | 0.071194 | 0.13183 | 0.062274 | 0.1146
EPr | 9 |  | 387460.9062 | 376992.5938 | 344126 | 378915.3125 | 369969.3125 | 364528.625 | 355941.625 | 348645.0312 | 355064.75 | 347404.9375 | 340926.875 | 158.5477 | 158.5477 | 158.5477 | 155.9981 | 155.9981 | 155.9981 | CZ09 | 207.2978 | 78.6134 | 178.7951 | 140.5648 | 231.1933 | 273.3241 | 144.6396 | 244.8214 | 207.6702 | 298.2987 | 56.4247 | 90.7404 | 190.9222 | 152.8901 | 243.5185 | 54.1604 | 100.1818 | 49.102 | 90.6285 | 232.945 | 232.945 | 201.6673 | 252.5219 | 231.6658 | 226.7763 | 210.7884 | 197.3702 | 208.2677 | 194.5599 | 183.0398 | CZ09 | 0.19728 | 0.038907 | 0.22438 | 0.15819 | 0.31991 | 0.19728 | 0.038907 | 0.22438 | 0.15819 | 0.31991 | 0.13154 | 0.16238 | 0.34786 | 0.28368 | 0.4454 | 0.10084 | 0.18547 | 0.087872 | 0.16172
EPr | 10 |  | 383700.5625 | 375774.4688 | 346984.375 | 379676.9688 | 369610.2812 | 368788.875 | 359285.0625 | 351214.1562 | 359537.4062 | 351004.0312 | 343753.375 | 125.7551 | 125.7551 | 125.7551 | 124.9337 | 124.9337 | 124.9337 | CZ10 | 228.9379 | 55.5492 | 195.3028 | 129.9654 | 256.3046 | 291.9659 | 118.5772 | 258.3308 | 193.4078 | 319.747 | 80.05 | 86.5818 | 226.3353 | 161.2019 | 287.5412 | 75.574 | 139.7536 | 68.3032 | 126.3392 | 230.9911 | 230.9907 | 206.8537 | 254.8218 | 233.4447 | 253.1601 | 233.2884 | 216.5591 | 240.8104 | 222.5002 | 207.3084 | CZ10 | 0.19194 | -0.17629 | 0.11476 | -0.0786 | 0.18956 | 0.19194 | -0.17629 | 0.11476 | -0.078597 | 0.18956 | 0.16999 | 0.013214 | 0.30426 | 0.11215 | 0.38031 | 0.15802 | 0.29105 | 0.14656 | 0.26816
EPr | 11 |  | 403324.625 | 398352 | 368143.4375 | 400606.8438 | 389801.6875 | 388574.7188 | 377554.4688 | 367959.0938 | 377282.875 | 367227.0938 | 358599.6875 | 121.0254 | 121.0254 | 121.0254 | 120.2804 | 120.2804 | 120.2804 | CZ11 | 249.6051 | 80.787 | 251.1283 | 175.1667 | 330.4969 | 290.6926 | 121.8745 | 292.2158 | 216.5086 | 371.8389 | 89.2801 | 99.4182 | 269.7595 | 193.9133 | 349.2435 | 91.0573 | 170.3413 | 83.6028 | 155.3302 | 16.408 | 16.408 | 14.5959 | 22.3921 | 20.145 | 15.9982 | 14.3217 | 12.8646 | 17.1767 | 15.4466 | 13.9421 | CZ11 | 0.014973 | 0.0033858 | 0.029278 | -0.0063905 | 0.020501 | 0.014973 | 0.0033858 | 0.029278 | -0.0063904 | 0.020501 | 0.018567 | 0.052831 | 0.078723 | 0.043361 | 0.070253 | 0.013853 | 0.025892 | 0.014384 | 0.026892
EPr | 12 |  | 388584.1562 | 383173.2812 | 355421.9688 | 382455.9375 | 373516.25 | 374748.1562 | 365158 | 356953.8125 | 363983.9375 | 355474.875 | 348131.3125 | 119.3028 | 119.3028 | 119.3028 | 118.4049 | 118.4049 | 118.4049 | CZ12 | 232.6124 | 70.6197 | 219.7725 | 162.0654 | 295.9503 | 277.9666 | 115.9738 | 265.1266 | 207.7635 | 341.6483 | 74.9328 | 64.6069 | 213.7597 | 156.007 | 289.8919 | 80.385 | 149.1528 | 71.8641 | 133.8848 | 5.812 | 5.8119 | 5.228 | 7.826 | 7.1712 | 6.0218 | 5.5019 | 5.081 | 6.598 | 6.0129 | 5.5356 | CZ12 | 0.0048946 | -0.001759 | 0.0061264 | -0.0066386 | 0.002334 | 0.0048949 | -0.0017587 | 0.0061267 | -0.0066383 | 0.0023343 | 0.0054886 | 0.015123 | 0.023008 | 0.010371 | 0.019344 | 0.0043575 | 0.0078854 | 0.0049416 | 0.0089727
EPr | 13 |  | 402406.7812 | 396932.9375 | 367507.9688 | 400302.75 | 388872.6875 | 390094.9375 | 378599 | 368770 | 378728.875 | 368326.9375 | 359527.75 | 125.4383 | 125.4383 | 125.4383 | 123.9684 | 123.9684 | 123.9684 | CZ13 | 234.5773 | 54.5129 | 224.5163 | 146.8444 | 301.7316 | 278.215 | 98.1506 | 268.154 | 190.9995 | 345.8868 | 91.121 | 81.3772 | 251.3806 | 174.0272 | 328.9145 | 91.6462 | 170.0034 | 83.908 | 154.8872 | 14.7597 | 14.7597 | 12.9225 | 19.6625 | 17.693 | 15.3945 | 13.9327 | 12.7246 | 16.9038 | 15.2168 | 13.7987 | CZ13 | 0.014646 | -0.0050612 | 0.016224 | -0.017296 | 0.007752 | 0.014646 | -0.0050613 | 0.016223 | -0.017296 | 0.0077519 | 0.015701 | 0.034024 | 0.055309 | 0.022253 | 0.047301 | 0.011654 | 0.021285 | 0.013608 | 0.025048
EPr | 14 |  | 420441.7812 | 414817.5 | 380555.1562 | 414915.5 | 402837.25 | 399336.9375 | 387144.7812 | 376766.4375 | 386677.9375 | 375673.25 | 366304.8125 | 133.3594 | 133.3594 | 133.2487 | 132.4592 | 131.9925 | 131.9925 | CZ14 | 256.9174 | 116.0815 | 285.5642 | 212.4395 | 367.5413 | 299.0913 | 158.2554 | 327.7731 | 254.9 | 410.152 | 90.5692 | 116.8164 | 286.2997 | 213.1794 | 368.2838 | 91.4233 | 169.3863 | 83.3736 | 154.3507 | 226.6259 | 226.6254 | 203.3403 | 245.6962 | 225.4336 | 223.7777 | 208.0271 | 195.1109 | 211.9917 | 197.976 | 186.3643 | CZ14 | 0.1746 | 0.021353 | 0.23651 | 0.11048 | 0.30503 | 0.17461 | 0.021357 | 0.23651 | 0.11048 | 0.30503 | 0.15194 | 0.16436 | 0.37963 | 0.25445 | 0.44951 | 0.11811 | 0.21514 | 0.10619 | 0.19416
EPr | 15 |  | 466718.5312 | 458318.9688 | 411302.4688 | 473697.5938 | 451741.7188 | 442620.75 | 424414.9688 | 409086.0625 | 428500.75 | 411868.5 | 397890.625 | 153.6837 | 153.6837 | 153.6837 | 151.6449 | 151.6449 | 151.6449 | CZ15 | 305.9304 | 102.1463 | 320.3522 | 196.6319 | 398.4859 | 360.5852 | 156.8012 | 375.0071 | 252.0216 | 453.8756 | 142.8641 | 202.2131 | 420.419 | 298.044 | 499.898 | 118.4627 | 218.2059 | 109.6789 | 201.854 | 267.6276 | 267.6276 | 236.7063 | 293.6539 | 267.3636 | 277.119 | 254.8702 | 236.2355 | 253.1359 | 233.9241 | 217.8033 | CZ15 | 0.2012 | -0.061759 | 0.20426 | 0.095563 | 0.32856 | 0.2012 | -0.061759 | 0.20426 | 0.095563 | 0.32856 | 0.17107 | 0.10759 | 0.37361 | 0.26719 | 0.50019 | 0.14477 | 0.26602 | 0.12669 | 0.233
EPr | 16 |  | 454030.75 | 451329.4062 | 422674 | 442476.3125 | 433864.5938 | 425960.4062 | 412711.375 | 401133.25 | 407891.8438 | 395978.9375 | 385390.5938 | 92.0927 | 92.0927 | 92.0927 | 91.8472 | 91.8435 | 91.8398 | CZ16 | 311.1584 | 275.4726 | 545.0615 | 472.9329 | 717.9767 | 340.4913 | 304.8055 | 574.3944 | 502.3441 | 747.3904 | 93.5115 | 179.3401 | 448.929 | 376.5435 | 621.5796 | 143.8663 | 269.5889 | 129.7087 | 245.0055 | 1.6302 | 1.6302 | 1.6302 | 1.6302 | 1.6302 | 1.6302 | 1.6302 | 1.6302 | 1.6302 | 1.6302 | 1.6302 | CZ16 | 0 | 0 | 0 | 0 | 0 | 0 | 0 | 0 | 0 | 0 | 0 | 0 | 0 | 0 | 0 | 0 | 0 | 0 | 0
|  |  | Baseline is One Speed T-24 HP, < 65 kBtuh, with Economizer | [8 empty] | Baseline is One Speed T-24 HP, < 65 kBtuh, without Economizer | [9 empty] | Baseline is 2 Speed T-24 Heat Pump, 65-135 kBtuh | [11 empty] | Baseline is T24 Heat Pump VRF System | [11 empty] | Baseline is T24 Heat Recovery VRF System
-25.6125
747.3904
-0.17629
0.50019

## Htl
|  |  | 7 | 7 | 7 | 7 | 7 | 7 | 7 | 7 | 7 | 7 | 7 | 24 | 24 | 24 | 24 | 24 | 24 | [20 empty] | 6 | 6 | 6 | 6 | 6 | 6 | 6 | 6 | 6 | 6 | 6
|  |  | kWhTotal | kWhTotal | kWhTotal | kWhTotal | kWhTotal | kWhTotal | kWhTotal | kWhTotal | kWhTotal | kWhTotal | kWhTotal | CoolCap | CoolCap | CoolCap | CoolCap | CoolCap | CoolCap |  | Baseline is One Speed T-24 HP, |  |  |  |  | Baseline is One Speed T-24 HP, |  |  |  |  | Baseline is 2 Speed T-24 Heat Pump, |  |  |  |  | Baseline is T24 Heat Pump VRF System |  | Baseline is T24 Heat Recovery VRF System |  | kWPkPer | kWPkPer | kWPkPer | kWPkPer | kWPkPer | kWPkPer | kWPkPer | kWPkPer | kWPkPer | kWPkPer | kWPkPer
|  |  | HP_S0Std | HP_S1Std | HP_SHi | HP_E2Std | HP_EHi | VRF_HP_OAU0 | VRF_HP_OAU1 | VRF_HP_OAU2 | VRF_HR_OAU0 | VRF_HR_OAU1 | VRF_HR_OAU2 | VRF_HP_OAU0 | VRF_HP_OAU1 | VRF_HP_OAU2 | VRF_HR_OAU0 | VRF_HR_OAU1 | VRF_HR_OAU2 |  | < 65 kBtuh, with Economizer |  |  |  |  | < 65 kBtuh, without Economizer |  |  |  |  | 65-135 kBtuh | [8 empty] | HP_S0Std | HP_S1Std | HP_SHi | HP_E2Std | HP_EHi | VRF_HP_OAU0 | VRF_HP_OAU1 | VRF_HP_OAU2 | VRF_HR_OAU0 | VRF_HR_OAU1 | VRF_HR_OAU2 |  | Baseline is One Speed T-24 HP, < 65 kBtuh |  |  |  |  | Baseline is One Speed T-24 HP, < 65 kBtuh | [5 empty] | Baseline is 2 Speed T-24 Heat Pump, 65-135 kBtuh |  |  |  | Baseline is T24 Single-Mode VRF System, 14 tons/system
Bldg | CZ | [12 empty] | Tons | Tons | Tons | Tons | Tons | Tons | CZ | Hi Eff HP | VRF HP T-24 | VRF HP Tier2 | VRF HR T-24 | VRF HR Tier2 | Hi Eff HP, w/econo | VRF HP T-24 | VRF HP Tier2 | VRF HR T-24 | VRF HR Tier2 | Hi Eff HP | VRF HP T-24 | VRF HP Tier2 | VRF HR T-24 | VRF HR Tier2 | VRF HP Tier1 | VRF HP Tier2 | VRF HR Tier1 | VRF HR Tier2 | [11 empty] | CZ | Hi Eff HP | VRF HP T-24 | VRF HP Tier2 | VRF HR T-24 | VRF HR Tier2 | Hi Eff HP, w/econo | VRF HP T-24 | VRF HP Tier2 | VRF HR T-24 | VRF HR Tier2 | Hi Eff HP | VRF HP T-24 | VRF HP Tier2 | VRF HR T-24 | VRF HR Tier2 | VRF HP Tier1 | VRF HP Tier2 | VRF HR Tier1 | VRF HR Tier2
Htl | 1 |  | 4083058 | 4069870.5 | 3888675.5 | 4064383.75 | 3939077.25 | 3981387.5 | 3839662.75 | 3723684 | 3842653 | 3713791 | 3607963.5 | 438.17 | 438.1687 | 438.1674 | 436.3949 | 436.3919 | 436.389 | CZ01 | 413.528 | 201.9376 | 790.0781 | 520.6694 | 1058.4753 | 443.6248 | 232.0344 | 820.175 | 550.8886 | 1088.6949 | 285.9778 | 189.4157 | 777.5561 | 508.0965 | 1045.9022 | 323.4479 | 588.1393 | 295.2896 | 537.7988 | 440.15 | 436.8048 | 420.1489 | 448.151 | 434.5873 | 440.3357 | 424.7982 | 413.1888 | 435.3592 | 420.6089 | 409.9117 | CZ01 | 0.038013 | -0.0080583 | 0.053897 | 0.0033126 | 0.061626 | 0.045647 | -0.00042388 | 0.061532 | 0.010978 | 0.069292 | 0.030955 | 0.017836 | 0.079792 | 0.029312 | 0.087626 | 0.03546 | 0.061955 | 0.0338 | 0.058314
Htl | 2 |  | 4153777.5 | 4133723 | 3923206 | 4160671 | 4019508.25 | 4052447.5 | 3891685.5 | 3763636.75 | 3926173.25 | 3776112.5 | 3656588.25 | 617.2584 | 617.2583 | 617.2581 | 614.3523 | 613.6558 | 612.5861 | CZ02 | 341.0517 | 131.6718 | 599.5648 | 337.8351 | 778.8861 | 373.5414 | 164.1614 | 632.0545 | 370.4784 | 811.6235 | 228.6932 | 175.3293 | 643.2224 | 381.6992 | 822.8766 | 260.4453 | 467.893 | 244.5357 | 440.0769 | 844.032 | 844.0309 | 777.1842 | 884.9598 | 819.4415 | 845.901 | 775.3184 | 720.9396 | 827.0341 | 756.2947 | 704.3146 | CZ02 | 0.1083 | -0.0030297 | 0.19942 | 0.027666 | 0.22808 | 0.1083 | -0.0030278 | 0.19942 | 0.027668 | 0.22808 | 0.10614 | 0.063278 | 0.26572 | 0.094287 | 0.29489 | 0.11435 | 0.20245 | 0.11528 | 0.20033
Htl | 3 |  | 3664989.25 | 3642545.5 | 3483342.75 | 3662319.25 | 3560154.75 | 3664908.5 | 3549787.25 | 3457756 | 3563423.5 | 3454070.25 | 3368493 | 528.6225 | 528.6219 | 528.6216 | 524.2825 | 524.2821 | 524.2816 | CZ03 | 301.1656 | -42.3043 | 349.5686 | 150.9148 | 522.7201 | 343.6227 | 0.15276 | 392.0257 | 193.7233 | 565.5286 | 193.2657 | -4.8981 | 386.9748 | 188.6307 | 560.436 | 217.7762 | 391.873 | 208.5771 | 371.805 | 604.3617 | 604.3668 | 567.5627 | 627.9093 | 592.6998 | 590.1246 | 553.4656 | 524.8334 | 570.4153 | 537.048 | 512.4104 | CZ03 | 0.069623 | 0.026942 | 0.15045 | 0.064758 | 0.17539 | 0.069613 | 0.026932 | 0.15044 | 0.064748 | 0.17539 | 0.066606 | 0.071478 | 0.19499 | 0.10966 | 0.2203 | 0.069348 | 0.12351 | 0.063644 | 0.11064
Htl | 4 |  | 4012504.25 | 3990329 | 3797554 | 4048677.25 | 3919950 | 3904156.75 | 3762466.25 | 3649118.5 | 3807330.25 | 3673781.75 | 3568011 | 587.4058 | 587.4036 | 587.4014 | 584.3076 | 584.3043 | 584.301 | CZ04 | 328.1815 | 146.6997 | 580.8814 | 313.1891 | 722.7748 | 365.9328 | 184.4509 | 618.6328 | 351.1404 | 760.7265 | 219.1462 | 246.0318 | 680.2142 | 413.0479 | 822.6347 | 241.2149 | 434.1806 | 228.5598 | 409.5821 | 791.8644 | 791.864 | 733.3773 | 833.5109 | 775.1055 | 774.0236 | 710.2145 | 665.2898 | 744.9257 | 688.3589 | 645.2029 | CZ04 | 0.099568 | 0.030372 | 0.21548 | 0.080332 | 0.251 | 0.099569 | 0.030372 | 0.21548 | 0.080332 | 0.251 | 0.09943 | 0.10127 | 0.28638 | 0.15161 | 0.32228 | 0.10863 | 0.18511 | 0.09681 | 0.17067
Htl | 5 |  | 3791178.5 | 3773364 | 3613705.5 | 3789909 | 3680241.25 | 3760854.75 | 3636325.5 | 3536370.75 | 3648833.75 | 3534305.75 | 3443263 | 496.9476 | 496.9455 | 496.9434 | 493.6363 | 493.6335 | 493.6307 | CZ05 | 321.2797 | 25.1722 | 476.9019 | 252.2713 | 668.7206 | 357.1277 | 61.02 | 512.75 | 288.3596 | 704.8093 | 220.6836 | 58.4654 | 510.1954 | 285.7879 | 702.2375 | 250.5893 | 451.7295 | 232.0102 | 416.4464 | 547.7236 | 547.3505 | 517.2444 | 564.8547 | 537.2103 | 541.9229 | 511.8399 | 489.9726 | 525.9209 | 498.0431 | 477.8394 | CZ05 | 0.060582 | 0.010922 | 0.11546 | 0.043412 | 0.14082 | 0.061333 | 0.011673 | 0.11621 | 0.044168 | 0.14157 | 0.055629 | 0.046145 | 0.15069 | 0.078871 | 0.17628 | 0.060536 | 0.10454 | 0.056475 | 0.097404
Htl | 6 |  | 3568444.5 | 3545649.25 | 3399200.25 | 3598469.75 | 3498813.5 | 3586188.5 | 3473885.75 | 3386339.25 | 3499994.5 | 3399312 | 3320872.5 | 563.8582 | 563.8579 | 563.8579 | 561.581 | 561.5817 | 561.5811 | CZ06 | 259.7268 | -71.8962 | 282.5357 | 81.2968 | 400.257 | 300.1541 | -31.4689 | 322.963 | 121.888 | 440.8482 | 176.74 | 21.7807 | 376.2127 | 175.3536 | 494.3137 | 199.1685 | 354.4319 | 179.2838 | 318.9602 | 676.7949 | 676.7952 | 633.6462 | 707.4154 | 663.1124 | 661.5298 | 614.8466 | 580.7201 | 644.6546 | 599.5163 | 566.535 | CZ06 | 0.076524 | 0.027073 | 0.17039 | 0.057232 | 0.19634 | 0.076524 | 0.027073 | 0.17039 | 0.057232 | 0.19634 | 0.078571 | 0.081378 | 0.22469 | 0.11176 | 0.25086 | 0.082793 | 0.14332 | 0.080377 | 0.13911
Htl | 7 |  | 3356719.25 | 3327341.75 | 3210217.75 | 3379736.5 | 3299408.5 | 3404922.5 | 3311787.5 | 3240294.25 | 3338953 | 3252381.5 | 3186567.5 | 539.38 | 539.38 | 539.38 | 536.6749 | 536.6749 | 536.6749 | CZ07 | 217.1456 | -143.8332 | 161.3844 | -21.6355 | 262.3082 | 271.6109 | -89.3679 | 215.8497 | 33.1043 | 317.0481 | 148.9265 | -46.6944 | 258.5232 | 75.9929 | 359.9367 | 172.6705 | 305.2176 | 161.3109 | 283.9438 | 591.9257 | 591.9256 | 559.2335 | 615.6858 | 582.0492 | 586.3513 | 550.5527 | 523.8713 | 573.1324 | 538.9573 | 513.835 | CZ07 | 0.060611 | 0.010335 | 0.12617 | 0.035018 | 0.14551 | 0.060611 | 0.010335 | 0.12617 | 0.035018 | 0.14551 | 0.062362 | 0.054386 | 0.17022 | 0.079291 | 0.18978 | 0.06637 | 0.11584 | 0.063679 | 0.11049
Htl | 8 |  | 3625205.75 | 3596998 | 3444413 | 3658691.25 | 3549253 | 3653933.75 | 3529140.5 | 3432986.5 | 3575003.5 | 3458398.5 | 3369451 | 638.016 | 638.0161 | 638.0161 | 637.9255 | 637.9255 | 637.9255 | CZ08 | 239.1554 | -89.2387 | 257.0648 | 34.4782 | 356.6984 | 283.3671 | -45.0271 | 301.2765 | 78.6961 | 400.9164 | 171.529 | 7.4567 | 353.7603 | 131.1873 | 453.4076 | 195.5958 | 346.3036 | 182.7878 | 322.2203 | 769.9403 | 769.9399 | 711.9275 | 806.6417 | 750.5835 | 781.0082 | 717.6024 | 669.9186 | 760.9274 | 698.9775 | 653.9363 | CZ08 | 0.090926 | -0.017348 | 0.15677 | 0.014128 | 0.18185 | 0.090927 | -0.017347 | 0.15677 | 0.014129 | 0.18185 | 0.087863 | 0.040177 | 0.21429 | 0.071661 | 0.23938 | 0.09938 | 0.17412 | 0.097111 | 0.16772
Htl | 9 |  | 3844442 | 3814234.75 | 3608983.5 | 3898183.25 | 3769295.25 | 3819061 | 3675679 | 3565062.25 | 3740948.25 | 3604181.25 | 3499637.5 | 702.9331 | 702.9331 | 702.9331 | 698.8077 | 698.8077 | 698.8077 | CZ09 | 291.9926 | -6.8659 | 354.4754 | 104.8736 | 450.1914 | 334.9657 | 36.1073 | 397.4486 | 148.1005 | 493.4183 | 183.3574 | 112.5601 | 473.9014 | 225.0047 | 570.3225 | 203.9767 | 361.3413 | 195.7148 | 345.3178 | 937.8011 | 937.8008 | 849.8644 | 991.321 | 913.4854 | 960.8306 | 873.3163 | 807.2155 | 925.9567 | 843.2548 | 780.8423 | CZ09 | 0.1251 | -0.032762 | 0.18577 | 0.016949 | 0.22461 | 0.1251 | -0.032762 | 0.18577 | 0.016949 | 0.22461 | 0.11073 | 0.043376 | 0.26191 | 0.093537 | 0.3012 | 0.1245 | 0.21853 | 0.11835 | 0.20766
Htl | 10 |  | 3987841.25 | 3961245.5 | 3744065 | 4044321.25 | 3899340 | 3956137.5 | 3795329.5 | 3670392.5 | 3866708 | 3713750.5 | 3596485.75 | 675.9191 | 675.9197 | 675.9197 | 673.239 | 673.239 | 673.239 | CZ10 | 321.3111 | 7.5571 | 430.307 | 140.4219 | 541.7983 | 360.6586 | 46.9047 | 469.6545 | 179.9261 | 581.3025 | 214.4948 | 130.465 | 553.2147 | 263.819 | 665.1954 | 237.9099 | 422.7499 | 227.1964 | 401.3764 | 997.893 | 997.8928 | 899.8943 | 1054.9982 | 969.4766 | 1076.2277 | 967.8876 | 886.3603 | 1041.4476 | 939.3483 | 862.931 | CZ10 | 0.14499 | -0.11589 | 0.16501 | -0.064694 | 0.20047 | 0.14499 | -0.11589 | 0.16501 | -0.064694 | 0.20047 | 0.12653 | -0.031408 | 0.24949 | 0.020127 | 0.28529 | 0.16029 | 0.2809 | 0.15165 | 0.26516
Htl | 11 |  | 4484611.5 | 4464396.5 | 4195160 | 4543504.5 | 4352468.5 | 4369382 | 4159700 | 3997685 | 4257311 | 4056874.25 | 3902098.75 | 726.6485 | 726.6485 | 726.6487 | 729.0409 | 729.762 | 729.762 | CZ11 | 370.5182 | 130.7572 | 642.2794 | 284.052 | 770.5221 | 398.3377 | 158.5767 | 670.0989 | 311.7802 | 798.2229 | 262.9001 | 239.6241 | 751.1463 | 392.5617 | 878.9245 | 288.5604 | 511.5223 | 274.6604 | 486.7508 | 983.4938 | 983.491 | 892.7681 | 1039.5908 | 956.0021 | 1004.489 | 907.9666 | 835.7545 | 981.4542 | 889.4972 | 819.2943 | CZ11 | 0.12485 | -0.028897 | 0.20331 | 0.0027938 | 0.225 | 0.12486 | -0.028893 | 0.20332 | 0.0027977 | 0.225 | 0.11503 | 0.048306 | 0.28052 | 0.079744 | 0.30187 | 0.13283 | 0.23221 | 0.12601 | 0.22221
Htl | 12 |  | 4228821 | 4204932 | 3971790 | 4257808.5 | 4100759.5 | 4132330.5 | 3957195 | 3819950.25 | 4022644.25 | 3856527.5 | 3726462 | 690.1059 | 690.1059 | 690.1061 | 686.6436 | 686.9309 | 686.9309 | CZ12 | 337.8351 | 105.2034 | 557.8588 | 265.4765 | 696.5329 | 372.4515 | 139.8198 | 592.4752 | 300.2675 | 731.3094 | 227.5723 | 181.8243 | 634.4796 | 342.4837 | 773.5079 | 253.7806 | 452.6554 | 241.8245 | 431.1675 | 901.8697 | 901.8695 | 823.5853 | 946.2075 | 873.6489 | 907.0268 | 826.3005 | 764.7094 | 873.8115 | 798.3113 | 741.4512 | CZ12 | 0.11344 | -0.0074732 | 0.19875 | 0.040863 | 0.23353 | 0.11344 | -0.0074729 | 0.19875 | 0.040863 | 0.23353 | 0.10514 | 0.056775 | 0.263 | 0.10543 | 0.29807 | 0.11698 | 0.20623 | 0.10991 | 0.19268
Htl | 13 |  | 4396434 | 4374471 | 4125139 | 4455602 | 4271818 | 4321205 | 4115847.5 | 3958058 | 4206312 | 4010617 | 3861139.25 | 688.1481 | 688.1481 | 688.1484 | 682.4377 | 682.4377 | 682.8598 | CZ13 | 362.3232 | 77.4048 | 605.121 | 246.4093 | 751.7382 | 394.2393 | 109.3209 | 637.0371 | 278.5924 | 783.9014 | 267.0704 | 195.3024 | 723.0185 | 365.2934 | 870.5488 | 298.4205 | 527.7161 | 286.7588 | 505.4812 | 903.8155 | 903.8147 | 826.5499 | 951.8326 | 878.5966 | 916.6836 | 833.8052 | 770.8766 | 890.2174 | 811.9958 | 752.295 | CZ13 | 0.11228 | -0.018701 | 0.19318 | 0.019925 | 0.22189 | 0.11228 | -0.0187 | 0.19318 | 0.019926 | 0.22189 | 0.10642 | 0.051078 | 0.26296 | 0.090287 | 0.29221 | 0.12044 | 0.21188 | 0.11462 | 0.20198
Htl | 14 |  | 4638733.5 | 4620688 | 4342825 | 4685996.5 | 4486181.5 | 4450075 | 4234600.5 | 4066605 | 4302436.5 | 4100431 | 3943810 | 693.8752 | 693.875 | 693.8753 | 687.7518 | 687.0293 | 686.8285 | CZ14 | 400.4511 | 245.8843 | 798.5339 | 462.7418 | 985.5125 | 426.4579 | 271.8911 | 824.5408 | 488.9802 | 1011.7861 | 287.9697 | 340.0056 | 892.6553 | 557.7012 | 1080.5995 | 310.5379 | 552.6497 | 294.0275 | 522.1486 | 979.3027 | 979.3005 | 896.6042 | 1028.5867 | 946.8467 | 969.8849 | 881.8231 | 815.5021 | 953.0786 | 865.8883 | 800.2811 | CZ14 | 0.11918 | 0.013569 | 0.23606 | 0.038127 | 0.26065 | 0.11918 | 0.013573 | 0.23607 | 0.03813 | 0.26065 | 0.1178 | 0.0846 | 0.30709 | 0.10979 | 0.33241 | 0.12691 | 0.22249 | 0.12691 | 0.22247
Htl | 15 |  | 4923594.5 | 4893713.5 | 4498070.5 | 5090775 | 4831540.5 | 4788531 | 4507421.5 | 4294308 | 4651532 | 4387135.5 | 4186869.5 | 824.6589 | 824.6589 | 824.6589 | 836.9581 | 836.9581 | 836.9581 | CZ15 | 479.7656 | 127.5467 | 726.8526 | 289.3592 | 844.5393 | 516 | 163.781 | 763.087 | 325.0611 | 880.2412 | 314.3536 | 366.5079 | 965.8138 | 524.8088 | 1079.989 | 340.8797 | 599.3059 | 315.9017 | 555.1801 | 1144.6877 | 1144.6877 | 1020.5702 | 1214.1312 | 1110.8534 | 1150.7415 | 1036.9456 | 950.6299 | 1101.6143 | 994.0775 | 912.9232 | CZ15 | 0.15051 | -0.0073409 | 0.23532 | 0.051464 | 0.27691 | 0.15051 | -0.0073409 | 0.23532 | 0.051464 | 0.27691 | 0.12524 | 0.076868 | 0.31953 | 0.13444 | 0.35988 | 0.13799 | 0.24266 | 0.12849 | 0.22545
Htl | 16 |  | 5064739 | 5050139.5 | 4788141 | 5069675.5 | 4872999.5 | 4623747.5 | 4416527 | 4247984.5 | 4468652 | 4275192.5 | 4117854.5 | 596.5967 | 596.5938 | 596.5909 | 591.0498 | 591.0415 | 591.0341 | CZ16 | 439.1573 | 714.7073 | 1344.5646 | 983.8214 | 1577.3795 | 463.6287 | 739.1786 | 1369.0361 | 1008.5224 | 1602.0811 | 329.6649 | 747.453 | 1377.3106 | 1016.8745 | 1610.4334 | 347.3394 | 629.8504 | 327.3197 | 593.5318 | 672.6592 | 672.6525 | 627.0157 | 700.7161 | 659.0988 | 635.8603 | 591.6698 | 561.0098 | 617.594 | 579.6564 | 551.2182 | CZ16 | 0.076496 | 0.06167 | 0.18713 | 0.093154 | 0.20546 | 0.076507 | 0.061681 | 0.18715 | 0.093165 | 0.20547 | 0.069758 | 0.10871 | 0.23417 | 0.14063 | 0.25294 | 0.074071 | 0.12546 | 0.064188 | 0.1123
|  |  | Baseline is One Speed T-24 HP, < 65 kBtuh, with Economizer | [8 empty] | Baseline is One Speed T-24 HP, < 65 kBtuh, without Economizer | [9 empty] | Baseline is 2 Speed T-24 Heat Pump, 65-135 kBtuh | [11 empty] | Baseline is T24 Heat Pump VRF System | [11 empty] | Baseline is T24 Heat Recovery VRF System
-143.8332
1610.4334
-0.11589
0.35988